## A Contactors List
CATALOG_NUMBER | MFG_PART_NUMBER | DESCRIPTION | AF Replacement | AFC Replacement | Notes | Rating Class
A110-30-00-34 | 1SFL451001R3400 | A110,3P CONTR,208/60,175/50 | AF116-30-00-13 |  |  | >100A
A110-30-00-51 | 1SFL451001R5100 | A110,3P CONTR,480/60,415/50 | AF116-30-00-14 |  |  | >100A
A110-30-00-75 | A110-30-00-75 | A110 3P CONTR,200/50,220/60 | Contact Tech Support | Contact Tech Support | Obsoleted Sept 2020 | >100A
A110-30-00-80 | 1SFL451001R8000 | A110,3P CONTR,220/50,240/60 | AF116-30-00-13 |  |  | >100A
A110-30-00-81 | 1SFL451001R8100 | A110,3P CONTR,24/50-60 | AF116-30-00-11 |  |  | >100A
A110-30-00-84 | 1SFL451001R8400 | CONTACTOR A110 3P 110/50 120/60 | AF116-30-00-13 |  |  | >100A
A110300084-RCLK | A110300084-RCLK | 3P CONTR,120/60,SS,LK110,OPEN | Contact Tech Support | Contact Tech Support |  | >100A
A110-30-00-86 | A110-30-00-86 | A110, 3P CONTR, 440/60-415-50 | AF116-30-00-14 |  |  | >100A
A110-30-10E-80 | A110-30-10E-80 | A110,3P,220/50,240/60 1NO LOW | Contact Tech Support | Contact Tech Support |  | >100A
A110-30-11-34 | 1SFL451001R3411 | A110,3P CONTR.208/60,175/50 | AF116-30-11-13 |  |  | >100A
A110-30-11-36 | 1SFL451001R3611 | CONTACTOR 220V/60HZ1K11K32K12K3RPLC | AF116-30-11-13 |  |  | >100A
A110-30-11-50 | 1SFL451001R5011 | A110 3P CONTACTOR 440/60 400/50 | AF116-30-11-14 |  |  | >100A
A110-30-11-51 | 1SFL451001R5111 | A110,3P CONTR.480/60,400-415/5 | AF116-30-11-14 |  |  | >100A
A110-30-11-53 | 1SFL451001R5311 | A110-30-11 3P CNTR 440V 50HZ | AF116-30-11-14 |  |  | >100A
A110-30-11-55 | 1SFL451001R5511 | A110,3P CONTR,500/60,600/60 | Contact Tech Support | Contact Tech Support |  | >100A
A110-30-11-75 | A110-30-11-75 | A110 3P CONTR 200/50 220/60 | Contact Tech Support | Contact Tech Support | Obsoleted Sept 2020 | >100A
A110-30-11-80 | 1SFL451001R8011 | A110 3P CONTR 220/50 240/60 | AF116-30-11-13 |  |  | >100A
A110-30-11-81 | 1SFL451001R8111 | A110,3P CONTR.24/50/60 | AF116-30-11-11 |  |  | >100A
A110-30-11-83 | A110-30-11-83 | A110,3P CONTR,48/50/60 | AF116-30-11-11 |  |  | >100A
A110-30-11-84 | 1SFL451001R8411 | A110,3P CONTR. 110/50, 120/60 | AF116-30-11-13 |  |  | >100A
A110-30-11-85 | A110-30-11-85 | A110,3P CONTR,380/50,415/60 | AF116-30-11-14 |  |  | >100A
A110-30-11-86 | 1SFL451001R8611 | CONT 3P 415-440/60 415/50 (REPLACES | AF116-30-11-14 |  |  | >100A
A110-30-11-88 | 1SFL451001R8811 | 3P CONTR,230-240/50,240-260/60 | AF116-30-11-13 |  |  | >100A
A110-30-22-36 | A110-30-22-36 | A110 3P CONTR,190/50,220/60 | Contact Tech Support | Contact Tech Support |  | >100A
A110-30-22-51 | A110-30-22-51 | A110 3PCONTR,480/60,400-415/50 | Contact Tech Support | Contact Tech Support |  | >100A
A110-30-22-80 | A110-30-22-80 | A110 3P CONTR,220/50,240/60 | Contact Tech Support | Contact Tech Support | Obsoleted Sept 2020 | >100A
A110-30-22-80RC | A110-30-22-80RC | A110 3P CONTR,240/60,SS,2NO2NC | Contact Tech Support | Contact Tech Support |  | >100A
A110-30-22-83 | A110-30-22-83 | A110 3P CONTR,48/50/60 | Contact Tech Support | Contact Tech Support |  | >100A
A110-30-22-84 | A110-30-22-84 | A110 3P CONTR 110/50 120/60 | Contact Tech Support | Contact Tech Support | Obsoleted Sept 2020 | >100A
A110FP-30-11-34 | 1SFL451001R9100 | 3P CONTR.FIRE PUMP,208/60 | No replacement | No replacement |  | >100A
A110FP-30-11-51 | 1SFL451001R9103 | 3P CONTR.FIRE PUMP,480/60 | No replacement | No replacement |  | >100A
A110FP-30-11-55 | 1SFL451001R9104 | 3P CONTR.FIRE PUMP,600/60 | No replacement | No replacement |  | >100A
A110FP-30-11-76 | 1SFL451001R9101 | 3P CONTR.FIRE PUMP,220-240/60 | No replacement | No replacement |  | >100A
A110FP-30-11-77 | 1SFL451001R9102 | 3P CONTR.FIRE PUMP,380/50-60 | No replacement | No replacement |  | >100A
A110FP-30-11-84 | A110FP-30-11-84 | 3P CONTR,F PUMP,110/50,120/60 | No replacement | No replacement |  | >100A
A110FP-30-11-85 | 1SFL451001R9110 | 3P CONTR.FIRE PUMP,380/50HZ | No replacement | No replacement |  | >100A
A110FP-30-11-86 | 1SFL451001R9111 | 3P CONTR.FIRE PUMP,415/50HZ | No replacement | No replacement |  | >100A
A110M-30-11-34 | A110M-30-11-34 | A110 3P MECH INTLK CONTR, 175/50, | AF116M-30-22-13 |  |  | >100A
A110M-30-11-51 | A110M-30-11-51 | A110 3P MI CONTRS,480/60 | AF116M-30-22-14 |  |  | >100A
A110M-30-11-55 | A110M-30-11-55 | MI.CTR,3P,104A,500/50,600/60,1/1 | Contact Tech Support | Contact Tech Support |  | >100A
A110M-30-11-80 | A110M-30-11-80 | A110 3P MI CONTRS,240/60 | AF116M-30-22-13 |  |  | >100A
A110M-30-11-81 | A110M-30-11-81 | A110 3P MI CONTR,24VDC | AF116M-30-22-11 |  |  | >100A
A110M-30-11-84 | A110M-30-11-84 | A110 3P MI CONTRS,110-120/60 | AF116M-30-22-13 |  |  | >100A
A110M-30-22-80 | A110M-30-22-80 | A110 3P MI CONTR,240/60 | Contact Tech Support | Contact Tech Support |  | >100A
A110M-30-22-84 | A110M-30-22-84 | A110 3P MI CONTR,110-120/60 | Contact Tech Support | Contact Tech Support |  | >100A
A110R-30-11-80 | A110R-30-11-80 | 3P REV CONTR,240/60,OPEN | AF116R-30-22-13 |  |  | >100A
A110R-30-11-81 | A110R-30-11-81 | A110 3PH REV CONTR,24/50/60 | AF116R-30-22-11 |  |  | >100A
A110R-30-11-84 | A110R-30-11-84 | 3P REV CONTRS 120 60 OPEN | AF116R-30-22-13 |  |  | >100A
A110W-30-01E-84 | 1SFL451027R9101 | A110 3P WELDING CONTR,120/60 | No replacement | No replacement |  | >100A
A110W-30-11-51 | 1SFL451027R5111 | A110W WELDING CONTR,480/60 | No replacement | No replacement | Obsoleted Sept 2020 | >100A
A110W-30-11-80 | 1SFL451027R8011 | A110 WELDING CONTR,240/60 | No replacement | No replacement |  | >100A
A110W-30-11-81 | A110W-30-11-81 | A110 WELDING CONTR,24/50-60 | No replacement | No replacement | Obsoleted Sept 2020 | >100A
A110W-30-11-84 | 1SFL451027R8411 | CONTACTOR, WELDING 120V | No replacement | No replacement |  | >100A
A110W-30-11E-80 | A110W-30-11E-80 | A110 3P WELDING CONTR,240/60 | No replacement | No replacement |  | >100A
A110W-30-11E-84 | A110W-30-11E-84 | A110 3P WELDING CONTR,120/60 | No replacement | No replacement | Obsoleted Sept 2020 | >100A
A110W-30-22-84 | 1SFL451027R8422 | A110W WELDING CONTR,120/60 | No replacement | No replacement |  | >100A
A12-30-01-34 | A12-30-01-34 | A12,3P CONTR,208/60,175/50 | AC1: AF09-30-01-13, AC3: AF12-30-01-13 |  |  | <100A
A12-30-01-36 | A12-30-01-36 | A12 3P CONTR,190/50,220/60 | AC1: AF09-30-01-13, AC3: AF12-30-01-13 |  |  | <100A
A12-30-01-42 | A12-30-01-42 | A12,3P CONTR,277/60,230-240/50 | AC1: AF09-30-01-14, AC3: AF12-30-01-14 |  |  | <100A
A12-30-01-51 | 1SBL161001R5101 | A12,3P CONTR,480/60,400-415/50 | AC1: AF09-30-01-14, AC3: AF12-30-01-14 |  |  | <100A
A12-30-01-55 | 1SBL161001R5501 | CONTACTOR,3POLE,25A,600VAC COIL | Contact Tech Support | Contact Tech Support |  | <100A
A12-30-01-80 | 1SBL161001R8001 | CONTACTOR,220V COIL,3POLE | AC1: AF09-30-01-13, AC3: AF12-30-01-13 | AFC12-30-01-80 |  | <100A
A12-30-01-81 | 1SBL161001R8101 | CONTACTOR,A12,3O,24/50/60 | AC1: AF09-30-01-41, AC3: AF12-30-01-41 | AFC12-30-01-81 |  | <100A
A12-30-01-83 | 1SBL161001R8301 | A12,3P CONTR,48/50/60 | AC1: AF09-30-01-41, AC3: AF12-30-01-41 |  |  | <100A
A12-30-01-84 | 1SBL161001R8401 | CONT,3P,115V COIL,25A MAX | AC1: AF09-30-01-13, AC3: AF12-30-01-13 | AFC12-30-01-84 |  | <100A
A12-30-01-86 | A12-30-01-86 | A12,3P CONTR.415-440/60,415/50 | AC1: AF09-30-01-14, AC3: AF12-30-01-14 |  |  | <100A
A12-30-10-34 | 1SBL161001R3410 | A12,3P CONTR,208/60,175/50 | AC1: AF09-30-10-13, AC3: AF12-30-10-13 |  |  | <100A
A12-30-10-36 | 1SBL161001R3610 | A12 3P CONTACTOR 220/60 | AC1: AF09-30-10-13, AC3: AF12-30-10-13 |  |  | <100A
A12-30-10-42 | 1SBL161001R4210 | A12,3P CONTR,277/60,230-240/50 | AC1: AF09-30-10-14, AC3: AF12-30-10-14 |  |  | <100A
A12-30-10-50 | A12-30-10-50 | A12,3P CONTR,440/60,400/50 | AC1: AF09-30-10-14, AC3: AF12-30-10-14 |  |  | <100A
A12-30-10-51 | 1SBL161001R5110 | A12,3P CONTR,480/60,400-415/50 | AC1: AF09-30-10-14, AC3: AF12-30-10-14 |  |  | <100A
A12-30-10-55 | 1SBL161001R5510 | A12,3P CONTR,500/50,600/60 | Contact Tech Support | Contact Tech Support |  | <100A
A12-30-10-58 | 1SBL161001R5810 | A12,3P CONTR,660`690/50 | Contact Tech Support | Contact Tech Support |  | <100A
A12-30-10-75 | 1SBL161001R7510 | A12 3P CONTACTOR 200/50 200-220/60 | Contact Tech Support | Contact Tech Support |  | <100A
A12-30-10-80 | 1SBL161001R8010 | CONTACTOR 220V COIL 3POLE | AC1: AF09-30-10-13, AC3: AF12-30-10-13 | AFC12-30-10-80 |  | <100A
A12-30-10-81 | 1SBL161001R8110 | A12 3P CONTR 24/50-60 | AC1: AF09-30-10-41, AC3: AF12-30-10-41 | AFC12-30-10-81 |  | <100A
A12-30-10-83 | 1SBL161001R8310 | CONTACTOR,25A,48V | AC1: AF09-30-10-41, AC3: AF12-30-10-41 |  |  | <100A
A12-30-10-84 | 1SBL161001R8410 | A12,3P CONTR,110/50,110-120/60 | AC1: AF09-30-10-13, AC3: AF12-30-10-13 | AFC12-30-10-84 |  | <100A
A12-30-10-85 | 1SBL161001R8510 | A12,3P CONTR,380/50,415/60 | AC1: AF09-30-10-14, AC3: AF12-30-10-14 |  |  | <100A
A12-30-10-86 | 1SBL161001R8610 | A12,3P CONTR.415-440/60,415/50 | AC1: AF09-30-10-14, AC3: AF12-30-10-14 |  |  | <100A
A12-30-10-88 | 1SBL161001R8810 | A12,3P CONTR,230-240/50,240-260/60 | AC1: AF09-30-10-13, AC3: AF12-30-10-13 | AFC12-30-10-88 |  | <100A
A12-30-11-34 | A12-30-11-34 | A12,3P CONTR 208/60,175/50 | Contact Tech Support | Contact Tech Support |  | <100A
A12-30-11-81 | A12-30-11-81 | A12 3P CONTR 24/50/60 | Contact Tech Support | Contact Tech Support |  | <100A
A12-30-11-84 | A12-30-11-84 | A12, 3P CONTR,110/50,110-120/60 | Contact Tech Support | Contact Tech Support | Obsoleted Sept 2020 | <100A
A12-30-22-51 | A12-30-22-51 | A12 3P CONTR 400-415/50,480/60 | Contact Tech Support | Contact Tech Support |  | <100A
A12-30-22-80 | A12-30-22-80 | A12 CONTR 220/50 240/60 2-2 | Contact Tech Support | Contact Tech Support |  | <100A
A12-30-22-84 | A12-30-22-84 | A12 CONTR,120/60,OPEN,2NO,2NC | Contact Tech Support | Contact Tech Support |  | <100A
A12M-30-01-81 | A12M-30-01-81 | A12,3P CONTR MI ,24/50/60 | AF12M-30-22-11 |  |  | <100A
A12M-30-01-84 | A12M-30-01-84 | A12 3P MI CONTRS,110-120/60 | AF12M-30-22-13 |  |  | <100A
A12M-30-10-34 | A12M-30-10-34 | A12 3P MI CONTR,208/60,175/50 | AF12M-30-22-13 |  |  | <100A
A12M-30-10-51 | A12M-30-10-51 | A12 3P CONTR 480/60 | AF12M-30-22-14 |  |  | <100A
A12M-30-10-80 | A12M-30-10-80 | A12 3P MI CONTR,240/60 | AF12M-30-22-13 |  |  | <100A
A12M-30-10-81 | A12M-30-10-81 | A12 3P MI CONTRS 24/50/60 | AF12M-30-22-11 |  |  | <100A
A12M-30-10-84 | A12M-30-10-84 | A12 3P MI CONTRS,110-120/60 | AF12M-30-22-13 |  |  | <100A
A12M-30-22-81 | A12M-30-22-81 | A12 3P MI CONTRS,24/50/60 | Contact Tech Support | Contact Tech Support |  | <100A
A12R-30-01-84 | A12R-30-01-84 | A12 3P REV CONTRS,110-120/60 | AF12R-30-22-13 |  |  | <100A
A12R-30-10-51 | A12R-30-10-51 | A12 3P REV CONTR,480/60 | AF12R-30-22-14 |  |  | <100A
A12R-30-10-75 | A12R-30-10-75 | A12 3P REV CONTR 200/50,220/60 | Contact Tech Support | Contact Tech Support |  | <100A
A12R-30-10-81 | A12R-30-10-81 | 3PH REV CONTR,24/50-60,OPEN | AF12R-30-22-11 |  |  | <100A
A12R-30-10-84 | A12R-30-10-84 | A12 3P REV CONTRS,110-120/60 | AF12R-30-22-13 |  |  | <100A
A12R-30-11-81 | A12R-30-11-81 | A12 3P REV CONTRS,24V,1NO-1NC | Contact Tech Support | Contact Tech Support |  | <100A
A12R-30-11-84 | A12R-30-11-84 | A12 3P CONTRS,110-120/60 | Contact Tech Support | Contact Tech Support |  | <100A
A130-30-11-75 | 1SFL461001R7511 | A130 3P CONTR,200/50,220/60 | Contact Tech Support | Contact Tech Support |  | >100A
A145-30-00-34 | 1SFL471001R3400 | 3P CONTR,208/60,175/50,OPEN | AC1: AF190-30-00-13, AC3: AF140-30-00-13 |  |  | >100A
A145-30-00-55 | A145-30-00-55 | A145 3P CONTR,500/50,600/60 | Contact Tech Support | Contact Tech Support |  | >100A
A145-30-00-80 | 1SFL471001R8000 | 3P CONTR,230-240/60,220-230/50 | AC1: AF190-30-00-13, AC3: AF140-30-00-13 |  |  | >100A
A145-30-00-84 | 1SFL471001R8400 | A145 3P CONTR,120/60,NO AUX | AC1: AF190-30-00-13, AC3: AF140-30-00-13 |  |  | >100A
A145-30-10E-80 | A145-30-10E-80 | A145,3P,220/50,240/60 1NO LOW | Contact Tech Support | Contact Tech Support |  | >100A
A145-30-11-34 | 1SFL471001R3411 | A145,3P CONTR,208/60,175/50 | AC1: AF190-30-11-13, AC3: AF140-30-11-13 |  |  | >100A
A145-30-11-36 | 1SFL471001R3611 | A145 3P CONTR,220/60V | AC1: AF190-30-11-13, AC3: AF140-30-11-13 |  |  | >100A
A145-30-11-42 | 1SFL471001R4211 | A145,3P CONTR,277/60,230/50 | AC1: AF190-30-11-14, AC3: AF140-30-11-14 |  |  | >100A
A145-30-11-50 | 1SFL471001R5011 | A145,3P CONTR,440/60,400/50 | AC1: AF190-30-11-14, AC3: AF140-30-11-14 |  |  | >100A
A145-30-11-51 | 1SFL471001R5111 | A145,3PCONTR,480/60,400-415/50 | AC1: AF190-30-11-14, AC3: AF140-30-11-14 |  |  | >100A
A145-30-11-54 | 1SFL471001R5411 | A145 3P CONTR, 550/60,475/50 | Contact Tech Support | Contact Tech Support |  | >100A
A145-30-11-55 | 1SFL471001R5511 | A145,3P CONTR,500/50,600/60 | Contact Tech Support | Contact Tech Support |  | >100A
A145-30-11-80 | 1SFL471001R8011 | A145 30 CONTACTOR 220/50 240/60 | AC1: AF190-30-11-13, AC3: AF140-30-11-13 |  |  | >100A
A145-30-11-81 | 1SFL471001R8111 | A145,3P CONTR,24/50/60 | AC1: AF190-30-11-11, AC3: AF140-30-11-11 |  |  | >100A
A145-30-11-83 | 1SFL471001R8311 | A145,3P CONTR,48/50/60 | AC1: AF190-30-11-11, AC3: AF140-30-11-11 |  |  | >100A
A145-30-11-84 | 1SFL471001R8411 | A145 3PCONTR 110/50 110-120/60 | AC1: AF190-30-11-13, AC3: AF140-30-11-13 |  |  | >100A
A145-30-11-84/H | A145-30-11-84/H | A145 3P CONTR,120/60,TERM SHRD | Contact Tech Support | Contact Tech Support | Obsoleted Sept 2020 | >100A
A145-30-11-85 | 1SFL471001R8511 | A145,3P CONTR,380/50,415/60 | AC1: AF190-30-11-14, AC3: AF140-30-11-14 |  |  | >100A
A145-30-11-86 | 1SFL471001R8611 | A145 3P CONTR,415-440/60 | AC1: AF190-30-11-14, AC3: AF140-30-11-14 |  |  | >100A
A145-30-11-87 | 1SFL471001R8711 | A145 3P CONTR,440/460 | AC1: AF190-30-11-14, AC3: AF140-30-11-14 |  |  | >100A
A145-30-11-88 | 1SFL471001R8811 | A145 CON 230-240/50,240-260/60 | AC1: AF190-30-11-13, AC3: AF140-30-11-13 |  |  | >100A
A145-30-22-51 | A145-30-22-51 | A145,3P CONTR,480/60 | AC1: AF190-30-22-14, AC3: AF140-30-22-14 |  | Obsoleted Sept 2020 | >100A
A145-30-22-80 | A145-30-22-80 | A145 3P CONTACTOR 220/50 240/60 | AC1: AF190-30-22-13, AC3: AF140-30-22-13 |  | Obsoleted Sept 2020 | >100A
A145-30-22-81 | A145-30-22-81 | A145 3P CONTR,24/50/60,2NO-2NC | AC1: AF190-30-22-11, AC3: AF140-30-22-11 |  | Obsoleted Sept 2020 | >100A
A145-30-22-83 | A145-30-22-83 | A145 3P CNTR,48/50/60,2NO-2NC | AC1: AF190-30-22-11, AC3: AF140-30-22-11 |  |  | >100A
A145-30-22-84 | A145-30-22-84 | A145,3P CONTR,120/60,2NO,2NC | AC1: AF190-30-22-13, AC3: AF140-30-22-13 |  | Obsoleted Sept 2020 | >100A
A145-30-33-84 | A145-30-33-84 | A145 3P CONTR,120/60,3NO-3NC | Contact Tech Support | Contact Tech Support |  | >100A
A145-30-44-84 | A145-30-44-84 | A145 3P CONTR,120/60 | Contact Tech Support | Contact Tech Support |  | >100A
A145-30L-11-84 | A145-30L-11-84 | A145 3P CONTR,120/60,W/LUGS | Contact Tech Support | Contact Tech Support | Obsoleted Sept 2020 | >100A
A145C3P1-84 | A145C3P1-84 | A145 3P CONTR,N1,120V | No replacement | No replacement |  | >100A
A145F-30-11-34 | A145F-30-11-34 | A145 3P CONTR,208/60,175/50 | No replacement | No replacement |  | >100A
A145F-30-11-36 | A145F-30-11-36 | A145 3P CONTR,220/60V | No replacement | No replacement |  | >100A
A145F-30-11-51 | A145F-30-11-51 | A145 3P FP CTR, 1NO-1NC, 480/60 | No replacement | No replacement |  | >100A
A145F-30-11-55 | A145F-30-11-55 | A145 3P CONTR,500/50,600/60 | No replacement | No replacement |  | >100A
A145F-30-11-80 | A145F-30-11-80 | A145 3P CONTR,220/50,240/60 | No replacement | No replacement |  | >100A
A145F-30-11-84 | A145F-30-11-84 | A145 3P CONTR 110/50-120/60 | No replacement | No replacement |  | >100A
A145F-30-11-85 | A145F-30-11-85 | A145 3P CONTR,380/50,415/60 | No replacement | No replacement |  | >100A
A145F-30-11-86 | A145F-30-11-86 | A145 3PCONTR,415-440/60,415/50 | No replacement | No replacement |  | >100A
A145F-30-11-87 | A145F-30-11-87 | A145 3P CONTR,440/460 | No replacement | No replacement |  | >100A
A145M-30-11-51 | A145M-30-11-51 | A145 3P CONTR 480/60 MECH INTL | AF140M-30-22-14 |  |  | >100A
A145M-30-11-84 | A145M-30-11-84 | A145 3P CONTR,110-120/60 | AF140M-30-22-13 |  |  | >100A
A145N4-30-00-84 | A145N4-30-00-84 | NM SZ 4 CONTR,120/60,OPEN | Contact Tech Support | Contact Tech Support | Obsoleted Sept 2020 | >100A
A145N4-30-11-34 | A145N4-30-11-34 | 3P NM SZ4 CONTR,208/60,175/50 | AF140N4-30-11-13 |  |  | >100A
A145N4-30-11-36 | A145N4-30-11-36 | NM SZ 4 CONTR,220/60,OPEN | AF140N4-30-11-13 |  |  | >100A
A145N4-30-11-51 | A145N4-30-11-51 | A145,3P CONTR,480V | AF140N4-30-11-14 |  | Obsoleted Sept 2020 | >100A
A145N4-30-11-53 | A145N4-30-11-53 | A145 NM SZ 4 CONTR, 500/60 | AF140N4-30-11-14 |  |  | >100A
A145N4-30-11-80 | A145N4-30-11-80 | A145,3P CONTR,220/50,240/60 | AF140N4-30-11-13 |  | Obsoleted Sept 2020 | >100A
A145N4-30-11-81 | A145N4-30-11-81 | A145 3P NM SZ4 CONTR 24/50/60 | AF140N4-30-11-11 |  | Obsoleted Sept 2020 | >100A
A145N4-30-11-84 | A145N4-30-11-84 | NM SZ 4 CONTR,120/60,OPEN | AF140N4-30-11-13 |  | Obsoleted Sept 2020 | >100A
A145N4-30-22-53 | A145N4-30-22-53 | A145 NM SZ 4 CONTR, 500/60 | Contact Tech Support | Contact Tech Support |  | >100A
A145N4-30-22-84 | A145N4-30-22-84 | 3P NM SZ 4 CONTR,120V,2NO-2NC | Contact Tech Support | Contact Tech Support | Obsoleted Sept 2020 | >100A
A145N4M-11-34 | A145N4M-11-34 | A145 NM SZ4,MI,208V,1NO-1NC | AF140N4M-3022-13 |  |  | >100A
A145N4M-11-51 | A145N4M-11-51 | A145 NM SZ4,MI,480V,1NO-1NC | AF140N4M-3022-14 |  |  | >100A
A145N4M-11-84 | A145N4M-11-84 | A145 NM SZ4 MECH,1-1,120V | AF140N4M-3022-13 |  |  | >100A
A145N4R-11-51 | A145N4R-11-51 | NM SZ4 REV CONTR,480V | AF140N4R-3022-14 |  |  | >100A
A145N4R-11-80 | A145N4R-11-80 | NEMA SZ4 REV CONTR, 220/50, 240/60 | AF140N4R-3022-13 |  |  | >100A
A145N4R-11-84 | A145N4R-11-84 | NM SZ4 REV CONTR,120V | AF140N4R-3022-13 |  |  | >100A
A145P-20-11-80 | A145P-20-11-80 | A145 2P PRECIP CONTR 240/60 | No replacement | No replacement |  | >100A
A145P-20-11-84 | A145P-20-11-84 | A145 2P PRECIP.CONTR,120/60 | No replacement | No replacement | Obsoleted Sept 2020 | >100A
A145R-30-11-54 | A145R-30-11-54 | A145 REVERSING 3P CONTRS, 550/60,4 | Contact Tech Support | Contact Tech Support |  | >100A
A145R-30-11-84 | A145R-30-11-84 | A145 REV CONTR,120/60,OPEN | AF140R-30-22-13 |  |  | >100A
A145W-20-01E-84 | A145W-20-01E-84 | 2P 200A WELDING CONT 1NO LOW E | No replacement | No replacement |  | >100A
A145W-20-11-80 | A145W-20-11-80 | WELD.CTR,2P,220/50,240/60,1/1 | No replacement | No replacement | Obsoleted Sept 2020 | >100A
A145W-20-11-84 | 1SFL471727R8411 | A145 2P WELDING CONTR,120/60 | No replacement | No replacement |  | >100A
A145W-20-22-84 | 1SFL471727R8422 | A145 WELDING CONTR,120/60,2P | No replacement | No replacement |  | >100A
A145W-30-11-84 | 1SFL471027R8411 | CONTACTOR, WELDING 140A 120VAC | No replacement | No replacement |  | >100A
A145W-30-22-84 | 1SFL471027R8422 | A145 WELDING CONTR,120/60 | No replacement | No replacement |  | >100A
A16-012-00-42 | A16-012-00-42 | A16 12P NC CONTR,277/60 | Contact Tech Support | Contact Tech Support |  | <100A
A16-012-00-84 | A16-012-00-84 | A16 12P NC CONTR,110/50,120/60 | Contact Tech Support | Contact Tech Support | Obsoleted Sept 2020 | <100A
A16-012-00-88 | A16-012-00-88 | A16 12P CONT,12NC,230-240/50, 240- | Contact Tech Support | Contact Tech Support |  | <100A
A16-04-00-34 | 1SBL181101R3400 | A16 4P CONTR,208/60,175/50 | Contact Tech Support | Contact Tech Support |  | <100A
A16-04-00-36 | 1SBL181101R3600 | A16 4P CONTR,190V 50HZ / 220V 60HZ | Contact Tech Support | Contact Tech Support | Obsoleted Sept 2020 | <100A
A16-04-00-42 | 1SBL181101R4200 | A16 4NC POLE CONTR,277/60 | Contact Tech Support | Contact Tech Support |  | <100A
A16-04-00-47 | 1SBL181101R4700 | A16,4P CONTR.320/50,370/60 | Contact Tech Support | Contact Tech Support |  | <100A
A16-04-00-51 | 1SBL181101R5100 | A16 4P CONTR 4NC 480/60,415/50 | Contact Tech Support | Contact Tech Support |  | <100A
A16-04-00-80 | 1SBL181101R8000 | A16 4P CONTR,4NC,240/60 |  | AFC16-04-00-80 |  | <100A
A16-04-00-81 | 1SBL181101R8100 | A16 4P CONTR 4NC 24/50/60 |  | AFC16-04-00-81 |  | <100A
A16-04-00-83 | 1SBL181101R8300 | A16 4P CONTR,48/50/60 | Contact Tech Support | Contact Tech Support |  | <100A
A16-04-00-84 | 1SBL181101R8400 | A16 4P CONTR,4NC,120/60 |  | AFC16-04-00-84 |  | <100A
A16-04-01-84 | A16-04-01-84 | A16 4P CONTR,4NC,120/60,1NC | Contact Tech Support | Contact Tech Support |  | <100A
A16-04-10-84 | A16-04-10-84 | A16 4P CONTR,4NC,120/60,1NO | Contact Tech Support | Contact Tech Support |  | <100A
A16-04-11-84 | A16-04-11-84 | A16 4P CONTR,4NC,120/60 | Contact Tech Support | Contact Tech Support |  | <100A
A16-08-00-84 | A16-08-00-84 | A16 8P CONTR,8NC,120/60 | Contact Tech Support | Contact Tech Support | Obsoleted Sept 2020 | <100A
A16-08-00-86 | A16-08-00-86 | A16 8P CONTACTOR 8NC 440V | Contact Tech Support | Contact Tech Support |  | <100A
A16-08-00-88 | A16-08-00-88 | A16 8P CONTR,8NC,230-240/50, 240-2 | Contact Tech Support | Contact Tech Support |  | <100A
A16-120-00-42 | A16-120-00-42 | A16 12P CONTR,277/60V | Contact Tech Support | Contact Tech Support | Obsoleted Sept 2020 | <100A
A16-120-00-80 | A16-120-00-80 | A16 12POLE NO CONTR,240V | Contact Tech Support | Contact Tech Support | Obsoleted Sept 2020 | <100A
A16-120-00-81 | A16-120-00-81 | A16 12POLE NO CONTR,24V | Contact Tech Support | Contact Tech Support |  | <100A
A16-120-00-84 | A16-120-00-84 | A16 12PNO CONTR,110/50,120/60 | Contact Tech Support | Contact Tech Support | Obsoleted Sept 2020 | <100A
A16-120L-00-42 | A16-120L-00-42 | A16 12P CONTR,TUNG RTD,277/60 | Contact Tech Support | Contact Tech Support |  | <100A
A16-120L-00-80 | A16-120L-00-80 | A16 30A/600V 12P 240VAC CONTACTOR | Contact Tech Support | Contact Tech Support |  | <100A
A16-120L-00-81 | A16-120L-00-81 | A16 12POLE CONTR,30A/600V TUNG | Contact Tech Support | Contact Tech Support |  | <100A
A16-120L-00-84 | A16-120L-00-84 | A16 12POLE CONTR,30A/600V TUNG | Contact Tech Support | Contact Tech Support |  | <100A
A16-22-00-34 | A16-22-00-34 | A16,2-2P CONTR.208/60,175/50 | AF16-22-00-13 |  |  | <100A
A16-22-00-42 | A16-22-00-42 | A16,2-2P CONTR.277/60,230/50 | AF16-22-00-14 |  |  | <100A
A16-22-00-51 | 1SBL181501R5100 | A16,2-2P CONTR.480/60,400/50 | AF16-22-00-14 |  |  | <100A
A16-22-00-75 | A16-22-00-75 | A16 2NC 2NO CONTR.220/60 | Contact Tech Support | Contact Tech Support |  | <100A
A16-22-00-80 | 1SBL181501R8000 | CONTR.220/50,240/60 | AF16-22-00-13 | AFC16-22-00-80 |  | <100A
A16-22-00-81 | 1SBL181501R8100 | A16,2-2P CONTR,24/50/60 | AF16-22-00-41 | AFC16-22-00-81 |  | <100A
A16-22-00-83 | 1SBL181501R8300 | A16,2-2P CONTR.48/50/60 | AF16-22-00-41 |  |  | <100A
A16-22-00-84 | 1SBL181501R8400 | A16,2-2P CONTR,110/50,120 | AF16-22-00-13 | AFC16-22-00-84 |  | <100A
A16-22-00-86 | A16-22-00-86 | A16,2-2P CONTR.415/60,415/50 | AF16-22-00-14 |  |  | <100A
A16-30-01-34 | 1SBL181001R3401 | A16,3P CONTR.208/60,175/50 | AF16-30-01-13 |  |  | <100A
A16-30-01-36 | 1SBL181001R3601 | A16 3P CONTR, 190/50,220/60 | AF16-30-01-13 |  |  | <100A
A16-30-01-42 | A16-30-01-42 | A16,3P CONTR.277/60,230-240/50 | AF16-30-01-14 |  |  | <100A
A16-30-01-51 | 1SBL181001R5101 | A16,3P CONTR.480/60,400-415/50 | AF16-30-01-14 |  |  | <100A
A16-30-01-55 | 1SBL181001R5501 | CONTACTOR,3POLE,30A,600VAC COIL | Contact Tech Support | Contact Tech Support |  | <100A
A16-30-01-75 | 1SBL181001R7501 | A16 CONTR,200-220/60,200/50 | Contact Tech Support | Contact Tech Support |  | <100A
A16-30-01-80 | 1SBL181001R8001 | A16,3P CONTR,220/50,240/60 | AF16-30-01-13 | AFC16-30-01-80 |  | <100A
A16-30-01-81 | 1SBL181001R8101 | CONTACTOR,24V COIL | AF16-30-01-41 | AFC16-30-01-81 |  | <100A
A16-30-01-83 | 1SBL181001R8301 | A16,3P CONTR.48/50/60 | AF16-30-01-41 |  |  | <100A
A16-30-01-84 | 1SBL181001R8401 | CONT,3P,115V COIL,30A MAX | AF16-30-01-13 | AFC16-30-01-84 |  | <100A
A16-30-01-85 | A16-30-01-85 | A16,3P CONTR.380/50,415/60 | AF16-30-01-14 |  |  | <100A
A16-30-01-86 | A16-30-01-86 | A16,3P CONTR.415-440/60,415/50 | AF16-30-01-14 |  |  | <100A
A16-30-10-16 | 1SBL181001R1610 | A16,3P CONTR,28/50/60 | AF16-30-10-41 |  |  | <100A
A16-30-10-26 | 1SBL181001R2610 | CONTACTOR,3 POLE,110..127VAC COIL | AF16-30-10-13 |  |  | <100A
A16-30-10-34 | 1SBL181001R3410 | A16,3P CONTR,208/60,175/50 | AF16-30-10-13 |  |  | <100A
A16-30-10-36 | 1SBL181001R3610 | A16 3P CONTR,190/50,220/60 | AF16-30-10-13 |  |  | <100A
A16-30-10-37 | 1SBL181001R3710 | A16 3P CONTR,200/50,220/60 | Contact Tech Support | Contact Tech Support |  | <100A
A16-30-10-42 | 1SBL181001R4210 | A16,3P CONTR.277/60,230-240/50 | AF16-30-10-14 |  |  | <100A
A16-30-10-47 | 1SBL181001R4710 | A LINE CONTACTOR | Contact Tech Support | Contact Tech Support |  | <100A
A16-30-10-51 | 1SBL181001R5110 | CONTACTOR,3P,480/60,400-415/50 | AF16-30-10-14 |  |  | <100A
A16-30-10-53 | 1SBL181001T5310 | A16 3P CONTR,440/50,500/60 | AF16-30-10-14 |  |  | <100A
A16-30-10-55 | 1SBL181001R5510 | A16,3P CONTR.500/50,600/60 | Contact Tech Support | Contact Tech Support |  | <100A
A16-30-10-74 | 1SBL181001R7410 | A16 3P CONTR,100/50,100-110/60 | AF16-30-10-13 |  |  | <100A
A16-30-10-75 | 1SBL181001R7510 | A16,3P CONTR 200/50,200-220/60 | Contact Tech Support | Contact Tech Support |  | <100A
A16-30-10-80 | 1SBL181001R8010 | A16 3P CONTR 220/50 240/60 | AF16-30-10-13 | AFC16-30-10-80 |  | <100A
A16-30-10-81 | 1SBL181001R8110 | A16,3P CONTR,24/50/60 | AF16-30-10-41 | AFC16-30-10-81 |  | <100A
A16-30-10-83 | 1SBL181001R8310 | A16,3P CONTR,48/50/60 | AF16-30-10-41 |  |  | <100A
A16-30-10-84 | 1SBL181001R8410 | A16, 3P CONTACTOR 110/50 | AF16-30-10-13 | AFC16-30-10-84 |  | <100A
A16-30-10-85 | 1SBL181001R8510 | A16,3P CONTR.380/50,415/60 | AF16-30-10-14 |  |  | <100A
A16-30-10-86 | 1SBL181001R8610 | A16, 3P CONTACTOR 440/60 | AF16-30-10-14 |  |  | <100A
A16-30-10-87 | 1SBL181001R8710 | A16 3P CONTR,415/50-440-460/60 | AF16-30-10-14 |  |  | <100A
A16-30-10-88 | 1SBL181001R8810 | CONTR 3P 230-240/50 240-260/60 | AF16-30-10-13 | AFC16-30-10-88 |  | <100A
A16-30-10-89 | 1SBL181001R8910 | A16 3P CONTR,115-127/60 | AF16-30-10-13 |  |  | <100A
A16-30-11-75 | A16-30-11-75 | A16 3P CONTR,200/50,200-220/60 | Contact Tech Support | Contact Tech Support |  | <100A
A16-30-11-80 | A16-30-11-80 | A16 3P CONTR,240VAC,1NO-1NC | Contact Tech Support | Contact Tech Support | Obsoleted Sept 2020 | <100A
A16-30-11-81 | A16-30-11-81 | CONTACTOR 16A 1NO/1NC 24V COIL | Contact Tech Support | Contact Tech Support | Obsoleted Sept 2020 | <100A
A16-30-11-84 | A16-30-11-84 | A16 3P CONTR,110/50,110-120/60 | Contact Tech Support | Contact Tech Support | Obsoleted Sept 2020 | <100A
A16-30-11-88 | A16-30-11-88 | 3P CONTR 230-240/50,240-260/60 | Contact Tech Support | Contact Tech Support |  | <100A
A16-30-21RS-81 | A16-30-21RS-81 | A16 3P CONTR,24/50/60 RH AUX | Contact Tech Support | Contact Tech Support |  | <100A
A16-30-22-36 | A16-30-22-36 | A16 3P CONTR 190/50 220/60 2-2 | Contact Tech Support | Contact Tech Support |  | <100A
A16-30-22-51 | A16-30-22-51 | A16,3P CONTR,480/60,400-415/50 | Contact Tech Support | Contact Tech Support |  | <100A
A16-30-22-80 | A16-30-22-80 | A16 CONTR 240/60 OPEN 2NO-2NC | Contact Tech Support | Contact Tech Support |  | <100A
A16-30-22-81 | A16-30-22-81 | A16 CONTR,2NO-2NC,24/50/60V | Contact Tech Support | Contact Tech Support | Obsoleted Sept 2020 | <100A
A16-30-22-83 | A16-30-22-83 | A16 CONTR,48/50/60,2NO-2NC | Contact Tech Support | Contact Tech Support |  | <100A
A16-30-22-84 | A16-30-22-84 | A16 CONTR 120/60 2NO 2NC | Contact Tech Support | Contact Tech Support | Obsoleted Sept 2020 | <100A
A16-30-22-87 | A16-30-22-87 | A16 3P CONTR,415/50,440-460/60 | Contact Tech Support | Contact Tech Support |  | <100A
A16-30-32-80 | A16-30-32-80 | A16 3P CONTR 240/60 | Contact Tech Support | Contact Tech Support | Obsoleted Sept 2020 | <100A
A16-30-32-80-RC | A16-30-32-80-RC | A16 3P CONTR,230/50,230-240/60 | Contact Tech Support | Contact Tech Support | Obsoleted Sept 2020 | <100A
A16-30-32-84 | A16-30-32-84 | A16 3P CONTR 110/50 110-120/60 | Contact Tech Support | Contact Tech Support |  | <100A
A16-40-00-34 | 1SBL181201R3400 | A16,4P CONTR.208/60,175/50 | AF16-40-00-13 |  |  | <100A
A16-40-00-36 | 1SBL181201R3600 | A16 4P CONTR,190/50,220/60 | AF16-40-00-13 |  | Obsoleted Sept 2020 | <100A
A16-40-00-42 | 1SBL181201R4200 | A16,4P CONTR.277/60 | AF16-40-00-14 |  |  | <100A
A16-40-00-47 | 1SBL181201R4700 | A16,4P CONTR.320/50,370/60 | Contact Tech Support | Contact Tech Support | Obsoleted Sept 2020 | <100A
A16-40-00-51 | A16-40-00-51 | A16,4P CONTR.480/60,400-415/50 | AF16-40-00-14 |  |  | <100A
A16-40-00-75 | 1SBL181201R7500 | A16 4P CONTR,200/50,200-220/60 | Contact Tech Support | Contact Tech Support |  | <100A
A16-40-00-80 | 1SBL181201R8000 | A16,4P CONTR.220/50,240/60 | AF16-40-00-13 | AFC16-40-00-80 |  | <100A
A16-40-00-81 | 1SBL181201R8100 | A16,4P CONTR,24/50/60 | AF16-40-00-41 | AFC16-40-00-81 |  | <100A
A16-40-00-83 | 1SBL181201R8300 | A16,4P CONTR,48/50/60 | AF16-40-00-41 |  |  | <100A
A16-40-00-84 | 1SBL181201R8400 | A16 4P CONTR 110/50 110-120/60 | AF16-40-00-13 | AFC16-40-00-84 |  | <100A
A16-40-00-86 | A16-40-00-86 | A16,4P CONTR.415-440/60,415/50 | AF16-40-00-14 |  |  | <100A
A16-40-01-81 | A16-40-01-81 | A16,4P CONTR,24/50/60 | Contact Tech Support | Contact Tech Support |  | <100A
A16-40-01-84 | A16-40-01-84 | A16 4P CONTR,1NC,110-120/60 | Contact Tech Support | Contact Tech Support |  | <100A
A16-40-04-84 | A16-40-04-84 | A16 4P CONTR,110/50,110-120/60 | Contact Tech Support | Contact Tech Support |  | <100A
A16-40-11-80 | A16-40-11-80 | A16 4P CONTR,220/50,240/60 | Contact Tech Support | Contact Tech Support |  | <100A
A16-40-11-84 | A16-40-11-84 | A16 4P CONTR,120/60,1NO-1NC | AF16-40-00-12 + CAL4-11 |  | Obsoleted Sept 2020 | <100A
A16-40-11LS-81 | A16-40-11LS-81 | A16 4P CONTR,24/50/60,1NO-1NC | AF16-40-00-11 + CAL4-11 |  | Obsoleted Sept 2020 | <100A
A16-40-22-80 | A16-40-22-80 | A16,4P CONTR,220/50,240/60 | Contact Tech Support | Contact Tech Support |  | <100A
A16-40-22-84 | A16-40-22-84 | A16 4P CONTR,110/50,110-120/60 | Contact Tech Support | Contact Tech Support |  | <100A
A16-40L-00-34 | A16-40L-00-34 | A16,30A/600V TUNGSTEN, 208/50 | Contact Tech Support | Contact Tech Support |  | <100A
A16-40L-00-42 | 1SBL181201R9009 | A16,30A/600V,TUNG,277VAC/60HZ | Contact Tech Support | Contact Tech Support |  | <100A
A16-40L-00-80 | 1SBL181201R9001 | A16,30A/600V TUNGSTEN,240VAC | Contact Tech Support | Contact Tech Support |  | <100A
A16-40L-00-81 | 1SBL181201R9002 | A16,30A/600V TUNGSTEN,24VAC | Contact Tech Support | Contact Tech Support |  | <100A
A16-40L-00-83 | 1SBL181201R9004 | A16,30A/600V TUNGSTEN,48VAC | Contact Tech Support | Contact Tech Support |  | <100A
A16-40L-00-84 | 1SBL181201R9005 | A16,30A/600V TUNGSTEN,120VAC | Contact Tech Support | Contact Tech Support |  | <100A
A16-40L-00-85 | 1SBL181201R9006 | A16,30A/600V TUNGSTEN,400VAC | Contact Tech Support | Contact Tech Support | Obsoleted Sept 2020 | <100A
A16-80-00-36 | A16-80-00-36 | A16 8P CONTR 110/50, 220/60 | Contact Tech Support | Contact Tech Support |  | <100A
A16-80-00-42 | A16-80-00-42 | A16 8P CONTR,277/60 | Contact Tech Support | Contact Tech Support |  | <100A
A16-80-00-81 | A16-80-00-81 | A16 8P CONTR 24/50,24/60 | Contact Tech Support | Contact Tech Support | Obsoleted Sept 2020 | <100A
A16-80-00-84 | A16-80-00-84 | A16 8P CONTR 110/50,120/60 | Contact Tech Support | Contact Tech Support | Obsoleted Sept 2020 | <100A
A16-80L-00-42 | A16-80L-00-42 | A16 8P CONTR,TUNG RTD,277/60 | Contact Tech Support | Contact Tech Support |  | <100A
A16-80L-00-80 | A16-80L-00-80 | A16 30A/600V 8P 240VAC CONTACTOR | Contact Tech Support | Contact Tech Support |  | <100A
A16-80L-00-81 | A16-80L-00-81 | A16 8P CONTR,TUND RTD,24/60 | Contact Tech Support | Contact Tech Support |  | <100A
A16-80L-00-84 | A16-80L-00-84 | A16 8POLE CONTR,TUNGSTEN RATED | Contact Tech Support | Contact Tech Support |  | <100A
A16C12P1-34 | A16C12P1-34 | A16 12P CONT N1 208V 60HZ | No replacement | No replacement |  | <100A
A16C12P1-80 | A16C12P1-80 | A16 12P CONTR, N1,220-230/50, 230- | No replacement | No replacement |  | <100A
A16C12P1-84 | A16C12P1-84 | A16 12P CONTR,N1,120V | No replacement | No replacement |  | <100A
A16C12PL1-42 | A16C12PL1-42 | A16 12P CONTR,N1,277V | No replacement | No replacement | Obsoleted Sept 2020 | <100A
A16C12PL1-84 | A16C12PL1-84 | A16 12P CONTR,N1,120V | No replacement | No replacement | Obsoleted Sept 2020 | <100A
A16C3P1-84A11 | A16C3P1-84A11 | A16 3P CONTR,N1,120V,1NO-1NC | No replacement | No replacement | Obsoleted Sept 2020 | <100A
A16C3P1-84C10 | A16C3P1-84C10 | A16 3P CONTR,N1,120V,1NO | No replacement | No replacement | Obsoleted Sept 2020 | <100A
A16C4NCP1-81 | A16C4NCP1-81 | A16 4PNC CONTR N1 24V | No replacement | No replacement |  | <100A
A16C4NCP1-84 | A16C4NCP1-84 | A16 4PNC CONTR N1 120V | No replacement | No replacement |  | <100A
A16C4P1-34 | A16C4P1-34 | A16 4P CONT N1 208V 60HZ | No replacement | No replacement |  | <100A
A16C4P1-42 | A16C4P1-42 | A16 4P CONTR N1 277V | No replacement | No replacement |  | <100A
A16C4P1-80C | A16C4P1-80C | A16 4P CONTR,N1,240V | No replacement | No replacement |  | <100A
A16C4P1-80D | A16C4P1-80D | A16 4P CONTR,N1,240V | No replacement | No replacement |  | <100A
A16C4P1-81 | A16C4P1-81 | A16 4P CONTR N1 24V | No replacement | No replacement |  | <100A
A16C4P1-84 | A16C4P1-84 | A16 4P CONTR N1 120V | No replacement | No replacement | Obsoleted Sept 2020 | <100A
A16C4P1-84C | A16C4P1-84C | A16 4P CONTR,N1,120V | No replacement | No replacement | Obsoleted Sept 2020 | <100A
A16C4PL1-80D | A16C4PL1-80D | A16 4P CONTR,N1,240V,HOA | No replacement | No replacement |  | <100A
A16C4PL1-81 | A16C4PL1-81 | A16 4P CONTR,N1,24V | No replacement | No replacement |  | <100A
A16C4PL1-84 | A16C4PL1-84 | A16 4P CONTR,N1,120V | No replacement | No replacement | Obsoleted Sept 2020 | <100A
A16C4PL1-84C | A16C4PL1-84C | A16 4P CONTR,N1,120V | No replacement | No replacement |  | <100A
A16C8P1-34 | A16C8P1-34 | A16 8P CONT N1 208V 60HZ | No replacement | No replacement |  | <100A
A16C8P1-80 | A16C8P1-80 | A16 8P CONTR,N1,240V | No replacement | No replacement | Obsoleted Sept 2020 | <100A
A16C8P1-84 | A16C8P1-84 | A16 8P CONTR,N1,120V | No replacement | No replacement | Obsoleted Sept 2020 | <100A
A16C8P2-84 | A16C8P2-84 | A16 8P CONT N12 120V | No replacement | No replacement |  | <100A
A16C8PL1-34 | A16C8PL1-34 | A16 8P CONTR,N1,208V | No replacement | No replacement |  | <100A
A16C8PL1-51 | A16C8PL1-51 | A16 8P CONTR,N1,480V | No replacement | No replacement |  | <100A
A16C8PL1-80 | A16C8PL1-80 | A16 8P CONTR,N1,240VAC | No replacement | No replacement |  | <100A
A16C8PL1-84 | A16C8PL1-84 | A16 8P CONTR,N1,120V | No replacement | No replacement | Obsoleted Sept 2020 | <100A
A16L-120-00-42 | A16L-120-00-42 | 12P LIGHTING CONTR W/LATCH 277 | Contact Tech Support | Contact Tech Support |  | <100A
A16L-120L-00-84 | A16L-120L-00-84 | 12P LIGHTING CONTR W/LATCH 120 | Contact Tech Support | Contact Tech Support |  | <100A
A16L-120L-00-88 | A16L-120L-00-88 | A16 12P CONTR,12NO,230-240/50 240- | Contact Tech Support | Contact Tech Support |  | <100A
A16L-22-00-51 | A16L-22-00-51 | LIGHTING CONTR W/LATCH,480V | Contact Tech Support | Contact Tech Support |  | <100A
A16L-22-00-84 | A16L-22-00-84 | LIGHTING CONTR W/LATCH,120V | Contact Tech Support | Contact Tech Support |  | <100A
A16L-40-00-42 | A16L-40-00-42 | LGHT.CTR,4P,277/60,LATCH | Contact Tech Support | Contact Tech Support |  | <100A
A16L-40-00-51 | A16L-40-00-51 | 4P LIGHTING CONTR W/LATCH 480VAC | Contact Tech Support | Contact Tech Support |  | <100A
A16L-40-00-84 | A16L-40-00-84 | 4P LIGHTING CONTR W/LATCH 120V | AF16-40-00-13 |  |  | <100A
A16L-40-00-86 | A16L-40-00-86 | 4P LIGHTING CONTR W/LATCH 440V | Contact Tech Support | Contact Tech Support |  | <100A
A16L-40L-00-81 | A16L-40L-00-81 | 4P LIGHTING CONTR W/LATCH 24V | Contact Tech Support | Contact Tech Support |  | <100A
A16L-40L-00-84 | A16L-40L-00-84 | A16 TUNGSTEN W/LATCH,120VAC | Contact Tech Support | Contact Tech Support |  | <100A
A16L-40L-00-86 | A16L-40L-00-86 | A16 TUNGSTEN W/LATCH,440VAC | Contact Tech Support | Contact Tech Support |  | <100A
A16L-80-00-42 | A16L-80-00-42 | 8P LIGHTING CONTR W/LATCH 277V | Contact Tech Support | Contact Tech Support |  | <100A
A16L-80-00-84 | A16L-80-00-84 | 8P LIGHTING CONTR W/LATCH 120V | Contact Tech Support | Contact Tech Support |  | <100A
A16L-80L-00-81 | A16L-80L-00-81 | 8P LIGHTING CONTR W/LATCH 24V | Contact Tech Support | Contact Tech Support |  | <100A
A16L-80L-00-84 | A16L-80L-00-84 | 8P LIGHTING CONTR W/LATCH 120V | Contact Tech Support | Contact Tech Support |  | <100A
A16L-80L-00-88 | A16L-80L-00-88 | A16 8P CONTR, 8NO, 230-240/50,240- | Contact Tech Support | Contact Tech Support |  | <100A
A16LC12NCP1-84 | A16LC12NCP1-84 | A16 12P LTG CNTR,N1,120V,W/LAT | No replacement | No replacement |  | <100A
A16LC12P1-80 | A16LC12P1-80 | A16 12P LTG CNTR,N1,220V,W/LAT | No replacement | No replacement |  | <100A
A16LC12P1-84 | A16LC12P1-84 | A16 12P LTG CNTR,N1,120V,W/LAT | No replacement | No replacement |  | <100A
A16LC12PL1-84 | A16LC12PL1-84 | A16 12P LTG CNTR,N1,120V,W/LAT | No replacement | No replacement |  | <100A
A16LC4NCP1-84 | A16LC4NCP1-84 | A16 4P LTG CNTR,N1,120V,W/LAT | No replacement | No replacement |  | <100A
A16LC4P1-80 | A16LC4P1-80 | A16 4P LTG CONTR,N1,240V W/LAT | No replacement | No replacement |  | <100A
A16LC4P1-84 | A16LC4P1-84 | A16 4P LTG CONTR,N1,120V W/LAT | No replacement | No replacement |  | <100A
A16LC4PL1-81 | A16LC4PL1-81 | A16 4P LTG CNTR,N1,24VAC,LATCH | No replacement | No replacement |  | <100A
A16LC4PL1-81DR | A16LC4PL1-81DR | LGHT.CTR,4P,HOA,GPLGHT,24/60 | No replacement | No replacement |  | <100A
A16LC4PL1-84 | A16LC4PL1-84 | A16 4P LTG CNTR,N1,120V,W/LAT | No replacement | No replacement |  | <100A
A16LC8NCP1-84 | A16LC8NCP1-84 | A16 8P LTG CNTR,N1,120V,W/LAT | No replacement | No replacement |  | <100A
A16LC8P1-80 | A16LC8P1-80 | A16 8P LTG CONTR,N1,220V W/LAT | No replacement | No replacement |  | <100A
A16LC8P1-84 | A16LC8P1-84 | A16 8P LTG CONTR,N1,120V W/LAT | No replacement | No replacement | Obsoleted Sept 2020 | <100A
A16LC8PL1-81 | A16LC8PL1-81 | A16 8P LTG CNTR,N1,24VAC W/LAT | No replacement | No replacement |  | <100A
A16LC8PL1-81DR | A16LC8PL1-81DR | LGHT.CTR,8P,HOA,GPLGHT,24/60 | No replacement | No replacement |  | <100A
A16LC8PL1-84 | A16LC8PL1-84 | A16 8P LTG CNTR,N1,120V,W/LAT | No replacement | No replacement |  | <100A
A16M-30-01-51 | A16M-30-01-51 | A16 3P MI CONTR,480/60-415/50 | AF16M-30-22-14 |  |  | <100A
A16M-30-01-80 | A16M-30-01-80 | A16 3P MI CONTRS,220/50,240/60 | AF16M-30-22-13 |  |  | <100A
A16M-30-01-81 | A16M-30-01-81 | MI,3P,17A,24VAC,4NC | AF16M-30-22-11 |  |  | <100A
A16M-30-01-84 | A16M-30-01-84 | A16 3P MI CONTRS,110-120/60 | AF16M-30-22-13 |  |  | <100A
A16M-30-10-36 | A16M-30-10-36 | A16 3P MI CONTRS,190/50,220/60 | AF16M-30-22-13 |  |  | <100A
A16M-30-10-51 | A16M-30-10-51 | A16 3P MI CONTR,480/60-415/50 | AF16M-30-22-14 |  |  | <100A
A16M-30-10-80 | A16M-30-10-80 | A16 3P MI CONTRS,240/60 | AF16M-30-22-13 |  |  | <100A
A16M-30-10-81 | A16M-30-10-81 | A16 3P MI CONTRS,24/50-60 | AF16M-30-22-11 |  |  | <100A
A16M-30-10-84 | A16M-30-10-84 | A16 3P MI CONTRS,110-120/60 | AF16M-30-22-13 |  |  | <100A
A16N0-30-01-80 | A16N0-30-01-80 | A16N 3P CONTR,NM SZ0,240/60 | Contact Tech Support | Contact Tech Support |  | <100A
A16N0-30-01-81 | A16N0-30-01-81 | A16N 3P NM SZ 0 C0NTR,24/50-60 | Contact Tech Support | Contact Tech Support | Obsoleted Sept 2020 | <100A
A16N0-30-01-84 | A16N0-30-01-84 | A16N 3P CONTR,NM SZ 0,120/60 | Contact Tech Support | Contact Tech Support | Obsoleted Sept 2020 | <100A
A16N0-30-10-34 | A16N0-30-10-34 | A16 NM SZ 0 CONTR,208/60 | AF12N0-30-10-13 |  |  | <100A
A16N0-30-10-51 | A16N0-30-10-51 | A16N 3P CONTR,NM SZ 0,480/60 | AF12N0-30-10-14 |  | Obsoleted Sept 2020 | <100A
A16N0-30-10-80 | A16N0-30-10-80 | A16N 3P CONTR,NM SZ 0,240/60 | AF12N0-30-10-13 |  | Obsoleted Sept 2020 | <100A
A16N0-30-10-81 | A16N0-30-10-81 | A16N 3P CONTR,NM SZ 0,24/50-60 | AF12N0-30-10-11 |  | Obsoleted Sept 2020 | <100A
A16N0-30-10-84 | A16N0-30-10-84 | A16N 3P CONTR,NM SZ 0,120/60 | AF12N0-30-10-13 |  |  | <100A
A16N0-30-10-86 | A16N0-30-10-86 | A16N 3P CONTR,NM SZ 0,440/60 | AF12N0-30-10-14 |  |  | <100A
A16N0-30-11-84 | A16N0-30-11-84 | A16,NEMA SZ 0 | Contact Tech Support | Contact Tech Support |  | <100A
A16N0-30-22-84 | A16N0-30-22-84 | 3P CONTR,110/50,110-120/60 | Contact Tech Support | Contact Tech Support |  | <100A
A16N0M-10-80 | A16N0M-10-80 | 16N 3P MI CONTR,NM SZ 0 220/50,240 | AF12N0M-3022-13 |  |  | <100A
A16N0M-10-84 | A16N0M-10-84 | A16N 3P MI CONTR,NM SZ 0 120V | AF12N0M-3022-13 |  |  | <100A
A16N0R-10-84 | A16N0R-10-84 | A16 3P REV CONTRS,NM SZ 0,120V | AF12N0R-3022-13 |  |  | <100A
A16R-30-01-81 | A16R-30-01-81 | A16 3R REV CONTR 24/50/60,OPEN | AF16R-30-22-11 |  |  | <100A
A16R-30-01-84 | A16R-30-01-84 | 3P REV CONTR,110-120/60 | AF16R-30-22-13 |  |  | <100A
A16R-30-10-36 | A16R-30-10-36 | A16 3P REV CONTR, 190/50, 220/60 | AF16R-30-22-13 |  |  | <100A
A16R-30-10-51 | A16R-30-10-51 | A16 3P REV CONTR,480/60,415/50 | AF16R-30-22-14 |  |  | <100A
A16R-30-10-80 | A16R-30-10-80 | A16 3P REV CONTRS,240/60 | AF16R-30-22-13 |  |  | <100A
A16R-30-10-81 | A16R-30-10-81 | A16 3P REV CONTRS,24/50-60 | AF16R-30-22-11 |  |  | <100A
A16R-30-10-84 | A16R-30-10-84 | A16 3P REV CONTRS,110-120/60 | AF16R-30-22-13 |  |  | <100A
A16R-40-00-84 | A16R-40-00-84 | A16 4P REV CONTR,110-120/60 | Contact Tech Support | Contact Tech Support |  | <100A
A185-30-00-34 | 1SFL491001R3400 | 3P CONTR,208/60,175/50 | AC1: AF205-30-00-13, AC3: AF190-30-00-13 |  |  | >100A
A185-30-00-84 | 1SFL491001R8400 | A185 3P CONTR,120/60,NO AUX | AC1: AF205-30-00-13, AC3: AF190-30-00-13 |  |  | >100A
A185-30-01E-84 | A185-30-01E-84 | A185 3P CONTR, 120/60 | AF190-30-00-11 + CEL19-01 |  | Obsoleted Sept 2020 | >100A
A185-30-11-34 | 1SFL491001R3411 | A185,3P CONTR,208/60,175/50 | AC1: AF205-30-11-13, AC3: AF190-30-11-13 |  |  | >100A
A185-30-11-36 | 1SFL491001R3611 | A185 3P CONTR,220/60V | AC1: AF205-30-11-13, AC3: AF190-30-11-13 |  |  | >100A
A185-30-11-51 | 1SFL491001R5111 | CNTR/AC-1 250A 480V COIL | AC1: AF205-30-11-14, AC3: AF190-30-11-14 |  |  | >100A
A185-30-11-55 | A185-30-11-55 | A185 3P CONTR 500/50 600/60 | Contact Tech Support | Contact Tech Support | Obsoleted Sept 2020 | >100A
A185-30-11-59 | 1SFL491001R5911 | A185 3P CNTR 690V 60HZ 1NO1NC | Contact Tech Support | Contact Tech Support |  | >100A
A185-30-11-80 | 1SFL491001R8011 | A185 3P CONTR 220/50 240/60 | AC1: AF205-30-11-13, AC3: AF190-30-11-13 |  |  | >100A
A185-30-11-81 | 1SFL491001R8111 | A185,3P CONTR,24/50/60 | AC1: AF205-30-11-11, AC3: AF190-30-11-11 |  |  | >100A
A185-30-11-84 | 1SFL491001R8411 | CONTACTOR 3-P N/O 120VAC 156A | AC1: AF205-30-11-13, AC3: AF190-30-11-13 |  |  | >100A
A185-30-11-85 | 1SFL491001R8511 | A185,3P CONTR,380/50,415/60 | AC1: AF205-30-11-14, AC3: AF190-30-11-14 |  |  | >100A
A185-30-11-86 | 1SFL491001R8611 | A185 3P CONTR 415/50,440/60 | AC1: AF205-30-11-14, AC3: AF190-30-11-14 |  |  | >100A
A185-30-11-87 | 1SFL491001R8711 | A185 3P CONTR,440/460 | AC1: AF205-30-11-14, AC3: AF190-30-11-14 |  |  | >100A
A185-30-22-51 | A185-30-22-51 | A185 3PCONTR,480/60,400-415/60 | AC1: AF205-30-22-14, AC3: AF190-30-22-14 |  | Obsoleted Sept 2020 | >100A
A185-30-22-80 | A185-30-22-80 | A185 3P CONTACTOR 220/50 240/60 | AC1: AF205-30-22-13, AC3: AF190-30-22-13 |  | Obsoleted Sept 2020 | >100A
A185-30-22-81 | A185-30-22-81 | A185 3P CONTR 24/50/60 2NO-2NC | AC1: AF205-30-22-11, AC3: AF190-30-22-11 |  | Obsoleted Sept 2020 | >100A
A185-30-22-84 | A185-30-22-84 | A185 3P CONTR,120/60,2NO-2NC | AC1: AF205-30-22-13, AC3: AF190-30-22-13 |  | Obsoleted Sept 2020 | >100A
A185-30-22-86 | A185-30-22-86 | A185 3P CONTR,415/50,440/60 | AC1: AF205-30-22-14, AC3: AF190-30-22-14 |  |  | >100A
A185-30-22-88 | 1SFL491001R8822 | A185-30-22 230-240V 50HZ / 240-260V | AC1: AF205-30-22-13, AC3: AF190-30-22-13 |  |  | >100A
A185-30-33-84 | A185-30-33-84 | A185 3P CONTR,120/60,3NO-3NC | AF190-30-22-11 + CAL19-11 |  | Obsoleted Sept 2020 | >100A
A185-30L-11-84 | A185-30L-11-84 | A185 3P CONTR,120/60,W/LUGS | Contact Tech Support | Contact Tech Support |  | >100A
A185F-30-11-34 | A185F-30-11-34 | A185 3P CONTR,208/60,175/50 | No replacement | No replacement |  | >100A
A185F-30-11-36 | A185F-30-11-36 | A185 3P CONTR,220/60V | No replacement | No replacement |  | >100A
A185F-30-11-51 | A185F-30-11-51 | A185 3P FP CTR, 1NO-1NC, 480/60 | No replacement | No replacement |  | >100A
A185F-30-11-55 | A185F-30-11-55 | A185 3P CONTR,500/50,600/60 | No replacement | No replacement |  | >100A
A185F-30-11-84 | A185F-30-11-84 | A185 3P CONTR,110/50-120/60 | No replacement | No replacement |  | >100A
A185F-30-11-85 | A185F-30-11-85 | A185 3P CONTR,380/50 | No replacement | No replacement |  | >100A
A185F-30-11-86 | A185F-30-11-86 | A185 3PCONTR 415-440/60,415/50 | No replacement | No replacement |  | >100A
A185F-30-11-87 | A185F-30-11-87 | A185 3P CONTR,440/460 | No replacement | No replacement |  | >100A
A185M-30-11-84 | A185M-30-11-84 | A185 3P CONTR 110-120/60 | AF190M-30-22-13 |  |  | >100A
A185R-30-11-51 | A185R-30-11-51 | A185 3P REV CONTR,480/60V | AF190R-30-22-14 |  |  | >100A
A185R-30-11-84 | A185R-30-11-84 | A185 3P REV CONTR,120/60 | AF190R-30-22-13 |  |  | >100A
A185W L. SPRING | A185W L. SPRING | A185 2 POLE LEAF SPRING | No replacement | No replacement |  | >100A
A185W-20-01E-84 | 1SFL491727R9101 | A185 WELDING CONTACTOR 110-120/60 | No replacement | No replacement |  | >100A
A185W-20-11-84 | 1SFL491727R8411 | ISOLATION CONTACTOR, 2-P N/O, 120V | No replacement | No replacement |  | >100A
A185W-20-22-84 | 1SFL491727R8422 | ISOLATION CONT, 2-P N/O, 120VAC | No replacement | No replacement |  | >100A
A185W-30-01E-84 | 1SFL491027R9100 | CONTROL PRODUCT | No replacement | No replacement |  | >100A
A185W-30-11-84 | 1SFL491027R8411 | A185 WELDING CONTR,120/60 | No replacement | No replacement |  | >100A
A185W-30-22-84 | 1SFL491027R8422 | A185 WELDING CONTR,120/60 | No replacement | No replacement |  | >100A
A210-30-00-80 | 1SFL511001R8000 | 3P CONTR,230-240/60,220-230/50 | AC1: AF265-30-00-13, AC3: AF205-30-00-13 |  |  | >100A
A210-30-00-81 | A210-30-00-81 | A210 3P CONTR 24/50/60 | AC1: AF265-30-00-11, AC3: AF205-30-00-11 |  |  | >100A
A210-30-00-83 | 1SFL511001R8300 | A210,3P CONTR,48/50/60 | AC1: AF265-30-00-11, AC3: AF205-30-00-11 |  |  | >100A
A210-30-00-84 | 1SFL511001R8400 | A210 CONTR,120/60,OPEN | AC1: AF265-30-00-13, AC3: AF205-30-00-13 |  |  | >100A
A210-30-10E-80 | A210-30-10E-80 | A210,3P,220/50,240/60,1NO LOW | Contact Tech Support | Contact Tech Support |  | >100A
A210-30-11-34 | 1SFL511001R3411 | A210,3P CONTR,208/60,175/50 | AC1: AF265-30-11-13, AC3: AF205-30-11-13 |  |  | >100A
A210-30-11-36 | 1SFL511001R3611 | A210 3P CONTACTOR 190/50 220/60 | AC1: AF265-30-11-13, AC3: AF205-30-11-13 |  |  | >100A
A210-30-11-42 | 1SFL511001R4211 | A210,3P CONTR,277/60,230/50 | AC1: AF265-30-11-14, AC3: AF205-30-11-14 |  |  | >100A
A210-30-11-50 | 1SFL511001R5011 | A210,3P CONTR,440/60,400/50 | AC1: AF265-30-11-14, AC3: AF205-30-11-14 |  |  | >100A
A210-30-11-51 | 1SFL511001R5111 | A210 3PCONTR 480/60 400-415/50 | AC1: AF265-30-11-14, AC3: AF205-30-11-14 |  |  | >100A
A210-30-11-53 | 1SFL511001R5311 | CONTACTOR,3POLE,300A,500VAC COIL 60 | AC1: AF265-30-11-14, AC3: AF205-30-11-14 |  |  | >100A
A210-30-11-55 | 1SFL511001R5511 | A210,3P CONTR,500/50,600/60 | Contact Tech Support | Contact Tech Support |  | >100A
A210-30-11-80 | 1SFL511001R8011 | A2103P CONTACTOR 220/50 240/60 | AC1: AF265-30-11-13, AC3: AF205-30-11-13 |  |  | >100A
A210-30-11-81 | 1SFL511001R8111 | A210,3P CONTR,24/50/60 | AC1: AF265-30-11-11, AC3: AF205-30-11-11 |  |  | >100A
A210-30-11-84 | 1SFL511001R8411 | A210 3P CONTR 110/50 110-120/60 | AC1: AF265-30-11-13, AC3: AF205-30-11-13 |  |  | >100A
A210-30-11-85 | 1SFL511001R8511 | A210,3P CONTR,380/50,415/60 | AC1: AF265-30-11-14, AC3: AF205-30-11-14 |  |  | >100A
A210-30-11-86 | 1SFL511001R8611 | A210,3P CONTR,440/60,OPEN | AC1: AF265-30-11-14, AC3: AF205-30-11-14 |  |  | >100A
A210-30-11-87 | 1SFL511001R8711 | A210 3P CONTR,440/60 | AC1: AF265-30-11-14, AC3: AF205-30-11-14 |  |  | >100A
A210-30-11-88 | 1SFL511001R8811 | A210 CON 230-240/50 240-260/60 | AC1: AF265-30-11-13, AC3: AF205-30-11-13 |  |  | >100A
A210-30-11-89 | 1SFL511001R8911 | A210 3PCONTR 110/50,115-127/60 | AC1: AF265-30-11-13, AC3: AF205-30-11-13 |  |  | >100A
A210-30-22-34 | A210-30-22-34 | A210 3P CONTR,208/60,175/50 | AC1: AF265-30-22-13, AC3: AF205-30-22-13 |  | Obsoleted Sept 2020 | >100A
A210-30-22-36 | A210-30-22-36 | A210 3P CONT,190/50,220/60,2-2 | AC1: AF265-30-22-13, AC3: AF205-30-22-13 |  |  | >100A
A210-30-22-42 | A210-30-22-42 | A210 3P CONTR,277/60,230/50 | AC1: AF265-30-22-14, AC3: AF205-30-22-14 |  |  | >100A
A210-30-22-51 | A210-30-22-51 | A210,3P CNTR,480/60,400-415/50 | AC1: AF265-30-22-14, AC3: AF205-30-22-14 |  |  | >100A
A210-30-22-84 | A210-30-22-84 | A210,3PCONTR,110/50,110-120/60 | AC1: AF265-30-22-13, AC3: AF205-30-22-13 |  | Obsoleted Sept 2020 | >100A
A210-30L-11-84 | A210-30L-11-84 | A210 3P CONTR,120/60,W/LUGS | Contact Tech Support | Contact Tech Support |  | >100A
A210C3P1-80 | A210C3P1-80 | A210 LIGHTING N1,300A,240V | No replacement | No replacement |  | >100A
A210F-30-11-34 | A210F-30-11-34 | A210 3P CONTR,208/60,175/50 | No replacement | No replacement |  | >100A
A210F-30-11-36 | A210F-30-11-36 | A210 3P CONTR,220/60V | No replacement | No replacement |  | >100A
A210F-30-11-51 | A210F-30-11-51 | A210 3P CONTR,480/60,415/50 | No replacement | No replacement |  | >100A
A210F-30-11-55 | A210F-30-11-55 | A210 3P FP CONTR, 500/50, 600/60 | No replacement | No replacement |  | >100A
A210F-30-11-80 | A210F-30-11-80 | A210 3P CONTR,220/50,240/60 | No replacement | No replacement |  | >100A
A210F-30-11-84 | A210F-30-11-84 | A210 3P CONTR,110/50,120/60 | No replacement | No replacement |  | >100A
A210F-30-11-85 | A210F-30-11-85 | A210 3P CONTR,380/50 | No replacement | No replacement |  | >100A
A210F-30-11-86 | A210F-30-11-86 | A210 3P CONTR,415-440/60 | No replacement | No replacement |  | >100A
A210F-30-11-87 | A210F-30-11-87 | A210 3P CONTR,440/460 | No replacement | No replacement |  | >100A
A210M-30-11-34 | A210M-30-11-34 | A210 3P CONTR,208/60 | AF205M-30-22-13 |  |  | >100A
A210M-30-11-84 | A210M-30-11-84 | A210 3P CONTR 110-120/60 | AF205M-30-22-13 |  |  | >100A
A210P-20-11-80 | A210P-20-11-80 | A210 2P PRECIP CONTR 240/60 | No replacement | No replacement |  | >100A
A210P-20-11-84 | A210P-20-11-84 | A210 2P PRECIP CONTR,120/60 | No replacement | No replacement | Obsoleted Sept 2020 | >100A
A210R-30-11-84 | A210R-30-11-84 | A210 3P REV CONTR,120/60 | AF205R-30-22-13 |  | Obsoleted Sept 2020 | >100A
A210W-20-11-51 | A210W-20-11-51 | A210 2P WELDING CONTR,480/60 | No replacement | No replacement |  | >100A
A210W-20-11-81 | A210W-20-11-81 | A210 2P WELDING CONTR,24/50/60 | No replacement | No replacement |  | >100A
A210W-20-11-84 | 1SFL511727R8411 | A210 2P WELDING CONTR,120/60 | No replacement | No replacement |  | >100A
A210W-20-22-84 | 1SFL511727R8422 | A210 WELDING CONTR,120/60,2P | No replacement | No replacement |  | >100A
A210W-30-11-84 | 1SFL511027R8411 | WELDING ISOLATION CONTACTOR | No replacement | No replacement |  | >100A
A260-30-00-80 | 1SFL531001R8000 | A260 3P CONTR 230-240/60 220-230/50 | AC1: AF305-30-00-13, AC3: AF265-30-00-13 |  |  | >100A
A260-30-00-84 | 1SFL531001R8400 | A260 3P CONTR,120/60,NO AUX | AC1: AF305-30-00-13, AC3: AF265-30-00-13 |  |  | >100A
A260-30-11-34 | 1SFL531001R3411 | A260,3P CONTR,208/60,175/50 | AC1: AF305-30-11-13, AC3: AF265-30-11-13 |  |  | >100A
A260-30-11-36 | 1SFL531001R3611 | A260 3P CONTR 220/60 | AC1: AF305-30-11-13, AC3: AF265-30-11-13 |  |  | >100A
A260-30-11-51 | 1SFL531001R5111 | A260,3PCONTR,480/60,400-415/50 | AC1: AF305-30-11-14, AC3: AF265-30-11-14 |  |  | >100A
A260-30-11-55 | 1SFL531001R5511 | A260 3P CONTR,500/50,600/60 | Contact Tech Support | Contact Tech Support |  | >100A
A260-30-11-59 | 1SFL531001R5911 | A260 3P CONTR,690/60 | Contact Tech Support | Contact Tech Support |  | >100A
A260-30-11-80 | 1SFL531001R8011 | WELDING CONTACTOR | AC1: AF305-30-11-13, AC3: AF265-30-11-13 |  |  | >100A
A260-30-11-81 | 1SFL531001R8111 | A260,3P CONTR,24/50/60 | AC1: AF305-30-11-11, AC3: AF265-30-11-11 |  |  | >100A
A260-30-11-84 | 1SFL531001R8411 | A260,3PCONTR,110/50,110-120/60 | AC1: AF305-30-11-13, AC3: AF265-30-11-13 |  |  | >100A
A260-30-11-85 | 1SFL531001R8511 | A260,3P CONTR,380/50,415/60 | AC1: AF305-30-11-14, AC3: AF265-30-11-14 |  |  | >100A
A260-30-11-86 | 1SFL531001R8611 | A260,3P CONTR,440/60,OPEN | AC1: AF305-30-11-14, AC3: AF265-30-11-14 |  |  | >100A
A260-30-11-87 | 1SFL531001R8711 | A260 3P CONTR,440/460 | AC1: AF305-30-11-14, AC3: AF265-30-11-14 |  |  | >100A
A260-30-22-36 | A260-30-22-36 | A260 3P CONTR, 220VAC/60 | AC1: AF305-30-22-13, AC3: AF265-30-22-13 |  |  | >100A
A260-30-22-51 | A260-30-22-51 | A260 3P CONTR,480/60 | AC1: AF305-30-22-14, AC3: AF265-30-22-14 |  | Obsoleted Sept 2020 | >100A
A260-30-22-80 | A260-30-22-80 | A260 3P CONTR,240/60 | AC1: AF305-30-22-13, AC3: AF265-30-22-13 |  | Obsoleted Sept 2020 | >100A
A260-30-22-84 | A260-30-22-84 | A260 3PCONTR,110/50,110-120/60 | AC1: AF305-30-22-13, AC3: AF265-30-22-13 |  | Obsoleted Sept 2020 | >100A
A260-30L-11-84 | A260-30L-11-84 | A260 3P CONTR,120/60,W/LUGS | Contact Tech Support | Contact Tech Support |  | >100A
A260F-30-11-34 | A260F-30-11-34 | A260 3P CONTR,208/60,175/50 | No replacement | No replacement |  | >100A
A260F-30-11-36 | A260F-30-11-36 | A260 3P CONTR,220/60V | No replacement | No replacement |  | >100A
A260F-30-11-51 | A260F-30-11-51 | A260 3P CONTR,480/60 | No replacement | No replacement |  | >100A
A260F-30-11-55 | A260F-30-11-55 | A260F 3P CONTR,500/50,600/60 | No replacement | No replacement |  | >100A
A260F-30-11-84 | A260F-30-11-84 | A260 3P CONTR 110/50-120/60 | No replacement | No replacement |  | >100A
A260F-30-11-85 | A260F-30-11-85 | A260 3P CONTR,380/50 | No replacement | No replacement |  | >100A
A260F-30-11-86 | A260F-30-11-86 | A260 3P CONTR,440/60 | No replacement | No replacement |  | >100A
A260M-30-11-51 | A260M-30-11-51 | A260 3P MI CONTR,480/60 | AF265M-30-22-14 |  |  | >100A
A260M-30-11-84 | A260M-30-11-84 | A260 3P MI CONTR,120/60 | AF265M-30-22-13 |  | Obsoleted Sept 2020 | >100A
A260N5-30-00-84 | A260N5-30-00-84 | NM SZ 5 CONTR,120/60,OPEN | Contact Tech Support | Contact Tech Support |  | >100A
A260N5-30-11-34 | A260N5-30-11-34 | 3P NM SZ5 CONTR,208/60 | AF265N4-30-11-13 |  |  | >100A
A260N5-30-11-51 | A260N5-30-11-51 | CONTACTOR,600VAC,270AMP | AF265N4-30-11-14 |  | Obsoleted Sept 2020 | >100A
A260N5-30-11-59 | A260N5-30-11-59 | A260 NM SZ5 SONTR,690/60 | Contact Tech Support | Contact Tech Support |  | >100A
A260N5-30-11-80 | A260N5-30-11-80 | A260 NM SZ5 CONTR,240/60 | AF265N4-30-11-13 |  |  | >100A
A260N5-30-11-81 | A260N5-30-11-81 | A260 NM SZ5 CONTR,24/50/60 | AF265N4-30-11-11 |  |  | >100A
A260N5-30-11-84 | A260N5-30-11-84 | NM SZ 5 CONTR,120V | AF265N4-30-11-13 |  | Obsoleted Sept 2020 | >100A
A260N5-30-22-51 | A260N5-30-22-51 | A260 NM SZ 5 CONTR,2NO,2NC,480 | Contact Tech Support | Contact Tech Support | Obsoleted Sept 2020 | >100A
A260N5-30-22-84 | A260N5-30-22-84 | A260 NM SZ 5 CONTR 2-2 120V | Contact Tech Support | Contact Tech Support |  | >100A
A260N5M-11-51 | A260N5M-11-51 | A260 NM SZ5 3P MI CONTR,480V | AF265N4M-3022-14 |  |  | >100A
A260N5M-11-84 | A260N5M-11-84 | NM SZ 5 3P MI CONTRS,120V | AF265N4M-3022-13 |  |  | >100A
A260N5M-11-85 | A260N5M-11-85 | NM SZ5 MI CONTR,380/50,415/60 | AF265N4M-3022-14 |  |  | >100A
A260N5M-22-84 | A260N5M-22-84 | NM SZ 5 3P MI CONTRS,110/50,110-12 | Contact Tech Support | Contact Tech Support |  | >100A
A260N5R-11-80 | A260N5R-11-80 | A260 NM SZ5 REV CONTRS,240V | AF265N4R-3022-13 |  |  | >100A
A260N5R-11-84 | A260N5R-11-84 | NM SZ 5 REV CONTRS,120V | AF265N4R-3022-13 |  |  | >100A
A260R-30-11-51 | A260R-30-11-51 | A260 3P REV CONTR 480/60 | AF265R-30-22-14 |  |  | >100A
A260R-30-11-84 | A260R-30-11-84 | A260 3P REV CONTR 120/60 | AF265R-30-22-13 |  |  | >100A
A260W-20-11-80 | A260W-20-11-80 | A260 2P WELDING CONTR,240/60 | No replacement | No replacement |  | >100A
A260W-20-11-84 | 1SFL531727R8411 | A260 2P WELDING CONTR,120/60 | No replacement | No replacement |  | >100A
A260W-30-11-51 | A260W-30-11-51 | A260 3P WELDING CONTR,480/60 | No replacement | No replacement |  | >100A
A260W-30-11-84 | 1SFL531027R8411 | A260 3P WELDING CONTR,120/60 | No replacement | No replacement |  | >100A
A26-120-00-84 | A26-120-00-84 | A26 12P N/O CONTR,120V | Contact Tech Support | Contact Tech Support |  | <100A
A26-22-00-34 | 1SBL241501R3400 | A26,2-2P CONTR,208/60,175/50 | AF26-22-00-13 |  |  | <100A
A26-22-00-36 | 1SBL241501R3600 | A26,2-2P CONTR,190/50,220/60 | AF26-22-00-13 |  |  | <100A
A26-22-00-42 | 1SBL241501R4200 | A26,2-2P CONTR,277/60,230/50 | AF26-22-00-14 |  |  | <100A
A26-22-00-51 | 1SBL241501R5100 | A26 4P CONTR, 400-415/50, 480/60 | AF26-22-00-14 |  |  | <100A
A26-22-00-55 | 1SBL241501R5500 | CONT.,4P,40A,2NO 2NC,600VAC COIL | Contact Tech Support | Contact Tech Support |  | <100A
A26-22-00-80 | 1SBL241501R8000 | A26,2-2P CONTR,220/50,240/60 | AF26-22-00-13 | AFC26-22-00-80 |  | <100A
A26-22-00-81 | 1SBL241501R8100 | A26,2-2P CONTR,24/50/60 | AF26-22-00-41 | AFC26-22-00-81 |  | <100A
A26-22-00-84 | 1SBL241501R8400 | A26,2-2P CONTR,110/50,120/60 | AF26-22-00-13 | AFC26-22-00-84 |  | <100A
A26-22-10-84 | A26-22-10-84 | A26 2-2P CONTR,110/50,120/60 | Contact Tech Support | Contact Tech Support |  | <100A
A26-22-11-84 | A26-22-11-84 | A26 2-2P CONTR,110/50,120/60 | Contact Tech Support | Contact Tech Support |  | <100A
A26-22-22AU-84 | A26-22-22AU-84 | A26 2P CONTR,2NO-2NC,120V | Contact Tech Support | Contact Tech Support |  | <100A
A26-30-01-34 | 1SBL241001R3401 | A26,3P CONTR,208/60,175/50 | AC1: AF26-30-00-13, AC3: AF30-30-00-13 |  |  | <100A
A26-30-01-36 | 1SBL241001R3601 | A26 3P CONTR,190/50,220/60 | AC1: AF26-30-00-13, AC3: AF30-30-00-13 |  |  | <100A
A26-30-01-51 | 1SBL241001R5101 | A26,3P CONTR,480/60,400-415/50 | AC1: AF26-30-00-14, AC3: AF30-30-00-14 |  |  | <100A
A26-30-01-55 | 1SBL241001R5501 | A26,3P CONTR,500/50,600/60 | Contact Tech Support | Contact Tech Support |  | <100A
A26-30-01-58 | A26-30-01-58 | A26 3P CONTR 660-690/50 | Contact Tech Support | Contact Tech Support |  | <100A
A26-30-01-75 | A26-30-01-75 | A26 3P CONTR,200/50,220/60 | Contact Tech Support | Contact Tech Support |  | <100A
A26-30-01-80 | 1SBL241001R8001 | CONTACTOR A26 3P 220/50 240/60 | AC1: AF26-30-00-13, AC3: AF30-30-00-13 | AFC26-30-00-80 |  | <100A
A26-30-01-81 | 1SBL241001R8101 | A26,3P CONTR,24/50/60 | AC1: AF26-30-00-41, AC3: AF30-30-00-41 | AFC26-30-00-81 |  | <100A
A26-30-01-83 | A26-30-01-83 | A26,3P CONTR,48/50/60 | AC1: AF26-30-00-41, AC3: AF30-30-00-41 |  |  | <100A
A26-30-01-84 | 1SBL241001R8401 | CONT,3P,115VCOIL,40A MAX | AC1: AF26-30-00-13, AC3: AF30-30-00-13 | AFC26-30-00-84 |  | <100A
A26-30-01-84RC | A26-30-01-84RC | A26 3P CONTR W/VAR,110-120/60 | Contact Tech Support | Contact Tech Support | Obsoleted Sept 2020 | <100A
A26-30-01-85 | 1SBL241001R8501 | A26,3P CONTR,380/50,415/60 | AC1: AF26-30-00-14, AC3: AF30-30-00-14 |  |  | <100A
A26-30-01-86 | A26-30-01-86 | A26,3P CONTR.415-440/60,415/50 | AC1: AF26-30-00-14, AC3: AF30-30-00-14 |  | Obsoleted Sept 2020 | <100A
A26-30-10-13 | 1SBL241001R1310 | A26 3P CONTR 10V 50HZ / 12V 60HZ | Contact Tech Support | Contact Tech Support |  | <100A
A26-30-10-29 | 1SBL241001R2910 | A26 3P CONTR,140/60,120/50V | AC1: AF26-30-00-13, AC3: AF30-30-00-13 |  |  | <100A
A26-30-10-34 | 1SBL241001R3410 | A26,3P CONTR,208/60,175/50 | AC1: AF26-30-00-13, AC3: AF30-30-00-13 |  |  | <100A
A26-30-10-36 | 1SBL241001R3610 | A26 3P CONTR,190/50,220/60 | AC1: AF26-30-00-13, AC3: AF30-30-00-13 |  |  | <100A
A26-30-10-40 | 1SBL241001R4010 | A26,3P CONTR,210/50,240/60 | AC1: AF26-30-00-13, AC3: AF30-30-00-13 |  |  | <100A
A26-30-10-42 | 1SBL241001R4210 | A26,3P CONTR,277/60,230-240/50 | AC1: AF26-30-00-14, AC3: AF30-30-00-14 |  |  | <100A
A26-30-10-50 | A26-30-10-50 | A26,3P CONTR,440/60,400/50 | AC1: AF26-30-00-14, AC3: AF30-30-00-14 |  |  | <100A
A26-30-10-51 | 1SBL241001R5110 | CONTACTOR 480V | AC1: AF26-30-00-14, AC3: AF30-30-00-14 |  |  | <100A
A26-30-10-55 | 1SBL241001R5510 | A26,3P CONTR,500/50,600/50 | Contact Tech Support | Contact Tech Support |  | <100A
A26-30-10-75 | 1SBL241001R7510 | A26 3P CONTR,200/50,200-220/50 | Contact Tech Support | Contact Tech Support |  | <100A
A26-30-10-80 | 1SBL241001R8010 | A26 3P CONTR 220/50 240/60 | AC1: AF26-30-00-13, AC3: AF30-30-00-13 | AFC26-30-00-80 |  | <100A
A26-30-10-81 | 1SBL241001R8110 | A26,3P CONTR,24/50/60 | AC1: AF26-30-00-41, AC3: AF30-30-00-41 | AFC26-30-00-81 |  | <100A
A26-30-10-81RV5 | A26-30-10-81RV5 | A26 3P CONTR,24/50/60,W/RV5/50 | Contact Tech Support | Contact Tech Support | Obsoleted Sept 2020 | <100A
A26-30-10-82 | 1SBL241001R8210 | A26 2P CONTR,42/50-60 | AC1: AF26-30-00-41, AC3: AF30-30-00-41 |  |  | <100A
A26-30-10-83 | 1SBL241001R8310 | A26,3P CONTR,48/50/60 | AC1: AF26-30-00-41, AC3: AF30-30-00-41 |  |  | <100A
A26-30-10-84 | 1SBL241001R8410 | A26 3P CONTR 110/50 110-120/60 | AC1: AF26-30-00-13, AC3: AF30-30-00-13 | AFC26-30-00-84 |  | <100A
A26-30-10-85 | 1SBL241001R8510 | A26,3P CONTR,380/50,415/60 | AC1: AF26-30-00-14, AC3: AF30-30-00-14 |  |  | <100A
A26-30-10-86 | 1SBL241001R8610 | A26,3P CONTR.415-440/60,415/50 | AC1: AF26-30-00-14, AC3: AF30-30-00-14 |  |  | <100A
A26-30-10-88 | 1SBL241001R8810 | A26,3P,230-240/50,240-260/60 | AC1: AF26-30-00-13, AC3: AF30-30-00-13 | AFC26-30-00-88 |  | <100A
A26-30-10-89 | 1SBL241001R8910 | A26 3P CONTR 110/50,115-127/60 | AC1: AF26-30-00-13, AC3: AF30-30-00-13 |  |  | <100A
A26-30-11-80 | A26-30-11-80 | A26 3P CONTR,220/50,240/60 | Contact Tech Support | Contact Tech Support | Obsoleted Sept 2020 | <100A
A26-30-11-81 | A26-30-11-81 | A26 3P CONTR,24/50/60 | Contact Tech Support | Contact Tech Support | Obsoleted Sept 2020 | <100A
A26-30-11-84 | A26-30-11-84 | A26 3P CONTR,110/50,110-120/60 | Contact Tech Support | Contact Tech Support | Obsoleted Sept 2020 | <100A
A26-30-21RS-81 | A26-30-21RS-81 | A26 3P CONTR,24/50-60 RH AX BK | Contact Tech Support | Contact Tech Support | Obsoleted Sept 2020 | <100A
A26-30-22-34 | A26-30-22-34 | A26 3P,208/60,175/50,2NO-2NC | Contact Tech Support | Contact Tech Support |  | <100A
A26-30-22-80 | A26-30-22-80 | A26 CONTR,240/60,2NO-2NC | Contact Tech Support | Contact Tech Support |  | <100A
A26-30-22-81 | A26-30-22-81 | A26 CONTR 3P 2NO-2NC,24/50/60 | Contact Tech Support | Contact Tech Support |  | <100A
A26-30-22-84 | A26-30-22-84 | A26 CONTR,120/60,OPEN,2NO,2NC | Contact Tech Support | Contact Tech Support | Obsoleted Sept 2020 | <100A
A26-30-32-75 | A26-30-32-75 | A26 3P CONTR,200/50,200-220/60 | Contact Tech Support | Contact Tech Support |  | <100A
A26-30-32-80 | A26-30-32-80 | A26 3P CONTACTOR 220-230V 50/ 60HZ | Contact Tech Support | Contact Tech Support |  | <100A
A26-30-32-84 | A26-30-32-84 | A26 3PH CONTR,120/60,3NO,2NC | Contact Tech Support | Contact Tech Support | Obsoleted Sept 2020 | <100A
A26-40-00-34 | 1SBL241201R3400 | A26,4P CONTR,208/60,175/50 | AF26-40-00-13 |  | Obsoleted Sept 2020 | <100A
A26-40-00-36 | 1SBL241201R3600 | A26 4P CONTR,190/50,220/60 | AF26-40-00-13 |  |  | <100A
A26-40-00-42 | 1SBL241201R4200 | A26,4P CONTR,277/60,230-240/50 | AF26-40-00-14 |  |  | <100A
A26-40-00-74 | 1SBL241201R7400 | A26,4P CONTR,100/60 | AF26-40-00-13 |  |  | <100A
A26-40-00-80 | 1SBL241201R8000 | A26 4P CONTACTOR 220/50 240/60 | AF26-40-00-13 | AFC26-40-00-80 |  | <100A
A26-40-00-81 | 1SBL241201R8100 | A26,4P CONTR,24/50/60 | AF26-40-00-41 | AFC26-40-00-81 |  | <100A
A26-40-00-84 | 1SBL241201R8400 | A26,4P CONTR,110/50,110-120/60 | AF26-40-00-13 | AFC26-40-00-84 |  | <100A
A26-40-00-88 | 1SBL241201R8800 | 4P CONTR,230-240/50,240-260/60 | AF26-40-00-13 | AFC26-40-00-88 |  | <100A
A26-40-10-84 | A26-40-10-84 | A26 4P CONTR,110-120/60,1NO | AF26-40-00-12 + CAL4-11 |  | Obsoleted Sept 2020 | <100A
A26-40-11-80 | A26-40-11-80 | A26 4P CONTR,220/50,240/60 | Contact Tech Support | Contact Tech Support |  | <100A
A26-40-22-84 | A26-40-22-84 | A26 4P CONTR,110/50,110-120/60 | AF26-40-00-12 + CA4-22E |  | Obsoleted Sept 2020 | <100A
A26-40-22AU-84 | A26-40-22AU-84 | A26 4P CONTR,2NO-2NC,120V | Contact Tech Support | Contact Tech Support |  | <100A
A26-80-00-84 | A26-80-00-84 | A26 8P CONTR,110/50,120/60 | Contact Tech Support | Contact Tech Support |  | <100A
A26C4P1-84 | A26C4P1-84 | A26 4P CONTR,N1,120V | Contact Tech Support | Contact Tech Support |  | <100A
A26C8P1-84 | A26C8P1-84 | A26 8P CONTR,N1,120V | Contact Tech Support | Contact Tech Support | Obsoleted Sept 2020 | <100A
A26L-120-00-84 | A26L-120-00-84 | 12P LIGHTING CONTR W/LATCH 120 | Contact Tech Support | Contact Tech Support |  | <100A
A26L-22-00-42 | A26L-22-00-42 | A26 LIGHTING CONTR W/LATCH 277V | Contact Tech Support | Contact Tech Support |  | <100A
A26L-40-00-84 | A26L-40-00-84 | 4P LIGHTING CONTR W/LATCH 120V | Contact Tech Support | Contact Tech Support |  | <100A
A26L-80-00-84 | A26L-80-00-84 | 8P LIGHTING CONTR W/LATCH 120V | Contact Tech Support | Contact Tech Support |  | <100A
A26M-30-01-81 | A26M-30-01-81 | A26 3P MI CONTRS,24/50-60 | AF30M-30-22-11 |  |  | <100A
A26M-30-01-84 | A26M-30-01-84 | A26 3P MI CONTRS,110-120/60 | AF30M-30-22-13 |  |  | <100A
A26M-30-10-34 | A26M-30-10-34 | A26 MECH INTLK CONTR,208/60 | AF30M-30-22-13 |  |  | <100A
A26M-30-10-51 | A26M-30-10-51 | A26 3P MI CONTRS,480/60,415/50 | AF30M-30-22-14 |  |  | <100A
A26M-30-10-80 | A26M-30-10-80 | A26 3P MI CONTRS. 240/60 | AF30M-30-22-13 |  |  | <100A
A26M-30-10-80DR | A26M-30-10-80DR | A26 3P MI CONTR,220/50,240/60 | Contact Tech Support | Contact Tech Support |  | <100A
A26M-30-10-81 | A26M-30-10-81 | A26 3P MI CONTRS,24/50-60 | AF30M-30-22-11 |  |  | <100A
A26M-30-10-81/D | A26M-30-10-81/D | A26 3P MI CONTRS,24/50-60,DIN | Contact Tech Support | Contact Tech Support |  | <100A
A26M-30-10-84 | A26M-30-10-84 | A26 3P MI CONTRS,110-120/60 | AF30M-30-22-13 |  |  | <100A
A26M-30-10-84DR | A26M-30-10-84DR | A26 3P MI CONTR,110-120/60 | Contact Tech Support | Contact Tech Support |  | <100A
A26M-40-00-84 | A26M-40-00-84 | A26 4P MI CONTR,110-120/60 | Contact Tech Support | Contact Tech Support |  | <100A
A26N1-30-01-81 | A26N1-30-01-81 | A26N 3P CONTR,NM SZ 1,24/50/60 | Contact Tech Support | Contact Tech Support |  | <100A
A26N1-30-01-84 | A26N1-30-01-84 | A26N1 CONTR,120/60 | Contact Tech Support | Contact Tech Support | Obsoleted Sept 2020 | <100A
A26N1-30-10-29 | A26N1-30-10-29 | A26N 3P CONTR NM SZ1 140/60 120/50 | AF26N1-30-10-13 |  |  | <100A
A26N1-30-10-34 | A26N1-30-10-34 | NM SZ 1 CONTR,208/60,OPEN | AF26N1-30-10-13 |  |  | <100A
A26N1-30-10-36 | A26N1-30-10-36 | A26N 3P CONTR NM SZ1 190/50 220/60 | AF26N1-30-10-13 |  |  | <100A
A26N1-30-10-51 | A26N1-30-10-51 | A26N 3P CONTR,NM SZ 1,480/60 | AF26N1-30-10-14 |  | Obsoleted Sept 2020 | <100A
A26N1-30-10-80 | A26N1-30-10-80 | A26N 3P CONTR,NM SZ 1,240/60 | AF26N1-30-10-13 |  | Obsoleted Sept 2020 | <100A
A26N1-30-10-81 | A26N1-30-10-81 | A26N 3P CONTR,NM SZ 1,24/50-60 | AF26N1-30-10-11 |  | Obsoleted Sept 2020 | <100A
A26N1-30-10-82 | A26N1-30-10-82 | A26 NEMA1 CONTR,42/50-60 | AF26N1-30-10-11 |  |  | <100A
A26N1-30-10-84 | A26N1-30-10-84 | A26N 3P CONTR,NM SZ 1,120/60 | AF26N1-30-10-13 |  | Obsoleted Sept 2020 | <100A
A26N1-30-10-86 | A26N1-30-10-86 | A26N 3P NM SZ 1 CONTR,440/60 | AF26N1-30-10-14 |  | Obsoleted Sept 2020 | <100A
A26N1-30-11-84 | A26N1-30-11-84 | A26 3P CONTR,NM SZ1,120/60,1-1 | Contact Tech Support | Contact Tech Support |  | <100A
A26N1-30-22-84 | A26N1-30-22-84 | A26 3P CTR,NM SZ1,120/60,2/2 | Contact Tech Support | Contact Tech Support |  | <100A
A26N1M-01-51 | A26N1M-01-51 | A26 NM SZ1 MI CONTR,480V | Contact Tech Support | Contact Tech Support |  | <100A
A26N1M-01-84 | A26N1M-01-84 | A26 NM SZ1 MI CONTR,120V | Contact Tech Support | Contact Tech Support |  | <100A
A26N1M-10-51 | A26N1M-10-51 | A26 NM SZ 1 MECH INTLK CONTR 480V | AF26N1M-3022-14 |  |  | <100A
A26N1M-10-80 | A26N1M-10-80 | A26N,3P MI CONTRS,NM SZ 1,240V | AF26N1M-3022-13 |  |  | <100A
A26N1M-10-84 | A26N1M-10-84 | A26N 3P MI CONTRS,NM SZ 1,120V | AF26N1M-3022-13 |  |  | <100A
A26N1M-22-84 | A26N1M-22-84 | A26 3P MI CONTR,NM SZ1,120V | Contact Tech Support | Contact Tech Support |  | <100A
A26N1R-01-84 | A26N1R-01-84 | A26N 3P REV CONTR,NM SZ 1,120 | Contact Tech Support | Contact Tech Support |  | <100A
A26N1R-10-80 | A26N1R-10-80 | A26,3P CONTR,NM SZ1,240/60V | AF26N1R-3022-13 |  |  | <100A
A26N1R-10-81 | A26N1R-10-81 | 3PH REV CONTR,NM SZ 1,24/50/60 | AF26N1R-3022-11 |  |  | <100A
A26N1R-10-84 | A26N1R-10-84 | A26N 3P REV CONTRS,NM SZ 1,120 | AF26N1R-3022-13 |  |  | <100A
A26R-30-01-84 | A26R-30-01-84 | A26 3P REV CONTRS,110-120/60 | AF30R-30-22-13 |  |  | <100A
A26R-30-10-34 | A26R-30-10-34 | A26 3P REV CONTRS,208/60,175/50 | AF30R-30-22-13 |  | Obsoleted Sept 2020 | <100A
A26R-30-10-36 | A26R-30-10-36 | A26 3P REV CONTR,220/60 | AF30R-30-22-13 |  |  | <100A
A26R-30-10-51 | A26R-30-10-51 | A26 3P REV CONTR,480/60,415/50 | AF30R-30-22-14 |  | Obsoleted Sept 2020 | <100A
A26R-30-10-80 | A26R-30-10-80 | A26 3P REV CONTRS. 240/60 | AF30R-30-22-13 |  | Obsoleted Sept 2020 | <100A
A26R-30-10-81 | A26R-30-10-81 | A26 3P REV CONTRS,24/50-60 | AF30R-30-22-11 |  | Obsoleted Sept 2020 | <100A
A26R-30-10-84 | A26R-30-10-84 | A26 3P REV CONTRS,110-120/60 | AF30R-30-22-13 |  |  | <100A
A26R-30-11-84 | A26R-30-11-84 | A26,REVERSING CONTR,120/60 | Contact Tech Support | Contact Tech Support |  | <100A
A26R-30-22-84 | A26R-30-22-84 | A26 3P REV CONTR,110-120/60 | Contact Tech Support | Contact Tech Support |  | <100A
A26R-40-00-84 | A26R-40-00-84 | A26 4P REV CONTR,110-120/60 | Contact Tech Support | Contact Tech Support |  | <100A
A300-30-00-80 | 1SFL551001R8000 | A300 3P CONTR 230-240/60 220-230/50 | AC1: AF370-30-00-13, AC3: AF305-30-00-13 |  |  | >100A
A300-30-00-84 | 1SFL551001R8400 | A300 3P CONTR,120/60,NO AUX | AC1: AF370-30-00-13, AC3: AF305-30-00-13 |  |  | >100A
A300-30-10E-80 | A300-30-10E-80 | A300,3P,220/50,240/60,1NO LOW | AF305-30-00-80 + CEL19-10 |  | Obsoleted Sept 2020 | >100A
A300-30-11-29 | 1SFL551001R2911 | CONTACTOR 400A, 3 P, COIL 120V 50HZ | AC1: AF370-30-11-13, AC3: AF305-30-11-13 |  |  | >100A
A300-30-11-34 | 1SFL551001R3411 | A300,3P CONTR,208/60,175/50 | AC1: AF370-30-11-13, AC3: AF305-30-11-13 |  |  | >100A
A300-30-11-36 | A300-30-11-36 | A300 3P CONTR 220/60 | AC1: AF370-30-11-13, AC3: AF305-30-11-13 |  | Obsoleted Sept 2020 | >100A
A300-30-11-42 | 1SFL551001R4211 | A300,3PCONTR,277/60,230-240/50 | AC1: AF370-30-11-14, AC3: AF305-30-11-14 |  |  | >100A
A300-30-11-51 | 1SFL551001R5111 | A300 3PCONTR 480/60 400-415/50 | AC1: AF370-30-11-14, AC3: AF305-30-11-14 |  |  | >100A
A300-30-11-53 | 1SFL551001R5311 | A300 3P CONTR,500/60,OPEN | AC1: AF370-30-11-14, AC3: AF305-30-11-14 |  |  | >100A
A300-30-11-55 | 1SFL551001R5511 | A300,3P CONTR,500/50,600/60 | Contact Tech Support | Contact Tech Support |  | >100A
A300-30-11-80 | 1SFL551001R8011 | A300,3P CONTR,220/50,240/ | AC1: AF370-30-11-13, AC3: AF305-30-11-13 |  |  | >100A
A300-30-11-81 | 1SFL551001R8111 | A300,3P CONTR,24/50/60 | AC1: AF370-30-11-11, AC3: AF305-30-11-11 |  |  | >100A
A300-30-11-84 | 1SFL551001R8411 | A300 3P CONTR 110/50 110-120/60 | AC1: AF370-30-11-13, AC3: AF305-30-11-13 |  |  | >100A
A300-30-11-85 | 1SFL551001R8511 | A300,3P CONTR,380/50, | AC1: AF370-30-11-14, AC3: AF305-30-11-14 |  |  | >100A
A300-30-11-86 | A300-30-11-86 | A300 3P CONTR 415-440/60 | AC1: AF370-30-11-14, AC3: AF305-30-11-14 |  | Obsoleted Sept 2020 | >100A
A300-30-11-88 | 1SFL551001R8811 | A300 3P CONTR 230-240/50 240-260/60 | AC1: AF370-30-11-13, AC3: AF305-30-11-13 |  |  | >100A
A300-30-22-51 | A300-30-22-51 | A300 3P CONTR,480/60,2NO-2NC | AC1: AF370-30-22-14, AC3: AF305-30-22-14 |  | Obsoleted Sept 2020 | >100A
A300-30-22-80 | 1SFL551001R8022 | CONTACTOR, 240/60 | AC1: AF370-30-22-13, AC3: AF305-30-22-13 |  |  | >100A
A300-30-22-84 | A300-30-22-84 | A300 3P CONTR 120/60,2NO-2NC | AC1: AF370-30-22-13, AC3: AF305-30-22-13 |  | Obsoleted Sept 2020 | >100A
A300C3P1-84 | A300C3P1-84 | A300 3P CONTR,N1,120V | No replacement | No replacement |  | >100A
A300F-30-11-34 | A300F-30-11-34 | A300 3P CONTR,208/60,175/50 | No replacement | No replacement |  | >100A
A300F-30-11-36 | A300F-30-11-36 | A300 3P CONTR 220/60 | No replacement | No replacement |  | >100A
A300F-30-11-51 | A300F-30-11-51 | A300 3PCONTR,480/60,400-415/50 | No replacement | No replacement |  | >100A
A300F-30-11-55 | A300F-30-11-55 | A300,3P CONTR,500/50,600/60 | No replacement | No replacement |  | >100A
A300F-30-11-85 | A300F-30-11-85 | A300 3P CONTR,380/50 | No replacement | No replacement |  | >100A
A300F-30-11-86 | A300F-30-11-86 | A300 3P CONTR,415-440/60 | No replacement | No replacement |  | >100A
A300M-30-11-80 | A300M-30-11-80 | A300 3P CONTR,240/60 | AF305M-30-22-13 |  | Obsoleted Sept 2020 | >100A
A300M-30-11-84 | A300M-30-11-84 | A300 3P CONTR,110-120/60 | AF305M-30-22-13 |  | Obsoleted Sept 2020 | >100A
A300P-20-11-80 | A300P-20-11-80 | A300 2P PRECIP CONTR 240/60 | No replacement | No replacement |  | >100A
A300P-20-11-84 | A300P-20-11-84 | A300 2P PRECIP CONTR,120/60 | No replacement | No replacement | Obsoleted Sept 2020 | >100A
A300P-20-22-84 | A300P-20-22-84 | A300 2P PRECIP CONTR,120/60V | No replacement | No replacement |  | >100A
A300R-30-11-84 | A300R-30-11-84 | A300 3P REV CONTR 120/60,OPEN | AF305R-30-22-13 |  | Obsoleted Sept 2020 | >100A
A300W-20-01E-84 | 1SFL551727R9101 | A300 2P WELDING CONTR,120/60 | No replacement | No replacement |  | >100A
A300W-20-11-84 | 1SFL551727R8411 | CONTACTOR, 2-P N/O 120VAC | No replacement | No replacement |  | >100A
A300W-20-22-51 | A300W-20-22-51 | A300 2P WELDING CONTR,480/60 | No replacement | No replacement |  | >100A
A300W-20-22-84 | 1SFL551727R8422 | CONTACTOR, WELDING, 2-P, | No replacement | No replacement |  | >100A
A300W-30-01E-84 | 1SFL551027R9100 | A300 3P WELDING CONTR,120/60 | No replacement | No replacement |  | >100A
A300W-30-11-84 | 1SFL551027R8411 | CONTACTOR, 3 POLE STYLE | No replacement | No replacement |  | >100A
A300W-30-22-84 | 1SFL551027R8422 | A300 WELDING CONTR,120/60, 3P | No replacement | No replacement |  | >100A
A30-30-01-34 | A30-30-01-34 | A30,3P CONTR,208/60,175/50 | AC1: AF30-30-00-13, AC3: AF40-30-00-13 |  |  | <100A
A30-30-01-51 | A30-30-01-51 | A30,3P CONTR,480/60,400-415/50 | AC1: AF30-30-00-14, AC3: AF40-30-00-14 |  |  | <100A
A30-30-01-80 | 1SBL281001R8001 | A30 3P CONTACTOR 220/50 240/60 | AC1: AF30-30-00-13, AC3: AF40-30-00-13 | AFC30-30-00-80 |  | <100A
A30-30-01-81 | 1SBL281001R8101 | A30,3P CONTR,24/50/60 | AC1: AF30-30-00-41, AC3: AF40-30-00-41 | AFC30-30-00-81 |  | <100A
A30-30-01-83 | A30-30-01-83 | A30,3P CONTR,48/50/60 | AC1: AF30-30-00-41, AC3: AF40-30-00-41 |  | Obsoleted Sept 2020 | <100A
A30-30-01-84 | 1SBL281001R8401 | CONTACTOR 3P 115VCOIL 50A | AC1: AF30-30-00-13, AC3: AF40-30-00-13 | AFC30-30-00-84 |  | <100A
A30-30-01-85 | A30-30-01-85 | A30,3P CONTR,380/50,415/60 | AC1: AF30-30-00-14, AC3: AF40-30-00-14 |  |  | <100A
A30-30-01-88 | 1SBL281001R8801 | A30 3P CONTR 230-240/50 240-260/60 | AC1: AF30-30-00-13, AC3: AF40-30-00-13 | AFC30-30-00-88 |  | <100A
A30-30-10-29 | 1SBL281001R2910 | A30,3P CONTR,140/60,120/50 | AC1: AF30-30-00-13, AC3: AF40-30-00-13 |  |  | <100A
A30-30-10-34 | 1SBL281001R3410 | A30,3P CONTR,208/60,175/50 | AC1: AF30-30-00-13, AC3: AF40-30-00-13 |  |  | <100A
A30-30-10-36 | 1SBL281001R3610 | A30 3P CONTR,190/50,220/60 | AC1: AF30-30-00-13, AC3: AF40-30-00-13 |  |  | <100A
A30-30-10-42 | 1SBL281001R4210 | A30,3P CONTR,277/60,230-240/50 | AC1: AF30-30-00-14, AC3: AF40-30-00-14 |  |  | <100A
A30-30-10-50 | A30-30-10-50 | A30,3P CONTR,440/60,400/50 | AC1: AF30-30-00-14, AC3: AF40-30-00-14 |  | Obsoleted Sept 2020 | <100A
A30-30-10-51 | 1SBL281001R5110 | A30,3P CONTR,480/60,400-415/50 | AC1: AF30-30-00-14, AC3: AF40-30-00-14 |  |  | <100A
A30-30-10-55 | 1SBL281001R5510 | A30,3P CONTR,500/50,600/60 | Contact Tech Support | Contact Tech Support |  | <100A
A30-30-10-75 | 1SBL281001R7510 | A30,3P CONTR,200/50,200-220/60 | Contact Tech Support | Contact Tech Support |  | <100A
A30-30-10-80 | 1SBL281001R8010 | CONTACTOR 240V 60HZ | AC1: AF30-30-00-13, AC3: AF40-30-00-13 | AFC30-30-00-80 |  | <100A
A30-30-10-81 | 1SBL281001R8110 | A30,3P CONTR,24/50/60 | AC1: AF30-30-00-41, AC3: AF40-30-00-41 | AFC30-30-00-81 |  | <100A
A30-30-10-82 | A30-30-10-82 | A30 3P CONTR,42VDC | AC1: AF30-30-00-41, AC3: AF40-30-00-41 |  | Obsoleted Sept 2020 | <100A
A30-30-10-83 | A30-30-10-83 | A30,3P CONTR,48/50/60 | AC1: AF30-30-00-41, AC3: AF40-30-00-41 |  |  | <100A
A30-30-10-84 | 1SBL281001R8410 | A30,3P CONTR,110/50,110-120/60 | AC1: AF30-30-00-13, AC3: AF40-30-00-13 | AFC30-30-00-84 |  | <100A
A30-30-10-86 | 1SBL281001R8610 | A30,3P CONT.415-440/60,415/50 | AC1: AF30-30-00-14, AC3: AF40-30-00-14 |  |  | <100A
A30-30-10-88 | 1SBL281001R8810 | A30,3P,230-240/50,240-260/60 | AC1: AF30-30-00-13, AC3: AF40-30-00-13 | AFC30-30-00-88 |  | <100A
A30-30-10-89 | 1SBL281001R8910 | A30 3P CONTR 110/50,115-127/60 | AC1: AF30-30-00-13, AC3: AF40-30-00-13 |  | Obsoleted Sept 2020 | <100A
A30-30-11-84 | A30-30-11-84 | A30 3P CONTR,120/60,110/50 | Contact Tech Support | Contact Tech Support | Obsoleted Sept 2020 | <100A
A30-30-21RS-81 | A30-30-21RS-81 | A30 3P CONTR,24/60,RH AUX BLK | Contact Tech Support | Contact Tech Support | Obsoleted Sept 2020 | <100A
A30-30-22-36 | A30-30-22-36 | A30 3P CONTR,190/50,220/60,2-2 | Contact Tech Support | Contact Tech Support | Obsoleted Sept 2020 | <100A
A30-30-22-51 | A30-30-22-51 | A30 3P CONTR,480/60,400-415/50 | Contact Tech Support | Contact Tech Support | Obsoleted Sept 2020 | <100A
A30-30-22-75 | A30-30-22-75 | A30,3P CONTR,200/50,200-220/60 | Contact Tech Support | Contact Tech Support | Obsoleted Sept 2020 | <100A
A30-30-22-80 | A30-30-22-80 | A30 3P CONTR,220/50,240/60 | Contact Tech Support | Contact Tech Support | Obsoleted Sept 2020 | <100A
A30-30-22-81 | A30-30-22-81 | A30 3PH CONTR,24/50/60 | AF30Z-30-00-30 + CA4-22E |  | Obsoleted Sept 2020 | <100A
A30-30-22-84 | A30-30-22-84 | A30 3P CONTR 110/50 110-120/60 | Contact Tech Support | Contact Tech Support | Obsoleted Sept 2020 | <100A
A30-30-22-86 | A30-30-22-86 | A30 3P CONTR,415/50,415-440/60 | Contact Tech Support | Contact Tech Support | Obsoleted Sept 2020 | <100A
A30-30-32-80 | A30-30-32-80 | A30 3P CONTR,220/50,240/60,3NO,2NC | Contact Tech Support | Contact Tech Support | Obsoleted Sept 2020 | <100A
A30-30-32-84 | A30-30-32-84 | A30 3P CONTR,120/60,3NO,2NC | AF30-30-00-12 + CA4-22E + CA4-11 |  | Obsoleted Sept 2020 | <100A
A30-30-32-86 | A30-30-32-86 | A30 3P CONTR,415/50,415-440/60,3NO | Contact Tech Support | Contact Tech Support | Obsoleted Sept 2020 | <100A
A30CX-80/2211 | A30CX-80/2211 | A30 3P CTR 240V 2/2,1/1 AUX 4X | Contact Tech Support | Contact Tech Support |  | <100A
A30L-30-10-84 | A30L-30-10-84 | 3P LIGHTING CONTR W/LATCH 120V | Contact Tech Support | Contact Tech Support |  | <100A
A30LC3P1-84 | A30LC3P1-84 | A30L CONTR,N1,MECH HELD,120V | Contact Tech Support | Contact Tech Support |  | <100A
A30M-30-01-84 | A30M-30-01-84 | A30 3P MI CONTRS,110-120/60 | AF40M-30-22-13 |  |  | <100A
A30M-30-10-51 | A30M-30-10-51 | A30 3P MI CONTR,480/60,415/50 | AF40M-30-22-14 |  | Obsoleted Sept 2020 | <100A
A30M-30-10-80 | A30M-30-10-80 | A30 3P MI CONTRS,220/50,240/60 | AF40M-30-22-13 |  |  | <100A
A30M-30-10-84 | A30M-30-10-84 | A30 3P MI CONTRS,110-120/60 | AF40M-30-22-13 |  |  | <100A
A30R-30-01-84 | A30R-30-01-84 | A30 3P REV CONTRS,120V | AF40R-30-22-13 |  | Obsoleted Sept 2020 | <100A
A30R-30-10-51 | A30R-30-10-51 | A30 3P REV CONTRS,24/50-60 | AF40R-30-22-14 |  |  | <100A
A30R-30-10-80 | A30R-30-10-80 | A30 3P REV CONTRS,240V | AF40R-30-22-13 |  |  | <100A
A30R-30-10-81 | A30R-30-10-81 | A30 3P REV CONTRS,24/50-60 | AF40R-30-22-11 |  | Obsoleted Sept 2020 | <100A
A30R-30-10-84 | A30R-30-10-84 | A30 3P REV CONTRS,110-120/60 | AF40R-30-22-13 |  |  | <100A
A30R-30-10-85 | A30R-30-10-85 | A30 3P REV CONTRS,380/50 | AF40R-30-22-14 |  |  | <100A
A30R-30-11-84 | A30R-30-11-84 | A30 3P REV CONTRS,110-120/60 | Contact Tech Support | Contact Tech Support |  | <100A
A30R-30-22-84 | A30R-30-22-84 | A30 3P REV CONTRS,110-120/60 | Contact Tech Support | Contact Tech Support | Obsoleted Sept 2020 | <100A
A320-30-11-84 | 1SFL551001R9101 | A320 3P CONTR,110/50,120/60 | Contact Tech Support | Contact Tech Support |  | >100A
A40-30-01-34 | 1SBL321001R3401 | A40,3P CONTR.208/60,175/50 | AF40-30-00-13 |  |  | <100A
A40-30-01-36 | A40-30-01-36 | A40 3P CONTR,190/50,220/60 | AF40-30-00-13 |  |  | <100A
A40-30-01-37 | 1SBL321001R3701 | A40 3P CONTR,200/50,230/60 | Contact Tech Support | Contact Tech Support |  | <100A
A40-30-01-51 | 1SBL321001R5101 | A40,3P CONTR.480/60,400-415/50 | AF40-30-00-14 |  |  | <100A
A40-30-01-55 | A40-30-01-55 | A40,3P, 500/50,600/60 | Contact Tech Support | Contact Tech Support |  | <100A
A40-30-01-80 | A40-30-01-80 | CONTACTOR A40 3P 280/50 240/60 | AF40-30-00-13 |  |  | <100A
A40-30-01-81 | 1SBL321001R8101 | A40,3P CONTR.24/50/60 | AF40-30-00-41 | AFC38-30-00-81 or AFC40-30-00-81 |  | <100A
A40-30-01-83 | A40-30-01-83 | A40,3P CONTR.48/50/60 | AF40-30-00-41 |  | Obsoleted Sept 2020 | <100A
A40-30-01-84 | 1SBL321001R8401 | CONT,3P,115V COIL,60A MAX | AF40-30-00-13 | AFC38-30-00-84 or AFC40-30-00-84 |  | <100A
A40-30-01-84RC | A40-30-01-84RC | A40 3P CONTR W/VAR,110-120/60 | Contact Tech Support | Contact Tech Support | Obsoleted Sept 2020 | <100A
A40-30-01-85 | 1SBL321001R8501 | A40,3P CONTR,380/50,415/60 | AF40-30-00-14 |  |  | <100A
A40-30-10-34 | 1SBL321001R3410 | A40,3P CONTR.208/60,175/50 | AF40-30-00-13 |  |  | <100A
A40-30-10-36 | 1SBL321001R3610 | A40,3P CONTR,190/50,220/60 | AF40-30-00-13 |  |  | <100A
A40-30-10-42 | 1SBL321001R4210 | A40,3P CONTR.277/60,230-240/50 | AF40-30-00-14 |  |  | <100A
A40-30-10-47 | 1SBL321001R4710 | CONTACTOR, 3POLE, 60A,347VAC COIL | Contact Tech Support | Contact Tech Support |  | <100A
A40-30-10-51 | 1SBL321001R5110 | A40,3P CONTR,480/60,400-415/50 | AF40-30-00-14 |  |  | <100A
A40-30-10-55 | 1SBL321001R5510 | A40,3P CONTR.500/50,600/60 | Contact Tech Support | Contact Tech Support |  | <100A
A40-30-10-74 | 1SBL321001R7410 | A40 3P CONTR 100-110/60 100/50 | AF40-30-00-13 |  |  | <100A
A40-30-10-75 | A40-30-10-75 | A40,3P CONTR,220/60 | Contact Tech Support | Contact Tech Support |  | <100A
A40-30-10-80 | 1SBL321001R8010 | A40 3P CONTR 220/50 240/60 | AF40-30-00-13 | AFC38-30-00-80 or AFC40-30-00-80 |  | <100A
A40-30-10-81 | 1SBL321001R8110 | A40,3P CONTR,24/50/60 | AF40-30-00-41 | AFC38-30-00-81 or AFC40-30-00-81 |  | <100A
A40-30-10-83 | 1SBL321001R8310 | A40,3P CONTR.48/50/60 | AF40-30-00-41 |  |  | <100A
A40-30-10-84 | 1SBL321001R8410 | A40,3P CONTR,110/50,110-120/60 | AF40-30-00-13 | AFC38-30-00-84 or AFC40-30-00-84 |  | <100A
A40-30-10-85 | 1SBL321001R8510 | A40,3P CONTR,380/50,415/60 | AF40-30-00-14 | AFC40-30-00-85 |  | <100A
A40-30-10-86 | 1SBL321001R8610 | A40,3P CONT.415-440/60,415/50 | AF40-30-00-14 |  |  | <100A
A40-30-10-88 | 1SBL321001R8810 | A40,3P,230-240/50,240-260/60 | AF40-30-00-13 | AFC38-30-00-88 or AFC40-30-00-88 |  | <100A
A40-30-10-89 | 1SBL321001R8910 | A40 3P CONTR 110/50 | AF40-30-00-13 |  |  | <100A
A40-30-11-36 | A40-30-11-36 | A40 3P CONTR,220/60V | Contact Tech Support | Contact Tech Support |  | <100A
A40-30-11-80 | A40-30-11-80 | A40 CONTR,240/60,1NO,1NC | Contact Tech Support | Contact Tech Support | Obsoleted Sept 2020 | <100A
A40-30-11-84 | A40-30-11-84 | A40 CONTR 110/50,120/60 | Contact Tech Support | Contact Tech Support | Obsoleted Sept 2020 | <100A
A40-30-11-86 | A40-30-11-86 | A40,3P CONT 415-440/60,415/50 | Contact Tech Support | Contact Tech Support | Obsoleted Sept 2020 | <100A
A40-30-21-81 | A40-30-21-81 | A40 3P CONTR, 2NO-1NC, 24/50/60 | Contact Tech Support | Contact Tech Support | Obsoleted Sept 2020 | <100A
A40-30-21RS-81 | A40-30-21RS-81 | A40 3P CONTR,120/60,RH AUX BLK | Contact Tech Support | Contact Tech Support | Obsoleted Sept 2020 | <100A
A40-30-22-80 | A40-30-22-80 | A40 3P CONTR,220/50,240/60 | Contact Tech Support | Contact Tech Support |  | <100A
A40-30-22-83 | A40-30-22-83 | A40 3P CONTR, 2NO-2NC, 48/50/60 | Contact Tech Support | Contact Tech Support | Obsoleted Sept 2020 | <100A
A40-30-22-84 | A40-30-22-84 | A40 3P CONTR,120/60,2NO-2NC | Contact Tech Support | Contact Tech Support | Obsoleted Sept 2020 | <100A
A40-30-32-84 | A40-30-32-84 | A40 3P CONTR,120V,3NO,2NC | AF40-30-00-12 + CA4-22E + CAL4-11 |  | Obsoleted Sept 2020 | <100A
A40L-30-10-84 | A40L-30-10-84 | 3P LIGHTING CONTR W/LATCH 120V | Contact Tech Support | Contact Tech Support |  | <100A
A40M-30-01-84 | A40M-30-01-84 | A40,3P MI CONTR.110-120/60 | AF40M-30-22-13 |  | Obsoleted Sept 2020 | <100A
A40M-30-10-80 | A40M-30-10-80 | A40 MECH,INTLK CONTR,240/60 | AF40M-30-22-13 |  |  | <100A
A40M-30-10-81 | A40M-30-10-81 | A40 3P MI CONTR,24/50/60 | AF40M-30-22-11 |  |  | <100A
A40M-30-10-84 | A40M-30-10-84 | A40 3P MI CONTRS,110-120/60 | AF40M-30-22-13 |  |  | <100A
A40M-30-11-84 | A40M-30-11-84 | A40 3P MI CONTRS,110-120/60 | Contact Tech Support | Contact Tech Support |  | <100A
A40R-30-01-84 | A40R-30-01-84 | A40 3P REV CONTR 110-120/60 | AF40R-30-22-13 |  | Obsoleted Sept 2020 | <100A
A40R-30-10-34 | A40R-30-10-34 | A40 3P REV CONTR,208/60 | AF40R-30-22-13 |  |  | <100A
A40R-30-10-80 | A40R-30-10-80 | A40 3P REV CONTR,240/60 | AF40R-30-22-13 |  |  | <100A
A40R-30-10-81 | A40R-30-10-81 | A40 3P REV CONTR,24/50/60 | AF40R-30-22-11 |  | Obsoleted Sept 2020 | <100A
A40R-30-10-84 | A40R-30-10-84 | A40 3P REV CONTRS,110-120/60 | AF40R-30-22-13 |  | Obsoleted Sept 2020 | <100A
A40R-30-11-55 | A40R-30-11-55 | A40 3P REV CONTR, 500/50, 600/60 | Contact Tech Support | Contact Tech Support |  | <100A
A40R-30-11-84 | A40R-30-11-84 | 3P REV CONTR,120/60,OPEN | Contact Tech Support | Contact Tech Support |  | <100A
A45-22-00-42 | 1SBL331501R4200 | A45,2-2P CONTR,277/60,230/50 | Contact Tech Support | Contact Tech Support |  | <100A
A45-22-00-51 | 1SBL331501R5100 | A45,2-2P CONTR,480/60,400/50 | Contact Tech Support | Contact Tech Support |  | <100A
A45-22-00-80 | 1SBL331501R8000 | A45,2-2P CONTR,220/50,240/60 | Contact Tech Support | Contact Tech Support |  | <100A
A45-22-00-81 | A45-22-00-81 | A45,2-2P CONTR,24/50/60 | Contact Tech Support | Contact Tech Support | Obsoleted Sept 2020 | <100A
A45-22-00-84 | 1SBL331501R8400 | A45,2-2P CONTR,110/50,120/60 | Contact Tech Support | Contact Tech Support |  | <100A
A45-22-11-51 | A45-22-11-51 | A45 2-2P CONTR,480/60,400/50 | Contact Tech Support | Contact Tech Support | Obsoleted Sept 2020 | <100A
A45-40-00-34 | A45-40-00-34 | A45,4P CONTR,208/60,175/50 | Contact Tech Support | Contact Tech Support | Obsoleted Sept 2020 | <100A
A45-40-00-42 | 1SBL331201R4200 | A45,4P CONTR,277/60,230-240/50 | Contact Tech Support | Contact Tech Support |  | <100A
A45-40-00-51 | 1SBL331201R5100 | A45 CONT 4POLE 4NO 480VAC 60HZ | Contact Tech Support | Contact Tech Support | Obsoleted Sept 2020 | <100A
A45-40-00-80 | 1SBL331201R8000 | A45,4P CONTR,220/50,240/60 | Contact Tech Support | Contact Tech Support |  | <100A
A45-40-00-81 | 1SBL331201R8100 | A45,4P CONTR,24/50/60 | Contact Tech Support | Contact Tech Support |  | <100A
A45-40-00-84 | 1SBL331201R8400 | A45,4P CONTR,110/50,110-120/60 | Contact Tech Support | Contact Tech Support |  | <100A
A45-40-00-86 | A45-40-00-86 | A45,4P CONT.415-440/60,415/50 | Contact Tech Support | Contact Tech Support | Obsoleted Sept 2020 | <100A
A45-40-22-80 | A45-40-22-80 | A45 4P CONTR,220/50,240/60 | Contact Tech Support | Contact Tech Support | Obsoleted Sept 2020 | <100A
A45-40-22-84 | A45-40-22-84 | A45,4P CONTR,120/60,2NO-2NC | Contact Tech Support | Contact Tech Support | Obsoleted Sept 2020 | <100A
A45C4P1-42D | A45C4P1-42D | ENC A45 4POLE LIGHTING CONT 277V 60 | Contact Tech Support | Contact Tech Support |  | <100A
A45L-22-00-42 | A45L-22-00-42 | LIGHTING CONTR W/LATCH,277V | Contact Tech Support | Contact Tech Support |  | <100A
A45L-22-00-84 | A45L-22-00-84 | LIGHTING CONTR W/LATCH, 120V | Contact Tech Support | Contact Tech Support | Obsoleted Sept 2020 | <100A
A45L-40-00-84 | A45L-40-00-84 | 4P LIGHTING CONTR W/LATCH 120V | Contact Tech Support | Contact Tech Support |  | <100A
A50-30-00-29 | 1SBL351001R2900 | A50 3P CONTR,140/60V,120/50V | AF52-30-00-13 |  |  | <100A
A50-30-00-30 | 1SBL351001R3000 | A50 3P CONTR,150/60,125-127/50 | AF52-30-00-13 |  |  | <100A
A50-30-00-34 | 1SBL351001R3400 | A50 3P CONTR.208/60 | AF52-30-00-13 |  |  | <100A
A50-30-00-42 | A50-30-00-42 | A50 3P CONTR,277/60,230-240/50 | AF52-30-00-14 |  | Obsoleted Sept 2020 | <100A
A50-30-00-51 | A50-30-00-51 | A50,3P CONTR,400-415/50,480/60 | AF52-30-00-14 |  | Obsoleted Sept 2020 | <100A
A50-30-00-80 | 1SBL351001R8000 | A503P CONT.220/50240/60 | AF52-30-00-13 | AFC52-30-00-80 |  | <100A
A50-30-00-81 | 1SBL351001R8100 | CONTACTOR A50 3P 24/50-60 | AF52-30-00-41 | AFC52-30-00-81 |  | <100A
A50-30-00-84 | 1SBL351001R8400 | CONTACTOR | AF52-30-00-13 | AFC52-30-00-84 |  | <100A
A50-30-00-88 | A50-30-00-88 | A50 3P CONTR 230-240/50 240-260/60 | AF52-30-00-13 | AFC52-30-00-88 | Obsoleted Sept 2020 | <100A
A50-30-11-34 | 1SBL351001R3411 | A50,3P CONTR,208/60,175/50 | AF52-30-11-13 |  |  | <100A
A50-30-11-36 | A50-30-11-36 | A50 3P CONTR,190/50,220/60 | AF52-30-11-13 |  | Obsoleted Sept 2020 | <100A
A50-30-11-50 | A50-30-11-50 | A50,3P CONTR,440/60,400/50 | AF52-30-11-14 |  | Obsoleted Sept 2020 | <100A
A50-30-11-51 | 1SBL351001R5111 | CONTACTOR,3P,480/60 | AF52-30-11-14 |  |  | <100A
A50-30-11-55 | 1SBL351001R5511 | A50,3P CONTR,500/50,600/60 | Contact Tech Support | Contact Tech Support |  | <100A
A50-30-11-75 | 1SBL351001R7511 | A50 3P CONTACTOR 200/50 200-220/60 | Contact Tech Support | Contact Tech Support |  | <100A
A50-30-11-80 | 1SBL351001R8011 | CONTACTOR 3P 240/60 | AF52-30-11-13 | AFC52-30-11-80 |  | <100A
A50-30-11-81 | 1SBL351001R8111 | A50,3P CONTR,24/50/60 | AF52-30-11-41 | AFC52-30-11-81 |  | <100A
A50-30-11-84 | 1SBL351001R8411 | A50,3P CONTR,110/50,110-120/60 | AF52-30-11-13 | AFC52-30-11-84 |  | <100A
A50-30-11-85 | 1SBL351001R8511 | A50 3P CONT.380/50 - 415/60 | AF52-30-11-14 | AFC52-30-11-85 |  | <100A
A50-30-11-86 | 1SBL351001R8611 | A50,3P CONT.415-440/60,415/50 | AF52-30-11-14 |  |  | <100A
A50-30-11-88 | A50-30-11-88 | 3P CONTR 230-240/50,240-260/60 | AF52-30-11-13 | AFC52-30-11-88 | Obsoleted Sept 2020 | <100A
A50-30-11-89 | A50-30-11-89 | A50 3P CONTR 110/50,115-127/60 | AF52-30-11-13 |  | Obsoleted Sept 2020 | <100A
A50-30-22-75 | A50-30-22-75 | A50 3P CONTR 200/50 200-220/60 | Contact Tech Support | Contact Tech Support | Obsoleted Sept 2020 | <100A
A50-30-22-80 | A50-30-22-80 | A50 3P CONTR 220/50 240/60 | Contact Tech Support | Contact Tech Support | Obsoleted Sept 2020 | <100A
A50-30-22-81 | A50-30-22-81 | A50,3P CONTR,24/50-60 | Contact Tech Support | Contact Tech Support | Obsoleted Sept 2020 | <100A
A50-30-22-83 | A50-30-22-83 | A50 3P CONTR 48/50-60 | Contact Tech Support | Contact Tech Support | Obsoleted Sept 2020 | <100A
A50-30-22-84 | A50-30-22-84 | A50 3P CONTR 110/50 110-120/60 | Contact Tech Support | Contact Tech Support | Obsoleted Sept 2020 | <100A
A50-30-22-89 | A50-30-22-89 | A50 3P CONTR 110/50,115-127/60 | Contact Tech Support | Contact Tech Support | Obsoleted Sept 2020 | <100A
A50-40-00-34 | 1SBL351201R3400 | A50 4P CONTACTOR 208/60, 175/50 | Contact Tech Support | Contact Tech Support |  | <100A
A50-40-00-42 | 1SBL351201R4200 | A50,4P CONTR,277/60,230-240/50 | Contact Tech Support | Contact Tech Support |  | <100A
A50-40-00-80 | A50-40-00-80 | A50,4P CONTR,220/50,240/60 | Contact Tech Support | Contact Tech Support | Obsoleted Sept 2020 | <100A
A50-40-00-81 | 1SBL351201R8100 | A50,4P CONTR,24/50/60 | Contact Tech Support | Contact Tech Support |  | <100A
A50-40-00-84 | 1SBL351201R8400 | A50,4P CONTR,110/50,110-120/60 | Contact Tech Support | Contact Tech Support |  | <100A
A50-40-11-84 | A50-40-11-84 | A50 4 P CONTR 120/60 | Contact Tech Support | Contact Tech Support | Obsoleted Sept 2020 | <100A
A50-40-22-81 | A50-40-22-81 | A50 4P CONTR,24/50-60,2NO-2NC | Contact Tech Support | Contact Tech Support |  | <100A
A50-40-22-81S | A50-40-22-81S | A50 4P CONTR,24/50-60,SIDE AUX | AF52-40-00-11 + CA4-22E |  | Obsoleted Sept 2020 | <100A
A50C3P1-84 | A50C3P1-84 | A50 3P CONTR,N1,120V | Contact Tech Support | Contact Tech Support |  | <100A
A50C4P1-84 | A50C4P1-84 | A50 4P CONTR,N1,120V | Contact Tech Support | Contact Tech Support |  | <100A
A50M-30-10-84 | A50M-30-10-84 | A50 3P MI CONTR,120/60 | Contact Tech Support | Contact Tech Support | Obsoleted Sept 2020 | <100A
A50M-30-11-80 | A50M-30-11-80 | A50 3P MI CONTR,240/60,OPEN | AF52M-30-22-13 |  | Obsoleted Sept 2020 | <100A
A50M-30-11-81 | A50M-30-11-81 | A50 3P MI CONTRS,24/50-60 | AF52M-30-22-11 |  |  | <100A
A50M-30-11-84 | A50M-30-11-84 | A50 3P MI CONTRS,110-120/60 | AF52M-30-22-13 |  |  | <100A
A50M-40-00-84 | A50M-40-00-84 | A50 4P MI CONTR,110-120/60 | Contact Tech Support | Contact Tech Support | Obsoleted Sept 2020 | <100A
A50N2-30-00-84 | A50N2-30-00-84 | A50N 3P CONTR,NM SZ 2,120/60 | Contact Tech Support | Contact Tech Support | Obsoleted Sept 2020 | <100A
A50N2-30-11-34 | A50N2-30-11-34 | A50N 3P CONTR,NM SZ 2,208/60 | AF40N2-30-11-13 |  | Obsoleted Sept 2020 | <100A
A50N2-30-11-36 | A50N2-30-11-36 | A50 3P CONTR,NM SZ2,220/60V | AF40N2-30-11-13 |  |  | <100A
A50N2-30-11-51 | A50N2-30-11-51 | A50 3P CONTR,NM SZ 2,480/60 | AF40N2-30-11-14 |  | Obsoleted Sept 2020 | <100A
A50N2-30-11-70 | A50N2-30-11-70 | CONT.,NEMA 2,3P,45A,100..250V COIL | Contact Tech Support | Contact Tech Support |  | <100A
A50N2-30-11-75 | A50N2-30-11-75 | A50N 3P CONTR,NM SZ 2,220/60 | Contact Tech Support | Contact Tech Support | Obsoleted Sept 2020 | <100A
A50N2-30-11-80 | A50N2-30-11-80 | A50N 3P CONTR,NM SZ 2,240/60 | AF40N2-30-11-13 |  | Obsoleted Sept 2020 | <100A
A50N2-30-11-81 | A50N2-30-11-81 | A50N,3P CONTR.NM SZ 2,24/50/60 | AF40N2-30-11-11 |  | Obsoleted Sept 2020 | <100A
A50N2-30-11-84 | A50N2-30-11-84 | A50N 3P CONTR,NM SZ 2,120/60 | AF40N2-30-11-13 |  | Obsoleted Sept 2020 | <100A
A50N2-30-22-84 | A50N2-30-22-84 | A50N 3P CONTR,NM SZ 2,120/60 | Contact Tech Support | Contact Tech Support | Obsoleted Sept 2020 | <100A
A50N2M-11-51 | A50N2M-11-51 | A50 NM SZ 2 MI CONTR 480/60 | AF40N2M-3022-14 |  |  | <100A
A50N2M-11-80 | A50N2M-11-80 | 3PH NM SZ 2 MI CONTR,240/60 | AF40N2M-3022-13 |  |  | <100A
A50N2M-11-84 | A50N2M-11-84 | NM SIZE 2 MI CONTR 120/60 | AF40N2M-3022-13 |  | Obsoleted Sept 2020 | <100A
A50N2M-22-84 | A50N2M-22-84 | A50 3P MI CONTR,NM SZ2,120V | Contact Tech Support | Contact Tech Support |  | <100A
A50N2R-11-80 | A50N2R-11-80 | A50 REV CONTR,NM SZ2,240/60V | AF40N2R-3022-13 |  |  | <100A
A50N2R-11-84 | A50N2R-11-84 | A50,REV CONTR. NM SZ 2,120/60 | AF40N2R-3022-13 |  |  | <100A
A50N2R-30-11-80 | A50N2R-30-11-80 | A50 REV CONTR,NM SZ2,240/60 | Contact Tech Support | Contact Tech Support |  | <100A
A50R-30-11-34 | A50R-30-11-34 | A50 3P REV CONTRS,208/60,175/50 | AF52R-30-22-13 |  |  | <100A
A50R-30-11-80 | A50R-30-11-80 | A50 3P REV CONTR,220/50,220/60 | AF52R-30-22-13 |  | Obsoleted Sept 2020 | <100A
A50R-30-11-84 | A50R-30-11-84 | A50 3P REV CONTRS,110-120/60 | AF52R-30-22-13 |  |  | <100A
A63-30-00-34 | A63-30-00-34 | A63,3P CONTR.208/60,175/50 | AF65-30-00-13 |  | Obsoleted Sept 2020 | <100A
A63-30-00-36 | 1SBL371001R3600 | A63 3P CONTR, 190/50, 220/60 | AF65-30-00-13 |  | Obsoleted Sept 2020 | <100A
A63-30-00-42 | A63-30-00-42 | A63 3P CONTR,277/60,230-240/50 | AF65-30-00-14 |  | Obsoleted Sept 2020 | <100A
A63-30-00-51 | 1SBL371001R5100 | A63 3P CONTACTOR 400-415/50 480/60 | AF65-30-00-14 |  | Obsoleted Sept 2020 | <100A
A63-30-00-75 | 1SBL371001R7500 | A63 CONTACTOR 220/60 | Contact Tech Support | Contact Tech Support |  | <100A
A63-30-00-80 | 1SBL371001R8000 | A63 3P CONTR 220/50 240/60 | AF65-30-00-13 | AFC65-30-00-80 |  | <100A
A63-30-00-81 | 1SBL371001R8100 | A63,3P CONTR.24/50/60 | AF65-30-00-41 | AFC65-30-00-81 |  | <100A
A63-30-00-83 | 1SBL371022R8300 | A63, 3P CONTACTOR 48/50/60 | AF65-30-00-41 | AFC65-30-00-84 |  | <100A
A63-30-00-84 | 1SBL371001R8400 | CONTACTOR,3P,120V,125A | AF65-30-00-13 |  |  | <100A
A63-30-11-34 | 1SBL371001R3411 | A63,3P CONTR,208/60,175/50 | AF65-30-11-13 |  |  | <100A
A63-30-11-36 | 1SBL371001R3611 | A63,3P CONTR,220/60 | AF65-30-11-13 |  |  | <100A
A63-30-11-42 | 1SBL371001R4211 | A63,3P CONTR,277/60,230-240/50 | AF65-30-11-14 |  |  | <100A
A63-30-11-51 | 1SBL371001R5111 | A63,3P CONTR,480/60,400-415/50 | AF65-30-11-14 |  |  | <100A
A63-30-11-55 | 1SBL371001R5511 | A63 3P CONTR, 500V/50HZ, 600V/60HZ | Contact Tech Support | Contact Tech Support |  | <100A
A63-30-11-75 | 1SBL371001R7511 | A63 3P CONTR,220/60 | Contact Tech Support | Contact Tech Support |  | <100A
A63-30-11-80 | 1SBL371001R8011 | A63 3P CONTR 220/50 240/60 | AF65-30-11-13 | AFC65-30-11-80 |  | <100A
A63-30-11-81 | 1SBL371001R8111 | A63,3P CONTR,24/50/60 | AF65-30-11-41 | AFC65-30-11-81 |  | <100A
A63-30-11-83 | 1SBL371001R8311 | A63,3P CONTR,48/50/60 | AF65-30-11-41 |  |  | <100A
A63-30-11-84 | 1SBL371001R8411 | CONTACTOR 3-P N/O 120VAC 65A | AF65-30-11-13 | AFC65-30-11-84 |  | <100A
A63-30-11-85 | 1SBL371001R8511 | A63,3P CONTR,380/50,415/60 | AF65-30-11-14 | AFC65-30-11-85 |  | <100A
A63-30-11-86 | 1SBL371001R8611 | A63 3P CONT.415-440/60415/50 | AF65-30-11-14 |  |  | <100A
A63-30-11-88 | 1SBL371001R8811 | A63 3P CONTR 230-240/50 240-260/60 | AF65-30-11-13 | AFC65-30-11-88 |  | <100A
A63-30-22-34 | A63-30-22-34 | A63 3P CONTR 208/60 175/50 | Contact Tech Support | Contact Tech Support |  | <100A
A63-30-22-36 | A63-30-22-36 | A63 3P CONTR, 220VAC/60 | Contact Tech Support | Contact Tech Support | Obsoleted Sept 2020 | <100A
A63-30-22-51 | A63-30-22-51 | A63 3P CONTR 480/60 | Contact Tech Support | Contact Tech Support | Obsoleted Sept 2020 | <100A
A63-30-22-80 | A63-30-22-80 | A63 3P CONTR 220/50 240/60 | Contact Tech Support | Contact Tech Support | Obsoleted Sept 2020 | <100A
A63-30-22-81 | A63-30-22-81 | A63 3P CONTR,24/50/60 | Contact Tech Support | Contact Tech Support | Obsoleted Sept 2020 | <100A
A63-30-22-84 | A63-30-22-84 | A63 3P CONTR 110/50 110-120/60 | Contact Tech Support | Contact Tech Support | Obsoleted Sept 2020 | <100A
A63-30-33-84 | A63-30-33-84 | A63 3P CONTR,110/50,110-120/60 | AF65-30-00-12 + CA4-22E + CAL4-11 |  | Obsoleted Sept 2020 | <100A
A63C3P1-84 | A63C3P1-84 | A63 3P CONTR,N1,120V | Contact Tech Support | Contact Tech Support |  | <100A
A63M-30-11-34 | A63M-30-11-34 | A63 3P MI CONTRS,208V | AF65M-30-22-13 |  |  | <100A
A63M-30-11-51 | A63M-30-11-51 | A63 3P MI CONTRS,480V | AF65M-30-22-14 |  | Obsoleted Sept 2020 | <100A
A63M-30-11-81 | A63M-30-11-81 | A63 3P MI CONTRS,24/50/60V | AF65M-30-22-11 |  | Obsoleted Sept 2020 | <100A
A63M-30-11-84 | A63M-30-11-84 | A63 3P MI CONTRS,110-120/60 | AF65M-30-22-13 |  |  | <100A
A63M-30-22-84 | A63M-30-22-84 | A63 3P MI CONTR,110-120/60,2-2 | Contact Tech Support | Contact Tech Support |  | <100A
A63R-30-11-34 | A63R-30-11-34 | A63 3P REV CONTRS,208/60 | AF65R-30-22-13 |  |  | <100A
A63R-30-11-51 | A63R-30-11-51 | A63 3P REV CONTRS,480/60,400-415/5 | AF65R-30-22-14 |  | Obsoleted Sept 2020 | <100A
A63R-30-11-80 | A63R-30-11-80 | A63 3P REV CONTRS,240/60 | AF65R-30-22-13 |  | Obsoleted Sept 2020 | <100A
A63R-30-11-81 | A63R-30-11-81 | A63 3P REV CONTRS,24/50/60 | AF65R-30-22-11 |  |  | <100A
A63R-30-11-84 | A63R-30-11-84 | A63 3P REV CONTRS,110-120/60 | AF65R-30-22-13 |  |  | <100A
A75-22-00-80 | A75-22-00-80 | A75,2-2P CONTR,220/50,240/60 | Contact Tech Support | Contact Tech Support | Obsoleted Sept 2020 | <100A
A75-22-00-81 | 1SBL411501R8100 | A75 2-2P CONTR 24VAC | Contact Tech Support | Contact Tech Support |  | <100A
A75-22-00-84 | 1SBL411501R8400 | A75,2-2P CONTR,110/50,120/60 | Contact Tech Support | Contact Tech Support |  | <100A
A75-22-00-86 | 1SBL411501R8600 | A75 4P CONTR 415/50 415-440/60 | Contact Tech Support | Contact Tech Support |  | <100A
A75-22-11-80 | A75-22-11-80 | A75 4P CONTR 220/50 240/60 | Contact Tech Support | Contact Tech Support | Obsoleted Sept 2020 | <100A
A75-30-00-34 | 1SBL411001R3400 | A75 3P CONTR,208/60,175/50 | AF80-30-00-13 |  | Obsoleted Sept 2020 | <100A
A75-30-00-36 | 1SBL411001R3600 | A75 3P CONTR,190/50,220/60 | AF80-30-00-13 |  | Obsoleted Sept 2020 | <100A
A75-30-00-42 | 1SBL411001R4200 | A75,3P CONTR,277/60,230-240/50 | AF80-30-00-14 |  |  | <100A
A75-30-00-51 | 1SBL411001R5100 | A75 2-2P CONTR 480V | AF80-30-00-14 |  | Obsoleted Sept 2020 | <100A
A75-30-00-55 | A75-30-00-55 | A75 3P CONTR,500/50,600/60 | Contact Tech Support | Contact Tech Support | Obsoleted Sept 2020 | <100A
A75-30-00-75 | A75-30-00-75 | A75 3P CONTR,200/50,200-220/60 | Contact Tech Support | Contact Tech Support | Obsoleted Sept 2020 | <100A
A75-30-00-80 | 1SBL411001R8000 | A75 3P CONTR 220/50.240/60 | AF80-30-00-13 |  |  | <100A
A75-30-00-81 | 1SBL411001R8100 | A75 3P CONTR 24V 50/60HZ | AF80-30-00-41 |  |  | <100A
A75-30-00-84 | 1SBL411001R8400 | A75 3P CONTR 110/50 110-120/60 | AF80-30-00-13 |  |  | <100A
A75-30-11-34 | 1SBL411001R3411 | A75,3P CONTR,208/60,175/50 | AF80-30-11-13 |  |  | <100A
A75-30-11-36 | 1SBL411001R3611 | A75 3P CONTR,190/50,220/60 | AF80-30-11-13 |  |  | <100A
A75-30-11-37 | 1SBL411001R3711 | A75 3P CONTR,200/50,230/60 | Contact Tech Support | Contact Tech Support | Obsoleted Sept 2020 | <100A
A75-30-11-42 | 1SBL411001R4211 | A75,3P CONTR,277/60,230-240/50 | AF80-30-11-14 |  |  | <100A
A75-30-11-50 | A75-30-11-50 | A75,3P CONTR,440/60,400/50 | AF80-30-11-14 |  | Obsoleted Sept 2020 | <100A
A75-30-11-51 | 1SBL411001R5111 | A75,3P CONTR,480/60,400-415/50 | AF80-30-11-14 |  |  | <100A
A75-30-11-55 | A75-30-11-55 | A75,3P CONTR,500/50,600/60 | Contact Tech Support | Contact Tech Support | Obsoleted Sept 2020 | <100A
A75-30-11-75 | 1SBL411001R7511 | A75,CONTR,200/50,200-220/60 | Contact Tech Support | Contact Tech Support |  | <100A
A75-30-11-80 | 1SBL411001R8011 | A75 3P CONTR 220-230/50 230-240/60 | AF80-30-11-13 |  |  | <100A
A75-30-11-81 | 1SBL411001R8111 | A75,3P CONTR,24/50/60 | AF80-30-11-41 |  |  | <100A
A75-30-11-83 | 1SBL411001R8311 | A75,3P CONTR,48/50/60 | AF80-30-11-41 |  |  | <100A
A75-30-11-84 | 1SBL411001R8411 | A75 3P CONTR 110/50 110-120/60 | AF80-30-11-13 |  |  | <100A
A75-30-11-85 | 1SBL411001R8511 | A75,3P CONTR,380/50,415/60 | AF80-30-11-14 |  |  | <100A
A75-30-11-86 | 1SBL411001R8611 | A75,3P CONT.415-440/60,415/50 | AF80-30-11-14 |  |  | <100A
A75-30-11-88 | 1SBL411001R8811 | A75 3P CONTR, 230-240/50, 240-260/ | AF80-30-11-13 |  |  | <100A
A75-30-22-51 | A75-30-22-51 | A75 3P CONTR 400-415/50 480/60 | Contact Tech Support | Contact Tech Support | Obsoleted Sept 2020 | <100A
A75-30-22-80 | A75-30-22-80 | A75 3P CONTR 240/60 2NO 2NC | Contact Tech Support | Contact Tech Support | Obsoleted Sept 2020 | <100A
A75-30-22-81 | A75-30-22-81 | A75 3P CONTR,24/50/60 | Contact Tech Support | Contact Tech Support | Obsoleted Sept 2020 | <100A
A75-30-22-83 | A75-30-22-83 | A75 3P CONTR 48/50/60 | Contact Tech Support | Contact Tech Support | Obsoleted Sept 2020 | <100A
A75-30-22-84 | A75-30-22-84 | A75 3P CONTR.110/50,110-120/60 | Contact Tech Support | Contact Tech Support | Obsoleted Sept 2020 | <100A
A75-30-22-86 | A75-30-22-86 | A75 3P CONTR,415/50,440/60,2&2 | Contact Tech Support | Contact Tech Support | Obsoleted Sept 2020 | <100A
A75-40-00-34 | 1SBL411201R3400 | A75,4P CONTR,175/50,208/60 | Contact Tech Support | Contact Tech Support |  | <100A
A75-40-00-36 | 1SBL411201R3600 | A75,4P CONTR,190/50,220/60 | Contact Tech Support | Contact Tech Support |  | <100A
A75-40-00-42 | 1SBL411201R4200 | A75,4P CONTR,277/60,230-240/50 | Contact Tech Support | Contact Tech Support |  | <100A
A75-40-00-75 | A75-40-00-75 | A75 4P CONTR,200/50,200-220/60 | Contact Tech Support | Contact Tech Support | Obsoleted Sept 2020 | <100A
A75-40-00-80 | 1SBL411201R8000 | A75,4P CONTR,220/50,240/60 | Contact Tech Support | Contact Tech Support |  | <100A
A75-40-00-81 | A75-40-00-81 | A75,4P CONTR,24/50/60 | Contact Tech Support | Contact Tech Support | Obsoleted Sept 2020 | <100A
A75-40-00-84 | 1SBL411201R8400 | A75,4P CONTR,110/50,110-120/60 | Contact Tech Support | Contact Tech Support |  | <100A
A75-40-00-84/CO | A75-40-00-84/CO | A75 4P CHOV CONTR,110-120/60 | Contact Tech Support | Contact Tech Support |  | <100A
A75-40-11-36 | A75-40-11-36 | A75,4P CONTR,190/50,220/60 | Contact Tech Support | Contact Tech Support | Obsoleted Sept 2020 | <100A
A75C3P1-42 | A75C3P1-42 | A75 3P CONTR,N1,277V60HZ | Contact Tech Support | Contact Tech Support |  | <100A
A75C3P1-84 | A75C3P1-84 | A75 3P CONTR,N1,120V | Contact Tech Support | Contact Tech Support | Obsoleted Sept 2020 | <100A
A75L-30-00-51 | A75L-30-00-51 | 3P LIGHTING CNTR W/LATCH 480/60 | Contact Tech Support | Contact Tech Support |  | <100A
A75L-30-00-84 | A75L-30-00-84 | 3P LIGHTING CONTR W/LATCH 120V | Contact Tech Support | Contact Tech Support |  | <100A
A75L-30-11-84 | A75L-30-11-84 | 3P LIGHTING CONTR W/LATCH 120V | Contact Tech Support | Contact Tech Support |  | <100A
A75L-40-00-84 | A75L-40-00-84 | 4P LIGHTING CONTR W/LATCH 120V | Contact Tech Support | Contact Tech Support | Obsoleted Sept 2020 | <100A
A75LC3P1-84 | A75LC3P1-84 | A75 3P LTG CNTR,N1,120V,W/LAT | Contact Tech Support | Contact Tech Support |  | <100A
A75M-30-11-34 | A75M-30-11-34 | A75 3P MI CONTRS,208/60,175/50 | AF80M-30-22-13 |  |  | <100A
A75M-30-11-51 | A75M-30-11-51 | A75 3P MI CONTR,480/60 | AF80M-30-22-14 |  | Obsoleted Sept 2020 | <100A
A75M-30-11-80 | A75M-30-11-80 | A75 3P MI CONTR,220/50,240/60 | AF80M-30-22-13 |  | Obsoleted Sept 2020 | <100A
A75M-30-11-81 | A75M-30-11-81 | A75 3P MI CONTR,24/50-60 | AF80M-30-22-11 |  |  | <100A
A75M-30-11-84 | A75M-30-11-84 | A75 3P MI CONTRS,110-120/60 | AF80M-30-22-13 |  |  | <100A
A75N3-30-11-34 | A75N3-30-11-34 | A75N 3P CONTR,NM SZ 3,208V | AF80N3-30-11-13 |  | Obsoleted Sept 2020 | <100A
A75N3-30-11-36 | A75N3-30-11-36 | A75N 3P CONTR,NM SZ 3,220/60 | AF80N3-30-11-13 |  |  | <100A
A75N3-30-11-51 | A75N3-30-11-51 | A75N 3P CONTR,NM SZ 3,480/60 | AF80N3-30-11-14 |  | Obsoleted Sept 2020 | <100A
A75N3-30-11-80 | A75N3-30-11-80 | A75N 3P CONTR,NM SZ 3,240/60 | AF80N3-30-11-13 |  | Obsoleted Sept 2020 | <100A
A75N3-30-11-81 | A75N3-30-11-81 | A75N 3P CONTR,NM SZ 3,24/50-60 | AF80N3-30-11-11 |  | Obsoleted Sept 2020 | <100A
A75N3-30-11-84 | A75N3-30-11-84 | A75N 3P CONTR,NM SZ 3,120/60 | AF80N3-30-11-13 |  | Obsoleted Sept 2020 | <100A
A75N3-30-11-86 | A75N3-30-11-86 | A75N 3P CONTR,NM SZ 3,440/60 | AF80N3-30-11-14 |  |  | <100A
A75N3-30-22-84 | A75N3-30-22-84 | A75N 3P CONTR,NM SZ 3,120/60 | Contact Tech Support | Contact Tech Support | Obsoleted Sept 2020 | <100A
A75N3M-11-51 | A75N3M-11-51 | A75N 3P MECH INT NM SZ 3 480/60 | AF80N3M-3022-14 |  |  | <100A
A75N3M-11-80 | A75N3M-11-80 | A75N 3P MI CONTR,NM SZ 3,240V | AF80N3M-3022-13 |  |  | <100A
A75N3M-11-84 | A75N3M-11-84 | A75N 3P MI CONTR,NM SZ 3,120V | AF80N3M-3022-13 |  |  | <100A
A75N3M-22-84 | A75N3M-22-84 | A75 3P MI CONTR,NM SZ 3,120V | Contact Tech Support | Contact Tech Support |  | <100A
A75N3R-11-80 | A75N3R-11-80 | A75N 3P REV CONTRS,NM SZ3 240/60 | AF80N3R-3022-13 |  | Obsoleted Sept 2020 | <100A
A75N3R-11-84 | A75N3R-11-84 | A75N 3P REV CONTRS,NM SZ3 120V | AF80N3R-3022-13 |  |  | <100A
A75N3R-22-84 | A75N3R-22-84 | A75N 3P REV CONTR,NM SZ 3,120V | Contact Tech Support | Contact Tech Support |  | <100A
A75R-30-11-84 | A75R-30-11-84 | A75 3P REV CONTRS,110-120/60 | AF80R-30-22-13 |  | Obsoleted Sept 2020 | <100A
A75R-40-00-84 | A75R-40-00-84 | A75 4P REV CONTR,110-120/60 | Contact Tech Support | Contact Tech Support |  | <100A
A9-120-00-80 | A9-120-00-80 | A9 12P CONTR,220/50,240/60 | Contact Tech Support | Contact Tech Support
A9-120-00-84 | A9-120-00-84 | A9 12P CONTR,110/50,120/60 | Contact Tech Support | Contact Tech Support
A9-22-00-34 | 1SBL141501R3400 | A9 4P CONTR 175/50/60 | AF09-22-00-13 |  | Obsoleted Sept 2020 | <100A
A9-22-00-36 | 1SBL141501R3600 | A9 4P CONTR 190/50 220/60 | AF09-22-00-13 |  |  | <100A
A9-22-00-42 | A9-22-00-42 | A9,2-2P CONTR,277/60,230/50 | AF09-22-00-14 |  |  | <100A
A9-22-00-51 | 1SBL141501R5100 | A9,2-2P CONTR,480/60,400/50 | AF09-22-00-14 |  | Obsoleted Sept 2020 | <100A
A9-22-00-53 | 1SBL141501R5300 | A9 4P CONTR 440/50 500/60 | AF09-22-00-14 |  |  | <100A
A9-22-00-55 | 1SBL141501R5500 | A9,2-2P CONTR,500/50,600/60 | Contact Tech Support | Contact Tech Support | Obsoleted Sept 2020 | <100A
A9-22-00-80 | 1SBL141501R8000 | A9,2-2P CONTR,220/50,240/60 | AF09-22-00-13 | AFC09-22-00-80 |  | <100A
A9-22-00-81 | 1SBL141501R8100 | CONTACTOR,24/50/60 | AF09-22-00-41 | AFC09-22-00-81 |  | <100A
A9-22-00-83 | A9-22-00-83 | A9,2-2P CONTR,48/50/60 | AF09-22-00-41 |  |  | <100A
A9-22-00-84 | 1SBL141501R8400 | CONTACTOR, ABB | AF09-22-00-13 | AFC09-22-00-84 |  | <100A
A9-22-00-85 | A9-22-00-85 | A9 4P CONTR 380/50 415/60 | AF09-22-00-14 |  |  | <100A
A9-22-00-86 | A9-22-00-86 | A9 4P CONTR 415-440/60 415/60 | AF09-22-00-14 |  |  | <100A
A9-22-00-87 | 1SBL141501R8700 | A9 3P CONTR, 415-440/50, 440-460/6 | AF09-22-00-14 |  |  | <100A
A9-22-00-89 | 1SBL141501R8900 | A9 4P CONTR, 110-115/50, 115-127/6 | AF09-22-00-13 |  | Obsoleted Sept 2020 | <100A
A9-22-10-84 | A9-22-10-84 | A9 4P CONTR 110/50 120/60 | Contact Tech Support | Contact Tech Support | Obsoleted Sept 2020 | <100A
A9-22-11-84 | A9-22-11-84 | A9 4P CONTR 120/60 | Contact Tech Support | Contact Tech Support | Obsoleted Sept 2020 | <100A
A9-30-01-16 | 1SBL141001R1601 | A9,3P CONTR,28/50/60 | AF09-30-01-41 |  |  | <100A
A9-30-01-34 | 1SBL141001R3401 | A9,3P CONTR.208/60,175,175/50 | AF09-30-01-13 |  |  | <100A
A9-30-01-36 | 1SBL141001R3601 | A9 3P CONTR,190/50,220/60 | AF09-30-01-13 |  |  | <100A
A9-30-01-42 | A9-30-01-42 | A9,3P CONTR.277/60,230,240/50 | AF09-30-01-14 |  |  | <100A
A9-30-01-50 | A9-30-01-50 | A9,3P CONTR.440/60,400/50 | AF09-30-01-14 |  |  | <100A
A9-30-01-51 | 1SBL141001R5101 | CONTACTOR,480V COIL | AF09-30-01-14 |  |  | <100A
A9-30-01-55 | 1SBL141001R5501 | CONTACTOR,3POLE,21A,600VAC COIL | Contact Tech Support | Contact Tech Support |  | <100A
A9-30-01-75 | 1SBL141001R7501 | A9,3P CONTR,200/50,200-220/60 | Contact Tech Support | Contact Tech Support |  | <100A
A9-30-01-80 | 1SBL141001R8001 | A9 3P CONTR 220/50 240/60 | AF09-30-01-13 | AFC09-30-01-80 |  | <100A
A9-30-01-81 | 1SBL141001R8101 | A9,3P CONTR,24/50/60 | AF09-30-01-41 | AFC09-30-01-81 |  | <100A
A9-30-01-83 | 1SBL141001R8301 | A9, 3P CONTACTOR, 48/50/60 | AF09-30-01-41 |  |  | <100A
A9-30-01-84 | 1SBL141001R8401 | CONTACTOR, 3P, 115VCOIL, 21A MAX | AF09-30-01-13 | AFC09-30-01-84 |  | <100A
A9-30-01-85 | A9-30-01-85 | A9,3P CONTR.380/60,415/60 | AF09-30-01-14 |  |  | <100A
A9-30-01-86 | 1SBL141001R8601 | A9 3P CONTR.415-440/60,415/50 | AF09-30-01-14 |  |  | <100A
A9-30-10-16 | 1SBL141001R1610 | A9,3P CONTR,28/50/60 | AF09-30-10-41 |  |  | <100A
A9-30-10-29 | A9-30-10-29 | A9 CONTR,140/60,120/50,OPEN | AF09-30-10-13 |  | Obsoleted Sept 2020 | <100A
A9-30-10-34 | 1SBL141001R3410 | A9,3P CONTR,208/60,175/50 | AF09-30-10-13 |  |  | <100A
A9-30-10-36 | 1SBL141001R3610 | A9 3P CONTR,190/50,220/60 | AF09-30-10-13 |  |  | <100A
A9-30-10-42 | 1SBL141001R4210 | A9,3P CONTR.277/60,230-240/50 | AF09-30-10-14 |  |  | <100A
A9-30-10-50 | A9-30-10-50 | A9,3P CONTR.440/60,400/50 | AF09-30-10-14 |  |  | <100A
A9-30-10-51 | 1SBL141001R5110 | CONTACTOR,3P,480/60,400- | AF09-30-10-14 |  |  | <100A
A9-30-10-55 | 1SBL141001R5510 | A9,3P CONTR.500V/50HZ,600V/60HZ | Contact Tech Support | Contact Tech Support |  | <100A
A9-30-10-58 | 1SBL141001R5810 | A9,3P CONTR,660-690/50HZ | Contact Tech Support | Contact Tech Support |  | <100A
A9-30-10-59 | 1SBL141001R5910 | A9 3P CONTR,690/60 | Contact Tech Support | Contact Tech Support |  | <100A
A9-30-10-73 | 1SBL141001R7310 | A9 3P CONTR,60/50-60 | AF09-30-10-41 |  |  | <100A
A9-30-10-74 | 1SBL141001R7410 | A9 3P CONTR,100-110/60,100/50 | AF09-30-10-13 |  |  | <100A
A9-30-10-75 | 1SBL141001R7510 | A9 3P CONTR,200/50, | Contact Tech Support | Contact Tech Support |  | <100A
A9-30-10-80 | 1SBL141001R8010 | A9 3P CONTR 220-230/50 240/60 | AF09-30-10-13 | AFC09-30-10-80 |  | <100A
A9-30-10-81 | 1SBL141001R8110 | A9,3P CONTR,24/50/60 | AF09-30-10-41 | AFC09-30-10-81 |  | <100A
A9-30-10-81RV5 | A9-30-10-81RV5 | A9 3P CONTR,24/50/60,W/SS | Contact Tech Support | Contact Tech Support | Obsoleted Sept 2020 | <100A
A9-30-10-83 | 1SBL141001R8310 | A9,3P CONTR,48/50/60 | AF09-30-10-41 |  |  | <100A
A9-30-10-84 | 1SBL141001R8410 | A9 3P CONTR110/50110-120/60 | AF09-30-10-13 | AFC09-30-10-84 |  | <100A
A9-30-10-84SS | A9-30-10-84SS | A9 3P CNTR 120/60 SS | Contact Tech Support | Contact Tech Support | Obsoleted Sept 2020 | <100A
A9-30-10-85 | 1SBL141001R8510 | CONT,3P,380/50,415/60 | AF09-30-10-14 |  |  | <100A
A9-30-10-86 | 1SBL141001R8610 | A9 3P CONTACTOR 415-440/60 415/50 | AF09-30-10-14 |  |  | <100A
A9-30-10-88 | 1SBL141001R8810 | 3P CONTR 230-240/50,240-260/60 | AF09-30-10-13 | AFC09-30-10-88 |  | <100A
A9-30-10-89 | 1SBL141001R8910 | CONTACTOR | AF09-30-10-13 |  |  | <100A
A9-30-11-80 | A9-30-11-80 | A9 3P CONTR,220-230/50,240/60 | Contact Tech Support | Contact Tech Support | Obsoleted Sept 2020 | <100A
A9-30-11-81 | A9-30-11-81 | A9 3P CONTR 24V 50/60HZ | Contact Tech Support | Contact Tech Support | Obsoleted Sept 2020 | <100A
A9-30-11-84 | A9-30-11-84 | A9 3P CONTR 110/50,110-120/60 | Contact Tech Support | Contact Tech Support | Obsoleted Sept 2020 | <100A
A9-30-11-88 | A9-30-11-88 | A9 3P CONTR, 230-240/50, 240-260/6 | Contact Tech Support | Contact Tech Support | Obsoleted Sept 2020 | <100A
A9-30-21RS-81 | A9-30-21RS-81 | A9 3P CONTR 24/50/60 RH AUX | Contact Tech Support | Contact Tech Support | Obsoleted Sept 2020 | <100A
A9-30-22-34 | 1SBL141001R3422 | A9 3P CONTR 2NO 2NC 208/60 | Contact Tech Support | Contact Tech Support |  | <100A
A9-30-22-36 | A9-30-22-36 | A9 3P CONTR 2NO 2NC 190/50 220/60 | Contact Tech Support | Contact Tech Support | Obsoleted Sept 2020 | <100A
A9-30-22-51 | A9-30-22-51 | A9,3P CONTR,480/60,400-415/50 | Contact Tech Support | Contact Tech Support | Obsoleted Sept 2020 | <100A
A9-30-22-75 | A9-30-22-75 | A9 3P CONTR 2NO 2NC 200-220VAC/60 | Contact Tech Support | Contact Tech Support | Obsoleted Sept 2020 | <100A
A9-30-22-80 | A9-30-22-80 | A9 3P CONTR 2NO 2NC 240/60 | Contact Tech Support | Contact Tech Support | Obsoleted Sept 2020 | <100A
A9-30-22-81 | A9-30-22-81 | A9,3P CONTR,24/50/60 2/2AUX | Contact Tech Support | Contact Tech Support | Obsoleted Sept 2020 | <100A
A9-30-22-84 | A9-30-22-84 | A9 CONTR 120/60 OPEN 2NO 2NC | Contact Tech Support | Contact Tech Support | Obsoleted Sept 2020 | <100A
A9-40-00-34 | A9-40-00-34 | A9,4P CONTR.208/60,175/50 | AF09-40-00-13 |  |  | <100A
A9-40-00-42 | A9-40-00-42 | A9,4P CONTR.277/60,230-240/50 | AF09-40-00-14 |  |  | <100A
A9-40-00-47 | 1SBL141201R4700 | CONTACTOR,4POLE,21A ,347VAC COIL | Contact Tech Support | Contact Tech Support |  | <100A
A9-40-00-51 | 1SBL141201R5100 | A9,4P CONTR.480/60,400-415/50 | AF09-40-00-14 |  |  | <100A
A9-40-00-80 | 1SBL141201R8000 | CONTACTOR,4POLE,240V | AF09-40-00-13 | AFC09-40-00-80 |  | <100A
A9-40-00-81 | 1SBL141201R8100 | A9,4P CONTR.24/50/60 | AF09-40-00-41 | AFC09-40-00-81 |  | <100A
A9-40-00-84 | 1SBL141201R8400 | A9 4P CONTACTOR 110/50 120/60 | AF09-40-00-13 | AFC09-40-00-84 |  | <100A
A9-40-00-86 | A9-40-00-86 | A9,4P CONTR,415-440/60,415/50 | AF09-40-00-14 |  |  | <100A
A9-40-10-84 | A9-40-10-84 | A9 4P CONTR,110-120/60,1NO | AF09-40-00-12 + CAL4-11 |  | Obsoleted Sept 2020 | <100A
A9-40-11-80 | A9-40-11-80 | A9 4P CONTR,220/50,240/60 | Contact Tech Support | Contact Tech Support |  | <100A
A9-40-11-84 | A9-40-11-84 | A9,4P CONTR,110/50,110-120/60 | Contact Tech Support | Contact Tech Support | Obsoleted Sept 2020 | <100A
A9-40-20-84 | A9-40-20-84 | A9,4P CONTR.110/50,110-120/60 | Contact Tech Support | Contact Tech Support | Obsoleted Sept 2020 | <100A
A95-30-00-34 | 1SFL431001R3400 | A95,3P CONTR,208/60,175/50 | AC1: AF116-30-00-13, AC3: AF96-30-00-13 |  |  | <100A
A95-30-00-42 | A95-30-00-42 | A95,3P CONTR,277/60,230-240/50 | AC1: AF116-30-00-14, AC3: AF96-30-00-14 |  | Obsoleted Sept 2020 | <100A
A95-30-00-59 | 1SFL431001R5900 | A95 3P CONTR 690/60 | Contact Tech Support | Contact Tech Support |  | <100A
A95-30-00-80 | 1SFL431001R8000 | A95, 3P CONTACTOR 220/50, 240/60 | AC1: AF116-30-00-13, AC3: AF96-30-00-13 |  |  | <100A
A95-30-00-81 | A95-30-00-81 | A95,3P CONTR,24/50-60 | AC1: AF116-30-00-11, AC3: AF96-30-00-41 |  | Obsoleted Sept 2020 | <100A
A95-30-00-84 | 1SFL431001R8400 | A95,3P CONTR,110/50,110-120/60 | AC1: AF116-30-00-13, AC3: AF96-30-00-13 |  |  | <100A
A95-30-00-86 | A95-30-00-86 | A95,3P CONTR,415-440/60,415/50 | AC1: AF116-30-00-14, AC3: AF96-30-00-14 |  | Obsoleted Sept 2020 | <100A
A95-30-01E-84 | A95-30-01E-84 | A95 3P CONTR,100/50,110-120/60 | Contact Tech Support | Contact Tech Support | Obsoleted Sept 2020 | <100A
A95-30-11-34 | 1SFL431001R3411 | A95,3P CONTR.208/60,175/50 | AC1: AF116-30-11-13, AC3: AF96-30-11-13 |  |  | <100A
A95-30-11-36 | 1SFL431001R3611 | A95 3P CONTR 190/50-220/60 | AC1: AF116-30-11-13, AC3: AF96-30-11-13 |  |  | <100A
A95-30-11-42 | 1SFL431001R4211 | A95,3P CONTR,277/60,230-240/50 | AC1: AF116-30-11-14, AC3: AF96-30-11-14 |  |  | <100A
A95-30-11-50 | 1SFL431001R5011 | A95,3P CONTR.440/60,400/50 | AC1: AF116-30-11-14, AC3: AF96-30-11-14 |  |  | <100A
A95-30-11-51 | 1SFL431001R5111 | A95 3P CONTACTOR 480/60 400-415/ | AC1: AF116-30-11-14, AC3: AF96-30-11-14 |  |  | <100A
A95-30-11-55 | A95-30-11-55 | A95,3P CONTR,500/50,600/60 | Contact Tech Support | Contact Tech Support | Obsoleted Sept 2020 | <100A
A95-30-11-75 | 1SFL431001R7511 | CONTACTOR,220V COIL | Contact Tech Support | Contact Tech Support |  | <100A
A95-30-11-77 | 1SFL431001R7711 | A95,3P CONTR,380-415/60 | Contact Tech Support | Contact Tech Support |  | <100A
A95-30-11-80 | 1SFL431001R8011 | A95,3P CONTR.220/50,240/60 | AC1: AF116-30-11-13, AC3: AF96-30-11-13 |  |  | <100A
A95-30-11-81 | 1SFL431001R8111 | CONTACTOR24V | AC1: AF116-30-11-11, AC3: AF96-30-11-41 |  |  | <100A
A95-30-11-83 | A95-30-11-83 | A95,3P CONTR,48/50/60 | AC1: AF116-30-11-11, AC3: AF96-30-11-41 |  | Obsoleted Sept 2020 | <100A
A95-30-11-84 | 1SFL431001R8411 | A95 3P CONTR 110/50 110-120/60 | AC1: AF116-30-11-13, AC3: AF96-30-11-13 |  |  | <100A
A95-30-11-85 | 1SFL431001R8511 | A95,3P CONTR,380/50,415/60 | AC1: AF116-30-11-14, AC3: AF96-30-11-14 |  |  | <100A
A95-30-11-86 | 1SFL431001R8611 | A95,3P CONTR.415-440/60,415/50 | AC1: AF116-30-11-14, AC3: AF96-30-11-14 |  |  | <100A
A95-30-22-36 | A95-30-22-36 | A95 3P CONTR,190/50,220/60,2-2 | Contact Tech Support | Contact Tech Support | Obsoleted Sept 2020 | <100A
A95-30-22-51 | A95-30-22-51 | A95 3P CONTR,480/60,400-415/50 | Contact Tech Support | Contact Tech Support | Obsoleted Sept 2020 | <100A
A95-30-22-80 | A95-30-22-80 | A95 3P CONTR 230/50 230-240/60 | Contact Tech Support | Contact Tech Support | Obsoleted Sept 2020 | <100A
A95-30-22-80-RC | A95-30-22-80-RC | A95 3P CONTR,230/50,230-240/60 | Contact Tech Support | Contact Tech Support | Obsoleted Sept 2020 | <100A
A95-30-22-84 | A95-30-22-84 | A95,3P CONTR,110/50,110-120/60 | Contact Tech Support | Contact Tech Support | Obsoleted Sept 2020 | <100A
A95FP-30-11-34 | 1SFL431001R9100 | 3P CONTR.FIRE PUMP,208/60 | No replacement | No replacement |  | <100A
A95FP-30-11-51 | 1SFL431001R9103 | 3P CONTR. FIRE PUMP,480/60 | No replacement | No replacement |  | <100A
A95FP-30-11-55 | 1SFL431001R9104 | 3P CONTR.FIRE PUMP,600/60 | No replacement | No replacement |  | <100A
A95FP-30-11-76 | 1SFL431001R9101 | 3P CONTR.FIRE PUMP,220-240/60 | No replacement | No replacement |  | <100A
A95FP-30-11-77 | 1SFL431001R9102 | 3P CONTR.FIRE PUMP,380/50-60 | No replacement | No replacement |  | <100A
A95FP-30-11-80 | A95FP-30-11-80 | 3P CONTR. FIRE PUMP,240V | No replacement | No replacement | Obsoleted Sept 2020 | <100A
A95FP-30-11-84 | A95FP-30-11-84 | 3P CONTR,F PUMP,110/50,120/60 | No replacement | No replacement |  | <100A
A95FP-30-11-85 | 1SFL431001R9110 | 3P CONTR.FIRE PUMP,380/50HZ | No replacement | No replacement |  | <100A
A95FP-30-11-86 | 1SFL431001R9111 | 3P CONTR.FIRE PUMP,415/50HZ | No replacement | No replacement |  | <100A
A95M-30-11-51 | A95M-30-11-51 | A95 3P MI CONTRS,480/60 | AF96M-30-22-14 |  |  | <100A
A95M-30-11-75 | A95M-30-11-75 | A95 3P MI CONTR,200/50,220/60 | Contact Tech Support | Contact Tech Support |  | <100A
A95M-30-11-80 | A95M-30-11-80 | A95 3P MI CONTR, 220/50, 240/60 | AF96M-30-22-13 |  |  | <100A
A95M-30-11-81 | A95M-30-11-81 | A95 3P MI CONTR,24/50/60 | AF96M-30-22-11 |  |  | <100A
A95M-30-11-84 | A95M-30-11-84 | A95 3P MI CONTRS,110-120/60 | AF96M-30-22-13 |  |  | <100A
A95M-30-22-84 | A95M-30-22-84 | A95 3P MI CONTR,110-120/60,2-2 | Contact Tech Support | Contact Tech Support |  | <100A
A95R-30-11-75 | A95R-30-11-75 | A95 3P REV CONTR,200/50,220/60 | Contact Tech Support | Contact Tech Support |  | <100A
A95R-30-11-81 | A95R-30-11-81 | A95 3P REV CONTR,24/50/60 | AF96R-30-22-11 |  |  | <100A
A95R-30-11-84 | A95R-30-11-84 | A95 3P REV CONTRS,110-120/60 | AF96R-30-22-13 |  | Obsoleted Sept 2020 | <100A
A9-80-00-80 | A9-80-00-80 | A9 8P CONTR,220/50 | Contact Tech Support | Contact Tech Support |  | <100A
A9-80-00-84 | A9-80-00-84 | A9 8P CONTR,110/50,120/60 | Contact Tech Support | Contact Tech Support |  | <100A
A9C12P1-84D | A9C12P1-84D | A9 12P CONTR,N1,120V,HOA | No replacement | No replacement |  | <100A
A9C1-34AP | A9C1-34AP | A9 3PH CONTR,208V | No replacement | No replacement |  | <100A
A9C1-51AP | A9C1-51AP | A9 3PH CONTR,N1,480V | No replacement | No replacement |  | <100A
A9C1-84AP | A9C1-84AP | A9 3PH CONTR,N1,120V | No replacement | No replacement | Obsoleted Sept 2020 | <100A
A9C2-51AP | A9C2-51AP | A9 3PH CONTR,N12,480V | No replacement | No replacement |  | <100A
A9C8P1-84 | A9C8P1-84 | A9 8P CONTR,N1,120V | No replacement | No replacement |  | <100A
A9L-40-00-84 | A9L-40-00-84 | LIGHT CONT.,4P,15A,110-120VAC COIL | Contact Tech Support | Contact Tech Support |  | <100A
A9L-80-00-42 | A9L-80-00-42 | A9 8P LTG CNTR 277V W/LAT | Contact Tech Support | Contact Tech Support |  | <100A
A9LC4P1-84 | A9LC4P1-84 | A9 4P LTG CNTR,N1,120V,W/LAT | Contact Tech Support | Contact Tech Support |  | <100A
A9M-22-10-51 | A9M-22-10-51 | A9 4P MI CONTR 1NO 480V | Contact Tech Support | Contact Tech Support |  | <100A
A9M-30-01-51 | A9M-30-01-51 | A9 3P MI CONTRS,480/60,415/50 | AF09M-30-22-14 |  |  | <100A
A9M-30-01-80 | A9M-30-01-80 | A9 3P MI CONTRS,240/60,220/50 | AF09M-30-22-13 |  |  | <100A
A9M-30-01-84 | A9M-30-01-84 | A9 3P MI CONTRS,110-120/60 | AF09M-30-22-13 |  | Obsoleted Sept 2020 | <100A
A9M-30-01-86 | A9M-30-01-86 | A9 3P MI CONTRS,415-440/60 | AF09M-30-22-14 |  |  | <100A
A9M-30-10-51 | A9M-30-10-51 | A9 3P MI CONTRS,480/60,415/50 | AF09M-30-22-14 |  | Obsoleted Sept 2020 | <100A
A9M-30-10-80 | A9M-30-10-80 | A9 3P MI CONTRS 240/60,220/50 | AF09M-30-22-13 |  | Obsoleted Sept 2020 | <100A
A9M-30-10-81 | A9M-30-10-81 | A9 3P MI CONTRS,24/50-60 | AF09M-30-22-11 |  | Obsoleted Sept 2020 | <100A
A9M-30-10-84 | A9M-30-10-84 | A9 3P MI CONTRS 110-120/60 | AF09M-30-22-13 |  |  | <100A
A9M-30-22-84 | A9M-30-22-84 | A9 3P MI CONTRS,110-120/60 | Contact Tech Support | Contact Tech Support |  | <100A
A9M-40-00-84 | A9M-40-00-84 | A9 4P MI CONTRS,110-120/60 | Contact Tech Support | Contact Tech Support | Obsoleted Sept 2020 | <100A
A9N00-30-01-81 | A9N00-30-01-81 | A9 3P CONTR,NM SZ00,24V | Contact Tech Support | Contact Tech Support |  | <100A
A9N00-30-01-84 | A9N00-30-01-84 | A9 3P CONTR,NM SZ0,120/60 | Contact Tech Support | Contact Tech Support | Obsoleted Sept 2020 | <100A
A9N00-30-10-34 | A9N00-30-10-34 | A9 3P CONTR NM SZ0 208/60 | AF09N00-30-10-13 |  | Obsoleted Sept 2020 | <100A
A9N00-30-10-42 | A9N00-30-10-42 | A9 NEMA.SZ00 277/60 230-240/50 | AF09N00-30-10-14 |  | Obsoleted Sept 2020 | <100A
A9N00-30-10-51 | A9N00-30-10-51 | A9N 3P CONTR,NM SZ 00,480/60 | AF09N00-30-10-14 |  | Obsoleted Sept 2020 | <100A
A9N00-30-10-80 | A9N00-30-10-80 | A9N 3P CONTR,NM SZ 00,240/60 | AF09N00-30-10-13 |  | Obsoleted Sept 2020 | <100A
A9N00-30-10-81 | A9N00-30-10-81 | A9N 3P CONTR,NM SZ 00,24/50-60 | AF09N00-30-10-11 |  | Obsoleted Sept 2020 | <100A
A9N00-30-10-84 | A9N00-30-10-84 | A9N 3P CONTR,NM SZ 00,120/60 | AF09N00-30-10-13 |  | Obsoleted Sept 2020 | <100A
A9N00-30-20-84 | A9N00-30-20-84 | A9 NM SZ00 CONTR,120/60V,2NO | Contact Tech Support | Contact Tech Support |  | <100A
A9N00M-10-81 | A9N00M-10-81 | A9 3P MI CONTR,NM SZ00,24VAC | AF09N00M-3022-11 |  | Obsoleted Sept 2020 | <100A
A9N00M-10-84 | A9N00M-10-84 | A9N 3P MI CONTRS,NM SZ 00,120V | AF09N00M-3022-13 |  |  | <100A
A9N00R-10-80 | A9N00R-10-80 | A9N 3P REV CONTR NM SZ00 240V | AF09N00R-3022-13 |  | Obsoleted Sept 2020 | <100A
A9N00R-10-84 | A9N00R-10-84 | A9N 3P REV CONTR,NM SZ 00,120V | AF09N00R-3022-13 |  |  | <100A
A9N00SR-81F | A9N00SR-81F | A9 NM SZ00 REV STR,24/50/60 | Contact Tech Support | Contact Tech Support |  | <100A
A9R-30-01-80 | A9R-30-01-80 | A9 REV CONTR,240/60 | AF09R-30-22-13 |  |  | <100A
A9R-30-01-81 | A9R-30-01-81 | A9 REV CONTRS,24/50-60 | AF09R-30-22-11 |  |  | <100A
A9R-30-01-83 | A9R-30-01-83 | A9 REV CONTR,48/50/60 | AF09R-30-22-11 |  |  | <100A
A9R-30-01-84 | A9R-30-01-84 | A9 REV CONTR,120/60 | AF09R-30-22-13 |  |  | <100A
A9R-30-10-34 | A9R-30-10-34 | A9 REV CONTR,208/60 | AF09R-30-22-13 |  | Obsoleted Sept 2020 | <100A
A9R-30-10-51 | A9R-30-10-51 | A9 3P REV STR CONTRS,480/60 | AF09R-30-22-14 |  | Obsoleted Sept 2020 | <100A
A9R-30-10-80 | A9R-30-10-80 | A9 3P REV CONTRS 240/60,220/50 | AF09R-30-22-13 |  | Obsoleted Sept 2020 | <100A
A9R-30-10-81 | A9R-30-10-81 | A9 3P REV CONTRS,24/50-60 | AF09R-30-22-11 |  |  | <100A
A9R-30-10-84 | A9R-30-10-84 | A9 3P REV CONTRS,110-120/60 | AF09R-30-22-13 |  |  | <100A
A9R-30-11-84 | A9R-30-11-84 | A9 3P REV CONTR,120/60 | Contact Tech Support | Contact Tech Support | Obsoleted Sept 2020 | <100A
A9R-40-00-84 | A9R-40-00-84 | A9 4P REV CONTR,110-120/60 | Contact Tech Support | Contact Tech Support | Obsoleted Sept 2020 | <100A
AE12M-30-11-87 | AE12M-30-11-87 | AE12 3P CONTRS,125VDC | AF12M-30-22-12 |  |  | <100A
AE16N0-30-11-87 | AE16N0-30-11-87 | AE16 3P NEMA CONTR, 125VDC | AF12N0-30-10-12 |  |  | <100A
AE16N0M-11-81 | AE16N0M-11-81 | AE16 SZ0 MI CONTR,24VDC,1/1 | AF12N0M-3022-11 |  |  | <100A
AE26-30-11-38 | AE26-30-11-38 | AE26 3P CONTR, 1NO-1NC AUX, 250VDC | AC1: AF26-30-00-13, AC3: AF30-30-00-13 |  |  | <100A
AE26M-30-00-81 | AE26M-30-00-81 | AE26 MECH INTLK CONTR,24VDC | Contact Tech Support | Contact Tech Support |  | <100A
AE26N1-30-11-87 | AE26N1-30-11-87 | AE26 3P CONTR,NM SZ1,125VDC | AF26N1-30-10-12 |  |  | <100A
AE26N1-30-11-88 | AE26N1-30-11-88 | AE26 3P CONTR,NM SZ1,220VDC | AF26N1-30-10-13 |  |  | <100A
AE26N1-30-11-89 | AE26N1-30-11-89 | AE26 3P CONTR,NM SZ1,240VDC | AF26N1-30-10-13 |  |  | <100A
AE26N1R-11-87 | AE26N1R-11-87 | AE26 3P REV CONTR,NM SZ1,125VDC | AF26N1R-3022-12 |  |  | <100A
AE30-30-00-87 | 1SBL289001R8700 | AE LINE CONTACTOR | Contact Tech Support | Contact Tech Support |  | <100A
AE30M-30-11-87 | AE30M-30-11-87 | AE30 3P MI CONTRS,125VDC | AF40M-30-22-12 |  |  | <100A
AE30R-30-11-89 | AE30R-30-11-89 | REV,3P,34A,240VDC,1/1 | AF40R-30-22-13 |  |  | <100A
AE50-30-11-80 | 1SBL359001R8011 | AE50,3P CONTR,12VDC | Contact Tech Support | Contact Tech Support |  | <100A
AE50-30-11-83 | 1SBL359001R8311 | AE50,3P CONTR,48VDC | AF52-30-11-11 |  | Obsoleted Sept 2020 | <100A
AE50-30-11-84 | 1SBL359001R8411 | AE50 3P CONTR 60VDC | AF52-30-11-11 |  | Obsoleted Sept 2020 | <100A
AE50-30-11-85 | 1SBL359001R8511 | AE50 3P CONTR, 75VDC | AF52-30-11-12 |  |  | <100A
AE50-30-11-86 | 1SBL359001R8611 | AE50,3P CONTR,110VDC | AF52-30-11-12 |  | Obsoleted Sept 2020 | <100A
AE50-30-11-89 | 1SBL359001R8911 | AE50,3P CONTR,240VDC | AF52-30-11-13 |  | Obsoleted Sept 2020 | <100A
AE50N2-30-11-89 | AE50N2-30-11-89 | AE50 NM SZ2 3P CONTR 240VDC | AF40N2-30-11-13 |  |  | <100A
AE50R-30-11-88 | AE50R-30-11-88 | AE50 3P REV CONTR,220VDC | AF52R-30-22-13 |  |  | <100A
AE63M-30-11-81 | AE63M-30-11-81 | AE63 3P MI CONTRS,24VDC | AF65M-30-22-11 |  |  | <100A
AE63M-30-11-89 | AE63M-30-11-89 | AE63 3P MI CONTRS,240VDC | AF65M-30-22-13 |  |  | <100A
AE63M-30-21-87 | AE63M-30-21-87 | AE63 3P MI CONTRS,125VDC | Contact Tech Support | Contact Tech Support |  | <100A
AE75-30-11-80 | 1SBL419001R8011 | AE75 3P CONTR, 12VDC | Contact Tech Support | Contact Tech Support | Obsoleted Sept 2020 | <100A
AE75-30-11-86 | 1SBL419001R8611 | AE75 CONT 3P 1NO1NC 110VDC | AF80-30-11-12 |  | Obsoleted Sept 2020 | <100A
AE75M-30-11-81 | AE75M-30-11-81 | AE75 3P MI CONTR,24VDC | AF80M-30-22-11 |  |  | <100A
AE75N3-30-11-85 | AE75N3-30-11-85 | AE75N 3P CONTR,NM SZ 3,75VDC | AF80N3-30-11-12 |  |  | <100A
AE75N3-30-11-86 | AE75N3-30-11-86 | AE75N 3P CONTR,NM SZ 3,110VDC | AF80N3-30-11-12 |  |  | <100A
AE75N3-30-11-89 | AE75N3-30-11-89 | AE75N,NM SZ 3 CONTR,240VDC | AF80N3-30-11-13 |  |  | <100A
AE75R-30-11-81 | AE75R-30-11-81 | AE75 3P REV CONTR,24VDC,OPEN | AF80R-30-22-11 |  |  | <100A
AE9M-30-11-86 | AE9M-30-11-86 | AE9 3P MI CONTR,110VDC | AF09M-30-22-12 |  |  | <100A
AE9N00M-11-81 | AE9N00M-11-81 | AE9 SZ00 MI CONTR,24VDC,1/1 | AF09N00M-3022-11 |  |  | <100A
AE9R-30-11-86 | AE9R-30-11-86 | AE9 REV CONTR 110VDC | AF09R-30-22-12 |  |  | <100A
AE9R-30-11-87 | AE9R-30-11-87 | AE9 3P REV CONTR,125VDC | AF09R-30-22-12 |  |  | <100A
AF110-30-00-69 | 1SFL457001R6900 | AF110 3P CONTR,48-130AC/DC | AF116-30-00-12 |  |  | >100A
AF110-30-00-70 | 1SFL457001R7000 | AF110 3P CONTR, 100-250VAC/DC | AF116-30-00-13 |  |  | >100A
AF110-30-10E-70 | AF110-30-10E-70 | CTR,3P,104A,100-250VAC/DC,LOW | Contact Tech Support | Contact Tech Support | Obsoleted Sept 2020 | >100A
AF110-30-11-69 | 1SFL457001R6911 | AF110 3P CONTR,48-130AC/DC | AF116-30-11-12 |  |  | >100A
AF110-30-11-70 | 1SFL457001R7011 | AF110,3PH CONTR,100-250V AC/DC | AF116-30-11-13 |  |  | >100A
AF110-30-11-72 | 1SFL457001R7211 | AF110 3P CONTR 20-60VDC | AF116-30-11-11 |  |  | >100A
AF110-30-22-69 | AF110-30-22-69 | AF110 3P CONTR,48-130AC/DC, 2/2 | AF116-30-22-12 |  | Obsoleted Sept 2020 | >100A
AF110-30-22-70 | AF110-30-22-70 | AF110 3P CONTR 100-250V AC/DC | AF116-30-22-13 |  | Obsoleted Sept 2020 | >100A
AF110M-30-11-70 | AF110M-30-11-70 | AF110 3P CONT,100-250VAC/DC | AF116M-30-22-13 |  |  | >100A
AF110R-30-11-70 | AF110R-30-11-70 | AF110 REV CONTR,100-250V AC/DC | AF116R-30-22-13 |  | Obsoleted Sept 2020 | >100A
AF145-30-00-72 | 1SFL477001R7200 | AF145,3P CONTR,20-60VDC | AC1: AF190-30-00-11, AC3: AF140-30-00-11 |  |  | >100A
AF145-30-01E-72 | AF145-30-01E-72 | A145 3P CONTR, 120/60, CEL18-01 | AF146-30-11-11 + CEL19-01 |  | Obsoleted Sept 2020 | >100A
AF145-30-10E-72 | AF145-30-10E-72 | AF145,3P,20-60VDC,1NO LOW ENER | Contact Tech Support | Contact Tech Support | Obsoleted Sept 2020 | >100A
AF145-30-11-69 | 1SFL477001R6911 | AF145,3P CONTR,48-130V AC/DC | AC1: AF190-30-11-12, AC3: AF140-30-11-12 |  |  | >100A
AF145-30-11-70 | 1SFL477001R7011 | AF145 3P CONTR 100-250V AC/DC | AC1: AF190-30-11-13, AC3: AF140-30-11-13 |  |  | >100A
AF145-30-11-72 | 1SFL477001R7211 | AF145,3P CONTR,20-60VDC | AC1: AF190-30-11-11, AC3: AF140-30-11-11 |  |  | >100A
AF145-30-22-69 | 1SFL477001R6922 | AF145,3P CONTR,48-130V AC/DC | AC1: AF190-30-22-12, AC3: AF140-30-22-12 |  |  | >100A
AF145-30-22-70 | AF145-30-22-70 | AF145 3P CONTR 100-250VAC/DC | AC1: AF190-30-22-13, AC3: AF140-30-22-13 |  | Obsoleted Sept 2020 | >100A
AF145-30-22-72 | AF145-30-22-72 | AF145 3P CONTR,20-60VDC | AC1: AF190-30-22-11, AC3: AF140-30-22-11 |  | Obsoleted Sept 2020 | >100A
AF145CB-704T/LA | AF145CB-704T/LA | AF145 CONTR W/T3 BKR | Contact Tech Support | Contact Tech Support |  | >100A
AF145CB-704U/LA | AF145CB-704U/LA | AF145 CONTR W/T3 BKR | Contact Tech Support | Contact Tech Support |  | >100A
AF145CB-72/LAT3 | AF145CB-72/LAT3 | AF145 CONTR W/T3 BKR | Contact Tech Support | Contact Tech Support | Obsoleted Sept 2020 | >100A
AF145M-30-11-70 | AF145M-30-11-70 | AF145 3P MI CONTR,110-250AC/DC | AF140M-30-22-13 |  |  | >100A
AF145M-30-11-72 | AF145M-30-11-72 | AF145,MI 3P CONTR,20-60VDC | AF140M-30-22-11 |  | Obsoleted Sept 2020 | >100A
AF145R-30-11-70 | AF145R-30-11-70 | AF145 REV CONTR,100-250V AC/DC | AF140R-30-22-13 |  |  | >100A
AF145R-30-11-72 | AF145R-30-11-72 | AF145 REV CONTR,20-60VDC | AF140R-30-22-11 |  |  | >100A
AF185-30-11-69 | 1SFL497001R6911 | AF185,3P CONTR,48-130V AC/DC | AC1: AF205-30-11-12, AC3: AF190-30-11-12 |  |  | >100A
AF185-30-11-70 | 1SFL497001R7011 | AF185,3P CONTR,100-250V AC/DC | AC1: AF205-30-11-13, AC3: AF190-30-11-13 |  |  | >100A
AF185-30-11-72 | 1SFL497001R7211 | AF185,3P CONTR,20-60VDC | AC1: AF205-30-11-11, AC3: AF190-30-11-11 |  |  | >100A
AF185-30-22-69 | AF185-30-22-69 | AF185,3P CONTR,48-130V AC/DC | AC1: AF205-30-22-12, AC3: AF190-30-22-12 |  | Obsoleted Sept 2020 | >100A
AF185-30-22-70 | 1SFL497001R7022 | AF185, 3P CONTR, 2NO-2NC, 100-250 | AC1: AF205-30-22-13, AC3: AF190-30-22-13 |  |  | >100A
AF185-30-22-72 | AF185-30-22-72 | AF185 3P CONTR 20-60VDC | AC1: AF205-30-22-11, AC3: AF190-30-22-11 |  | Obsoleted Sept 2020 | >100A
AF185B-30-11-69 | 1SFL497063R6911 | CTR 3P 156A, 48-130V AC/DC COIL | Contact Tech Support | Contact Tech Support |  | >100A
AF185CB-70/LAT3 | AF185CB-70/LAT3 | AF185 CONTR W/T3 MCCB | Contact Tech Support | Contact Tech Support | Obsoleted Sept 2020 | >100A
AF185CB-704T/LA | AF185CB-704T/LA | AF185 CONTR W/T3 BREAKER | Contact Tech Support | Contact Tech Support |  | >100A
AF185CB-704U/LA | AF185CB-704U/LA | AF185 CONTR W/T3 BREAKER | Contact Tech Support | Contact Tech Support |  | >100A
AF185M-30-11-70 | AF185M-30-11-70 | AF185 3P MI CONT,100-250AC/DC | AF190M-30-22-13 |  |  | >100A
AF185R-30-11-70 | AF185R-30-11-70 | AF185 REV CONTR,100-250V AC/DC | AF190R-30-22-13 |  | Obsoleted Sept 2020 | >100A
AF185R-30-11-72 | AF185R-30-11-72 | AF185 REV CONTR,20-60VDC | AF190R-30-22-11 |  | Obsoleted Sept 2020 | >100A
AF190CB-13/LAXT4 | AF190CB-13/LAXT4 | AF190 CONTR W/XT3 MCCB | Contact Tech Support | Contact Tech Support | Obsoleted Sept 2020 | >100A
AF210-30-10E-70 | AF210-30-10E-70 | AF210,3P,100-250VAC/DC,1NO LOW | Contact Tech Support | Contact Tech Support | Obsoleted Sept 2020 | >100A
AF210-30-11-69 | 1SFL517001R6911 | AF210,3P CONTR,48-130A AC/DC | AC1: AF265-30-11-12, AC3: AF205-30-11-12 |  |  | >100A
AF210-30-11-70 | 1SFL517001R7011 | AF210 3P CONTR 100-250V AC/DC | AC1: AF265-30-11-13, AC3: AF205-30-11-13 |  |  | >100A
AF210-30-11-72 | 1SFL517001R7211 | AF210,3P CONTR,20-60VDC | AC1: AF265-30-11-11, AC3: AF205-30-11-11 |  |  | >100A
AF210-30-22-69 | AF210-30-22-69 | AF210,3P CONTR,48-130V AC/DC | AC1: AF265-30-22-12, AC3: AF205-30-22-12 |  | Obsoleted Sept 2020 | >100A
AF210-30-22-70 | AF210-30-22-70 | AF210 3P CONTR 100-250V AC/DC | AC1: AF265-30-22-13, AC3: AF205-30-22-13 |  | Obsoleted Sept 2020 | >100A
AF210-30-22-72 | AF210-30-22-72 | AF210 3P CONTR 20-60VDC | AC1: AF265-30-22-11, AC3: AF205-30-22-11 |  | Obsoleted Sept 2020 | >100A
AF210CB-70/LAT4 | AF210CB-70/LAT4 | AF210 CONTR W/T4 BKR | Contact Tech Support | Contact Tech Support |  | >100A
AF210M-30-11-70 | AF210M-30-11-70 | AF210 3P MI CONTR,100-250AC/DC | AF205M-30-22-13 |  |  | >100A
AF210R-30-11-70 | AF210R-30-11-70 | AF210 REV CONTR,100-250V AC/DC | AF205R-30-22-13 |  | Obsoleted Sept 2020 | >100A
AF260-20-11-70 | 1SFL537701R7011 | AF260,2P CONTR,100-250V AC/DC | Contact Tech Support | Contact Tech Support |  | >100A
AF260-20-11-72 | 1SFL537701R7211 | AF260,2P CONTR,20-60VDC | Contact Tech Support | Contact Tech Support |  | >100A
AF260-30-11-69 | 1SFL537001R6911 | AF260,3P CONTR,48-130A AC/DC | AC1: AF305-30-11-12, AC3: AF265-30-11-12 |  |  | >100A
AF260-30-11-70 | 1SFL537001R7011 | AF260,3P CONTR,100-250V AC/DC | AC1: AF305-30-11-13, AC3: AF265-30-11-13 |  |  | >100A
AF260-30-11-72 | 1SFL537001R7211 | AF260,3P CONTR,20-60VDC | AC1: AF305-30-11-11, AC3: AF265-30-11-11 |  |  | >100A
AF260-30-22-69 | AF260-30-22-69 | AF260,3P CONTR,48-130V AC/DC | AC1: AF305-30-22-12, AC3: AF265-30-22-12 |  | Obsoleted Sept 2020 | >100A
AF260-30-22-70 | 1SFL537001R7022 | AF260,3P CONTR,100-250V AC/DC | AC1: AF305-30-22-13, AC3: AF265-30-22-13 |  |  | >100A
AF260-30-22-72 | AF260-30-22-72 | AF260,3P,CONTR,20-60VDC | AC1: AF305-30-22-11, AC3: AF265-30-22-11 |  | Obsoleted Sept 2020 | >100A
AF260CB-70/LAT4 | AF260CB-70/LAT4 | AF260 CONTR W/T4 BKR | Contact Tech Support | Contact Tech Support |  | >100A
AF260M-30-11-70 | AF260M-30-11-70 | AF260 3P MI CONTR,100-250AC/DC | AF265M-30-22-13 |  |  | >100A
AF260M-30-22-70 | AF260M-30-22-70 | AF260 3P MI CTR,100-250AC/DC 2NO2N | Contact Tech Support | Contact Tech Support |  | >100A
AF260R-30-11-70 | AF260R-30-11-70 | 3P REV CONTR,100-250V AC/DC | AF265R-30-22-13 |  | Obsoleted Sept 2020 | >100A
AF300 TOP COVER | 1SFN165503R9108 | TOP COVER FOR GE 0611 AF300 | Contact Tech Support | Contact Tech Support | Obsoleted Sept 2020 | >100A
AF300-30-01E-72 | AF300-30-01E-72 | AF300 3P CONTR,20-60VDC,1NC | AF305-30-00-11 + CEL19-01 |  | Obsoleted Sept 2020 | >100A
AF300-30-11-69 | 1SFL557001R6911 | AF300,3P CONTR,48-130VAC/DC | AC1: AF370-30-11-12, AC3: AF305-30-11-12 |  |  | >100A
AF300-30-11-70 | 1SFL557001R7011 | AF300,3P CONTR,100-250V AC/DC | AC1: AF370-30-11-13, AC3: AF305-30-11-13 |  |  | >100A
AF300-30-11-72 | 1SFL557001R7211 | AF300,3P CONTR,20-60VDC | AC1: AF370-30-11-11, AC3: AF305-30-11-11 |  |  | >100A
AF300-30-22-69 | AF300-30-22-69 | AF300,3P CONTR,48-130V AC/DC | AC1: AF370-30-22-12, AC3: AF305-30-22-12 |  | Obsoleted Sept 2020 | >100A
AF300-30-22-70 | AF300-30-22-70 | AF300,3P CONTR,100-250V AC/DC | AC1: AF370-30-22-13, AC3: AF305-30-22-13 |  |  | >100A
AF300-30-22-72 | 1SFL557001R7222 | CONTACTOR#AF300-30-22#20-60V D.C. | AC1: AF370-30-22-11, AC3: AF305-30-22-11 |  |  | >100A
AF300CB-70/LAT5 | AF300CB-70/LAT5 | AF300 CONTR W/T5 BREAKER | Contact Tech Support | Contact Tech Support | Obsoleted Sept 2020 | >100A
AF300M-30-11-70 | AF300M-30-11-70 | AF300 3P MI CONTR,100-250AC/DC | AF305M-30-22-13 |  | Obsoleted Sept 2020 | >100A
AF300M-30-22-70 | AF300M-30-22-70 | AF300 3P MI CONTR,100-250VACDC | Contact Tech Support | Contact Tech Support | Obsoleted Sept 2020 | >100A
AF300R-30-11-70 | AF300R-30-11-70 | 3P REV CONTR,100-250V AC/DC | AF305R-30-22-13 |  | Obsoleted Sept 2020 | >100A
AF45-22-00-69 | 1SBL337501R6900 | CONTACTOR 65A 2NO-2NC COIL 48..130V | Contact Tech Support | Contact Tech Support | Obsoleted Sept 2020 | <100A
AF45-22-00-72 | 1SBL337501R7200 | CONT.,4P,65A,2NO 2NC, 20-60VDC COIL | Contact Tech Support | Contact Tech Support |  | <100A
AF460W-30-11-70 | 1SFL597027R7011 | CONTACTOR | Contact Tech Support | Contact Tech Support |  | >100A
AF50-30-00-70 | AF50-30-00-70 | AF50,3PH CONTR,100-250V AC/DC | AF52-30-00-13 |  | Obsoleted Sept 2020 | <100A
AF50-30-00-72 | 1SBL357001R7200 | AF50 3P CONTR,20-60VDC | AF52-30-00-11 |  |  | <100A
AF50-30-11-69 | 1SBL357001R6911 | AF50,3P CONTR,48-130V AC/DC | AF52-30-11-12 |  |  | <100A
AF50-30-11-70 | 1SBL357001R7011 | AF50,3PH CONTR,100-250V AC/DC | AF52-30-11-13 |  |  | <100A
AF50-30-11-72 | 1SBL357001R7211 | AF50,3P CONTR,20-60VDC | AF52-30-11-11 |  |  | <100A
AF50-30-22-69 | AF50-30-22-69 | AF50 3P CONTR,2NO-2NC,48-130V | AF52-30-22-12 |  | Obsoleted Sept 2020 | <100A
AF50-30-22-70 | AF50-30-22-70 | AF50 3P CONTR,2NO-2NC,100-250V | AF52-30-22-13 |  | Obsoleted Sept 2020 | <100A
AF50-40-22-70 | AF50-40-22-70 | AF50,4PH CONTR,100-250V AC/DC, 2/2 | Contact Tech Support | Contact Tech Support | Obsoleted Sept 2020 | <100A
AF50M-30-11-69 | AF50M-30-11-69 | AF50 3P MI CONTR,48-130V AC/DC | AF52M-30-22-12 |  | Obsoleted Sept 2020 | <100A
AF50M-30-11-70 | AF50M-30-11-70 | AF50 3PMI CONTR,100-250V AC/DC | AF52M-30-22-13 |  |  | <100A
AF50M-30-11-72 | AF50M-30-11-72 | AF50 3P MI CONTR, 20-60 VDC | AF52M-30-22-11 |  | Obsoleted Sept 2020 | <100A
AF50R-30-11-70 | AF50R-30-11-70 | AF50 REV CONTR,100-250V AC/DC | AF52R-30-22-13 |  |  | <100A
AF63-30-11-69 | 1SBL377001R6911 | AF63,3P CONTR,48-130V AC/DC | AF65-30-11-12 |  |  | <100A
AF63-30-11-70 | 1SBL377001R7011 | AF63,3P CONTR,100-250V AC/DC | AF65-30-11-13 |  |  | <100A
AF63-30-11-72 | 1SBL377001R7211 | AF63,3P CONTR,20-60VDC | AF65-30-11-11 |  |  | <100A
AF63M-30-11-72 | AF63M-30-11-72 | AF63 3P MI CONTR,20-60VDC | AF65M-30-22-11 |  |  | <100A
AF63R-30-11-70 | AF63R-30-11-70 | AF63 3P REV CONT,100-250VAC/DC | AF65R-30-22-13 |  | Obsoleted Sept 2020 | <100A
AF63R-30-11-72 | AF63R-30-11-72 | AF63 3P REV CONTR,20-60VDC | AF65R-30-22-11 |  | Obsoleted Sept 2020 | <100A
AF75-22-11-69 | AF75-22-11-69 | AF75 2-2P CONTR,48-130VAC/DC | Contact Tech Support | Contact Tech Support | Obsoleted Sept 2020 | <100A
AF75-22-11-70 | AF75-22-11-70 | CTR,4P,AC1-105A,100-250VAC/DC,1/1 | AF80-22-00-13 + CAL4-11 |  | Obsoleted Sept 2020 | <100A
AF75-22-11-72 | AF75-22-11-72 | AF75 2-2P CONTR,20-60VDC, 1/1 | Contact Tech Support | Contact Tech Support |  | <100A
AF75-30-00-72 | 1SBL417001R7200 | AF75 3P CONTR,20-60VDC | AF80-30-00-11 |  |  | <100A
AF75-30-11-69 | 1SBL417001R6911 | AF75 3P CONTR 48-130V AC/DC | AF80-30-11-12 |  |  | <100A
AF75-30-11-70 | 1SBL417001R7011 | AF75,3P CONTR,100-250V AC/DC | AF80-30-11-13 |  |  | <100A
AF75-30-11-72 | 1SBL417001R7211 | AF75,3P CONTR,20-60VDC | AF80-30-11-11 |  |  | <100A
AF75-30-22-69 | AF75-30-22-69 | AF75,3P CONTR,48-130V,2NO-2NC | AF80-30-22-12 |  | Obsoleted Sept 2020 | <100A
AF75-30-22-70 | AF75-30-22-70 | AF75,3P CONTR,100-250V,2NO-2NC | AF80-30-22-13 |  | Obsoleted Sept 2020 | <100A
AF75-40-11-72 | AF75-40-11-72 | CTR,4P,AC1-105A,20-60VDC,1/1 | Contact Tech Support | Contact Tech Support | Obsoleted Sept 2020 | <100A
AF75M-30-11-70 | AF75M-30-11-70 | MI.CTR,3P,80A,100-250VAC/DC,1/1 | AF80M-30-22-13 |  |  | <100A
AF75N3-30-11-70 | AF75N3-30-11-70 | AF75 CONTACTOR,3P,100-250V AC/DC,NE | AF80N3-30-11-13 |  | Obsoleted Sept 2020 | <100A
AF75N3M-3011-70 | AF75N3M-3011-70 | AF75,N3,90A,2NO2NC,100-250VAC/DC,ME | Contact Tech Support | Contact Tech Support |  | <100A
AF75R-30-11-70 | AF75R-30-11-70 | AF75 3P REV CONTR,100-250AC/DC | AF80R-30-22-13 |  | Obsoleted Sept 2020 | <100A
AF75R-30-11-72 | AF75R-30-11-72 | AF75 3P REV CONTR,20-60VDC | AF80R-30-22-11 |  |  | <100A
AF95-30-01E-72 | AF95-30-01E-72 | AF95 3P CONTR 20-60VDC 1NC LOW | Contact Tech Support | Contact Tech Support | Obsoleted Sept 2020 | <100A
AF95-30-11-69 | 1SFL437001R6911 | AF95,3P CONTR,48-130V AC/DC | AC1: AF116-30-11-12, AC3: AF96-30-11-12 |  |  | <100A
AF95-30-11-70 | 1SFL437001R7011 | 3P CONTR,100-250V AC/DC | AC1: AF116-30-11-11, AC3: AF96-30-11-13 |  |  | <100A
AF95-30-11-72 | 1SFL437001R7211 | CONTROL PRODUCT | AC1: AF116-30-11-11, AC3: AF96-30-11-11 |  |  | <100A
AF95-30-22-69 | AF95-30-22-69 | AF95,3P CTR,48-130V AC/DC 2/2 | AC1: AF116-30-22-12, AC3: AF96-30-22-12 |  | Obsoleted Sept 2020 | <100A
AF95-30-22-70 | 1SFL437001R7022 | AF95, 3P CTR,2NO-2NC,100-250 VAC/D | AC1: AF116-30-22-11, AC3: AF96-30-22-13 |  |  | <100A
AF95M-30-11-70 | AF95M-30-11-70 | AF95 3P MI CONTRS,100-250VACDC | AF96M-30-22-13 |  | Obsoleted Sept 2020 | <100A
AF95R-30-11-70 | AF95R-30-11-70 | AF95 REV CONTR,100-250V AC/DC | AF96R-30-22-13 |  |  | <100A
AL12-30-01-86 | 1SBL163001R8601 | AL12,3P CONTR,110VDC,1 NC AUX | AC1: AF09Z-30-01-22, AC3: AF12Z-30-01-22 |  |  | <100A
AL12-30-10-80 | 1SBL163001R8010 | AL12,3P CONTR, 12VDC,1 NO AUX | AC1: AF09Z-30-10-20, AC3: AF12Z-30-01-20 |  |  | <100A
AL12-30-10-84 | 1SBL163001R8410 | AL12,3P CONTR,60VDC,1 NO AUX | AC1: AF09Z-30-10-21, AC3: AF12Z-30-01-21 |  |  | <100A
AL12-30-10-86 | 1SBL163001R8610 | AL12,3P CONTR,110VDC,1 NO AUX | AC1: AF09Z-30-10-22, AC3: AF12Z-30-01-22 |  |  | <100A
AL12-30-10-87 | 1SBL163001R8710 | AL12,3P CONTR,125VDC,1 NO AUX | AC1: AF09Z-30-10-22, AC3: AF12Z-30-01-22 |  |  | <100A
AL12-30-10-88 | 1SBL163001R8810 | AL12,3P CONTR,220VDC,1 NO AUX | AC1: AF09Z-30-10-23, AC3: AF12Z-30-01-23 |  |  | <100A
AL12-30-22-86 | AL12-30-22-86 | AL12 3P CONTR,110VDC,2NO-2NC | Contact Tech Support | Contact Tech Support | Obsoleted Sept 2020 | <100A
AL12M-30-10-81 | AL12M-30-10-81 | AL12 3P MI CONTR,24VDC | AF12ZM-3022-21 |  | Obsoleted Sept 2020 | <100A
AL12R-30-10-81 | AL12R-30-10-81 | AL12 3P REV CONTR 24VDC 1NO | AF12ZR-3022-21 |  | Obsoleted Sept 2020 | <100A
AL12R-30-10-88 | AL12R-30-10-88 | AL12 3P REV CONTR,220VDC | AF12ZR-3022-23 |  |  | <100A
AL12ZM-30-10-15 | AL12ZM-30-10-15 | AL12Z,3P CONTR,MI,24VDC,1NO | AF12ZM-3022-21 |  |  | <100A
AL12ZR-30-10-15 | AL12ZR-30-10-15 | AL12Z 3P REV CONTR,24VDC,1NO | AF12ZR-3022-21 |  |  | <100A
AL16-22-00-38 | 1SBL183501R3800 | CONT. 30A, 2NO-2NC, COIL 250VDC | AF16Z-22-00-23 |  |  | <100A
AL16-22-00-80 | 1SBL183501R8000 | AL16,4P 2NO&2NC CONTR, 12VDC | AF16Z-22-00-20 |  |  | <100A
AL16-22-00-86 | 1SBL183501R8600 | AL16,4P 2NO&2NC CONTR, 110VDC | AF16Z-22-00-22 |  |  | <100A
AL16-22-00-89 | 1SBL183501R8900 | AL16,4P 2NO+2NC CONTR,240VDC | AF16Z-22-00-23 |  |  | <100A
AL16-30-01-80 | 1SBL183001R8001 | AL16,3P CONTR, 12VDC,1 NC AUX | AF16Z-30-01-20 |  | Obsoleted Sept 2020 | <100A
AL16-30-01-83 | 1SBL183001R8301 | AL16,3P CONTR, 48VDC,1 NC AUX | AF16Z-30-01-21 |  |  | <100A
AL16-30-01-88 | 1SBL183001R8801 | AL16,3P CONTR,220VDC,1 NC AUX | AF16Z-30-01-23 |  |  | <100A
AL16-30-10-80 | 1SBL183001R8010 | AL16,3P CONTR, 12VDC,1 NO AUX | AF16Z-30-10-20 |  |  | <100A
AL16-30-10-82 | 1SBL183001R8210 | AL16 3P CONTR,42VDC,1 NO AUX | AF16Z-30-10-21 |  | Obsoleted Sept 2020 | <100A
AL16-30-10-83 | 1SBL183001R8310 | AL16,3P CONTR, 48VDC,1 NO AUX | AF16Z-30-10-21 |  |  | <100A
AL16-30-10-87 | 1SBL183001R8710 | AL16,3P CONTR,125VDC,1 NO AUX | AF16Z-30-10-22 |  |  | <100A
AL16-30-10-88 | 1SBL183001R8810 | AL16,3P CONTR,220VDC,1 NO AUX | AF16Z-30-10-23 |  |  | <100A
AL16-30-10-89 | 1SBL183001R8910 | AL16 3P CONTR,240VDC,1NO AUX | AF16Z-30-10-23 |  | Obsoleted Sept 2020 | <100A
AL16-40-00-80 | 1SBL183201R8000 | CONT. 30A, 4 POLE COIL 12VDC | AF16Z-40-00-20 |  |  | <100A
AL16-40-00-81/M | AL16-40-00-81/M | AL16-40-00-81 CONTR LESS BOX | Contact Tech Support | Contact Tech Support |  | <100A
AL16-40-00-83 | 1SBL183201R8300 | AL16,4P 4NO CONTR, 48VDC | AF16Z-40-00-21 |  |  | <100A
AL16-40-00-86 | 1SBL183201R8600 | AL16,4P 4NO CONTR,110VDC | AF16Z-40-00-22 |  |  | <100A
AL16-40-00-89 | 1SBL183201R8900 | AL16,4P NO CONTR,240VDC | AF16Z-40-00-23 |  | Obsoleted Sept 2020 | <100A
AL16-40-10-81 | AL16-40-10-81 | AL16 4P CONTR,24VDC,1NO AUX | Contact Tech Support | Contact Tech Support | Obsoleted Sept 2020 | <100A
AL16-40-11-81 | AL16-40-11-81 | AL16 4P 1NO-1NC CONTR,24VDC | AF16Z-40-00-30 + CAL4-11 |  | Obsoleted Sept 2020 | <100A
AL16M-30-01-81 | AL16M-30-01-81 | AL16 3P MI CONTR,24VDC | AF16ZM-30-22-21 |  |  | <100A
AL16M-30-10-81 | AL16M-30-10-81 | AL16 3P MI CONTR,24VDC | AF16ZM-30-22-21 |  |  | <100A
AL16M-30-10-89 | AL16M-30-10-89 | AL16 3P MI CONTR,240VDC | AF16ZM-30-22-23 |  |  | <100A
AL16N0-30-10-81 | AL16N0-30-10-81 | AL16,3P CONTR,NEMA 0,24VDC,1NO | AF12N0Z-30-10-21 |  | Obsoleted Sept 2020 | <100A
AL16R-30-10-81 | AL16R-30-10-81 | AL16 3P REV CONTR,24VDC,1NO | AF16ZR-30-22-21 |  | Obsoleted Sept 2020 | <100A
AL16R-30-10-87 | AL16R-30-10-87 | AL16 3P REV CONTR,125VDC,1NO | AF16ZR-30-22-22 |  |  | <100A
AL16ZM-30-10-15 | AL16ZM-30-10-15 | AL16Z,3P CONTR,MI,24VDC,1NO | AF16ZM-30-22-21 |  |  | <100A
AL16ZR-30-10-15 | AL16ZR-30-10-15 | AL16Z 3P REV CONTR,24VDC,1NO | AF16ZR-30-22-21 |  | Obsoleted Sept 2020 | <100A
AL26-22-00-83 | 1SBL243501R8300 | AL26,4P 2NO&2NC CONTR, 48VDC | AF26Z-22-00-21 |  |  | <100A
AL26-22-00-86 | 1SBL243501R8600 | AL26,4P 2NO&2NC CONTR, 110VDC | AF26Z-22-00-23 |  |  | <100A
AL26-22-00-87 | 1SBL243501R8700 | AL26,4P 2NO&2NC CONTR, 125VDC | AF26Z-22-00-23 |  |  | <100A
AL26-22-00-88 | 1SBL243501R8800 | AL26,4P 2NO&2NC CONTR, 220VDC | AF26Z-22-00-23 |  |  | <100A
AL26-30-01-83 | 1SBL243001R8301 | AL26,3P CONTR, 48VDC,1 NC AUX | AC1: AF26Z-30-00-21, AC3: AF30Z-30-00-21 |  |  | <100A
AL26-30-01-86 | 1SBL243001R8601 | AL26,3P CONTR,110VDC,1 NC AUX | AC1: AF26Z-30-00-22, AC3: AF30Z-30-00-22 |  |  | <100A
AL26-30-01-87 | 1SBL243001R8701 | AL26,3P CONTR,125VDC,1 NC AUX | AC1: AF26Z-30-00-22, AC3: AF30Z-30-00-22 |  |  | <100A
AL26-30-01-88 | 1SBL243001R8801 | AL26,3P CONTR,220VDC,1 NC AUX | AC1: AF26Z-30-00-23, AC3: AF30Z-30-00-23 |  |  | <100A
AL26-30-01-89 | 1SBL243001R8901 | AL26,3P CONTR,240VDC,1NC AUX | AC1: AF26Z-30-00-23, AC3: AF30Z-30-00-23 |  |  | <100A
AL26-30-10-38 | 1SBL243001R3810 | CONTACTOR,3POLE,40A,250VDC COIL | AC1: AF26Z-30-00-23, AC3: AF30Z-30-00-23 |  |  | <100A
AL26-30-10-80 | 1SBL243001R8010 | AL26,3P CONTR,12VDC,1NO AUX | AC1: AF26Z-30-00-20, AC3: AF30Z-30-00-20 |  | Obsoleted Sept 2020 | <100A
AL26-30-10-83 | 1SBL243001R8310 | AL26,3P CONTR, 48VDC,1 NO AUX | AC1: AF26Z-30-00-21, AC3: AF30Z-30-00-21 |  |  | <100A
AL26-30-10-86 | 1SBL243001R8610 | AL26,3P CONTR,110VDC,1 NO AUX | AC1: AF26Z-30-00-22, AC3: AF30Z-30-00-22 |  |  | <100A
AL26-30-10-88 | 1SBL243001R8810 | AL26,3P CONTR,220VDC,1 NO AUX | AC1: AF26Z-30-00-23, AC3: AF30Z-30-00-23 |  |  | <100A
AL26-30-10-89 | 1SBL243001R8910 | AL26,3P CONTR,240VDC,1NO AUX | AC1: AF26Z-30-00-23, AC3: AF30Z-30-00-23 |  | Obsoleted Sept 2020 | <100A
AL26-30-22-80 | AL26-30-22-80 | AL26 3P CONTR,12VDC,2NO-2NC | Contact Tech Support | Contact Tech Support | Obsoleted Sept 2020 | <100A
AL26-30-22-81 | AL26-30-22-81 | AL26,3P CONTR,2NO-2NC,24VDC | Contact Tech Support | Contact Tech Support | Obsoleted Sept 2020 | <100A
AL26-40-00-38 | 1SBL243201R3800 | AL26,4P NO CONTR,250VDC | AF26Z-40-00-23 |  |  | <100A
AL26-40-00-81/M | AL26-40-00-81/M | AL26-40-00-81 CONTR LESS BOX | Contact Tech Support | Contact Tech Support |  | <100A
AL26-40-00-86 | 1SBL243201R8600 | AL26,4P NO CONTR,110VDC | AF26Z-40-00-23 |  |  | <100A
AL26-40-00-87 | 1SBL243201R8700 | AL26,4P NO CONTR,125VDC | AF26Z-40-00-23 |  |  | <100A
AL26-40-10-81 | AL26-40-10-81 | AL26 4P CONTR 24VDC,1NO | AF26-40-00-30 + CAL4-11 |  | Obsoleted Sept 2020 | <100A
AL26-40-11-81 | AL26-40-11-81 | AL26,4P CONTR,24VDC,1NO-1NC | Contact Tech Support | Contact Tech Support | Obsoleted Sept 2020 | <100A
AL26-40-22-81 | AL26-40-22-81 | AL26 4P CONTR 24VDC,2NO,2NC | AF26Z-40-00-30 + CA4-22E |  | Obsoleted Sept 2020 | <100A
AL26M-30-10-81 | AL26M-30-10-81 | AL26 3P MI CONTR,24VDC | AF30ZM-30-22-21 |  |  | <100A
AL26M-30-10-87 | AL26M-30-10-87 | AL26 3P MI CONTR,125VDC | AF30ZM-30-22-22 |  |  | <100A
AL26N1-30-10-81 | AL26N1-30-10-81 | AL26 3P NM SZ1 CONTR,24/50-60 | AF26N1Z-30-10-21 |  | Obsoleted Sept 2020 | <100A
AL26N1R-10-86 | AL26N1R-10-86 | AL26 3P REV CONT,NM SZ1,110VDC | AF26N1ZR-3022-22 |  | Obsoleted Sept 2020 | <100A
AL26R-30-10-87 | AL26R-30-10-87 | A26 3P REV CONTR, | AF30ZR-30-22-22 |  |  | <100A
AL26R-30-10-89 | AL26R-30-10-89 | AL26 3P REV CONTR,240VDC,1NO | AF30ZR-30-22-23 |  |  | <100A
AL30-30-01-21 | 1SBL283001R2101 | CONTACTOR,3POLE,50A,50VDC COIL | AC1: AF30Z-30-01-21, AC3: AF40-30-01-11 |  |  | <100A
AL30-30-01-38 | 1SBL283001R3801 | CONTACTOR,3POLE,50A,250VDC COIL | AC1: AF30Z-30-01-23, AC3: AF40-30-01-13 |  |  | <100A
AL30-30-01-80 | 1SBL283001R8001 | AL30,3P CONTR,12VDC,1NC AUX | AC1: AF30Z-30-01-20, AC3: Contact Tech Support |  |  | <100A
AL30-30-01-82 | 1SBL283001R8201 | CONTACTOR,3POLE,50A,42VDC COIL | AC1: AF30Z-30-01-21, AC3: AF40-30-01-11 |  |  | <100A
AL30-30-01-83 | 1SBL283001R8301 | CONTACTOR,3POLE,50A,48VDC COIL | AC1: AF30Z-30-01-21, AC3: AF40-30-01-11 |  |  | <100A
AL30-30-01-84 | 1SBL283001R8401 | CONTACTOR,3POLE,50A,60VDC COIL | AC1: AF30Z-30-01-21, AC3: AF40-30-01-11 |  |  | <100A
AL30-30-01-85 | 1SBL283001R8501 | CONTACTOR,3POLE,50A,75VDC COIL | AC1: AF30Z-30-01-22, AC3: AF40-30-01-12 |  |  | <100A
AL30-30-01-86 | 1SBL283001R8601 | AL30 3P CONTR, 1NC AUX, 110VDC | AC1: AF30Z-30-01-22, AC3: AF40-30-01-12 |  |  | <100A
AL30-30-01-87 | 1SBL283001R8701 | CONTACTOR,3POLE,50A,125VDC COIL | AC1: AF30Z-30-01-22, AC3: AF40-30-01-12 |  |  | <100A
AL30-30-01-88 | 1SBL283001R8801 | CONTACTOR,3POLE,50A,220VDC COIL | AC1: AF30Z-30-01-23, AC3: AF40-30-01-13 |  |  | <100A
AL30-30-01-89 | 1SBL283001R8901 | CONTACTOR,3POLE,50A,240VDC COIL | AC1: AF30Z-30-01-23, AC3: AF40-30-01-13 |  |  | <100A
AL30-30-10-21 | 1SBL283001R2110 | CONTACTOR,3POLE,50A,50VDC COIL | AC1: AF30Z-30-10-21, AC3: AF40-30-10-11 |  |  | <100A
AL30-30-10-38 | 1SBL283001R3810 | CONTACTOR,3POLE,50A,250VDC COIL | AC1: AF30Z-30-10-23, AC3: AF40-30-10-13 |  |  | <100A
AL30-30-10-80 | 1SBL283001R8010 | AL30,3P CONTR,12VDC,1NO AUX | AC1: AF30Z-30-10-20, AC3: Contact Tech Support |  |  | <100A
AL30-30-10-82 | 1SBL283001R8210 | CONTACTOR,3POLE,50A,42VDC COIL | AC1: AF30Z-30-10-21, AC3: AF40-30-10-11 |  |  | <100A
AL30-30-10-84 | 1SBL283001R8410 | CONTACTOR,3POLE,50A,60VDC COIL | AC1: AF30Z-30-10-21, AC3: AF40-30-10-11 |  |  | <100A
AL30-30-10-85 | 1SBL283001R8510 | CONTACTOR,3POLE,50A,75VDC COIL | AC1: AF30Z-30-10-22, AC3: AF40-30-10-12 |  |  | <100A
AL30-30-10-86 | 1SBL283001R8610 | AL30,3P CONTR,110VDC, 1NO AUX | AC1: AF30Z-30-10-22, AC3: AF40-30-10-12 |  |  | <100A
AL30-30-10-87 | 1SBL283001R8710 | CONTACTOR,3POLE,50A,125VDC COIL | AC1: AF30Z-30-10-22, AC3: AF40-30-10-12 |  |  | <100A
AL30-30-10-88 | 1SBL283001R8810 | AL30,3P CONTR,220VDC, 1NO AUX | AC1: AF30Z-30-10-23, AC3: AF40-30-10-13 |  |  | <100A
AL30-30-10-89 | 1SBL283001R8910 | CONTACTOR,3POLE,50A,240VDC COIL | AC1: AF30Z-30-10-23, AC3: AF40-30-10-13 |  |  | <100A
AL30-30-21-81 | AL30-30-21-81 | AL30 3P CONTR,24VDC,2NO-1NC | Contact Tech Support | Contact Tech Support | Obsoleted Sept 2020 | <100A
AL30-30-22-81 | AL30-30-22-81 | AL30 3P CONTR,24VDC,2NO-2NC | AF30Z-30-00-30 + CA4-22E |  | Obsoleted Sept 2020 | <100A
AL30-30-22-86 | AL30-30-22-86 | AL30 3P CONTR,110VDC,2NO2NCAUX | Contact Tech Support | Contact Tech Support | Obsoleted Sept 2020 | <100A
AL30-30-22-88 | AL30-30-22-88 | AL30,3P CONTR,220VDC,2NO-2NC | Contact Tech Support | Contact Tech Support | Obsoleted Sept 2020 | <100A
AL30-30-32-81 | AL30-30-32-81 | AL30,3P CONTR, 24VDC, 3NO-2NC | Contact Tech Support | Contact Tech Support | Obsoleted Sept 2020 | <100A
AL30-30-32-88 | AL30-30-32-88 | AL30,3P CONTR,220VDC,3N02NCAUX | Contact Tech Support | Contact Tech Support | Obsoleted Sept 2020 | <100A
AL30M-30-10-81 | AL30M-30-10-81 | AL30 3P MI CONTR,24VDC | AF40M-30-22-21 |  |  | <100A
AL30R-30-10-80 | AL30R-30-10-80 | AL30 3P REV CONTR,12VDC | Contact Tech Support | Contact Tech Support |  | <100A
AL30R-30-10-81 | AL30R-30-10-81 | AL30,3P REV CONTR,24VDC | AF40R-30-22-21 |  | Obsoleted Sept 2020 | <100A
AL40-30-01-21 | 1SBL323001R2101 | CONTACTOR,3POLE,60A,50VDC COIL | AF40-30-00-11 |  |  | <100A
AL40-30-01-38 | 1SBL323001R3801 | CONTACTOR,3POLE,60A,250VDC COIL | AF40-30-00-13 |  |  | <100A
AL40-30-01-80 | 1SBL323001R8001 | AL 3P CONTR, 1NC AUX, 12 VDC | Contact Tech Support | Contact Tech Support | Obsoleted Sept 2020 | <100A
AL40-30-01-82 | 1SBL323001R8201 | CONTACTOR,3POLE,60A,42VDC COIL | AF40-30-00-11 |  |  | <100A
AL40-30-01-83 | 1SBL323001R8301 | AL40,3P CONTR, 48VDC,1 NC AUX | AF40-30-00-11 |  |  | <100A
AL40-30-01-84 | 1SBL323001R8401 | CONTACTOR,3POLE,60A,60VDC COIL | AF40-30-00-11 |  |  | <100A
AL40-30-01-85 | 1SBL323001R8501 | CONTACTOR,3POLE,60A,75VDC COIL | AF40-30-00-12 |  |  | <100A
AL40-30-01-86 | 1SBL323001R8601 | CONTACTOR,3POLE,60A,110VDC COIL | AF40-30-00-12 |  |  | <100A
AL40-30-01-87 | 1SBL323001R8701 | CONTACTOR,3POLE,60A,125VDC COIL | AF40-30-00-12 |  |  | <100A
AL40-30-01-88 | 1SBL323001R8801 | CONTACTOR,3POLE,60A,220VDC COIL | AF40-30-00-13 |  |  | <100A
AL40-30-01-89 | 1SBL323001R8901 | CONTACTOR,3POLE,60A,240VDC COIL | AF40-30-00-13 |  |  | <100A
AL40-30-10-21 | 1SBL323001R2110 | CONTACTOR,3POLE,60A,50VDC COIL | AF40-30-00-11 |  |  | <100A
AL40-30-10-38 | 1SBL323001R3810 | CONTACTOR,3POLE,60A,250VDC COIL | AF40-30-00-13 |  | Obsoleted Sept 2020 | <100A
AL40-30-10-82 | 1SBL323001R8210 | CONTACTOR,3POLE,60A,42VDC COIL | AF40-30-00-11 |  |  | <100A
AL40-30-10-83 | 1SBL323001R8310 | AL40 3P CONTACTOR 48VDC 1 NO | AF40-30-00-11 |  |  | <100A
AL40-30-10-84 | 1SBL323001R8410 | CONTACTOR,3POLE,60A,60VDC COIL | AF40-30-00-11 |  |  | <100A
AL40-30-10-85 | 1SBL323001R8510 | AL40,3P CONTR,75VDC,1 NO AUX | AF40-30-00-12 |  |  | <100A
AL40-30-10-87 | 1SBL323001R8710 | AL40,3P CONTR,125VDC,1 NO AUX | AF40-30-00-12 |  |  | <100A
AL40-30-10-88 | 1SBL323001R8810 | AL40,3P CONTR,220VDC,1 NO AUX | AF40-30-00-13 |  |  | <100A
AL40-30-10-89 | 1SBL323001R8910 | CONTACTOR,3POLE,60A,240VDC COIL | AF40-30-00-13 |  |  | <100A
AL40-30-11-81 | AL40-30-11-81 | AL40 3P CONTR 24VDC,1NO-1NC | Contact Tech Support | Contact Tech Support | Obsoleted Sept 2020 | <100A
AL40-30-22-81 | AL40-30-22-81 | AL40 3P CONTR 24VDC,2NO-2NC | Contact Tech Support | Contact Tech Support | Obsoleted Sept 2020 | <100A
AL40-30-22-86 | AL40-30-22-86 | AL40 3P CONTR,110VDC,2NO-2NC | Contact Tech Support | Contact Tech Support | Obsoleted Sept 2020 | <100A
AL40R-30-10-81 | AL40R-30-10-81 | AL40 3P REV CONTR,24VDC | AF40R-30-22-21 |  |  | <100A
AL9-22-00-38 | 1SBL143501R3800 | CONT. 21A, 2NO-2NC, COIL 250VDC | AF09Z-22-00-23 |  |  | <100A
AL9-22-00-80 | 1SBL143501R8000 | CONT. 21A, 2NO-2NC, COIL 12VDC | AF09Z-22-00-20 |  | Obsoleted Sept 2020 | <100A
AL9-22-00-88 | 1SBL143501R8800 | AL9,4P 2NO & 2NC CONTR,220VDC | AF09Z-22-00-23 |  |  | <100A
AL9-22-00-89 | 1SBL143501R8900 | AL9,4P 2NO + 2NC CONTR 240VDC | AF09Z-22-00-23 |  | Obsoleted Sept 2020 | <100A
AL9-30-01-80 | 1SBL143001R8001 | AL9,3P CONTR,12VDC,1NC AUX | AF09Z-30-01-20 |  | Obsoleted Sept 2020 | <100A
AL9-30-01-83 | 1SBL143001R8301 | AL9,3P CONTR, 48VDC,1 NC AUX | AF09Z-30-01-21 |  |  | <100A
AL9-30-01-87 | 1SBL143001R8701 | AL9,3P CONTR,125VDC,1 NC AUX | AF09Z-30-01-22 |  |  | <100A
AL9-30-10-80 | 1SBL143001R8010 | AL9,3P CONTR,12VDC,1NO AUX | AF09Z-30-10-20 |  | Obsoleted Sept 2020 | <100A
AL9-30-10-83 | 1SBL143001R8310 | AL9 3P CONTACTOR 48VDC 1 NO A | AF09Z-30-10-21 |  |  | <100A
AL9-30-10-84 | 1SBL143001R8410 | AL9,3P CONTR,60VDC,1 NO AUX | AF09Z-30-10-21 |  |  | <100A
AL9-30-10-89 | 1SBL143001R8910 | AL9,3P CONTR,240VDC,1 NO AUX | AF09Z-30-10-23 |  | Obsoleted Sept 2020 | <100A
AL9-30-22-87 | AL9-30-22-87 | AL9 3P CONTACTOR 125VDC 2NO-2NC | Contact Tech Support | Contact Tech Support | Obsoleted Sept 2020 | <100A
AL9-40-00-80 | 1SBL143201R8000 | AL9,4P CONTR,12VDC | AF09Z-40-00-20 |  | Obsoleted Sept 2020 | <100A
AL9-40-00-83 | 1SBL143201R8300 | AL9,4P 4NO CONTR, 48VDC | AF09Z-40-00-21 |  |  | <100A
AL9-40-00-86 | 1SBL143201R8600 | AL9,4P 4NO CONTR,110VDC | AF09Z-40-00-22 |  |  | <100A
AL9-40-00-89 | 1SBL143201R8900 | AL9,4P CONTR,240VDC | AF09Z-40-00-23 |  | Obsoleted Sept 2020 | <100A
AL9-40-11-81 | AL9-40-11-81 | AL9 4P CONTR,24VDC 1NO-1NC | Contact Tech Support | Contact Tech Support | Obsoleted Sept 2020 | <100A
AL9M-124-00-81SS | AL9M-124-00-81SS | AL9, 5 POWER POLE CNTRL, 24VDC, SS | Contact Tech Support | Contact Tech Support | Obsoleted Sept 2020 | <100A
AL9M-30-01-81 | AL9M-30-01-81 | AL9 3P MI CONTRS,24VDC | AF09ZM-30-22-21 |  | Obsoleted Sept 2020 | <100A
AL9M-30-10-81 | AL9M-30-10-81 | AL9 3P MI CONTR,24VDC | AF09ZM-30-22-21 |  | Obsoleted Sept 2020 | <100A
AL9M-30-10-87 | AL9M-30-10-87 | AL9 3P MI CONTR,125VDC | AF09ZM-30-22-22 |  |  | <100A
AL9N00-30-10-81 | AL9N00-30-10-81 | AL9 NM SZ00 3P CONTR,24VDC | AF09N00Z-30-10-21 |  |  | <100A
AL9R-30-01-81 | AL9R-30-01-81 | AL9 3P REV CONTR,24VDC,1NC | AF09ZR-30-22-21 |  |  | <100A
AL9R-30-10-81 | AL9R-30-10-81 | AL9 3P REV CONTR,24VDC,1NO | AF09ZR-30-22-21 |  |  | <100A
AL9R-30-10-87 | AL9R-30-10-87 | AL9 3P REV CONTR 125VDC 1NO | AF09ZR-30-22-22 |  |  | <100A
AL9Z-30-11-15 | AL9Z-30-11-15 | AL9Z 3P CONTR,24VDC,1NO-1NCAUX | Contact Tech Support | Contact Tech Support | Obsoleted Sept 2020 | <100A
AL9ZM-30-10-15 | AL9ZM-30-10-15 | AL9Z,3P CONTR,MI,24VDC,1NO | AF09ZM-30-22-21 |  |  | <100A
AL9ZR-30-10-15 | AL9ZR-30-10-15 | AL9Z,3P REV CONTR,24VDC,1NO | AF09ZR-30-22-21 |  | Obsoleted Sept 2020 | <100A
AM110-30-22-78 | 1SFL458029R7822 | AM MAG LATCH CONT 110-125VACDC | Contact Tech Support | Contact Tech Support |  | >100A
AM110-30-22-79 | 1SFL458029R7922 | AM MAG LATCH CONT 220-240VACDC | Contact Tech Support | Contact Tech Support |  | >100A
AM185-30-22-78 | 1SFL498029R7822 | AM MAG LATCH CONT 110-125VACDC | Contact Tech Support | Contact Tech Support |  | >100A
AM185-30-22-79 | 1SFL498029R7922 | AM MAG LATCH CONT 220-240VACDC | Contact Tech Support | Contact Tech Support |  | >100A
AM300-30-11-78 | 1SFL558029R7811 | AM MAG LATCH CONT 110-125VACDC | Contact Tech Support | Contact Tech Support |  | >100A
AM300-30-11-79 | 1SFL558029R7911 | AM MAG LATCH CONT 220-240VACDC | Contact Tech Support | Contact Tech Support |  | >100A
AM300-30-22-79 | AM300-30-22-79 | AM MAG LATCH CONT 220-240VACDC | Contact Tech Support | Contact Tech Support | Obsoleted Sept 2020 | >100A
AM45-22-22-38 | 1SBL338529R3822 | AM MAG LATCH CONT, 250VDC | Contact Tech Support | Contact Tech Support |  | <100A
AM45-22-22-81 | 1SBL338529R8122 | MAG.CONT 4P, 70A, 2NO 2NC, 24VDC CO | Contact Tech Support | Contact Tech Support |  | <100A
AM45-22-22-87 | 1SBL338529R8722 | MAG.CONT,4P,70A,2NO 2NC,125VDC COIL | Contact Tech Support | Contact Tech Support |  | <100A
AM50-30-22-81 | 1SBL358029R8122 | AM MAG LATCH CONT, 24VDC | Contact Tech Support | Contact Tech Support |  | <100A
AM50-30-22-87 | 1SBL358029R8722 | MAG.LATCHED CONT,3P,100A,125VDC CL | Contact Tech Support | Contact Tech Support |  | <100A
AM75-22-22-38 | 1SBL418529R3822 | MAGNETICALLY LATCHED 125A 4P CONTAC | Contact Tech Support | Contact Tech Support |  | <100A
AM75-22-22-87 | 1SBL418529R8722 | MAG.CONT,4P,125A,2NO 2NC,125VDC CL | Contact Tech Support | Contact Tech Support |  | <100A
AM75-30-22-87 | 1SBL418029R8722 | AM75 MAG LATCH CONT, 125VDC | Contact Tech Support | Contact Tech Support |  | <100A
AMEM05M-3011-70 | AMEM05M-3011-70 | 2F260 3P MI CONTR,100-250AC/DC | Contact Tech Support | Contact Tech Support |  | <100A
ASB110 | 2634239-10 | SHORTING BAR INSUL A95/110 | Contact Tech Support | Contact Tech Support | Obsoleted Sept 2020
BA5-50 | 1SBN110000R1000 | ID MARKERS,A9-A110,OTY 50 | Contact Tech Support | Contact Tech Support
BEA110/495 | 1SBN084506R1000 | CLOSE COUPLER MS495-A110 | Contact Tech Support | Contact Tech Support |  | >100A
BEA110/T3 | BEA110/T3 | CONNECTION BARS(3),T3-A95/A110 | Contact Tech Support | Contact Tech Support |  | >100A
BEA16/116 | 1SBN081406R1000 | CLOSE COUPLER MS116-A9-16 | Contact Tech Support | Contact Tech Support
BEA16/116AL | 1SBN081406R1003 | CLOSE COUPLER ADPTR MS116-AL16 | Contact Tech Support | Contact Tech Support
BEA16/325 | 1SBN081406R1001 | CLOSE COUPLER MS325 A9/A12/A16 | Contact Tech Support | Contact Tech Support | Obsoleted Sept 2020
BEA16/325AL | 1SBN081406R1002 | CLOSE COUPLER ADPTR MS325-AL16 | Contact Tech Support | Contact Tech Support | Obsoleted Sept 2020
BEA185/S3/S4 | 1SFN084706R1000 | BUSBAR,A145-A185 TO S3&S4 CB | Contact Tech Support | Contact Tech Support
BEA185/T3 | 1SFN084706R1003 | CONNECTION BUSBAR FOR TMAX BKR | Contact Tech Support | Contact Tech Support
BEA185/T4 | 1SFN084706R1005 | BUSBAR FOR A145/185-T4 BKR | Contact Tech Support | Contact Tech Support
BEA185-20D/S3S4 | 1SFN084710R1002 | 2P BUSBAR VERT A145-185/S3S4 | Contact Tech Support | Contact Tech Support | Obsoleted Sept 2020
BEA185D/S3/S4 | 1SFN084706R1002 | S3/S4/A145-A185 CONN BAR W/TAP | Contact Tech Support | Contact Tech Support | Obsoleted Sept 2020
BEA185D/T3 | 1SFN084706R1004 | BUSBAR FOR A145/185-T3 BKR | Contact Tech Support | Contact Tech Support
BEA185D/T4 | 1SFN084706R1006 | VERTICLE COUPLING UNIT FOR T4 BAR C | Contact Tech Support | Contact Tech Support | Obsoleted Sept 2020
BEA185H/S4 | 1SFN084707R1000 | H-CONNECT.BARS A145-185/S3-S4 | Contact Tech Support | Contact Tech Support | Obsoleted Sept 2020
BEA210/S4 | 1SFN085106R1001 | BUSBAR A210-S4 VERT | Contact Tech Support | Contact Tech Support | Obsoleted Sept 2020
BEA210/T4 | 1SFN085106R1003 | BUSBAR A210-T4 CB VERT | Contact Tech Support | Contact Tech Support
BEA210-20D/S4 | 1SFN085110R1002 | 2P BUSBAR VERT A210-300/S3-S4 | Contact Tech Support | Contact Tech Support
BEA210D/S4 | 1SFN085106R1002 | S4/A210-A300 CONN BAR W/TAPS | Contact Tech Support | Contact Tech Support | Obsoleted Sept 2020
BEA210D/T4 | 1SFN085106R1005 | CPLR,A/F210,T4,VERT,STBL.W/BUS | Contact Tech Support | Contact Tech Support
BEA210H/S4 | 1SFN085107R1000 | H-CONNECT.BARS A210-300/S4 | Contact Tech Support | Contact Tech Support | Obsoleted Sept 2020
BEA26/116 | 1SBN082406R1000 | CLOSE COUPLER MS116-A26 | Contact Tech Support | Contact Tech Support
BEA26/325 | 1SBN082406R1001 | CLOSE COUPLER MS325-A26 | Contact Tech Support | Contact Tech Support | Obsoleted Sept 2020
BEA26/325AL | 1SBN082406R1002 | CLOSE COUPLER ADPTR MS325-AL26 | Contact Tech Support | Contact Tech Support | Obsoleted Sept 2020
BEA300/S5 | 1SFN085106R1000 | BUSBAR,A210-A300 TO S5 CB | Contact Tech Support | Contact Tech Support | Obsoleted Sept 2020
BEA300/S5/ING | BEA300/S5/ING | BUSBAR,S5 TO A300 | Contact Tech Support | Contact Tech Support
BEA300/T5 | 1SFN085106R1004 | BUSBAR(A210-A300)-T5 CB VERT | Contact Tech Support | Contact Tech Support
BEA300/T5/ING | BEA300/T5/ING | BUSBAR,T5 TO A300 | Contact Tech Support | Contact Tech Support
BEA300-20D/S5 | 1SFN085510R1002 | 2P BUSBAR VERT A210-300/S5 | Contact Tech Support | Contact Tech Support
BEA300D/S5 | 1SFN085506R1002 | S5/A210-A300 CONN BAR W/TAPS | Contact Tech Support | Contact Tech Support
BEA300D/T5 | 1SFN085506R1003 | CLOSE COUPLING LINK FOR T5 | Contact Tech Support | Contact Tech Support
BEA300H/S5 | 1SFN085307R1000 | H-CONNECT.BARS A210-300/S5 | Contact Tech Support | Contact Tech Support | Obsoleted Sept 2020
BEA40/450 | 1SBN083206R1000 | CPLR,A/E/L30-40,MS450/451 | Contact Tech Support | Contact Tech Support
BEA460H/T6 | 1SFN085907R1000 | CONNECTION BAR#BEA460H/T6 | Contact Tech Support | Contact Tech Support | Obsoleted Sept 2020
BEA50/450 | 1SBN083506R1000 | CLOSE COUPLER MS450-A50/63 | Contact Tech Support | Contact Tech Support
BEA75/495 | 1SBN084106R1000 | CLOSE COUPLER MS495-A75 | Contact Tech Support | Contact Tech Support
BEA75/T1 | BEA75/T1 | CONNECTION BARS(3),T1-A50/A75 | Contact Tech Support | Contact Tech Support
BED110-9100 | 1SFN084303R9100 | WYE-DELTA CONN KIT,A95/A110 | Contact Tech Support | Contact Tech Support | Obsoleted Sept 2020
BED110U | BED110U | Y-D.BUS,2-A/F110,1-A/F95 | Contact Tech Support | Contact Tech Support
BED145A | 1SFN084703R1000 | BUSBAR KIT,A145 DELTA,A110 WYE | Contact Tech Support | Contact Tech Support | Obsoleted Sept 2020
BED145A-9101 | 1SFN084703R9101 | WYE TO DELTA CONNECTION KITS | Contact Tech Support | Contact Tech Support | Obsoleted Sept 2020
BED145U | BED145U | WYE-DELTA BUSBAR KIT,A145/A110 | Contact Tech Support | Contact Tech Support
BED185 | 1SFN084903R1000 | CONNECTION FOR STAR-DELTA,A145-A185 | Contact Tech Support | Contact Tech Support | Obsoleted Sept 2020
BED185-9100 | 1SFN084703R9100 | WYE TO DELTA CONNECTION KITS | Contact Tech Support | Contact Tech Support | Obsoleted Sept 2020
BED185U | BED185U | Y-D.BUS,2-A/F185,1-A/F145 | Contact Tech Support | Contact Tech Support
BED210-9101 | 1SFN085103R9101 | WYE TO DELTA CONNECTION KITS | Contact Tech Support | Contact Tech Support | Obsoleted Sept 2020
BED210-9105 | 1SFN085103R9105 | WYE TO DELTA CONNECTION KITS | Contact Tech Support | Contact Tech Support | Obsoleted Sept 2020
BED210U | BED210U | WYE DELTA BUSBAR KIT,A210/A185 | Contact Tech Support | Contact Tech Support
BED300-9100 | 1SFN085103R9100 | WYE TO DELTA CONNECTION KITS | Contact Tech Support | Contact Tech Support | Obsoleted Sept 2020
BED300U | BED300U | WYE-DELTA BUSBAR KIT,A300/A210 | Contact Tech Support | Contact Tech Support
BED50 | 1SBN083503R1001 | WYE-DELTA BUS BAR KIT,A63-A50 | Contact Tech Support | Contact Tech Support
BED50U | BED50U | Y-D.BUS,2-A/E/F63,1-A/E/L40 | Contact Tech Support | Contact Tech Support
BED75 | 1SBN084103R1000 | WYE-DELTA BUS BAR KIT,A75 | Contact Tech Support | Contact Tech Support
BED75U | BED75U | WYE-DELTA BUSBAR KIT,A75/A50 | Contact Tech Support | Contact Tech Support | Obsoleted Sept 2020
BED95-9101 | 1SFN084303R9101 | WYE-DELTA CONN KIT,A75-A95 | Contact Tech Support | Contact Tech Support | Obsoleted Sept 2020
BED95U | BED95U | WYE-DELTA BUSBAR KIT,A95/A75 | Contact Tech Support | Contact Tech Support
BEF185/OESA250 | 1SFN084908R1000 | CONN. CONT.-SW,A145,A185-OES200J3 | Contact Tech Support | Contact Tech Support | Obsoleted Sept 2020
BEM110-30 | 1SFN084301R1000 | BUSBAR KIT,REVERSING,A95,110 | Contact Tech Support | Contact Tech Support
BEM185-30 | 1SFN084701R1000 | BUSBAR KIT,REV,A145-A185 | Contact Tech Support | Contact Tech Support
BEM300-30 | BEM300-30 | BUS BAR KIT,REV,EH260/300 | Contact Tech Support | Contact Tech Support
BEM75-30 | 1SBN083501R1000 | A50-A75 REV BUS BAR KIT | Contact Tech Support | Contact Tech Support
BEMA300-30 | 1SFN085101R1000 | BUSBAR KIT,REV.,A210-A300 | Contact Tech Support | Contact Tech Support
BER16 | 1SBN081411R1001 | REV BUS W/O MI A9-A16 | Contact Tech Support | Contact Tech Support
BER16V | 1SBN081411R1000 | REV BUS MI A/AL9-A/AL16 | Contact Tech Support | Contact Tech Support
BER40 | 1SBN082411R1001 | REV BUS W/O MI A26-A30 | Contact Tech Support | Contact Tech Support
BER40V | 1SBN082411R1000 | REV BUS MI A/AL26-A/AL40 | Contact Tech Support | Contact Tech Support
BES110-30 | 1SFN084304R1000 | BUSBAR KIT,PH.TO PH.,A95-110 | Contact Tech Support | Contact Tech Support
BES185-30 | 1SFN084704R1000 | PH TO PH CONNECTION KITS | Contact Tech Support | Contact Tech Support
BES300-30 | BES300-30 | BUS BAR KIT,PH-PH,EH260/300 | Contact Tech Support | Contact Tech Support
BES75-30 | 1SBN083504R1000 | A50-A75 PH-PH BUS BAR KIT | Contact Tech Support | Contact Tech Support
BES75-40 | 1SBN083302R1000 | PH-PH.BUS,2-A/E/F50-75,4P | Contact Tech Support | Contact Tech Support
BESA300-30 | 1SFN085104R1000 | BUSBAR KIT,PH-PH,A210-A300 | Contact Tech Support | Contact Tech Support
BEXT-75 | BEXT-75 | TERM.EXT.,A50-75 | Contact Tech Support | Contact Tech Support
BEY16-1 | 1SBN081413R1000 | W-D BUS W/OINTERLOCK A9-A16 | Contact Tech Support | Contact Tech Support
BEY16-2 | 1SBN081413R2000 | M-W-D BUS W/O INTERLOCK A9-A16 | Contact Tech Support | Contact Tech Support
BEY16V-1 | 1SBN081413R1001 | W-D BUS WITH INTERLOCK A9-A16 | Contact Tech Support | Contact Tech Support
BEY16V-2 | 1SBN081413R2001 | Y-D.BUS,2-A/E/L9-16,1-A/E/L9-12 | Contact Tech Support | Contact Tech Support
BEY26-1 | 1SBN082413R1000 | W-D BUS W/ORW/O INTRLK A26-A15 | Contact Tech Support | Contact Tech Support
BEY26-2 | 1SBN082413R2000 | Y-D.BUS,2-A/E/L26,1-A/E/L16 | Contact Tech Support | Contact Tech Support
BEY40-1 | 1SBN082813R1000 | W-D BUS W/ORW/O INTRLK A40-A25 | Contact Tech Support | Contact Tech Support
BEY40-2 | 1SBN082813R2000 | M-W-D BUS W/ORW/O INTK A40-A26 | Contact Tech Support | Contact Tech Support
BP16 | 1SBN111403R1000 | MOUNTING EXTENTION FOR CONTACTORS | Contact Tech Support | Contact Tech Support
BX-TP | FPTN472657R0001 | PN.TMR,COVER,TP-40/180 | Contact Tech Support | Contact Tech Support
CA5-01 | 1SBN010010R1001 | A AUX BLK,1NC | CA4-01
CA5-01-AU | 1SBN010014R1001 | A AUX BLK,1NC,GOLD CONTACTS | Contact Tech Support | Contact Tech Support
CA5-04E | 1SBN010040R1004 | A AUX BLK,4NC | CA4-04E
CA5-04M | 1SBN010040R1104 | A AUX BLK,4NC | CA4-04M
CA5-04N | 1SBN010040R1204 | A AUX BLK,4NC | Contact Tech Support | Contact Tech Support
CA5-10 | 1SBN010010R1010 | A AUX BLK 1NO | CA4-10
CA5-10-AU | 1SBN010014R1010 | A AUX BLK,1NO,GOLD CONTACTS | Contact Tech Support | Contact Tech Support
CA5-11/11E | 1SBN010040R1018 | A AUX BLK 1NO-1NC 1NO-1NC 2/PK | Contact Tech Support | Contact Tech Support
CA5-11/11M | 1SBN010040R1118 | A AUX BLK,1NO-1NC,1NO-1NC | Contact Tech Support | Contact Tech Support
CA5-13M | 1SBN010040R1113 | AUX BLK, 3P CONTR,1NO-3NC | CA4-13M
CA5-13N | 1SBN010040R1213 | AUX.CONTACT FRONT MOUNT,4P,3NC+1NO | Contact Tech Support | Contact Tech Support
CA5-22E | 1SBN010040R1022 | A AUX BLK 2NO-2NC | CA4-22E
CA5-22M | 1SBN010040R1122 | AUX BLK, 2NO-2NC | CA4-22M
CA5-22N | 1SBN010040R1222 | ADDER DECK, ABB | Contact Tech Support | Contact Tech Support
CA5-31E | 1SBN010040R1031 | AUXILIARY CONTACT, 3NO/1NC | CA4-31E
CA5-31M | 1SBN010040R1131 | AUXILIARY CONTACT BLOCK | CA4-31M
CA5-31N | 1SBN010040R1231 | A AUX BLK,3NO-1NC | Contact Tech Support | Contact Tech Support
CA5-40E | 1SBN010040R1040 | CONTACT BLOCK 4 NO | CA4-40E
CA5-40N | 1SBN010040R1240 | CONTACT BLOCK, AUX | CA4-40N
CA5D-01 | 1SBN010344R3404 | DB BLOCK 55A/300V | Contact Tech Support | Contact Tech Support
CA5D-11 | 1SBN010344R3413 | DB BLOCK 55A/160V,28A/300 | Contact Tech Support | Contact Tech Support
CAL4-11-T | 1SBN010120T1011 | CAL4-11-T AUXILIARY CONTACT BLOCK | Contact Tech Support | Contact Tech Support
CAL5-11 | 1SBN010020R1011 | AUX BLK 1N0-1NC FOR A9-A75 | CAL4-11
CAL5-11B | 1SBN010420R3311 | AUX CONTACT 1 NO 1 NC | Contact Tech Support | Contact Tech Support | Obsoleted Sept 2020
CC5-01 | 1SBN010011R1001 | A AUX BLK,1NC LAGGING | CC4-01
CC5-10 | 1SBN010011R1010 | A AUX BLK,1NO LEADING | CC4-10
CCL18-01 | 1SFN014328R1001 | 1NC LAG W/VAR AE/TAE95-110 | Contact Tech Support | Contact Tech Support
CEL5-01 | 1SFN010716R9100 | CONTACT, 1 NC | Contact Tech Support | Contact Tech Support
CEL5-10 | 1SFN010716R9101 | AUX CONTACT - A LINE | Contact Tech Support | Contact Tech Support
DC-ESTOP/13.2KV | DC-ESTOP/13.2KV | AL16-22,E-STOP CONTR,N4X PLAS | Contact Tech Support | Contact Tech Support
DC-ESTOP/4KV | DC-ESTOP/4KV | AL16-22,E-STOP CONTR,N4X PLAS | Contact Tech Support | Contact Tech Support
K1-2L | K1-2L | A16 NR 3PH SZ0 STR,120V | Contact Tech Support | Contact Tech Support | Obsoleted Sept 2020
K1-2P | K1-2P | A16 NR 3PH SZ0 STR,120V | Contact Tech Support | Contact Tech Support | Obsoleted Sept 2020
L100A3000-80 | L100A3000-80 | NEMA, LGHTCNTR, 100A BAR/ITAR | No replacement | No replacement |  | >100A
L100A3000-84 | L100A3000-84 | NEMA,LGHTCNTR,100AMP BAR/ITAR | No replacement | No replacement |  | >100A
L200A3000-80 | L200A3000-80 | NEMA, LGHTCNTR, 200A BAR/ITAR | No replacement | No replacement |  | >100A
L200A3000-84 | L200A3000-84 | NEMA,LGHTCNTR,200A BAR/ITAR | No replacement | No replacement |  | >100A
L30A3010-80 | L30A3010-80 | NEMA, LGHTCNTR, 30A BAR/ITAR | No replacement | No replacement |  | <100A
L30A3010-84 | L30A3010-84 | NEMA,LGHTCNTR,30AMP BAR/ITAR | No replacement | No replacement |  | <100A
L60A3010-80 | L60A3010-80 | NEMA, LGHTCNTR, 60A BAR/ITAR | No replacement | No replacement |  | <100A
L60A3010-84 | L60A3010-84 | NEMA,LGHTCNTR,60AMP BAR/ITAR | No replacement | No replacement |  | <100A
LD-110 | 1SFN074308R1000 | POWER T.B. A95-A110 #8-1 AWG | Contact Tech Support | Contact Tech Support
LD-16 | 1SBN071408R1000 | POWER T.B. A9-16 #16-6 | Contact Tech Support | Contact Tech Support
LD-26 | 1SBN072408R1000 | POWER T.B. A26 #14-6 AWG | Contact Tech Support | Contact Tech Support
LD-40 | 1SBN072808R1000 | POWER T.B. A30-A40 #12-4 AWG | Contact Tech Support | Contact Tech Support
LD-75 | 1SBN073508R1000 | POWER T.B. A50-75 #10-2 AWG | Contact Tech Support | Contact Tech Support
LF16 | FPTN477017R0002 | TERMINAL CONNECTING STRIP,A16 | Contact Tech Support | Contact Tech Support
LF26 | 1SBN072405R1000 | TERM CONNECT. STRIPS FOR A26,AL26 | Contact Tech Support | Contact Tech Support
LF40 | 1SBN073205R1000 | TERM CONN. STRIPS,A30,A40,AL30:40 | Contact Tech Support | Contact Tech Support
LF75 | FPTN472735R0001 | SHORTING BUSBAR,A(E)45-A(E)75 | Contact Tech Support | Contact Tech Support
LH-75 | FPTN472734R0001 | 2 POLE CONTACTOR SHORTING BAR,200A | Contact Tech Support | Contact Tech Support
LK110 | 1SFN074352R1000 | PWR TAKE OFF TERM A95/110 BAG=QTY1 | Contact Tech Support | Contact Tech Support
LK75-F | 1SBN073552R1002 | AUX LEAD TEEM,FRONT,A50-A75 | Contact Tech Support | Contact Tech Support
LK75-L | 1SBN073552R1003 | AUX LEAD TEEM,LATERAL,A50-A75 | Contact Tech Support | Contact Tech Support
LP16 | FPEP407000R0001 | 2P CONNECTION STRIPS, A9-16/N RELA | Contact Tech Support | Contact Tech Support
LP185 | 1SFN074712R1000 | BUSBAR,GAF185,AF145-185,2 PCS | Contact Tech Support | Contact Tech Support
LP300 | 1SFN075112R1000 | BUSBAR,GAF300,AF210-300,2 PCS | Contact Tech Support | Contact Tech Support
LT185-AC | 1SFN124701R1000 | TERMINAL SHROUD,A145-A185 | Contact Tech Support | Contact Tech Support
LT185-AL | 1SFN124703R1000 | TERM SHROUD,A145-185,COMPR. | Contact Tech Support | Contact Tech Support
LT185-AY | 1SFN124704R1000 | TERM SHROUD,A145-185,SHRTG BAR | Contact Tech Support | Contact Tech Support
LT300-AC | 1SFN125101R1000 | TERMINAL SHROUD,A210-A300 | Contact Tech Support | Contact Tech Support
LT300-AL | 1SFN125103R1000 | TERM SHROUD,A210-300,COMPR. | Contact Tech Support | Contact Tech Support
LT300-AY | 1SFN125104R1000 | TERM.SHRD,A/F210-300,W/LY300 | Contact Tech Support | Contact Tech Support
LT300-E | SK178001-DB | TERM,COVER | Contact Tech Support | Contact Tech Support
LW110 | 1SFN074307R1000 | TERMINAL ENLARGEMENT A95-A110 | Contact Tech Support | Contact Tech Support
LW185 | 1SFN074707R1000 | TERMINAL ENLARGEMENT, A145-A185 | Contact Tech Support | Contact Tech Support
LW300 | 1SFN075107R1000 | TERMINAL ENLGMNT.,A210-A300 | Contact Tech Support | Contact Tech Support
LX185 | 1SFN074710R1000 | TERMINAL EXT.,A145-A185 | Contact Tech Support | Contact Tech Support
LX300 | 1SFN075110R1000 | TERMINAL EXT.,A210-A300 | Contact Tech Support | Contact Tech Support
LY110 | 1SFN074303R1000 | A95-A110 SHORTING BAR,3P | Contact Tech Support | Contact Tech Support
LY16 | FPEP407002R0001 | CONN STRIP A9,A12,A16,3P | Contact Tech Support | Contact Tech Support
LYA300 | 1SFN075103R1000 | SHORTING BAR,A210-A300 | Contact Tech Support | Contact Tech Support
LZ185-2C/120 | 1SFN074709R1000 | CABLE CONNECTOR#LZ185-2C/120 | Contact Tech Support | Contact Tech Support
N22E-16 | 1SBH141001R1622 | RELAY,2-2,26/50,28/60 | NF22E-41
N22E-34 | 1SBH141001R3422 | CONTROL RELAY 2NO 2NC 208/60 175/50 | NF22E-13 |  | Obsoleted Sept 2020
N22E-36 | 1SBH141001R3622 | RELAY 2-2 19/50 220/60 | NF22E-13 |  | Obsoleted Sept 2020
N22E-42 | 1SBH141001R4222 | RELAY2-2 277/60 230-240/50 | NF22E-14 |  | Obsoleted Sept 2020
N22E-51 | 1SBH141001R5122 | LOSS VOLTAGE RELAY,ABB | NF22E-14
N22E-53 | 1SBH141001R5322 | RELAY,2-2,40/50,500/60 | NF22E-14
N22E-55 | 1SBH141001R5522 | CONTROL RELAY 2NO 2NC 500/50 600/60 | Contact Tech Support | Contact Tech Support
N22E-59 | 1SBH141001R5922 | N22E 690V 60HZ CONT RELAY 2NO 2NC | Contact Tech Support | Contact Tech Support
N22E-80 | 1SBH141001R8022 | RELAY 2-2 220/50 240/60 | NF22E-13 | NFC22E-80
N22E-81 | 1SBH141001R8122 | RELAY,CONTROL,24V,2NO,2NC | NF22E-41 | NFC22E-81
N22E-83 | 1SBH141001R8322 | RELAY,2-2,48/50/60 | NF22E-41 |  | Obsoleted Sept 2020
N22E-84 | 1SBH141001R8422 | LOSS VOLTAGE RELAY,ABB | NF22E-13 | NFC22E-84
N22E-85 | N22E-85 | RELAY,2-2,380/50,415/60 | NF22E-14
N22E-86 | 1SBH141001R8622 | RELAY 2-2 415-440/60 415/50 | NF22E-14
N22E-87 | 1SBH141001R8722 | RELAY, 2-2, 440-460/60 | NF22E-14 |  | Obsoleted Sept 2020
N22E-89 | N22E-89 | RELAY 2-2 110/50-115-127/60 | NF22E-13
N31E-34 | N31E-34 | RELAY,3-1,208/60,175/50 | NF31E-13
N31E-36 | 1SBH141001R3631 | RELAY 3-1 220/60 | NF31E-13 |  | Obsoleted Sept 2020
N31E-51 | 1SBH141001R5131 | RELAY,3-1,480/60,400-415/50 | NF31E-14
N31E-55 | 1SBH141001R5531 | CONTROL REL,4P,3NO,1NC,600VAC COIL | Contact Tech Support | Contact Tech Support
N31E-80 | 1SBH141001R8031 | RELAY 3-1 220/50 240/60 | NF31E-13 | NFC31E-80
N31E-81 | 1SBH141001R8131 | RELAY,3-1,24/50/60 | NF31E-41 | NFC31E-81
N31E-83 | N31E-83 | RELAY,3-1,48/50/60 | NF31E-41
N31E-84 | 1SBH141001R8431 | RELAY,3-1,110/50,110-120/60 | NF31E-13 | NFC31E-84
N31E-85 | 1SBH141001R8531 | RELAY,3-1,380/50,415/60 | NF31E-14
N31E-86 | N31E-86 | RELAY,3-1,415-440/60,415/50 | NF31E-14
N31E-89 | N31E-89 | RELAY 3-1 110/50-115-127/60 | NF31E-13
N40E-34 | N40E-34 | RELAY,4-0,208/60,175/50 | NF40E-13
N40E-36 | N40E-36 | RELAY, 4-0, 190/50, 200/60 | NF40E-13
N40E-42 | N40E-42 | RELAY,4-0,277/60,230-240/50 | NF40E-14
N40E-51 | 1SBH141001R5140 | RELAY,480V | NF40E-14
N40E-55 | 1SBH141001R5540 | RELAY,4-0,500/50,600/60 | Contact Tech Support | Contact Tech Support
N40E-80 | 1SBH141001R8040 | AUX RELAY 4-0 220/50240/60 RPLCS SE | NF40E-13 | NFC40E-80
N40E-81 | 1SBH141001R8140 | RELAY,4-0,24/50/60 | NF40E-41 | NFC40E-81
N40E-82 | 1SBH141001T8240 | RELAY,4-0,42/50/60 | NF40E-41
N40E-83 | N40E-83 | RELAY,4-0,48/50/60 | NF40E-41
N40E-84 | 1SBH141001R8440 | RELAY,4-0,110/50,110-120/60 | NF40E-13 | NFC40E-84
N40E-85 | N40E-85 | RELAY,4-0,380/50,415/60 | NF40E-14 |  | Obsoleted Sept 2020
N40E-86 | N40E-86 | RELAY,4-0,415-440/60,415/50 | NF40E-14 |  | Obsoleted Sept 2020
N40E-89 | N40E-89 | RELAY 4-0 110/50-115-127/60 | NF40E-13
N44E-42 | N44E-42 | RELAY,4-4,277/60,230-240/50 | NF44E-14
N44E-51 | N44E-51 | RELAY,4-4,480/60,400-415/50 | NF44E-14
N44E-75 | N44E-75 | RELAY,4-4,200-220V | Contact Tech Support | Contact Tech Support | Obsoleted Sept 2020
N44E-80 | 1SBH141001R8044 | RELAY,4-4,220/50,240/60 | NF44E-13 | NFC44E-80
N44E-81 | N44E-81 | RELAY,4-4,24/50/60 | NF44E-41
N44E-83 | N44E-83 | RELAY,4-4,48/50/60 | NF44E-41
N44E-84 | 1SBH141001R8444 | RELAY,4-4,110/50,110-120/60 | NF44E-13 | NFC44E-84
N44E-86 | N44E-86 | RELAY,4-4,415-440/60,415/50 | NF44E-14
N44E-87 | N44E-87 | RELAY,415-440/50,440-460/60 | NF44E-14 |  | Obsoleted Sept 2020
N51/11-84 | 1SBH141001R8459 | CONT REL,8P,6NO,2NC,110-120VAC CL | Contact Tech Support | Contact Tech Support
N53E-75 | N53E-75 | RELAY,5-3,200/50,220/60 | Contact Tech Support | Contact Tech Support | Obsoleted Sept 2020
N53E-80 | N53E-80 | RELAY,5-3,220/50,240/60 | NF53E-13
N53E-81 | N53E-81 | RELAY,5-3,24/50/60 | NF53E-41
N53E-84 | 1SBH141001R8453 | RELAY,5-3,110/50,110-120/60 | NF53E-13 | NFC53E-84
N62E-80 | N62E-80 | RELAY,6-2,220/50,240/60 | NF62E-13 |  | Obsoleted Sept 2020
N62E-81 | N62E-81 | RELAY,6-2,24/50/60 | NF62E-41
N62E-84 | 1SBH141001R8462 | RELAY,6-2,110/50,110-120/60 | NF62E-13 | NFC62E-84
N62E-85 | N62E-85 | RELAY,6-2,380/50,415/60 | NF62E-14
N71E-80 | N71E-80 | RELAY,7-1,220/50,240/60 | NF71E-13
N71E-81 | 1SBH141001R8171 | RELAY,7-1,24/50/60 | NF71E-41 | NFC71E-81
N71E-83 | N71E-83 | RELAY,7-1,48/50/60 | NF71E-41
N71E-84 | 1SBH141001R8471 | RELAY,120V COIL,7 N.O. | NF71E-13 | NFC71E-84
N80E-42 | N80E-42 | RELAY,8-0,277/60,230-240/50 | NF80E-14
N80E-80 | N80E-80 | RELAY,8-0,220/50,240/60 | NF80E-13
N80E-81 | N80E-81 | RELAY,8-0,24/50/60 | NF80E-41
N80E-84 | 1SBH141001R8480 | CONTROL RELAY 8NO 120V | NF80E-13 | NFC80E-84
NE12E-80 | 1SBH149001R8012 | CONTROL RELAY,2NC-1NO,12VDC | NFZ22E-20
NE12E-81 | 1SBH149001R8112 | CONTROL RELAY,2NC-1NO,24VDC | NF22E-11
NE12E-86 | 1SBH149001R8612 | CONTROL RELAY,1NO-2NC,110,VDC | NF22E-12
NE21E-81 | 1SBH149001R8121 | CONTROL RELAY,2NO-1NC,24VDC | NF31E-11
NE21E-87 | 1SBH149001R8721 | CONTROL RELAY,2N0-1NC,24VDC | NF31E-13
NE30E-80 | 1SBH149001R8030 | CONTROL RELAY,3NO,12VDC | NFZ40E-20
NE30E-81 | 1SBH149001R8130 | CONTROL RELAY,3NO,24VDC | NF40E-11
NE30E-86 | 1SBH149001R8630 | CONTROL RELAY,3NO,110VDC | NF40E-12
NE30E-89 | 1SBH149001R8930 | CONTROL RELAY 3NO 240VDC | NF40E-13
NE43E-86 | 1SBH149001R8643 | CTRL RELAY,4NO-3NC,110VDC | NF53E-12
NE61E-86 | NE61E-86 | CONTROL RELAY,6NO-1NC,110VDC | NF71E-12 |  | Obsoleted Sept 2020
NE70E-86 | NE70E-86 | CONTROL RELAY,7NO,110VDC | NF80E-12 |  | Obsoleted Sept 2020
NL22E-80 | 1SBH143001R8022 | CONTROL RELAY,12VDC,2NO-2NC | NFZ22E-20 |  | Obsoleted Sept 2020
NL31E-38 | 1SBH143001R3831 | CONTROL RELAY,250VDC 3NO,1NC | NFZ31E-23
NL31E-83 | 1SBH143001R8331 | CONTROL RELAY,48VDC,3NO-1NC | NFZ31E-21
NL31E-86 | 1SBH143001R8631 | CONTROL RELAY,110VDC,3NO-1NC | NFZ31E-22
NL40E-38 | 1SBH143001R3840 | CONTROL RELAY,250VDC 4NO | NFZ40E-23
NL40E-80 | 1SBH143001R8040 | CONTROL RELAY,12VDC,4NO | NFZ40E-20 |  | Obsoleted Sept 2020
NL40E-83 | 1SBH143001R8340 | CONTROL RELAY,48VDC,4NO | NFZ40E-21
NL40E-88 | 1SBH143001R8840 | CONTROL RELAY,220VDC,4NO | NFZ40E-23
NL40ETR-83 | 1SBH143010R8340 | CONTROL RELAY 48VDC 4NO RING TERM | Contact Tech Support | Contact Tech Support
NL44E-80 | 1SBH143001R8044 | CONTROL RELAY,12VDC,4NO-4NC | NFZ44E-20
NL44E-86 | 1SBH143001R8644 | CONTROL RELAY,110VDC,4NO-4NC | NFZ44E-22
NL53E-80 | 1SBH143001R8053 | CONTROL RELAY,12VDC,5NO-3NC | NFZ53E-20
NL53E-81 | 1SBH143001R8153 | CONTROL RELAY,24VDC,5NO-3NC | NFZ53E-21
NL53E-87 | 1SBH143001R8753 | CONTROL RELAY 5NO/3NC 125VDC | NFZ53E-23
NL62E-80 | 1SBH143001R8062 | CONTROL RELAY,12VDC,6NO-2NC | NFZ62E-20
NL62E-86 | 1SBH143001R8662 | CONTROL RELAY,110VDC,6NO-2NC | NFZ62E-22
NL71E-86 | 1SBH143001R8671 | CONTROL RELAY,110VDC,7NO-1NC | NFZ71E-22
NL80E-86 | 1SBH143001R8680 | CONTROL RELAY,110VDC,8NO | NFZ80E-22
NL80E-88 | 1SBH143001R8880 | CONTROL RELAY,220VDC,8NO | NFZ80E-23
PN110-21 | 1SFN094301R1000 | MOUNT PLATE,SIDE BY SIDE,A95-A110 | Contact Tech Support | Contact Tech Support
PN110-41 | 1SFN094303R1000 | MOUNT PL,STAR-DELTA CONT,A95,A110 | Contact Tech Support | Contact Tech Support
PN185-11 | 1SFN094705R1000 | MNT.PLT,ATL,1-A/F145-185,TA200/E200 | Contact Tech Support | Contact Tech Support
PN185-21 | SK829075-B | MOUNT PLATE,SIDE BY SIDE,A145,A185 | Contact Tech Support | Contact Tech Support
PN185-41 | 1SFN094903R1000 | MNTNG PLT,STAR-DELTA CONT,A145, 185 | Contact Tech Support | Contact Tech Support
PN300-11 | 1SFN095105R1000 | MOUNT PLATE,DIRECT,A210,A260,A300 | Contact Tech Support | Contact Tech Support
PN300-21 | 1SFN095101R1000 | MOUNT PLATE,SIDE BY SIDE,A210,A300 | Contact Tech Support | Contact Tech Support
PN300-41 | 1SFN095503R1000 | MNTNG PLT,STAR-DELTA CONT,A210,260 | Contact Tech Support | Contact Tech Support
PR110-1 | 1SFN094500R1000 | ADAPTER PLATE,EH65-90,A95-110 | Contact Tech Support | Contact Tech Support | Obsoleted Sept 2020
PR145-1 | 1SFN094700R1000 | ADAPTER PLATE,EH145 TO A145 | Contact Tech Support | Contact Tech Support | Obsoleted Sept 2020
RA5-1 | 1SBN060300R1000 | INTERFACE RELAY | Contact Tech Support | Contact Tech Support
RC5-1/133 | 1SBN050100R1001 | A9-A40,SS,RC,50-133V | No longer required | No replacement
RC5-1/250 | 1SBN050100R1002 | A9-A40,SS,RC,110-250V | No longer required | No replacement
RC5-1/440 | 1SBN050100R1003 | A9-A40,SS,RC,250-440V | No longer required | No replacement
RC5-1/50 | 1SBN050100R1000 | A9-A40,SS,RC,24-50V PACK 2 EA | No longer required | No replacement
RC5-2/133 | 1SBN050200R1001 | A45-A110,SS,RC,50-133V | No longer required | RC4-1/130
RC5-2/250 | 1SBN050200R1002 | SUPRESSOR, RC NETWORK, 110-250VA | No longer required | RC4-1/260
RC5-2/440 | 1SBN050200R1003 | A45-A110,SS,RC,250-440V | No longer required | No replacement
RC5-2/50 | 1SBN050200R1000 | A45-A110,SS,RC,24-50V | No longer required | RC4-1/50
RC5-3/440 | 1SFN050300R1003 | SSRCA145-300250-440VAC | Contact Tech Support | Contact Tech Support
REPAIR-27425 | REPAIR-27425 | REPAIR AF300CB-704A/LA | Contact Tech Support | Contact Tech Support
REPAIR-27697 | REPAIR-27697 | REPAIR A185W-20-01E-84 RPL CNT | Contact Tech Support | Contact Tech Support
RV5/440 | 1SBN050010R1003 | A9-A110,SS,VARISTOR,250-440V | No longer required | No replacement
TAE16-30-00-66 | 1SBL189061R6600 | CONT. 30A, 3P, COIL 90..150VDC | Contact Tech Support | Contact Tech Support | Obsoleted Sept 2020 | <100A
TAE45-40-00-51 | 1SBL339261R5100 | TAE45-40-00 17-32VDC | Contact Tech Support | Contact Tech Support |  | <100A
TAE45-40-00-52 | 1SBL339261R5200 | TAE45-40-00 25-45V DC | Contact Tech Support | Contact Tech Support |  | <100A
TAE50-30-00-51 | 1SBL359061R5100 | TAE50,3P CONTR,17-32VDC | Contact Tech Support | Contact Tech Support |  | <100A
TAE50-30-11-51 | 1SBL359061R5111 | TAE50,3P CONTR,17-32VDC | Contact Tech Support | Contact Tech Support |  | <100A
TAE50-30-11-55 | 1SBL359061R5511 | TAE50,3P CONTR,50-90VDC | Contact Tech Support | Contact Tech Support |  | <100A
TAE50-30-22-52S | TAE50-30-22-52S | TAE50 3P CONTR 25-45VDC W/SS | Contact Tech Support | Contact Tech Support | Obsoleted Sept 2020 | <100A
TAE50-40-00-52 | 1SBL359261R5200 | TAE50-40-00 25-45V DC | Contact Tech Support | Contact Tech Support |  | <100A
TAE50-40-00-66 | 1SBL359261R6600 | TAE50,4P,90-150VDC | Contact Tech Support | Contact Tech Support |  | <100A
TAE75-30-00-51 | 1SBL419061R5100 | TAE75,3P CONTR,17-32VDC | Contact Tech Support | Contact Tech Support |  | <100A
TAE75-30-00-62 | 1SBL419061R6200 | TAE75,3P CONTR,77-143VDC | Contact Tech Support | Contact Tech Support |  | <100A
TAE75-30-11-51 | 1SBL419061R5111 | TAE75,3P CONTR,17-32VDC | Contact Tech Support | Contact Tech Support |  | <100A
TAE75-30-11-52 | 1SBL419061R5211 | TAE75,3P CONTR,25-45VDC | Contact Tech Support | Contact Tech Support |  | <100A
TAE75-30-11-55 | 1SBL419061R5511 | TAE75,3P CONTR,50-90VDC | Contact Tech Support | Contact Tech Support |  | <100A
TAE75-30-11-68 | 1SBL419061R6811 | TAE75,3P,CONTR,152-264VDC | Contact Tech Support | Contact Tech Support |  | <100A
TAE75-40-00-51 | 1SBL419261R5100 | TAE75 4P CONTR, 17-32VDC | Contact Tech Support | Contact Tech Support |  | <100A
TAE75-40-00-52 | 1SBL419261R5200 | TAE75-40-00 25-45V DC | Contact Tech Support | Contact Tech Support |  | <100A
TAL12-30-01-52 | 1SBL163061R5201 | CONTR,25-45VDC COIL | Contact Tech Support | Contact Tech Support |  | <100A
TAL12-30-10-51 | 1SBL163061R5110 | CONTR,17-32VDC COIL | Contact Tech Support | Contact Tech Support |  | <100A
TAL16-22-00-51 | 1SBL183561R5100 | TAL16-22-00 17-32V DC | Contact Tech Support | Contact Tech Support |  | <100A
TAL16-22-00-52 | 1SBL183561R5200 | CONTR,25-45VDC COIL | Contact Tech Support | Contact Tech Support |  | <100A
TAL16-22-00-58 | 1SBL183561R5800 | TAL16-22-00 42-78V DC | Contact Tech Support | Contact Tech Support |  | <100A
TAL16-30-01-54 | 1SBL183061R5401 | CONTR,36-65VDC COIL | Contact Tech Support | Contact Tech Support |  | <100A
TAL16-30-01-58 | 1SBL183061R5801 | CONTACTOR 3POLE 30A 42-78VDC COIL | Contact Tech Support | Contact Tech Support |  | <100A
TAL16-30-10-52 | 1SBL183061R5210 | CONTR,25-45VDC COIL | Contact Tech Support | Contact Tech Support |  | <100A
TAL16-30-10-54 | 1SBL183061R5410 | CONTR,36-65VDC COIL | Contact Tech Support | Contact Tech Support |  | <100A
TAL16-30-10-55 | 1SBL183061R5510 | CONTR,50-90VDC COIL | Contact Tech Support | Contact Tech Support |  | <100A
TAL16-30-10-66 | 1SBL183061R6610 | CONTR,90-150VDC COIL | Contact Tech Support | Contact Tech Support |  | <100A
TAL16-30-10-68 | 1SBL183061R6810 | CONTR,152-264VDC COIL | Contact Tech Support | Contact Tech Support |  | <100A
TAL16-40-00-51 | 1SBL183261R5100 | TAL16-40-00 17-32V DC | Contact Tech Support | Contact Tech Support |  | <100A
TAL16-40-00-55 | 1SBL183261R5500 | TAL16-40-00 50-90V DC | Contact Tech Support | Contact Tech Support |  | <100A
TAL16-40-00-58 | 1SBL183261R5800 | TAL16-40-00 42-78V DC | Contact Tech Support | Contact Tech Support |  | <100A
TAL26-22-00-51 | 1SBL243561R5100 | CONT 40A 2NO-2NC AUX COIL 17-32VDC | Contact Tech Support | Contact Tech Support |  | <100A
TAL26-22-00-52 | 1SBL243561R5200 | CONTR,25-45VDC COIL | Contact Tech Support | Contact Tech Support |  | <100A
TAL26-30-01-55 | 1SBL243061R5501 | CONTR,50-90VDC COIL | Contact Tech Support | Contact Tech Support |  | <100A
TAL26-30-10-52 | 1SBL243061R5210 | CONTR,25-45VDC COIL | Contact Tech Support | Contact Tech Support |  | <100A
TAL26-30-10-55 | 1SBL243061R5510 | CONTR,50-90VDC COIL | Contact Tech Support | Contact Tech Support |  | <100A
TAL26-30-10-62 | 1SBL243061R6210 | TAL26-30-10 CONTACTOR W/ 77..143VDC | Contact Tech Support | Contact Tech Support |  | <100A
TAL26-30-10-68 | 1SBL243061R6810 | CONTACTOR,3POLE,40A,152-264VDC | Contact Tech Support | Contact Tech Support |  | <100A
TAL26-40-00-51 | 1SBL243261R5100 | CONTR,17-32VDC COIL | Contact Tech Support | Contact Tech Support |  | <100A
TAL26-40-00-54 | 1SBL243261R5400 | CONTR,36-65VDC COIL | Contact Tech Support | Contact Tech Support |  | <100A
TAL26-40-00-55 | 1SBL243261R5500 | CONTR,50-90VDC COIL | Contact Tech Support | Contact Tech Support |  | <100A
TAL26-40-00-58 | 1SBL243261R5800 | TAL26,4P,42-78VDC | Contact Tech Support | Contact Tech Support |  | <100A
TAL26-40-00-62 | 1SBL243261R6200 | CONTR,77-143VDC COIL | Contact Tech Support | Contact Tech Support |  | <100A
TAL30-30-01-51 | 1SBL283061R5101 | CONTACTOR,3POLE,50A,17..32VDC COIL | Contact Tech Support | Contact Tech Support |  | <100A
TAL30-30-01-54 | 1SBL283061R5401 | CONTACTOR,3POLE,50A,36..65VDC COIL | Contact Tech Support | Contact Tech Support |  | <100A
TAL30-30-01-55 | 1SBL283061R5501 | CONTACTOR,3POLE,50A,50..90VDC COIL | Contact Tech Support | Contact Tech Support | Obsoleted Sept 2020 | <100A
TAL30-30-01-58 | 1SBL283061R5801 | CONTACTOR,3POLE,50A,42..78VDC COIL | Contact Tech Support | Contact Tech Support |  | <100A
TAL30-30-01-62 | 1SBL283061R6201 | CONTACTOR,3POLE,50A,77..143VDC COIL | Contact Tech Support | Contact Tech Support | Obsoleted Sept 2020 | <100A
TAL30-30-01-66 | 1SBL283061R6601 | CONTACTOR,3POLE,50A,90..150VDC COIL | Contact Tech Support | Contact Tech Support |  | <100A
TAL30-30-01-68 | 1SBL283061R6801 | CONTACTOR,3POLE,50A,152..264VDC COI | Contact Tech Support | Contact Tech Support |  | <100A
TAL30-30-10-54 | 1SBL283061R5410 | CONTACTOR,3POLE,50A,36..65VDC COIL | Contact Tech Support | Contact Tech Support | Obsoleted Sept 2020 | <100A
TAL30-30-10-55 | 1SBL283061R5510 | CONTACTOR,3POLE,50A,50..90VDC COIL | Contact Tech Support | Contact Tech Support | Obsoleted Sept 2020 | <100A
TAL30-30-10-58 | 1SBL283061R5810 | CONTACTOR,3POLE,50A,42..78VDC COIL | Contact Tech Support | Contact Tech Support |  | <100A
TAL30-30-10-62 | 1SBL283061R6210 | CONTACTOR,3POLE,50A,77..143VDC COIL | Contact Tech Support | Contact Tech Support | Obsoleted Sept 2020 | <100A
TAL30-30-10-68 | 1SBL283061R6810 | CONTACTOR,3POLE,50A,152..264VDC COI | Contact Tech Support | Contact Tech Support | Obsoleted Sept 2020 | <100A
TAL40-30-01-51 | 1SBL323061R5101 | CONTACTOR,3POLE,60A,17..32VDC COIL | Contact Tech Support | Contact Tech Support |  | <100A
TAL40-30-01-54 | 1SBL323061R5401 | CONTACTOR,3POLE,60A36..65VDC COIL | Contact Tech Support | Contact Tech Support |  | <100A
TAL40-30-01-55 | 1SBL323061R5501 | CONTACTOR,3POLE,60A,50..90VDC COIL | Contact Tech Support | Contact Tech Support |  | <100A
TAL40-30-01-58 | 1SBL323061R5801 | CONTACTOR,3POLE,60A,42..78VDC COIL | Contact Tech Support | Contact Tech Support |  | <100A
TAL40-30-01-62 | 1SBL323061R6201 | CONTACTOR,3POLE,60A,77..143VDC COIL | Contact Tech Support | Contact Tech Support | Obsoleted Sept 2020 | <100A
TAL40-30-01-66 | 1SBL323061R6601 | CONTACTOR,3POLE,60A,90..150VDC COIL | Contact Tech Support | Contact Tech Support |  | <100A
TAL40-30-01-68 | 1SBL323061R6801 | CONTACTOR,3POLE,60A,152..264VDC COI | Contact Tech Support | Contact Tech Support |  | <100A
TAL40-30-10-58 | 1SBL323061R5810 | CONTACTOR,3POLE,60A,42..78VDC COIL | Contact Tech Support | Contact Tech Support |  | <100A
TAL40-30-10-62 | 1SBL323061R6210 | CONTACTOR,3POLE,60A,77..143VDC COIL | Contact Tech Support | Contact Tech Support | Obsoleted Sept 2020 | <100A
TAL40-30-10-68 | 1SBL323061R6810 | CONTACTOR,3POLE,60A,152..264VDC COI | Contact Tech Support | Contact Tech Support |  | <100A
TAL9-22-00-51 | 1SBL143561R5100 | CONTR,17-32VDC COIL | Contact Tech Support | Contact Tech Support |  | <100A
TAL9-22-00-52 | 1SBL143561R5200 | TAL9-22-00 25-45V DC | Contact Tech Support | Contact Tech Support |  | <100A
TAL9-22-00-58 | 1SBL143561R5800 | CONTACTOR 3POLE 30A 42-78VDC COIL | Contact Tech Support | Contact Tech Support |  | <100A
TAL9-22-00-66 | 1SBL143561R6600 | CONTR,90-150VDC COIL | Contact Tech Support | Contact Tech Support | Obsoleted Sept 2020 | <100A
TAL9-30-01-52 | 1SBL143061R5201 | CONTR,25-45V DC COIL | Contact Tech Support | Contact Tech Support |  | <100A
TAL9-30-01-55 | 1SBL143061R5501 | CONTR,50-90VDC COIL | Contact Tech Support | Contact Tech Support |  | <100A
TAL9-30-10-51 | 1SBL143061R5110 | CONTR,17-32VDC COIL | Contact Tech Support | Contact Tech Support |  | <100A
TAL9-30-10-52 | 1SBL143061R5210 | CONTR,25-45VDC COIL | Contact Tech Support | Contact Tech Support |  | <100A
TAL9-30-10-54 | 1SBL143061R5410 | CONTR,36-65VDC COIL | Contact Tech Support | Contact Tech Support |  | <100A
TAL9-30-10-62 | 1SBL143061R6210 | CONTR,77-143VDC COIL | Contact Tech Support | Contact Tech Support | Obsoleted Sept 2020 | <100A
TAL9-30-10-66 | 1SBL143061R6610 | CONTR,90-150VDC COIL | Contact Tech Support | Contact Tech Support | Obsoleted Sept 2020 | <100A
TAL9-30-10-68 | 1SBL143061R6810 | CONTR,152-264VDC COIL | Contact Tech Support | Contact Tech Support |  | <100A
TAL9-40-00-51 | 1SBL143261R5100 | CONT. 21A, 4P AUX. COIL 17..32VDC | Contact Tech Support | Contact Tech Support |  | <100A
TAL9-40-00-52 | 1SBL143261R5200 | CONTR, 25-45VDCCOIL | Contact Tech Support | Contact Tech Support |  | <100A
TE5S-120 | 1SBN020010R1002 | ELECTRONIC TIMER 110-115V AC | Contact Tech Support | Contact Tech Support | Obsoleted Sept 2020
TE5S-24 | 1SBN020010R1001 | ELECTRONIC TIMER,24 AC/DC | Contact Tech Support | Contact Tech Support | Obsoleted Sept 2020
TE5S-240 | 1SBN020010R1003 | TIME RELAY 220-230V AC RPLCS TE30 | Contact Tech Support | Contact Tech Support | Obsoleted Sept 2020
TE5S-440 | 1SBN020010R1004 | Y-D.TMR,380-440VAC,A/E/L9-AF750 | Contact Tech Support | Contact Tech Support | Obsoleted Sept 2020
TEF5-OFF | 1SBN020314R1000 | TMR,OFF,A9-A/F75,0.1-100S,24-240V | Contact Tech Support | Contact Tech Support
TEF5-ON | 1SBN020312R1000 | TMR ON A9-A F75 0.1-100S 24-240V | Contact Tech Support | Contact Tech Support
TNL22E-52 | 1SBH143061R5222 | 4P ST CONTACTOR RELAY 25-45VDC | Contact Tech Support | Contact Tech Support
TNL22E-58 | 1SBH143061R5822 | 4P ST CONTACTOR RELAY 42-78VDC | Contact Tech Support | Contact Tech Support
TNL22E-68 | 1SBH143061R6822 | 4P ST CONTACTOR RELAY 152-264VDC | Contact Tech Support | Contact Tech Support
TNL31E-51 | 1SBH143061R5131 | 3NO-1NC CONTR RELAY 17-32VDC | Contact Tech Support | Contact Tech Support
TNL31E-52 | 1SBH143061R5231 | 3NO-1NC CONTR RELAY 25-45VDC | Contact Tech Support | Contact Tech Support
TNL31E-52S | TNL31E-52S | RELAY,3NO-1NC,25-45VDC,SUR SUP | Contact Tech Support | Contact Tech Support
TNL31E-54 | 1SBH143061R5431 | 3NO-1NC CONTR RELAY 36-65VDC | Contact Tech Support | Contact Tech Support
TNL31E-66 | 1SBH143061R6631 | 3NO-1NC CONTR RELAY 90-150VDC | Contact Tech Support | Contact Tech Support
TNL40E-52 | 1SBH143061R5240 | 4P ST CONTACTOR RELAY,25-45VDC | Contact Tech Support | Contact Tech Support
TNL40E-54 | 1SBH143061R5440 | 4P ST CONTACTOR RELAY 36-65VDC | Contact Tech Support | Contact Tech Support
TNL40E-55 | 1SBH143061R5540 | 4P ST CONTACTOR RELAY 50-90VDC | Contact Tech Support | Contact Tech Support
TNL40E-58 | 1SBH143061R5840 | 4P CONTROL RELAY 42-78DC COIL | Contact Tech Support | Contact Tech Support
TNL40E-68 | 1SBH143061R6840 | 4P ST CONTR RELAY 152-264VDC | Contact Tech Support | Contact Tech Support
TNL44E-51 | 1SBH143061R5144 | 4P CONTROL RELAY 17-32DC COIL | Contact Tech Support | Contact Tech Support
TNL44E-52 | 1SBH143061R5244 | 4P CONTROL RELAY 24-45VDC COIL | Contact Tech Support | Contact Tech Support
TNL62E-52 | 1SBH143061R5262 | 8P CONTROL RELAY 24-45VDC | Contact Tech Support | Contact Tech Support
TNL62E-66 | 1SBH143061R6662 | 8P CONTROL RELAY 90-150VDC | Contact Tech Support | Contact Tech Support
TNL80E-52 | 1SBH143061R5280 | 8P CONTROL RELAY 24-45VDC | Contact Tech Support | Contact Tech Support
TNL80E-66 | 1SBH143061R6680 | 8P CONTROL RELAY 90-150VDC | Contact Tech Support | Contact Tech Support
TP180DA | 1SBN020300R1001 | A9-A75 TIMERON-DELAY10-180S | TEF4-ON
TP180IA | 1SBN020301R1001 | A9-A75 TIMER,OFF-DELAY,10-180S | TEF4-OFF
TP40DA | 1SBN020300R1000 | A9-A75 TIMER ON-DELAY 0 1-40S | TEF4-ON
TP40IA | 1SBN020301R1000 | A9-A75 PNEUMATIC TIMER OFF-DELAY 0 | TEF4-OFF
UA110-30-00-84 | 1SFL451022R8400 | UA110 3P CONTR,110/50,120/60 | Contact Tech Support | Contact Tech Support |  | >100A
UA110-30-11-29 | 1SFL451022R2911 | UA110 3P CONTR,120/50,140/60 | Contact Tech Support | Contact Tech Support |  | >100A
UA110-30-11-42 | 1SFL451022R4211 | UA110 3P CONTR,277/60,230/50 | Contact Tech Support | Contact Tech Support |  | >100A
UA110-30-11-80 | 1SFL451022R8011 | UA110 3P CONTR,220/50,240/60 | Contact Tech Support | Contact Tech Support |  | >100A
UA110-30-11-84 | 1SFL451022R8411 | UA110 3P CONTR,110/50,120/60 | Contact Tech Support | Contact Tech Support |  | >100A
UA16-30-10-80 | 1SBL181022R8010 | UA16-30-10 220-230V 50HZ/230-240V | Contact Tech Support | Contact Tech Support |  | <100A
UA16-30-10-81 | 1SBL181022R8110 | UA16,3P CONTR,24/50/60 | Contact Tech Support | Contact Tech Support |  | <100A
UA26-30-10-80 | 1SBL241022R8010 | UA26-30-10 220-230V 50HZ / 230-240V | Contact Tech Support | Contact Tech Support |  | <100A
UA26-30-10-84 | 1SBL241022R8410 | UA26,3P CONTR,110/50,120/60 | Contact Tech Support | Contact Tech Support |  | <100A
UA30-30-10-53 | 1SBL281022R5310 | UA30,3P,440/50,500/60,1N0 | Contact Tech Support | Contact Tech Support | Obsoleted Sept 2020 | <100A
UA30-30-10-80 | 1SBL281022R8010 | UA30,3P CTR,220-230/50,230-240/60 | Contact Tech Support | Contact Tech Support | Obsoleted Sept 2020 | <100A
UA30-30-10-84 | 1SBL281022R8410 | UA30,3P CONTR,110/50,120/60 | Contact Tech Support | Contact Tech Support |  | <100A
UA50-30-00-42 | UA50-30-00-42 | UA50 3P CONTR,277/60.230/50 | Contact Tech Support | Contact Tech Support |  | <100A
UA50-30-00-84 | 1SBL351022R8400 | UA50 3P CONTR,110/50,120/60 | Contact Tech Support | Contact Tech Support |  | <100A
UA50-30-11-51 | 1SBL351022R5111 | UA50,3P CONTR,400-415/50,480/60 | Contact Tech Support | Contact Tech Support | Obsoleted Sept 2020 | <100A
UA50-30-11-55 | 1SBL351022R5511 | UA50,3P CONTR,500/50,600/60 | Contact Tech Support | Contact Tech Support | Obsoleted Sept 2020 | <100A
UA50-30-11-80 | 1SBL351022R8011 | UA50 3P CTR 220-230/50, 230-240/60 | Contact Tech Support | Contact Tech Support | Obsoleted Sept 2020 | <100A
UA50-30-11-84 | 1SBL351022R8411 | UA50,3P CONTR,110/50,110-120/6 | Contact Tech Support | Contact Tech Support | Obsoleted Sept 2020 | <100A
UA63-30-11-84 | 1SBL371022R8411 | UA63,3P CONTR,110/50,120/60 | Contact Tech Support | Contact Tech Support | Obsoleted Sept 2020 | <100A
UA75-30-00-42 | UA75-30-00-42 | UA75 3P CONT,277/60,230-240/50 | Contact Tech Support | Contact Tech Support | Obsoleted Sept 2020 | <100A
UA75-30-00-51 | 1SBL411022R5100 | UA75,3P CONTR,480/60 | Contact Tech Support | Contact Tech Support |  | <100A
UA75-30-00-84 | 1SBL411022R8400 | UA75,3P CONTR,110/50,120/60 | Contact Tech Support | Contact Tech Support |  | <100A
UA75-30-11-80 | UA75-30-11-80 | UA75,3P CONTR,220/50,240/60 | Contact Tech Support | Contact Tech Support | Obsoleted Sept 2020 | <100A
UA75-30-11-84 | 1SBL411022R8411 | UA75,3P CONTR,110/50,120/60 | Contact Tech Support | Contact Tech Support | Obsoleted Sept 2020 | <100A
UA95-30-00-80 | 1SFL431022R8000 | UA95 3P CONTR 220-230V 50HZ | Contact Tech Support | Contact Tech Support |  | <100A
UA95-30-00-84 | 1SFL431022R8400 | UA95 3P CONTR 110/50,120/60 | Contact Tech Support | Contact Tech Support |  | <100A
UA95-30-11-42 | UA95-30-11-42 | UA95 3P CONTR,277/60 | Contact Tech Support | Contact Tech Support |  | <100A
UA95-30-11-84 | 1SFL431022R8411 | UA95 3P CONTR,110/50,120/60 | Contact Tech Support | Contact Tech Support |  | <100A
VM300H | 1SFN034700R1000 | MECH.INTL.HORZ A/AF145-A/AF300 | Contact Tech Support | Contact Tech Support
VM300V | 1SFN034701R1000 | MECH.INTL.VERT.A/AF145-A/AF300 | Contact Tech Support | Contact Tech Support | Obsoleted Sept 2020
VM5-1 | 1SBN030100R1000 | MECH INTERLOCK A9-A40 | VM4
WLA9-30-84 | 1SBK141401R8400 | WLA9 REVERSING STR,120/60 | Contact Tech Support | Contact Tech Support
ZA110-16 | 1SFN154310R1606 | CONTACTOR COIL,A95...110,28VAC COIL | Contact Tech Support | Contact Tech Support
ZA110-17 | 1SFN154310R1706 | CONTACTOR COIL,A95...110,32VAC COIL | Contact Tech Support | Contact Tech Support
ZA110-20 | 1SFN154310R2006 | CONTACTOR COIL,A95...110,48VAC COIL | Contact Tech Support | Contact Tech Support
ZA110-26 | 1SFN154310R2606 | CONT.,A95...110,110-127VAC | Contact Tech Support | Contact Tech Support
ZA110-29 | 1SFN154310R2906 | A110 COIL,120/50,140/60 | Contact Tech Support | Contact Tech Support
ZA110-30 | 1SFN154310R3006 | CONT.,A95...110,150VAC | Contact Tech Support | Contact Tech Support
ZA110-34 | 1SFN154310R3406 | A110 COIL,208/60,175/50 | Contact Tech Support | Contact Tech Support
ZA110-36 | 1SFN154310R3606 | A110 COIL,190/50,220/60 | Contact Tech Support | Contact Tech Support
ZA110-40 | 1SFN154310R4006 | CONT. COIL,A95...110,240VAC COIL | Contact Tech Support | Contact Tech Support
ZA110-42 | 1SFN154310R4206 | A110 COIL,277/60,230-240/50 | Contact Tech Support | Contact Tech Support
ZA110-50 | 1SFN154310R5006 | A110 COIL,440/60,400/50 | Contact Tech Support | Contact Tech Support
ZA110-51 | 1SFN154310R5106 | A110 COIL,480/60,400-415/50 | Contact Tech Support | Contact Tech Support
ZA110-53 | 1SFN154310R5306 | CONT. COIL,A95...110,500VAC COIL | Contact Tech Support | Contact Tech Support
ZA110-55 | 1SFN154310R5506 | A110 COIL,500/50,600/60 | Contact Tech Support | Contact Tech Support
ZA110-56 | 1SFN154310R5606 | CONT.COIL,A95...110,550VAC 50HZ | Contact Tech Support | Contact Tech Support
ZA110-58 | 1SFN154310R5806 | CONT.,A95...110,690VAC 50HZ | Contact Tech Support | Contact Tech Support
ZA110-59 | 1SFN154310R5906 | CONT. COIL,A95...110,690VAC COIL | Contact Tech Support | Contact Tech Support
ZA110-73 | 1SFN154310R7306 | CONT. COIL,A95...110,60VAC COIL | Contact Tech Support | Contact Tech Support
ZA110-74 | 1SFN154310R7406 | CONT.,A95...110,100-110VAC | Contact Tech Support | Contact Tech Support
ZA110-75 | 1SFN154310R7506 | A110 COIL 200/50 200-220/60 | Contact Tech Support | Contact Tech Support
ZA110-76 | 1SFN154310R7606 | A110 COIL,220/50,220-240/60 | Contact Tech Support | Contact Tech Support
ZA110-77 | 1SFN154310R7706 | A110 COIL,380/50,380-415/60 | Contact Tech Support | Contact Tech Support
ZA110-80 | 1SFN154310R8006 | COIL,230V | Contact Tech Support | Contact Tech Support
ZA110-81 | 1SFN154310R8106 | COIL | Contact Tech Support | Contact Tech Support
ZA110-82 | 1SFN154310R8206 | CONT.COIL,A95...110,42VAC COIL | Contact Tech Support | Contact Tech Support
ZA110-83 | 1SFN154310R8306 | A110 COIL,48/50/60 | Contact Tech Support | Contact Tech Support
ZA110-84 | 1SFN154310R8406 | COIL,A95-30,120V | Contact Tech Support | Contact Tech Support
ZA110-85 | 1SFN154310R8506 | A110 COIL,380/50,415/60 | Contact Tech Support | Contact Tech Support
ZA110-86 | 1SFN154310R8606 | A110 COIL,415-440/60,415/50 | Contact Tech Support | Contact Tech Support
ZA110-87 | 1SFN154310R8706 | CONT.COIL,A95...110,440-460VAC COIL | Contact Tech Support | Contact Tech Support
ZA110-88 | 1SFN154310R8806 | COIL,230-240/50,240-260/60 | Contact Tech Support | Contact Tech Support
ZA110-89 | 1SFN154310R8906 | COIL,110-115/50,115-127/60 | Contact Tech Support | Contact Tech Support
ZA16-16 | 1SBN151410R1606 | A16 COIL,26-28VAC | Contact Tech Support | Contact Tech Support
ZA16-17 | 1SBN151410R1706 | REPLACEMENT COIL, A9-19, 28V/50, 3 | Contact Tech Support | Contact Tech Support
ZA16-20 | 1SBN151410R2006 | CONT COIL A9 16 UA16 R N 48VAC | Contact Tech Support | Contact Tech Support
ZA16-26 | 1SBN151410R2606 | CONT A9 16 UA16 R N 127VAC | Contact Tech Support | Contact Tech Support
ZA16-29 | 1SBN151410R2906 | A16 COIL,120/50,140/60 | Contact Tech Support | Contact Tech Support
ZA16-30 | 1SBN151410R3006 | ZA16 125-127V 50HZ / 150V 60HZ | Contact Tech Support | Contact Tech Support
ZA16-34 | 1SBN151410R3406 | COIL,208V | Contact Tech Support | Contact Tech Support
ZA16-36 | 1SBN151410R3606 | A16 COIL,190/50,220/60 | Contact Tech Support | Contact Tech Support
ZA16-40 | 1SBN151410R4006 | CONT.,A9-16,UA16..-R,N,240VAC | Contact Tech Support | Contact Tech Support
ZA16-42 | 1SBN151410R4206 | A16 COIL,277/60,230-240/50 | Contact Tech Support | Contact Tech Support
ZA16-47 | 1SBN151410R4706 | CONT.COIL,A9-16,UA16..-R,N,347VAC | Contact Tech Support | Contact Tech Support
ZA16-50 | 1SBN151410T5006 | A16 COIL,440/60,400/50 | Contact Tech Support | Contact Tech Support
ZA16-51 | 1SBN151410R5106 | COIL,480V | Contact Tech Support | Contact Tech Support
ZA16-53 | 1SBN151410T5306 | A16 COIL,440/50,500/60 | Contact Tech Support | Contact Tech Support
ZA16-55 | 1SBN151410R5506 | A16 COIL,500/50,600/60 | Contact Tech Support | Contact Tech Support
ZA16-56 | 1SBN151410T5606 | REPLACEMENT COIL, A9-16, 550V/50 | Contact Tech Support | Contact Tech Support
ZA16-58 | 1SBN151410R5806 | COIL,A9-A16,660`690/50 | Contact Tech Support | Contact Tech Support
ZA16-59 | 1SBN151410T5906 | CONT.,A9-16,UA16..-R,N,690VAC | Contact Tech Support | Contact Tech Support
ZA16-73 | 1SBN151410R7306 | CONT A9 16 UA16 R N 60VAC | Contact Tech Support | Contact Tech Support
ZA16-74 | 1SBN151410R7406 | A16 COIL,100/50,100-110/60 | Contact Tech Support | Contact Tech Support
ZA16-75 | 1SBN151410R7506 | A16 COIL,200/50,200-220/60 | Contact Tech Support | Contact Tech Support
ZA16-77 | 1SBN151410T8606 | CONT.,A9-16,UA16..-R,415VAC | Contact Tech Support | Contact Tech Support
ZA16-80 | 1SBN151410R8006 | REPLACEMENT COIL, 230-240 VAC | Contact Tech Support | Contact Tech Support
ZA16-81 | 1SBN151410R8106 | COIL,24V | Contact Tech Support | Contact Tech Support
ZA16-82 | 1SBN151410R8206 | CONT.,A9-16,UA16..-R,N,42VAC | Contact Tech Support | Contact Tech Support
ZA16-83 | 1SBN151410R8306 | COIL, 48V | Contact Tech Support | Contact Tech Support
ZA16-84 | 1SBN151410R8406 | COIL,120V,A9-A16 | Contact Tech Support | Contact Tech Support
ZA16-85 | 1SBN151410R8506 | A16 COIL,380/50,415/60 | Contact Tech Support | Contact Tech Support
ZA16-86 | 1SBN151410R8606 | A16 COIL,415-440/60,415/50 | Contact Tech Support | Contact Tech Support
ZA16-87 | 1SBN151410T8706 | A16 COIL,415-440/50,440-460/60 | Contact Tech Support | Contact Tech Support
ZA16-88 | 1SBN151410R8806 | A16 COIL,230-240/50,240-260/60 | Contact Tech Support | Contact Tech Support
ZA16-89 | 1SBN151410R8906 | A16 COIL,110-115/50,115-127/60 | Contact Tech Support | Contact Tech Support
ZA185-16 | 1SFN154710R1606 | CONTACTOR COIL,A145-185,28VAC COIL | Contact Tech Support | Contact Tech Support
ZA185-17 | 1SFN154710R1706 | CONTACTOR COIL,A145-185,32VAC COIL | Contact Tech Support | Contact Tech Support
ZA185-20 | 1SFN154710R2006 | CONTACTOR COIL,A145-185,48VAC COIL | Contact Tech Support | Contact Tech Support
ZA185-28 | 1SFN154710R2806 | SPARE COIL 115V 50HZ / 133V 60HZ | Contact Tech Support | Contact Tech Support
ZA185-29 | 1SFN154710R2906 | A185 COIL,140/60,120/50 | Contact Tech Support | Contact Tech Support
ZA185-30 | 1SFN154710R3006 | COIL, A145/185, 125-127/50, 150/60 | Contact Tech Support | Contact Tech Support
ZA185-34 | 1SFN154710R3406 | A185,COIL,208/60,175/50 | Contact Tech Support | Contact Tech Support
ZA185-36 | 1SFN154710R3606 | A185 COIL 220/60 190/50 | Contact Tech Support | Contact Tech Support
ZA185-40 | 1SFN154710R4006 | CONT. COIL,A145-185,240VAC COIL | Contact Tech Support | Contact Tech Support
ZA185-42 | 1SFN154710R4206 | A185,COIL,277/60,230-240/50 | Contact Tech Support | Contact Tech Support
ZA185-50 | 1SFN154710R5006 | A185,COIL,440/60,400/50 | Contact Tech Support | Contact Tech Support
ZA185-51 | 1SFN154710R5106 | A185,COIL,480/60,400-415/50 | Contact Tech Support | Contact Tech Support
ZA185-53 | 1SFN154710R5306 | A185 COIL,500/60 | Contact Tech Support | Contact Tech Support
ZA185-55 | 1SFN154710R5506 | A185,COIL,600/60,500/50 | Contact Tech Support | Contact Tech Support
ZA185-56 | 1SFN154710R5606 | CONT.COIL,A145-185,550VAC COIL 50HZ | Contact Tech Support | Contact Tech Support
ZA185-58 | 1SFN154710R5806 | CONT.,A145-185,690VAC 50HZ | Contact Tech Support | Contact Tech Support
ZA185-59 | 1SFN154710R5906 | CONT. COIL,A145-185,690VAC COIL | Contact Tech Support | Contact Tech Support
ZA185-73 | 1SFN154710R7306 | CONT. COIL,A145-185,60VAC COIL | Contact Tech Support | Contact Tech Support
ZA185-77 | 1SFN154710R7706 | CONT. COIL,A145-185,380-415VAC COIL | Contact Tech Support | Contact Tech Support
ZA185-80 | 1SFN154710R8006 | A185COIL220/50240/60 | Contact Tech Support | Contact Tech Support
ZA185-81 | 1SFN154710R8106 | A185,COIL,24/50/60 | Contact Tech Support | Contact Tech Support
ZA185-82 | 1SFN154710R8206 | CONT.COIL,A145..185,42VAC COIL | Contact Tech Support | Contact Tech Support
ZA185-83 | 1SFN154710R8306 | A185,COIL,48/50/60 | Contact Tech Support | Contact Tech Support
ZA185-84 | 1SFN154710R8406 | REPLACEMENT COIL 120V | Contact Tech Support | Contact Tech Support
ZA185-85 | 1SFN154710R8506 | A145-A185 COIL,380/50,415/60 | Contact Tech Support | Contact Tech Support
ZA185-86 | 1SFN154710R8606 | COIL,A185 CONTR,440/60,415/50 | Contact Tech Support | Contact Tech Support
ZA185-87 | 1SFN154710R8706 | A185 COIL,415-440,440-460 | Contact Tech Support | Contact Tech Support
ZA185-88 | 1SFN154710R8806 | COIL,230-240/50,240-260/60 | Contact Tech Support | Contact Tech Support
ZA185-89 | 1SFN154710R8906 | COIL 110-115/50 115-127/60 | Contact Tech Support | Contact Tech Support
ZA300-16 | 1SFN155110R1606 | CONTACTOR COIL,A210-300,28VAC COIL | Contact Tech Support | Contact Tech Support
ZA300-17 | 1SFN155110R1706 | CONTACTOR COIL,A210-300,32VAC COIL | Contact Tech Support | Contact Tech Support
ZA300-20 | 1SFN155110R2006 | CONTACTOR COIL,A210-300,48VAC COIL | Contact Tech Support | Contact Tech Support
ZA300-29 | 1SFN155110R2906 | CONTACTOR COIL,A210-300,140VAC COIL | Contact Tech Support | Contact Tech Support
ZA300-30 | 1SFN155110R3006 | CONTACTOR COIL,A210..300,150VAC COI | Contact Tech Support | Contact Tech Support
ZA300-34 | 1SFN155110R3406 | A300,COIL,208/60,175/50 | Contact Tech Support | Contact Tech Support
ZA300-36 | 1SFN155110R3606 | A300 COIL,220/60,190/50 | Contact Tech Support | Contact Tech Support
ZA300-40 | 1SFN155110R4006 | CONT. COIL,A210..300,240VAC COIL | Contact Tech Support | Contact Tech Support
ZA300-42 | 1SFN155110R4206 | A300,COIL,277/60,230-240/50 | Contact Tech Support | Contact Tech Support
ZA300-50 | 1SFN155110R5006 | A300,COIL,440/60,400/50 | Contact Tech Support | Contact Tech Support
ZA300-51 | 1SFN155110R5106 | A300,COIL,480/60,400-415/50 | Contact Tech Support | Contact Tech Support
ZA300-53 | 1SFN155110R5306 | CONT. COIL,A210..300,500VAC COIL | Contact Tech Support | Contact Tech Support
ZA300-55 | 1SFN155110R5506 | A300,COIL,500/50,600/60 | Contact Tech Support | Contact Tech Support
ZA300-56 | 1SFN155110R5606 | REPLACEMENT COIL, 550V/50 | Contact Tech Support | Contact Tech Support
ZA300-58 | 1SFN155110R5806 | CONT.,A210..300,690VAC 50HZ | Contact Tech Support | Contact Tech Support
ZA300-59 | 1SFN155110R5906 | CONT. COIL,A210..300,690VAC COIL | Contact Tech Support | Contact Tech Support
ZA300-73 | 1SFN155110R7306 | CONT. COIL,A210..300,60VAC COIL | Contact Tech Support | Contact Tech Support
ZA300-77 | 1SFN155110R7706 | CONT. COIL,A210..300,380..415VAC CO | Contact Tech Support | Contact Tech Support
ZA300-80 | 1SFN155110R8006 | A300 CONTACTOR COIL 220/50 240/60 | Contact Tech Support | Contact Tech Support
ZA300-81 | 1SFN155110R8106 | A300,COIL,24/50/60 | Contact Tech Support | Contact Tech Support
ZA300-82 | 1SFN155110R8206 | CONT.COIL,A210..300,42VAC COIL | Contact Tech Support | Contact Tech Support
ZA300-83 | 1SFN155110R8306 | CONT. COIL,A210..300,48VAC COIL | Contact Tech Support | Contact Tech Support
ZA300-84 | 1SFN155110R8406 | REPLACEMENT COIL, 120VAC | Contact Tech Support | Contact Tech Support
ZA300-85 | 1SFN155110R8506 | A300,COIL,380/50.415/60 | Contact Tech Support | Contact Tech Support
ZA300-86 | 1SFN155110R8606 | A300 COIL,415-440/60 | Contact Tech Support | Contact Tech Support
ZA300-87 | 1SFN155110R8706 | CONT.COIL,A210..300,440..460VAC COI | Contact Tech Support | Contact Tech Support
ZA300-88 | 1SFN155110R8806 | COIL,230-240/50,240-260/60 | Contact Tech Support | Contact Tech Support
ZA300-89 | 1SFN155110R8906 | REPLACEMENT COIL, 115VAC | Contact Tech Support | Contact Tech Support
ZA40-16 | 1SBN152410R1606 | CONT A9 40 UA26 30 R 28VAC | Contact Tech Support | Contact Tech Support
ZA40-17 | 1SBN152410R1706 | CONT A9 40 UA26-30 R 32VAC | Contact Tech Support | Contact Tech Support
ZA40-20 | 1SBN152410R2006 | CONT COIL,A9-40,UA26-30-R,48VAC COI | Contact Tech Support | Contact Tech Support
ZA40-26 | 1SBN152410R2606 | CONT COIL A9 40 UA26-30 R 127VAC | Contact Tech Support | Contact Tech Support
ZA40-29 | 1SBN152410R2906 | CONT COIL A9-40 UA26-30 R 140VAC | Contact Tech Support | Contact Tech Support
ZA40-30 | 1SBN152410R3006 | CONT COIL A9 40 UA26-30 R 150VAC | Contact Tech Support | Contact Tech Support
ZA40-34 | 1SBN152410R3406 | A40 COIL,208/60,175/50 | Contact Tech Support | Contact Tech Support
ZA40-36 | 1SBN152410R3606 | A40 COIL,190/50,220/60 | Contact Tech Support | Contact Tech Support
ZA40-37 | 1SBN152410R3706 | A40 COIL,200/50,230/60 | Contact Tech Support | Contact Tech Support
ZA40-40 | 1SBN152410R4006 | CONT.COIL,A9..40,UA26-30...-R,240VA | Contact Tech Support | Contact Tech Support
ZA40-42 | 1SBN152410R4206 | A40 COIL,277/60,230-240/50 | Contact Tech Support | Contact Tech Support
ZA40-47 | 1SBN152410R4706 | CONT.COIL,A9..40,UA26-30...-R,347VA | Contact Tech Support | Contact Tech Support
ZA40-50 | 1SBN152410R5006 | A40 COIL,440/60,400/50 | Contact Tech Support | Contact Tech Support
ZA40-51 | 1SBN152410R5106 | A40 COIL,480/60,400-415/50 | Contact Tech Support | Contact Tech Support
ZA40-53 | 1SBN152410R5306 | CONT.COIL,A9..40,UA26-30...-R,500VA | Contact Tech Support | Contact Tech Support
ZA40-55 | 1SBN152410R5506 | A40 COIL,500/50,600/60 | Contact Tech Support | Contact Tech Support
ZA40-56 | 1SBN152410R5606 | CONT.COIL,A9..40,UA...-R,550VAC 50H | Contact Tech Support | Contact Tech Support
ZA40-58 | 1SBN152410R5806 | COIL 660-690/50, A26-A40 CNTACTR | Contact Tech Support | Contact Tech Support
ZA40-73 | 1SBN152410R7306 | CONT.,A9..40,UA26-30...-R,60VAC | Contact Tech Support | Contact Tech Support
ZA40-74 | 1SBN152410R7406 | A40 COIL,100/50,100-110/60 | Contact Tech Support | Contact Tech Support
ZA40-75 | 1SBN152410R7506 | A40 COIL,200/50,200-220/60 | Contact Tech Support | Contact Tech Support
ZA40-80 | 1SBN152410R8006 | A40 COIL,220/50,240/60 | Contact Tech Support | Contact Tech Support
ZA40-81 | 1SBN152410R8106 | A40 COIL,24/50/60 | Contact Tech Support | Contact Tech Support
ZA40-82 | 1SBN152410R8206 | A40 COIL,42VDC | Contact Tech Support | Contact Tech Support
ZA40-83 | 1SBN152410R8306 | COIL, 48VAC | Contact Tech Support | Contact Tech Support
ZA40-84 | 1SBN152410R8406 | COIL,120V,A26-A40 CNTACTR | Contact Tech Support | Contact Tech Support
ZA40-85 | 1SBN152410R8506 | A40 COIL,380/50,415/60 | Contact Tech Support | Contact Tech Support
ZA40-86 | 1SBN152410R8606 | A40 COIL,415-440/60,415/50 | Contact Tech Support | Contact Tech Support
ZA40-87 | 1SBN152410R8706 | CONT.COIL,A9..40,UA26-30...-R,460VA | Contact Tech Support | Contact Tech Support
ZA40-88 | 1SBN152410R8806 | A40 COIL,230-240/50,240-260/60 | Contact Tech Support | Contact Tech Support
ZA40-89 | 1SBN152410R8906 | A40 COIL 110/50-115-127/60 | Contact Tech Support | Contact Tech Support
ZA75-16 | 1SBN153510R1606 | CONT.COIL,A45-75,UA...-R,GA75,28VAC | Contact Tech Support | Contact Tech Support
ZA75-17 | 1SBN153510R1706 | CONT.COIL,A45-75,UA...-R,GA75,32VAC | Contact Tech Support | Contact Tech Support
ZA75-20 | 1SBN153510R2006 | CONT.COIL,A45-75,UA...-R,GA75,48VAC | Contact Tech Support | Contact Tech Support
ZA75-26 | 1SBN153510R2606 | CONT.COIL,A45-75,UA..-R,GA75,127VAC | Contact Tech Support | Contact Tech Support
ZA75-29 | 1SBN153510R2906 | CONT.COIL,A45-75,UA..-R,GA75,140VAC | Contact Tech Support | Contact Tech Support
ZA75-30 | 1SBN153510R3006 | CONT.COIL,A45-75,UA..-R,GA75,150VAC | Contact Tech Support | Contact Tech Support
ZA75-34 | 1SBN153510R3406 | COIL,208V | Contact Tech Support | Contact Tech Support
ZA75-36 | 1SBN153510R3606 | A75 COIL,190/50,220/60 | Contact Tech Support | Contact Tech Support
ZA75-40 | 1SBN153510R4006 | CONT.COIL,A45-75,UA..-R,GA75,240VAC | Contact Tech Support | Contact Tech Support
ZA75-42 | 1SBN153510R4206 | A75 COIL,277/60,230-240/50 | Contact Tech Support | Contact Tech Support
ZA75-47 | 1SBN153510R4706 | CONT.COIL,A45-75,UA..-R,GA75,347VAC | Contact Tech Support | Contact Tech Support
ZA75-50 | 1SBN153510R5006 | A75 COIL,440/60,400/50 | Contact Tech Support | Contact Tech Support
ZA75-51 | 1SBN153510R5106 | A75 COIL,400-415/50,480/60 | Contact Tech Support | Contact Tech Support
ZA75-53 | 1SBN153510R5306 | CONT.COIL,A45-75,UA..-R,GA75,500VAC | Contact Tech Support | Contact Tech Support
ZA75-55 | 1SBN153510R5506 | A75 COIL,500/50,600/60 | Contact Tech Support | Contact Tech Support
ZA75-56 | 1SBN153510R5606 | CONT.COIL,A,UA..-R,GA75,550VAC 50HZ | Contact Tech Support | Contact Tech Support
ZA75-58 | 1SBN153510R5806 | CONT.COIL,A,UA..-R,GA75,690VAC 50HZ | Contact Tech Support | Contact Tech Support
ZA75-73 | 1SBN153510R7306 | CONT.COIL,A45-75,UA...-R,GA75,60VAC | Contact Tech Support | Contact Tech Support
ZA75-74 | 1SBN153510R7406 | A75 COIL 100/50,100-110/60 | Contact Tech Support | Contact Tech Support
ZA75-75 | 1SBN153510R7506 | A75 COIL,200/50,200-220/60 | Contact Tech Support | Contact Tech Support
ZA75-80 | 1SBN153510R8006 | A75 COIL 220/50 240/60 | Contact Tech Support | Contact Tech Support
ZA75-81 | 1SBN153510R8106 | COIL,24/50/60 | Contact Tech Support | Contact Tech Support
ZA75-82 | 1SBN153510R8206 | CONT.COIL,A45-75,UA...-R,GA75,42VAC | Contact Tech Support | Contact Tech Support
ZA75-83 | 1SBN153510R8306 | A75 COIL,48/50/60 | Contact Tech Support | Contact Tech Support
ZA75-84 | 1SBN153510R8406 | COIL,120V,FOR CONTACTOR | Contact Tech Support | Contact Tech Support
ZA75-85 | 1SBN153510R8506 | COIL,380V/50-415V/60HZ | Contact Tech Support | Contact Tech Support
ZA75-86 | 1SBN153510R8606 | A75 COIL,415-440/60,415/50 | Contact Tech Support | Contact Tech Support
ZA75-88 | 1SBN153510R8806 | A75 COIL,230-240/50,240-260/60 | Contact Tech Support | Contact Tech Support
ZA75-89 | 1SBN153510R8906 | A75 COIL 110/50-115-127/60 | Contact Tech Support | Contact Tech Support
ZAE110-81 | 1SFN154390R8106 | AE11O COIL,24VDC | Contact Tech Support | Contact Tech Support
ZAE110-83 | 1SFN154390R8306 | AE11O COIL,48VDC | Contact Tech Support | Contact Tech Support
ZAE110-86 | 1SFN154390R8606 | AE11O COIL,110VDC | Contact Tech Support | Contact Tech Support
ZAE110-87 | 1SFN154390R8706 | AE11O COIL,125VDC | Contact Tech Support | Contact Tech Support
ZAE110-88 | 1SFN154390R8806 | AE11O COIL,220VDC | Contact Tech Support | Contact Tech Support
ZAE110-89 | 1SFN154390R8906 | AE110 COIL,240VDC | Contact Tech Support | Contact Tech Support
ZAE16-81 | 1SBN151490R8106 | COIL,24VDC | Contact Tech Support | Contact Tech Support
ZAE75-28 | 1SBN153590R1706 | AE45-75 COIL,28VDC | Contact Tech Support | Contact Tech Support
ZAE75-38 | 1SBN153590R3806 | AE45-75 COIL,250VDC | Contact Tech Support | Contact Tech Support
ZAE75-51 | 1SBN153590R5106 | AE45-75 COIL, 17-32VDC | Contact Tech Support | Contact Tech Support
ZAE75-52 | 1SBN153590R5206 | AE45-75 COIL,25-45VDC | Contact Tech Support | Contact Tech Support
ZAE75-80 | 1SBN153590R8006 | AE45-75 COIL,12VDC | Contact Tech Support | Contact Tech Support
ZAE75-81 | 1SBN153590R8106 | AE45-75 COIL,24VDC | Contact Tech Support | Contact Tech Support
ZAE75-83 | 1SBN153590R8306 | AE45-75 COIL,48VDC | Contact Tech Support | Contact Tech Support
ZAE75-84 | 1SBN153590R8406 | AE45-75 COIL,60VDC | Contact Tech Support | Contact Tech Support
ZAE75-85 | 1SBN153590R8506 | AE45-75 COIL,75VDC | Contact Tech Support | Contact Tech Support
ZAE75-86 | 1SBN153590R8606 | AE45-75 COIL,110VDC | Contact Tech Support | Contact Tech Support
ZAE75-87 | 1SBN153590R8706 | AE45-75 COIL,125VDC | Contact Tech Support | Contact Tech Support
ZAE75-88 | 1SBN153590R8806 | AE45-75 COIL, 220VDC | Contact Tech Support | Contact Tech Support
ZAE75-89 | 1SBN153590R8906 | AE45-75 COIL,240VDC | Contact Tech Support | Contact Tech Support
ZAF110-69 | 1SFN154370R6906 | AF95 - AF110 COIL, 48-130 VAC/DC | Contact Tech Support | Contact Tech Support
ZAF110-70 | 1SFN154370R7006 | COIL AF95-AF110,100-250VAC/DC | Contact Tech Support | Contact Tech Support
ZAF110-72 | 1SFN154370R7206 | COIL AF95-AF110,20-60VDC | Contact Tech Support | Contact Tech Support
ZAF185-69 | 1SFN154770R6906 | COIL AF145-AF185,48-130VAC/DC | Contact Tech Support | Contact Tech Support
ZAF185-70 | 1SFN154770R7006 | COIL AF145-AF185,100-250VAC/DC | Contact Tech Support | Contact Tech Support
ZAF185-72 | 1SFN154770R7206 | COIL AF145-AF185,20-60VDC | Contact Tech Support | Contact Tech Support
ZAF300-69 | 1SFN155170R6906 | COIL AF210-AF300,48-130VAC/DC | Contact Tech Support | Contact Tech Support
ZAF300-70 | 1SFN155170R7006 | COIL AF210-AF300,100-250VAC/DC | Contact Tech Support | Contact Tech Support
ZAF300-72 | 1SFN155170R7206 | COIL AF210-AF300,20-60VDC | Contact Tech Support | Contact Tech Support
ZAF75-69 | 1SBN153570R6906 | A75 COIL,48-130VAC DC | Contact Tech Support | Contact Tech Support
ZAF75-70 | 1SBN153570R7006 | COIL AF45-AF75 100-250VAC/DC | Contact Tech Support | Contact Tech Support
ZAF75-72 | 1SBN153570R7206 | COIL AF45-AF75,20-60VDC | Contact Tech Support | Contact Tech Support
ZAM75-38 | 1SBN153580R3806 | COIL FOR AM45..75 CONTACTORS,250VDC | Contact Tech Support | Contact Tech Support
ZAM75-81 | 1SBN153580R8106 | COIL FOR AM45..75 CONTACTORS,24VDC | Contact Tech Support | Contact Tech Support
ZAM75-82 | 1SBN153580R8206 | COIL FOR AM45..75 CONTACTORS,42VDC | Contact Tech Support | Contact Tech Support
ZAM75-83 | 1SBN153580R8306 | COIL FOR AM45..75 CONTACTORS,48VDC | Contact Tech Support | Contact Tech Support
ZAM75-84 | 1SBN153580R8406 | COIL FOR AM45..75 CONTACTORS,60VDC | Contact Tech Support | Contact Tech Support
ZAM75-86 | 1SBN153580R8606 | COIL FOR AM45..75 CONTACTORS,110VDC | Contact Tech Support | Contact Tech Support
ZAM75-87 | 1SBN153580R8706 | COIL FOR AM45..75 CONTACTORS,125VDC | Contact Tech Support | Contact Tech Support
ZAM75-88 | 1SBN153580R8806 | COIL FOR AM45..75 CONTACTORS,220VDC | Contact Tech Support | Contact Tech Support
ZAM75-89 | 1SBN153580R8906 | COIL FOR AM45..75 CONTACTORS,240VDC | Contact Tech Support | Contact Tech Support
ZL110 | 1SFN164503R1000 | SPRING AND CONTACT KIT FOR A110S84B | Contact Tech Support | Contact Tech Support
ZL145 | 1SFN164703R1000 | CONTACT KITA145-30 3POLE REF:1SFN16 | Contact Tech Support | Contact Tech Support
ZL185 | 1SFN164903R1000 | SPRING AND CONTACT KIT | Contact Tech Support | Contact Tech Support
ZL210 | 1SFN165103R1000 | CONTACT KITA210 | Contact Tech Support | Contact Tech Support
ZL260 | 1SFN165303R1000 | CONTACT KIT,A260 | Contact Tech Support | Contact Tech Support
ZL300 | 1SFN165503R1000 | SPRING AND CONTACT KIT K1-K2 A300 3 | Contact Tech Support | Contact Tech Support
ZL50 | 1SBN163503R1000 | CONTACT KIT | Contact Tech Support | Contact Tech Support
ZL63 | 1SBN163703R1000 | CONTACT KIT FOR A63 | Contact Tech Support | Contact Tech Support
ZL75 | 1SBN164103R1000 | CONTACT KIT | Contact Tech Support | Contact Tech Support
ZL95 | 1SFN164303R1000 | CONTACT KIT A95 | Contact Tech Support | Contact Tech Support
ZLT45 | 1SBN163304R1000 | REPL.CNTCTS,A/E/F45-40 | Contact Tech Support | Contact Tech Support
ZLT50 | 1SBN163504R1000 | REPL.CNTCTS,A/E/F50-40 | Contact Tech Support | Contact Tech Support
ZLT75 | 1SBN164104R1000 | REPL.CNTCTS,A/E/F75-40 | Contact Tech Support | Contact Tech Support
ZLU110 | 1SFN164502R1000 | CONTACT KIT A110 3POLE | Contact Tech Support | Contact Tech Support
ZLU50 | 1SBN163502R1000 | REPL.CNTCTS,UA50 | Contact Tech Support | Contact Tech Support
ZLU75 | 1SBN164102R1000 | REPL.CNTCTS,UA75 | Contact Tech Support | Contact Tech Support
ZLU95 | 1SFN164302R1000 | CONTACT A95 3POLE | Contact Tech Support | Contact Tech Support
ZW185 | 1SFN164710R1000 | DE-IONIZING PLATES,6 PCS,A185 | Contact Tech Support | Contact Tech Support | Obsoleted Sept 2020
ZW300 | 1SFN165110R1000 | DE-ION PLATES 6 PCS A300 C A210-3 | Contact Tech Support | Contact Tech Support | Obsoleted Sept 2020