## Smart Cross-Ref
| Application Amperage | #N/A | #N/A
| _IR | _
| Questions | Selection | Vlookup | Trip Unit Description |  |  | Online Resources |  | Drawings
Current | Spectra Prefix |  |  | TMF: Fixed - TM |  |  | Tmax XT catalog | Spectra catalog | Frame | 2D | 3D
| Spectra Frame Rating |  | 0 | TMA: Adjustable - TM |  |  | Tmax XT Configurators |  | XT1 | Link | Link
| Spectra Rating Plug |  | 0 | Ekip Dip LS/I: Elec. w/ overload + instantaneous |  |  | Empower | TnB | XT2 | Link | Link
Application | System Voltage |  | 0 | Ekip Dip LSI: Elec. w/ overload + time delayed inst. + inst. |  |  | Tmax XT landing page | Electrification MCCBs | XT3 | Link | Link
| MRO / OEM |  | 0 | Ekip Dip LSIG: Elec. w/ overload + time delayed inst. + inst. + ground fault |  |  | Conversion panorama | Spectra retrofit kit | XT4 | Link | Link
| Application type |  | 0 | Ekip Touch LSI: Elec. LSI with communications capability |  |  | Datasheet (paste below link into your browser): |  | XT5 | Link | Link
| Int. Rating |  | 0 | Ekip Touch LSIG: Elec. LSIG with communications capability |  |  |  |  | XT6 | Link | Link
| Trip Unit Required |  | 0 | Ekip Hi-Touch LSI: Elec. with Advanced Protections LSI with comm. capability |  |  |  |  | XT7 | Link | Link
| 80% / 100% Rated |  | 0 | Ekip Hi-Touch LSIG: Elec. with Advanced Protections LSIG with comm. capability |  |  |  |  | XT7M | Link | Link
|  | No Selections Made | 0000000
| No Selections Made |  |  | Spectra Interrupt Ratings |  |  | 100% Rated Spectra
|  |  |  | Spectra Prefix | @480Vac | @600Vac | If 100% rated part number is required, please use 80% rated Spectra prefix and frame rating then select the 100% rated option for question "80% / 100% Rated" on cell D13
|  |  |  | SED | 18 kA | 14 kA
|  |  |  | SEH | 25 kA | 18 kA
|  |  |  | SEL | 65 kA | 25 kA
|  |  |  | SEP | 100 kA | 25 kA | Example:
|  |  |  | SFH | 35 kA | 22 kA | SGHH -> Spectra Prefix: SGH 80%/100% Rated: 100%
|  |  |  | SFL | 65 kA | 25 kA | SGLL -> Spectra Prefix: SGL 80%/100% Rated: 100%
|  |  |  | SFP | 100 kA | 25 kA | SGPP -> Spectra Prefix: SGP 80%/100% Rated: 100%
|  |  |  | SGD* | - | - | SKHH -> Spectra Prefix: SKH 80%/100% Rated: 100%
|  |  |  | SGH | 35 kA | 25 kA | SKHLL -> Spectra Prefix: SKL 80%/100% Rated: 100%
|  |  |  | SGL | 65 kA | 65 kA | SKPP -> Spectra Prefix: SKP 80%/100% Rated: 100%
|  |  |  | SGP | 100 kA | 65 kA
|  |  |  | SKH | 50 kA | 25 kA
|  |  |  | SKL | 65 kA | 42 kA
|  |  |  | SKP | 100 kA | 65 kA
*SGD rated for 65kA @ 240Vac
Disclaimer : Crosses are the closest match to Spectra part numbers based on application selections above thus an exact 1:1 Tmax XT part number is not guaranteed. This tool does not cover all details or variations available for Spectra nor does it foreseen for every possible contingency that may be met in connection with installation, operation or maintenance. Should further information be desired or should particular problems arise that are not covered sufficiently for the purchaser's purposes, the matter should be referred to the ABB Company through your account manager.
Add to Summary tab
Clear Selections

## Mass Cross
_IR | _
Questions | Selection |  | # | Current Breaker Frame | Current Rating Plug | Current Breaker Frame | Current Rating Plug | Combo | Tmax XT Part Number
Spectra Prefix |  |  | 1 |  |  | - | - | #N/A | -
System Voltage Requirements |  | #N/A | 2 |  |  | - | - | #N/A | -
Interrupt Rating |  | #N/A | 3 |  |  | - | - | #N/A | -
Panelboard or loose breaker replacement |  | #N/A | 4 |  |  | - | - | #N/A | -
Application |  | #N/A | 5 |  |  | - | - | #N/A | -
Type of Trip Unit Required |  | #N/A | 6 |  |  | - | - | #N/A | -
80% / 100% Rated |  | #N/A | 7 |  |  | - | - | #N/A | -
|  |  | 8 |  |  | - | - | #N/A | -
|  |  | 9 |  |  | - | - | #N/A | -
|  |  | 10 |  |  | - | - | #N/A | -
|  |  | 11 |  |  | - | - | #N/A | -
|  |  | 12 |  |  | - | - | #N/A | -
|  |  | 13 |  |  | - | - | #N/A | -
|  |  | 14 |  |  | - | - | #N/A | -
|  |  | 15 |  |  | - | - | #N/A | -
|  |  | 16 |  |  | - | - | #N/A | -
|  |  | 17 |  |  | - | - | #N/A | -
|  |  | 18 |  |  | - | - | #N/A | -
|  |  | 19 |  |  | - | - | #N/A | -
|  |  | 20 |  |  | - | - | #N/A | -
|  |  | 21 |  |  | - | - | #N/A | -
|  |  | 22 |  |  | - | - | #N/A | -
|  |  | 23 |  |  | - | - | #N/A | -
|  |  | 24 |  |  | - | - | #N/A | -
|  |  | 25 |  |  | - | - | #N/A | -
|  |  | 26 |  |  | - | - | #N/A | -
|  |  | 27 |  |  | - | - | #N/A | -
|  |  | 28 |  |  | - | - | #N/A | -
|  |  | 29 |  |  | - | - | #N/A | -
|  |  | 30 |  |  | - | - | #N/A | -
|  |  | 31 |  |  | - | - | #N/A | -
|  |  | 32 |  |  | - | - | #N/A | -
|  |  | 33 |  |  | - | - | #N/A | -
|  |  | 34 |  |  | - | - | #N/A | -
|  |  | 35 |  |  | - | - | #N/A | -
|  |  | 36 |  |  | - | - | #N/A | -
|  |  | 37 |  |  | - | - | #N/A | -
|  |  | 38 |  |  | - | - | #N/A | -
|  |  | 39 |  |  | - | - | #N/A | -
|  |  | 40 |  |  | - | - | #N/A | -
|  |  | 41 |  |  | - | - | #N/A | -
|  |  | 42 |  |  | - | - | #N/A | -
|  |  | 43 |  |  | - | - | #N/A | -
|  |  | 44 |  |  | - | - | #N/A | -
|  |  | 45 |  |  | - | - | #N/A | -
|  |  | 46 |  |  | - | - | #N/A | -
|  |  | 47 |  |  | - | - | #N/A | -
|  |  | 48 |  |  | - | - | #N/A | -
|  |  | 49 |  |  | - | - | #N/A | -
|  |  | 50 |  |  | - | - | #N/A | -
|  |  | 51 |  |  | - | - | #N/A | -
|  |  | 52 |  |  | - | - | #N/A | -
|  |  | 53 |  |  | - | - | #N/A | -
|  |  | 54 |  |  | - | - | #N/A | -
|  |  | 55 |  |  | - | - | #N/A | -
|  |  | 56 |  |  | - | - | #N/A | -
|  |  | 57 |  |  | - | - | #N/A | -
|  |  | 58 |  |  | - | - | #N/A | -
|  |  | 59 |  |  | - | - | #N/A | -
|  |  | 60 |  |  | - | - | #N/A | -
|  |  | 61 |  |  | - | - | #N/A | -
|  |  | 62 |  |  | - | - | #N/A | -
|  |  | 63 |  |  | - | - | #N/A | -
|  |  | 64 |  |  | - | - | #N/A | -
|  |  | 65 |  |  | - | - | #N/A | -
|  |  | 66 |  |  | - | - | #N/A | -
|  |  | 67 |  |  | - | - | #N/A | -
|  |  | 68 |  |  | - | - | #N/A | -
|  |  | 69 |  |  | - | - | #N/A | -
|  |  | 70 |  |  | - | - | #N/A | -
|  |  | 71 |  |  | - | - | #N/A | -
|  |  | 72 |  |  | - | - | #N/A | -
|  |  | 73 |  |  | - | - | #N/A | -
|  |  | 74 |  |  | - | - | #N/A | -
|  |  | 75 |  |  | - | - | #N/A | -
|  |  | 76 |  |  | - | - | #N/A | -
|  |  | 77 |  |  | - | - | #N/A | -
|  |  | 78 |  |  | - | - | #N/A | -
|  |  | 79 |  |  | - | - | #N/A | -
|  |  | 80 |  |  | - | - | #N/A | -
|  |  | 81 |  |  | - | - | #N/A | -
|  |  | 82 |  |  | - | - | #N/A | -
|  |  | 83 |  |  | - | - | #N/A | -
|  |  | 84 |  |  | - | - | #N/A | -
|  |  | 85 |  |  | - | - | #N/A | -
|  |  | 86 |  |  | - | - | #N/A | -
|  |  | 87 |  |  | - | - | #N/A | -
|  |  | 88 |  |  | - | - | #N/A | -
|  |  | 89 |  |  | - | - | #N/A | -
|  |  | 90 |  |  | - | - | #N/A | -
|  |  | 91 |  |  | - | - | #N/A | -
|  |  | 92 |  |  | - | - | #N/A | -
|  |  | 93 |  |  | - | - | #N/A | -
|  |  | 94 |  |  | - | - | #N/A | -
|  |  | 95 |  |  | - | - | #N/A | -
|  |  | 96 |  |  | - | - | #N/A | -
|  |  | 97 |  |  | - | - | #N/A | -
|  |  | 98 |  |  | - | - | #N/A | -
|  |  | 99 |  |  | - | - | #N/A | -
|  |  | 100 |  |  | - | - | #N/A | -
|  |  | . | . | . | . | . | . | .
Clear Selections
Clear ALL

## Revisions (hidden)
# | Revision
0 | File Uploaded
1 | File Updated with New XT Crosses
2 | Updated Spectra Retrofit Kit Part Number for XT7

## List Options (hidden)
Current Breaker Frame | # | Current Rating Plug | # | Application Amperage | # | Interrupt Rating | # | Panelboard or loose breaker replacement? | # | Application | # | System Voltage Requirements | # | Type of Trip Unit Required | # | 80% / 100% Rated | # | Amperage Vlookup |  | # | Spectra Frame | SEDA24AT0030 | SEDA24AT0060 | SEDA24AT0100 | SEDA24AT0150 | SEHA24AT0030 | SEHA24AT0060 | SEHA24AT0100 | SEHA24AT0150 | SELA24AT0030 | SELA24AT0060 | SELA24AT0100 | SELA24AT0150 | SEPA24AT0030 | SEPA24AT0060 | SEPA24AT0100 | SEPA24AT0150 | SEDA36AT0030 | SEDA36AT0060 | SEDA36AT0100 | SEDA36AT0150 | SEHA36AT0030 | SEHA36AT0060 | SEHA36AT0100 | SEHA36AT0150 | SELA36AT0030 | SELA36AT0060 | SELA36AT0100 | SELA36AT0150 | SEPA36AT0030 | SEPA36AT0060 | SEPA36AT0100 | SEPA36AT0150 | SFHA24AT0250 | SFLA24AT0250 | SFPA24AT0250 | SFHA36AT0250 | SFLA36AT0250 | SFPA36AT0250 | SGDA22AT0400 | SGDA32AT0400 | SGHA26AT0400 | SGLA26AT0400 | SGPA26AT0400 | SGHA36AT0400 | SGLA36AT0400 | SGPA36AT0400 | SGHA26AT0600 | SGLA26AT0600 | SGPA26AT0600 | SGHA36AT0600 | SGLA36AT0600 | SGPA36AT0600 | SGHH36AT0400 | SGLL36AT0400 | SGPP36AT0400 | SGHH36AT0600 | SGLL36AT0600 | SGPP36AT0600 | SKHA26AT0800 | SKLA26AT0800 | SKPA26AT0800 | SKHA36AT0800 | SKLA36AT0800 | SKPA36AT0800 | SKHA26AT1200 | SKLA26AT1200 | SKPA26AT1200 | SKHA36AT1200 | SKLA36AT1200 | SKPA36AT1200 | SKHH36AT0800 | SKLL36AT0800 | SKPP36AT0800 | SKHH36AT1000 | SKLL36AT1000 | SKPP36AT1000 | SKHH36AT1200 | SKLL36AT1200 | SKPP36AT1200
SEDA24AT0030 | 1 | SRPE30A15 | 1 | 15 | 1 | 14kA | 1 | Panelboard MRO | 1 | Distribution Protection | 1 | 480Vac (Y/D) | 1 | TMF | 1 | 80% | 1 | SRPE30A15 | 15 | 1 | Rating Plug 1 | SRPE30A15 | SRPE60A35 | SRPE100A70 | SRPE150A110 | SRPE30A15 | SRPE60A35 | SRPE100A70 | SRPE150A110 | SRPE30A15 | SRPE60A35 | SRPE100A70 | SRPE150A110 | SRPE30A15 | SRPE60A35 | SRPE100A70 | SRPE150A110 | SRPE30A15 | SRPE60A35 | SRPE100A70 | SRPE150A110 | SRPE30A15 | SRPE60A35 | SRPE100A70 | SRPE150A110 | SRPE30A15 | SRPE60A35 | SRPE100A70 | SRPE150A110 | SRPE30A15 | SRPE60A35 | SRPE100A70 | SRPE150A110 | SRPF250A70 | SRPF250A70 | SRPF250A70 | SRPF250A70 | SRPF250A70 | SRPF250A70 | SRPG400A125 | SRPG400A125 | SRPG400A125 | SRPG400A125 | SRPG400A125 | SRPG400A125 | SRPG400A125 | SRPG400A125 | SRPG600A250 | SRPG600A250 | SRPG600A250 | SRPG600A250 | SRPG600A250 | SRPG600A250 | SRPG600A250 | SRPG600A250 | SRPG600A250 | SRPG600A250 | SRPG600A250 | SRPG600A250 | SRPK800A300 | SRPK800A300 | SRPK800A300 | SRPK800A300 | SRPK800A300 | SRPK800A300 | SRPK1200A600 | SRPK1200A600 | SRPK1200A600 | SRPK1200A600 | SRPK1200A600 | SRPK1200A600 | SRPK800A300 | SRPK800A300 | SRPK800A300 | SRPK1200A600 | SRPK1200A600 | SRPK1200A600 | SRPK1200A600 | SRPK1200A600 | SRPK1200A600
SEDA24AT0060 | 2 | SRPE30A20 | 2 | 20 | 2 | 18kA | 2 | Loose MCCB (OEM) | 2 |  |  | 600Vac (Y/D) | 2 | TMA | 2 | 100% | 2 | SRPE30A20 | 20 | 2 | Rating Plug 2 | SRPE30A20 | SRPE60A40 | SRPE100A80 | SRPE150A125 | SRPE30A20 | SRPE60A40 | SRPE100A80 | SRPE150A125 | SRPE30A20 | SRPE60A40 | SRPE100A80 | SRPE150A125 | SRPE30A20 | SRPE60A40 | SRPE100A80 | SRPE150A125 | SRPE30A20 | SRPE60A40 | SRPE100A80 | SRPE150A125 | SRPE30A20 | SRPE60A40 | SRPE100A80 | SRPE150A125 | SRPE30A20 | SRPE60A40 | SRPE100A80 | SRPE150A125 | SRPE30A20 | SRPE60A40 | SRPE100A80 | SRPE150A125 | SRPF250A80 | SRPF250A80 | SRPF250A80 | SRPF250A80 | SRPF250A80 | SRPF250A80 | SRPG400A150 | SRPG400A150 | SRPG400A150 | SRPG400A150 | SRPG400A150 | SRPG400A150 | SRPG400A150 | SRPG400A150 | SRPG600A300 | SRPG600A300 | SRPG600A300 | SRPG600A300 | SRPG600A300 | SRPG600A300 | SRPG600A300 | SRPG600A300 | SRPG600A300 | SRPG600A300 | SRPG600A300 | SRPG600A300 | SRPK800A400 | SRPK800A400 | SRPK800A400 | SRPK800A400 | SRPK800A400 | SRPK800A400 | SRPK1200A700 | SRPK1200A700 | SRPK1200A700 | SRPK1200A700 | SRPK1200A700 | SRPK1200A700 | SRPK800A400 | SRPK800A400 | SRPK800A400 | SRPK1200A700 | SRPK1200A700 | SRPK1200A700 | SRPK1200A700 | SRPK1200A700 | SRPK1200A700
SEDA24AT0100 | 3 | SRPE30A25 | 3 | 25 | 3 | 22kA | 3 |  |  |  |  | 240Vac (Y/D) | 3 | Ekip Dip LS/I | 3 |  |  | SRPE30A25 | 25 | 3 | Rating Plug 3 | SRPE30A25 | SRPE60A45 | SRPE100A90 | SRPE150A150 | SRPE30A25 | SRPE60A45 | SRPE100A90 | SRPE150A150 | SRPE30A25 | SRPE60A45 | SRPE100A90 | SRPE150A150 | SRPE30A25 | SRPE60A45 | SRPE100A90 | SRPE150A150 | SRPE30A25 | SRPE60A45 | SRPE100A90 | SRPE150A150 | SRPE30A25 | SRPE60A45 | SRPE100A90 | SRPE150A150 | SRPE30A25 | SRPE60A45 | SRPE100A90 | SRPE150A150 | SRPE30A25 | SRPE60A45 | SRPE100A90 | SRPE150A150 | SRPF250A90 | SRPF250A90 | SRPF250A90 | SRPF250A90 | SRPF250A90 | SRPF250A90 | SRPG400A175 | SRPG400A175 | SRPG400A175 | SRPG400A175 | SRPG400A175 | SRPG400A175 | SRPG400A175 | SRPG400A175 | SRPG600A350 | SRPG600A350 | SRPG600A350 | SRPG600A350 | SRPG600A350 | SRPG600A350 | SRPG600A350 | SRPG600A350 | SRPG600A350 | SRPG600A350 | SRPG600A350 | SRPG600A350 | SRPK800A500 | SRPK800A500 | SRPK800A500 | SRPK800A500 | SRPK800A500 | SRPK800A500 | SRPK1200A800 | SRPK1200A800 | SRPK1200A800 | SRPK1200A800 | SRPK1200A800 | SRPK1200A800 | SRPK800A500 | SRPK800A500 | SRPK800A500 | SRPK1200A800 | SRPK1200A800 | SRPK1200A800 | SRPK1200A800 | SRPK1200A800 | SRPK1200A800
SEDA24AT0150 | 4 | SRPE30A30 | 4 | 30 | 4 | 25kA | 4 | [6 empty] | Ekip Dip LSI | 4 |  |  | SRPE30A30 | 30 | 4 | Rating Plug 4 | SRPE30A30 | SRPE60A50 | SRPE100A100 |  | SRPE30A30 | SRPE60A50 | SRPE100A100 |  | SRPE30A30 | SRPE60A50 | SRPE100A100 |  | SRPE30A30 | SRPE60A50 | SRPE100A100 |  | SRPE30A30 | SRPE60A50 | SRPE100A100 |  | SRPE30A30 | SRPE60A50 | SRPE100A100 |  | SRPE30A30 | SRPE60A50 | SRPE100A100 |  | SRPE30A30 | SRPE60A50 | SRPE100A100 |  | SRPF250A100 | SRPF250A100 | SRPF250A100 | SRPF250A100 | SRPF250A100 | SRPF250A100 | SRPG400A200 | SRPG400A200 | SRPG400A200 | SRPG400A200 | SRPG400A200 | SRPG400A200 | SRPG400A200 | SRPG400A200 | SRPG600A400 | SRPG600A400 | SRPG600A400 | SRPG600A400 | SRPG600A400 | SRPG600A400 | SRPG600A400 | SRPG600A400 | SRPG600A400 | SRPG600A400 | SRPG600A400 | SRPG600A400 | SRPK800A600 | SRPK800A600 | SRPK800A600 | SRPK800A600 | SRPK800A600 | SRPK800A600 | SRPK1200A900 | SRPK1200A900 | SRPK1200A900 | SRPK1200A900 | SRPK1200A900 | SRPK1200A900 | SRPK800A600 | SRPK800A600 | SRPK800A600 | SRPK1200A900 | SRPK1200A900 | SRPK1200A900 | SRPK1200A900 | SRPK1200A900 | SRPK1200A900
SEHA24AT0030 | 5 | SRPE60A35 | 5 | 35 | 5 | 35kA | 5 | [6 empty] | Ekip Dip LSIG | 5 |  |  | SRPE60A35 | 35 | 5 | Rating Plug 5 |  | SRPE60A60 |  |  |  | SRPE60A60 |  |  |  | SRPE60A60 |  |  |  | SRPE60A60 |  |  |  | SRPE60A60 |  |  |  | SRPE60A60 |  |  |  | SRPE60A60 |  |  |  | SRPE60A60 |  |  | SRPF250A110 | SRPF250A110 | SRPF250A110 | SRPF250A110 | SRPF250A110 | SRPF250A110 | SRPG400A225 | SRPG400A225 | SRPG400A225 | SRPG400A225 | SRPG400A225 | SRPG400A225 | SRPG400A225 | SRPG400A225 | SRPG600A450 | SRPG600A450 | SRPG600A450 | SRPG600A450 | SRPG600A450 | SRPG600A450 | SRPG600A450 | SRPG600A450 | SRPG600A450 | SRPG600A450 | SRPG600A450 | SRPG600A450 | SRPK800A700 | SRPK800A700 | SRPK800A700 | SRPK800A700 | SRPK800A700 | SRPK800A700 | SRPK1200A1000 | SRPK1200A1000 | SRPK1200A1000 | SRPK1200A1000 | SRPK1200A1000 | SRPK1200A1000 | SRPK800A700 | SRPK800A700 | SRPK800A700 | SRPK1200A1000 | SRPK1200A1000 | SRPK1200A1000 | SRPK1200A1000 | SRPK1200A1000 | SRPK1200A1000
SEHA24AT0060 | 6 | SRPE60A40 | 6 | 40 | 6 | 50kA | 6 | [6 empty] | Ekip Touch LSI | 6 |  |  | SRPE60A40 | 40 | 6 | Rating Plug 6 | [32 empty] | SRPF250A125 | SRPF250A125 | SRPF250A125 | SRPF250A125 | SRPF250A125 | SRPF250A125 | SRPG400A250 | SRPG400A250 | SRPG400A250 | SRPG400A250 | SRPG400A250 | SRPG400A250 | SRPG400A250 | SRPG400A250 | SRPG600A500 | SRPG600A500 | SRPG600A500 | SRPG600A500 | SRPG600A500 | SRPG600A500 | SRPG600A500 | SRPG600A500 | SRPG600A500 | SRPG600A500 | SRPG600A500 | SRPG600A500 | SRPK800A800 | SRPK800A800 | SRPK800A800 | SRPK800A800 | SRPK800A800 | SRPK800A800 | SRPK1200A1175 | SRPK1200A1175 | SRPK1200A1175 | SRPK1200A1175 | SRPK1200A1175 | SRPK1200A1175 | SRPK800A800 | SRPK800A800 | SRPK800A800 | SRPK1200A1175 | SRPK1200A1175 | SRPK1200A1175 | SRPK1200A1175 | SRPK1200A1175 | SRPK1200A1175
SEHA24AT0100 | 7 | SRPE60A45 | 7 | 45 | 7 | 65kA | 7 | [6 empty] | Ekip Touch LSIG | 7 |  |  | SRPE60A45 | 45 | 7 | Rating Plug 7 | [32 empty] | SRPF250A150 | SRPF250A150 | SRPF250A150 | SRPF250A150 | SRPF250A150 | SRPF250A150 | SRPG400A300 | SRPG400A300 | SRPG400A300 | SRPG400A300 | SRPG400A300 | SRPG400A300 | SRPG400A300 | SRPG400A300 | SRPG600A600 | SRPG600A600 | SRPG600A600 | SRPG600A600 | SRPG600A600 | SRPG600A600 | SRPG600A600 | SRPG600A600 | SRPG600A600 | SRPG600A600 | SRPG600A600 | SRPG600A600 | [6 empty] | SRPK1200A1200 | SRPK1200A1200 | SRPK1200A1200 | SRPK1200A1200 | SRPK1200A1200 | SRPK1200A1200 |  |  |  | SRPK1200A1200 | SRPK1200A1200 | SRPK1200A1200 | SRPK1200A1200 | SRPK1200A1200 | SRPK1200A1200
SEHA24AT0150 | 8 | SRPE60A50 | 8 | 50 | 8 | 100kA | 8 | [6 empty] | Ekip Hi-Touch LSI | 8 |  |  | SRPE60A50 | 50 | 8 | Rating Plug 8 | [32 empty] | SRPF250A175 | SRPF250A175 | SRPF250A175 | SRPF250A175 | SRPF250A175 | SRPF250A175 | SRPG400A350 | SRPG400A350 | SRPG400A350 | SRPG400A350 | SRPG400A350 | SRPG400A350 | SRPG400A350 | SRPG400A350
SELA24AT0030 | 9 | SRPE60A60 | 9 | 60 | 9 | [8 empty] | Ekip Hi-Touch LSIG | 9 |  |  | SRPE60A60 | 60 | 9 | Rating Plug 9 | [32 empty] | SRPF250A200 | SRPF250A200 | SRPF250A200 | SRPF250A200 | SRPF250A200 | SRPF250A200 | SRPG400A400 | SRPG400A400 | SRPG400A400 | SRPG400A400 | SRPG400A400 | SRPG400A400 | SRPG400A400 | SRPG400A400
SELA24AT0060 | 10 | SRPE100A70 | 10 | 70 | 10 | [12 empty] | SRPE100A70 | 70 | 10 | Rating Plug 10 | [16 empty] | Spectra Prefix | [15 empty] | SRPF250A225 | SRPF250A225 | SRPF250A225 | SRPF250A225 | SRPF250A225 | SRPF250A225
SELA24AT0100 | 11 | SRPE100A80 | 11 | 80 | 11 | [12 empty] | SRPE100A80 | 80 | 11 | Rating Plug 11 | [16 empty] | SED | [15 empty] | SRPF250A250 | SRPF250A250 | SRPF250A250 | SRPF250A250 | SRPF250A250 | SRPF250A250
SELA24AT0150 | 12 | SRPE100A90 | 12 | 90 | 12 | [12 empty] | SRPE100A90 | 90 | 12 | [17 empty] | SEH
SEPA24AT0030 | 13 | SRPE100A100 | 13 | 100 | 13 | [12 empty] | SRPE100A100 | 100 | 13 | Spectra Frame | SED | SEH | SEL | SEP | SFH | SFL | SFP | SGD | SGH | SGL | SGP | SKH | SKL | SKP |  |  | SEL
SEPA24AT0060 | 14 | SRPE150A110 | 14 | 110 | 14 | [12 empty] | SRPE150A110 | 110 | 14 | 240 Vac | 18kA | 65kA | 100kA | 200kA | 65kA | 100kA | 200kA | 65kA | 65kA | 100kA | 200kA | 65kA | 100kA | 200kA |  |  | SEP
SEPA24AT0100 | 15 | SRPE150A125 | 15 | 125 | 15 | [12 empty] | SRPE150A125 | 125 | 15 | 480 Vac | 18kA | 25kA | 65kA | 100kA | 35kA | 65kA | 100kA | - | 35kA | 65kA | 100kA | 50kA | 65kA | 100kA |  |  | SFH
SEPA24AT0150 | 16 | SRPE150A150 | 16 | 150 | 16 | [12 empty] | SRPE150A150 | 150 | 16 | 600 Vac | 14kA | 18kA | 25kA | 25kA | 22kA | 25kA | 25kA | - | 25kA | 65kA | 65kA | 25kA | 42kA | 65kA |  |  | SFL
SEDA36AT0030 | 17 | SRPF250A70 | 17 | 175 | 17 | [12 empty] | SRPF250A70 | 70 | 17 | [17 empty] | SFP
SEDA36AT0060 | 18 | SRPF250A80 | 18 | 200 | 18 | [12 empty] | SRPF250A80 | 80 | 18 | Spectra Frame | SED | SEH | SEL | SEP | SFH | SFL | SFP | SGD | SGH | SGL | SGP | SKH | SKL | SKP |  |  | SGD
SEDA36AT0100 | 19 | SRPF250A90 | 19 | 225 | 19 | [12 empty] | SRPF250A90 | 90 | 19 | Frame Rating | SEDA24AT0030 | SEHA24AT0030 | SELA24AT0030 | SEPA24AT0030 | SFHA24AT0250 | SFLA24AT0250 | SFPA24AT0250 | SGDA22AT0400 | SGHA26AT0400 | SGLA26AT0400 | SGPA26AT0400 | SKHA26AT0800 | SKLA26AT0800 | SKPA26AT0800 |  |  | SGH
SEDA36AT0150 | 20 | SRPF250A100 | 20 | 250 | 20 | [12 empty] | SRPF250A100 | 100 | 20 | Frame Rating | SEDA24AT0060 | SEHA24AT0060 | SELA24AT0060 | SEPA24AT0060 | SFHA36AT0250 | SFLA36AT0250 | SFPA36AT0250 | SGDA32AT0400 | SGHA26AT0600 | SGLA26AT0600 | SGPA26AT0600 | SKHA26AT1200 | SKLA26AT1200 | SKPA26AT1200 |  |  | SGL
SEHA36AT0030 | 21 | SRPF250A110 | 21 | 300 | 21 | [12 empty] | SRPF250A110 | 110 | 21 | Frame Rating | SEDA24AT0100 | SEHA24AT0100 | SELA24AT0100 | SEPA24AT0100 |  |  |  |  | SGHA36AT0400 | SGLA36AT0400 | SGPA36AT0400 | SKHA36AT0800 | SKLA36AT0800 | SKPA36AT0800 |  |  | SGP
SEHA36AT0060 | 22 | SRPF250A125 | 22 | 350 | 22 | [12 empty] | SRPF250A125 | 125 | 22 | Frame Rating | SEDA24AT0150 | SEHA24AT0150 | SELA24AT0150 | SEPA24AT0150 |  |  |  |  | SGHA36AT0600 | SGLA36AT0600 | SGPA36AT0600 | SKHA36AT1200 | SKLA36AT1200 | SKPA36AT1200 |  |  | SKH
SEHA36AT0100 | 23 | SRPF250A150 | 23 | 400 | 23 | [12 empty] | SRPF250A150 | 150 | 23 | Frame Rating | SEDA36AT0030 | SEHA36AT0030 | SELA36AT0030 | SEPA36AT0030 |  |  |  |  | SGHH36AT0400 | SGLL36AT0400 | SGPP36AT0400 | SKHH36AT0800 | SKLL36AT0800 | SKPP36AT0800 |  |  | SKL
SEHA36AT0150 | 24 | SRPF250A175 | 24 | 450 | 24 | [12 empty] | SRPF250A175 | 175 | 24 | Frame Rating | SEDA36AT0060 | SEHA36AT0060 | SELA36AT0060 | SEPA36AT0060 |  |  |  |  | SGHH36AT0600 | SGLL36AT0600 | SGPP36AT0600 | SKHH36AT1000 | SKLL36AT1000 | SKPP36AT1000 |  |  | SKP
SELA36AT0030 | 25 | SRPF250A200 | 25 | 500 | 25 | [12 empty] | SRPF250A200 | 200 | 25 | Frame Rating | SED: SEDA36AT0100; SEH: SEHA36AT0100; SEL: SELA36AT0100; SEP: SEPA36AT0100; SKH: SKHH36AT1200; SKL: SKLL36AT1200; SKP: SKPP36AT1200
SELA36AT0060 | 26 | SRPF250A225 | 26 | 600 | 26 | [12 empty] | SRPF250A225 | 225 | 26 | Frame Rating | SED: SEDA36AT0150; SEH: SEHA36AT0150; SEL: SELA36AT0150; SEP: SEPA36AT0150
SELA36AT0100 | 27 | SRPF250A250 | 27 | 700 | 27 | [12 empty] | SRPF250A250 | 250 | 27
SELA36AT0150 | 28 | SRPG400A125 | 28 | 800 | 28 | [12 empty] | SRPG400A125 | 125 | 28 | Frame-voltage | SED-480Vac | SEH-480Vac | SEL-480Vac | SEP-480Vac | SFH-480Vac | SFL-480Vac | SFP-480Vac | SGD-240Vac | SGH-480Vac | SGL-480Vac | SGP-480Vac | SKH-480Vac | SKL-480Vac | SKP-480Vac | SED-600Vac | SEH-600Vac | SEL-600Vac | SEP-600Vac | SFH-600Vac | SFL-600Vac | SFP-600Vac | SGH-600Vac | SGL-600Vac | SGP-600Vac | SKH-600Vac | SKL-600Vac | SKP-600Vac
SEPA36AT0030 | 29 | SRPG400A150 | 29 | 900 | 29 | [12 empty] | SRPG400A150 | 150 | 29 | Interrupt Rating | 14kA | 25kA | 35kA | 100kA | 35kA | 50kA | 100kA | 65kA | 35kA | 50kA | 100kA | 50kA | 65kA | 100kA | 14kA | 22kA | 35kA | 100kA | 35kA | 50kA | 100kA | 35kA | 50kA | 100kA | 50kA | 65kA | 100kA
SEPA36AT0060 | 30 | SRPG400A175 | 30 | 1000 | 30 | [12 empty] | SRPG400A175 | 175 | 30 | Interrupt Rating | SED: 18kA; SEL: 65kA; SFL: 65kA; SGL: 65kA | 18kA | 25kA | 50kA |  |  | 65kA |  |  | 65kA
SEPA36AT0100 | 31 | SRPG400A200 | 31 | 1175 | 31 | [12 empty] | SRPG400A200 | 200 | 31 | Interrupt Rating | [16 empty] | 65kA
SEPA36AT0150 | 32 | SRPG400A225 | 32 | 1200 | 32 | [12 empty] | SRPG400A225 | 225 | 32
SFHA24AT0250 | 33 | SRPG400A250 | 33 | [14 empty] | SRPG400A250 | 250 | 33
SFLA24AT0250 | 34 | SRPG400A300 | 34 | [14 empty] | SRPG400A300 | 300 | 34 | Spectra Frame | SED-IR | SEH-IR | SEL-IR | SEP-IR | SFH-IR | SFL-IR | SFP-IR | SGD-IR | SGH-IR | SGL-IR | SGP-IR | SKH-IR | SKL-IR | SKP-IR
SFPA24AT0250 | 35 | SRPG400A350 | 35 | [14 empty] | SRPG400A350 | 350 | 35 | Interrupt Rating | 480Vac (Y/D) | 480Vac (Y/D) | 480Vac (Y/D) | 480Vac (Y/D) | 480Vac (Y/D) | 480Vac (Y/D) | 480Vac (Y/D) | 240Vac (Y/D) | 480Vac (Y/D) | 480Vac (Y/D) | 480Vac (Y/D) | 480Vac (Y/D) | 480Vac (Y/D) | 480Vac (Y/D)
SFHA36AT0250 | 36 | SRPG400A400 | 36 | [14 empty] | SRPG400A400 | 400 | 36 | Interrupt Rating | 600Vac (Y/D) | 600Vac (Y/D) | 600Vac (Y/D) | 600Vac (Y/D) | 600Vac (Y/D) | 600Vac (Y/D) | 600Vac (Y/D) |  | 600Vac (Y/D) | 600Vac (Y/D) | 600Vac (Y/D) | 600Vac (Y/D) | 600Vac (Y/D) | 600Vac (Y/D)
SFLA36AT0250 | 37 | SRPG600A250 | 37 | [14 empty] | SRPG600A250 | 250 | 37
SFPA36AT0250 | 38 | SRPG600A300 | 38 | [14 empty] | SRPG600A300 | 300 | 38
SGDA22AT0400 | 39 | SRPG600A350 | 39 | [14 empty] | SRPG600A350 | 350 | 39
SGDA32AT0400 | 40 | SRPG600A400 | 40 | [14 empty] | SRPG600A400 | 400 | 40
SGHA26AT0400 | 41 | SRPG600A450 | 41 | [14 empty] | SRPG600A450 | 450 | 41
SGLA26AT0400 | 42 | SRPG600A500 | 42 | [14 empty] | SRPG600A500 | 500 | 42
SGPA26AT0400 | 43 | SRPG600A600 | 43 | [14 empty] | SRPG600A600 | 600 | 43
SGHA36AT0400 | 44 | SRPK800A300 | 44 | [14 empty] | SRPK800A300 | 300 | 44
SGLA36AT0400 | 45 | SRPK800A400 | 45 | [14 empty] | SRPK800A400 | 400 | 45
SGPA36AT0400 | 46 | SRPK800A500 | 46 | [14 empty] | SRPK800A500 | 500 | 46
SGHA26AT0600 | 47 | SRPK800A600 | 47 | [14 empty] | SRPK800A600 | 600 | 47
SGLA26AT0600 | 48 | SRPK800A700 | 48 | [14 empty] | SRPK800A700 | 700 | 48
SGPA26AT0600 | 49 | SRPK800A800 | 49 | [14 empty] | SRPK800A800 | 800 | 49
SGHA36AT0600 | 50 | SRPK1200A600 | 50 | [14 empty] | SRPK1200A600 | 600 | 50
SGLA36AT0600 | 51 | SRPK1200A700 | 51 | [14 empty] | SRPK1200A700 | 700 | 51
SGPA36AT0600 | 52 | SRPK1200A800 | 52 | [14 empty] | SRPK1200A800 | 800 | 52
SGHH36AT0400 | 53 | SRPK1200A900 | 53 | [14 empty] | SRPK1200A900 | 900 | 53
SGLL36AT0400 | 54 | SRPK1200A1000 | 54 | [14 empty] | SRPK1200A1000 | 1000 | 54
SGPP36AT0400 | 55 | SRPK1200A1175 | 55 | [14 empty] | SRPK1200A1175 | 1175 | 55
SGHH36AT0600 | 56 | SRPK1200A1200 | 56 | [14 empty] | SRPK1200A1200 | 1200 | 56
SGLL36AT0600 | 57
SGPP36AT0600 | 58
SKHA26AT0800 | 59
SKLA26AT0800 | 60
SKPA26AT0800 | 61
SKHA36AT0800 | 62
SKLA36AT0800 | 63
SKPA36AT0800 | 64
SKHA26AT1200 | 65
SKLA26AT1200 | 66
SKPA26AT1200 | 67
SKHA36AT1200 | 68
SKLA36AT1200 | 69
SKPA36AT1200 | 70
SKHH36AT0800 | 71
SKLL36AT0800 | 72
SKPP36AT0800 | 73
SKHH36AT1000 | 74
SKLL36AT1000 | 75
SKPP36AT1000 | 76
SKHH36AT1200 | 77
SKLL36AT1200 | 78
SKPP36AT1200 | 79

## Data (hidden)
[17 empty] | 1 | 2 | 3 | 4 | 5 | 6 | 7 | 8 | 9 | 10
Frame | Frame Size |  | Available rating plug |  | amp rating |  | Interrupt Rating |  | Panelboard or Loose |  | Application |  | Voltage |  | 80% / 100% Rated? |  | Identifier (Part Number Scheme) | TMF | TMA | Ekip Dip (LS/I) | Ekip Dip LSI | Ekip Dip LSIG | Ekip Touch LSI | Ekip Touch LSIG | Ekip Hi- Touch LSI | Ekip Hi- Touch LSIG
SE | SEDA24AT0030 | 1 | SRPE30A15 | 1 | 15 | 1 | 14kA | 1 | Loose MCCB (OEM) | 2 | Distribution Protection | 1 | 480Vac (Y/D) | 1 | 80% | 1 | 1112111 | XT1NU3015AFF000XXX | No Equivalent Cross Available Based on Selections | XT2NU3025EFF000XXX | XT2NU3025FFF000XXX | XT2NU3025GFF000XXX | XT2NU3040PFF000XXX | XT2NU3040QFF000XXX | XT2NU3040TFF000XXX | XT2NU3040UFF000XXX
SE | SEDA24AT0030 | 1 | SRPE30A15 | 1 | 15 | 1 | 14kA | 1 | Loose MCCB (OEM) | 2 | Distribution Protection | 1 | 600Vac (Y/D) | 2 | 80% | 1 | 1112121 | XT2NU3015AFF000XXX | No Equivalent Cross Available Based on Selections | XT2NU3025EFF000XXX | XT2NU3025FFF000XXX | XT2NU3025GFF000XXX | XT2NU3040PFF000XXX | XT2NU3040QFF000XXX | XT2NU3040TFF000XXX | XT2NU3040UFF000XXX
SE | SEDA24AT0030 | 1 | SRPE30A15 | 1 | 15 | 1 | 14kA | 1 | Loose MCCB (OEM) | 2 | Distribution Protection | 1 | 480Vac (Y/D) | 1 | 100% | 2 | 1112112 | XT1NQ3015AFF000XXX | No Equivalent Cross Available Based on Selections | XT2NQ3025EFF000XXX | XT2NQ3025FFF000XXX | XT2NQ3025GFF000XXX | XT2NQ3040PFF000XXX | XT2NQ3040QFF000XXX | XT2NQ3040TFF000XXX | XT2NQ3040UFF000XXX
SE | SEDA24AT0030 | 1 | SRPE30A15 | 1 | 15 | 1 | 14kA | 1 | Loose MCCB (OEM) | 2 | Distribution Protection | 1 | 600Vac (Y/D) | 2 | 100% | 2 | 1112122 | XT2NQ3015AFF000XXX | No Equivalent Cross Available Based on Selections | XT2NQ3025EFF000XXX | XT2NQ3025FFF000XXX | XT2NQ3025GFF000XXX | XT2NQ3040PFF000XXX | XT2NQ3040QFF000XXX | XT2NQ3040TFF000XXX | XT2NQ3040UFF000XXX
SE | SEDA24AT0030 | 1 | SRPE30A15 | 1 | 15 | 1 | 14kA | 1 | Panelboard MRO | 1 | Distribution Protection | 1 | 480Vac (Y/D) | 1 | 80% | 1 | 1111111 | XT1NU3015AFF000XXX + SRFB6XT1FPX | No Equivalent Cross Available Based on Selections | XT4NU3040EFF000XXX + SRFB3XT4FPX | XT4NU3040FFF000XXX + SRFB3XT4FPX | XT4NU3040GFF000XXX + SRFB3XT4FPX | XT4NU3100PFF000XXX + SRFB3XT4FPX | XT4NU3100QFF000XXX + SRFB3XT4FPX | XT4NU3100TFF000XXX + SRFB3XT4FPX | XT4NU3100UFF000XXX + SRFB3XT4FPX
SE | SEDA24AT0030 | 1 | SRPE30A15 | 1 | 15 | 1 | 14kA | 1 | Panelboard MRO | 1 | Distribution Protection | 1 | 600Vac (Y/D) | 2 | 80% | 1 | 1111121 | XT4NU3025AFF000XXX + SRFB6XT4FPX | No Equivalent Cross Available Based on Selections | XT4NU3040EFF000XXX + SRFB3XT4FPX | XT4NU3040FFF000XXX + SRFB3XT4FPX | XT4NU3040GFF000XXX + SRFB3XT4FPX | XT4NU3100PFF000XXX + SRFB3XT4FPX | XT4NU3100QFF000XXX + SRFB3XT4FPX | XT4NU3100TFF000XXX + SRFB3XT4FPX | XT4NU3100UFF000XXX + SRFB3XT4FPX
SE | SEDA24AT0030 | 1 | SRPE30A15 | 1 | 15 | 1 | 14kA | 1 | Panelboard MRO | 1 | Distribution Protection | 1 | 480Vac (Y/D) | 1 | 100% | 2 | 1111112 | XT1NQ3015AFF000XXX + SRFB6XT1FPX | No Equivalent Cross Available Based on Selections | XT4NQ3040EFF000XXX + SRFB3XT4FPX | XT4NQ3040FFF000XXX + SRFB3XT4FPX | XT4NQ3040GFF000XXX + SRFB3XT4FPX | XT4NQ3100PFF000XXX + SRFB3XT4FPX | XT4NQ3100QFF000XXX + SRFB3XT4FPX | XT4NQ3100TFF000XXX + SRFB3XT4FPX | XT4NQ3100UFF000XXX + SRFB3XT4FPX
SE | SEDA24AT0030 | 1 | SRPE30A15 | 1 | 15 | 1 | 14kA | 1 | Panelboard MRO | 1 | Distribution Protection | 1 | 600Vac (Y/D) | 2 | 100% | 2 | 1111122 | XT4NQ3025AFF000XXX + SRFB6XT4FPX | No Equivalent Cross Available Based on Selections | XT4NQ3040EFF000XXX + SRFB3XT4FPX | XT4NQ3040FFF000XXX + SRFB3XT4FPX | XT4NQ3040GFF000XXX + SRFB3XT4FPX | XT4NQ3100PFF000XXX + SRFB3XT4FPX | XT4NQ3100QFF000XXX + SRFB3XT4FPX | XT4NQ3100TFF000XXX + SRFB3XT4FPX | XT4NQ3100UFF000XXX + SRFB3XT4FPX
SE | SEDA24AT0030 | 1 | SRPE30A15 | 1 | 15 | 1 | 18kA | 2 | Loose MCCB (OEM) | 2 | Distribution Protection | 1 | 480Vac (Y/D) | 1 | 80% | 1 | 1122111 | XT1NU3015AFF000XXX | No Equivalent Cross Available Based on Selections | XT2NU3025EFF000XXX | XT2NU3025FFF000XXX | XT2NU3025GFF000XXX | XT2NU3040PFF000XXX | XT2NU3040QFF000XXX | XT2NU3040TFF000XXX | XT2NU3040UFF000XXX
SE | SEDA24AT0030 | 1 | SRPE30A15 | 1 | 15 | 1 | 18kA | 2 | Loose MCCB (OEM) | 2 | Distribution Protection | 1 | 600Vac (Y/D) | 2 | 80% | 1 | 1122121 | XT2NU3015AFF000XXX | No Equivalent Cross Available Based on Selections | XT2NU3025EFF000XXX | XT2NU3025FFF000XXX | XT2NU3025GFF000XXX | XT2NU3040PFF000XXX | XT2NU3040QFF000XXX | XT2NU3040TFF000XXX | XT2NU3040UFF000XXX
SE | SEDA24AT0030 | 1 | SRPE30A15 | 1 | 15 | 1 | 18kA | 2 | Loose MCCB (OEM) | 2 | Distribution Protection | 1 | 480Vac (Y/D) | 1 | 100% | 2 | 1122112 | XT1NQ3015AFF000XXX | No Equivalent Cross Available Based on Selections | XT2NQ3025EFF000XXX | XT2NQ3025FFF000XXX | XT2NQ3025GFF000XXX | XT2NQ3040PFF000XXX | XT2NQ3040QFF000XXX | XT2NQ3040TFF000XXX | XT2NQ3040UFF000XXX
SE | SEDA24AT0030 | 1 | SRPE30A15 | 1 | 15 | 1 | 18kA | 2 | Loose MCCB (OEM) | 2 | Distribution Protection | 1 | 600Vac (Y/D) | 2 | 100% | 2 | 1122122 | XT2NQ3015AFF000XXX | No Equivalent Cross Available Based on Selections | XT2NQ3025EFF000XXX | XT2NQ3025FFF000XXX | XT2NQ3025GFF000XXX | XT2NQ3040PFF000XXX | XT2NQ3040QFF000XXX | XT2NQ3040TFF000XXX | XT2NQ3040UFF000XXX
SE | SEDA24AT0030 | 1 | SRPE30A15 | 1 | 15 | 1 | 18kA | 2 | Panelboard MRO | 1 | Distribution Protection | 1 | 480Vac (Y/D) | 1 | 80% | 1 | 1121111 | XT1NU3015AFF000XXX + SRFB6XT1FPX | No Equivalent Cross Available Based on Selections | XT4NU3040EFF000XXX + SRFB3XT4FPX | XT4NU3040FFF000XXX + SRFB3XT4FPX | XT4NU3040GFF000XXX + SRFB3XT4FPX | XT4NU3100PFF000XXX + SRFB3XT4FPX | XT4NU3100QFF000XXX + SRFB3XT4FPX | XT4NU3100TFF000XXX + SRFB3XT4FPX | XT4NU3100UFF000XXX + SRFB3XT4FPX
SE | SEDA24AT0030 | 1 | SRPE30A15 | 1 | 15 | 1 | 18kA | 2 | Panelboard MRO | 1 | Distribution Protection | 1 | 600Vac (Y/D) | 2 | 80% | 1 | 1121121 | XT4NU3025AFF000XXX + SRFB6XT4FPX | No Equivalent Cross Available Based on Selections | XT4NU3040EFF000XXX + SRFB3XT4FPX | XT4NU3040FFF000XXX + SRFB3XT4FPX | XT4NU3040GFF000XXX + SRFB3XT4FPX | XT4NU3100PFF000XXX + SRFB3XT4FPX | XT4NU3100QFF000XXX + SRFB3XT4FPX | XT4NU3100TFF000XXX + SRFB3XT4FPX | XT4NU3100UFF000XXX + SRFB3XT4FPX
SE | SEDA24AT0030 | 1 | SRPE30A15 | 1 | 15 | 1 | 18kA | 2 | Panelboard MRO | 1 | Distribution Protection | 1 | 480Vac (Y/D) | 1 | 100% | 2 | 1121112 | XT1NQ3015AFF000XXX + SRFB6XT1FPX | No Equivalent Cross Available Based on Selections | XT4NQ3040EFF000XXX + SRFB3XT4FPX | XT4NQ3040FFF000XXX + SRFB3XT4FPX | XT4NQ3040GFF000XXX + SRFB3XT4FPX | XT4NQ3100PFF000XXX + SRFB3XT4FPX | XT4NQ3100QFF000XXX + SRFB3XT4FPX | XT4NQ3100TFF000XXX + SRFB3XT4FPX | XT4NQ3100UFF000XXX + SRFB3XT4FPX
SE | SEDA24AT0030 | 1 | SRPE30A15 | 1 | 15 | 1 | 18kA | 2 | Panelboard MRO | 1 | Distribution Protection | 1 | 600Vac (Y/D) | 2 | 100% | 2 | 1121122 | XT4NQ3025AFF000XXX + SRFB6XT4FPX | No Equivalent Cross Available Based on Selections | XT4NQ3040EFF000XXX + SRFB3XT4FPX | XT4NQ3040FFF000XXX + SRFB3XT4FPX | XT4NQ3040GFF000XXX + SRFB3XT4FPX | XT4NQ3100PFF000XXX + SRFB3XT4FPX | XT4NQ3100QFF000XXX + SRFB3XT4FPX | XT4NQ3100TFF000XXX + SRFB3XT4FPX | XT4NQ3100UFF000XXX + SRFB3XT4FPX
SE | SEDA24AT0030 | 1 | SRPE30A20 | 2 | 20 | 2 | 14kA | 1 | Loose MCCB (OEM) | 2 | Distribution Protection | 1 | 480Vac (Y/D) | 1 | 80% | 1 | 1212111 | XT1NU3020AFF000XXX | No Equivalent Cross Available Based on Selections | XT2NU3025EFF000XXX | XT2NU3025FFF000XXX | XT2NU3025GFF000XXX | XT2NU3040PFF000XXX | XT2NU3040QFF000XXX | XT2NU3040TFF000XXX | XT2NU3040UFF000XXX
SE | SEDA24AT0030 | 1 | SRPE30A20 | 2 | 20 | 2 | 14kA | 1 | Loose MCCB (OEM) | 2 | Distribution Protection | 1 | 600Vac (Y/D) | 2 | 80% | 1 | 1212121 | XT2NU3020AFF000XXX | No Equivalent Cross Available Based on Selections | XT2NU3025EFF000XXX | XT2NU3025FFF000XXX | XT2NU3025GFF000XXX | XT2NU3040PFF000XXX | XT2NU3040QFF000XXX | XT2NU3040TFF000XXX | XT2NU3040UFF000XXX
SE | SEDA24AT0030 | 1 | SRPE30A20 | 2 | 20 | 2 | 14kA | 1 | Loose MCCB (OEM) | 2 | Distribution Protection | 1 | 480Vac (Y/D) | 1 | 100% | 2 | 1212112 | XT1NQ3020AFF000XXX | No Equivalent Cross Available Based on Selections | XT2NQ3025EFF000XXX | XT2NQ3025FFF000XXX | XT2NQ3025GFF000XXX | XT2NQ3040PFF000XXX | XT2NQ3040QFF000XXX | XT2NQ3040TFF000XXX | XT2NQ3040UFF000XXX
SE | SEDA24AT0030 | 1 | SRPE30A20 | 2 | 20 | 2 | 14kA | 1 | Loose MCCB (OEM) | 2 | Distribution Protection | 1 | 600Vac (Y/D) | 2 | 100% | 2 | 1212122 | XT2NQ3020AFF000XXX | No Equivalent Cross Available Based on Selections | XT2NQ3025EFF000XXX | XT2NQ3025FFF000XXX | XT2NQ3025GFF000XXX | XT2NQ3040PFF000XXX | XT2NQ3040QFF000XXX | XT2NQ3040TFF000XXX | XT2NQ3040UFF000XXX
SE | SEDA24AT0030 | 1 | SRPE30A20 | 2 | 20 | 2 | 14kA | 1 | Panelboard MRO | 1 | Distribution Protection | 1 | 480Vac (Y/D) | 1 | 80% | 1 | 1211111 | XT1NU3020AFF000XXX + SRFB6XT1FPX | No Equivalent Cross Available Based on Selections | XT4NU3040EFF000XXX + SRFB3XT4FPX | XT4NU3040FFF000XXX + SRFB3XT4FPX | XT4NU3040GFF000XXX + SRFB3XT4FPX | XT4NU3100PFF000XXX + SRFB3XT4FPX | XT4NU3100QFF000XXX + SRFB3XT4FPX | XT4NU3100TFF000XXX + SRFB3XT4FPX | XT4NU3100UFF000XXX + SRFB3XT4FPX
SE | SEDA24AT0030 | 1 | SRPE30A20 | 2 | 20 | 2 | 14kA | 1 | Panelboard MRO | 1 | Distribution Protection | 1 | 600Vac (Y/D) | 2 | 80% | 1 | 1211121 | XT4NU3025AFF000XXX + SRFB6XT4FPX | No Equivalent Cross Available Based on Selections | XT4NU3040EFF000XXX + SRFB3XT4FPX | XT4NU3040FFF000XXX + SRFB3XT4FPX | XT4NU3040GFF000XXX + SRFB3XT4FPX | XT4NU3100PFF000XXX + SRFB3XT4FPX | XT4NU3100QFF000XXX + SRFB3XT4FPX | XT4NU3100TFF000XXX + SRFB3XT4FPX | XT4NU3100UFF000XXX + SRFB3XT4FPX
SE | SEDA24AT0030 | 1 | SRPE30A20 | 2 | 20 | 2 | 14kA | 1 | Panelboard MRO | 1 | Distribution Protection | 1 | 480Vac (Y/D) | 1 | 100% | 2 | 1211112 | XT1NQ3020AFF000XXX + SRFB6XT1FPX | No Equivalent Cross Available Based on Selections | XT4NQ3040EFF000XXX + SRFB3XT4FPX | XT4NQ3040FFF000XXX + SRFB3XT4FPX | XT4NQ3040GFF000XXX + SRFB3XT4FPX | XT4NQ3100PFF000XXX + SRFB3XT4FPX | XT4NQ3100QFF000XXX + SRFB3XT4FPX | XT4NQ3100TFF000XXX + SRFB3XT4FPX | XT4NQ3100UFF000XXX + SRFB3XT4FPX
SE | SEDA24AT0030 | 1 | SRPE30A20 | 2 | 20 | 2 | 14kA | 1 | Panelboard MRO | 1 | Distribution Protection | 1 | 600Vac (Y/D) | 2 | 100% | 2 | 1211122 | XT4NQ3025AFF000XXX + SRFB6XT4FPX | No Equivalent Cross Available Based on Selections | XT4NQ3040EFF000XXX + SRFB3XT4FPX | XT4NQ3040FFF000XXX + SRFB3XT4FPX | XT4NQ3040GFF000XXX + SRFB3XT4FPX | XT4NQ3100PFF000XXX + SRFB3XT4FPX | XT4NQ3100QFF000XXX + SRFB3XT4FPX | XT4NQ3100TFF000XXX + SRFB3XT4FPX | XT4NQ3100UFF000XXX + SRFB3XT4FPX
SE | SEDA24AT0030 | 1 | SRPE30A20 | 2 | 20 | 2 | 18kA | 2 | Loose MCCB (OEM) | 2 | Distribution Protection | 1 | 480Vac (Y/D) | 1 | 80% | 1 | 1222111 | XT1NU3020AFF000XXX | No Equivalent Cross Available Based on Selections | XT2NU3025EFF000XXX | XT2NU3025FFF000XXX | XT2NU3025GFF000XXX | XT2NU3040PFF000XXX | XT2NU3040QFF000XXX | XT2NU3040TFF000XXX | XT2NU3040UFF000XXX
SE | SEDA24AT0030 | 1 | SRPE30A20 | 2 | 20 | 2 | 18kA | 2 | Loose MCCB (OEM) | 2 | Distribution Protection | 1 | 600Vac (Y/D) | 2 | 80% | 1 | 1222121 | XT2NU3020AFF000XXX | No Equivalent Cross Available Based on Selections | XT2NU3025EFF000XXX | XT2NU3025FFF000XXX | XT2NU3025GFF000XXX | XT2NU3040PFF000XXX | XT2NU3040QFF000XXX | XT2NU3040TFF000XXX | XT2NU3040UFF000XXX
SE | SEDA24AT0030 | 1 | SRPE30A20 | 2 | 20 | 2 | 18kA | 2 | Loose MCCB (OEM) | 2 | Distribution Protection | 1 | 480Vac (Y/D) | 1 | 100% | 2 | 1222112 | XT1NQ3020AFF000XXX | No Equivalent Cross Available Based on Selections | XT2NQ3025EFF000XXX | XT2NQ3025FFF000XXX | XT2NQ3025GFF000XXX | XT2NQ3040PFF000XXX | XT2NQ3040QFF000XXX | XT2NQ3040TFF000XXX | XT2NQ3040UFF000XXX
SE | SEDA24AT0030 | 1 | SRPE30A20 | 2 | 20 | 2 | 18kA | 2 | Loose MCCB (OEM) | 2 | Distribution Protection | 1 | 600Vac (Y/D) | 2 | 100% | 2 | 1222122 | XT2NQ3020AFF000XXX | No Equivalent Cross Available Based on Selections | XT2NQ3025EFF000XXX | XT2NQ3025FFF000XXX | XT2NQ3025GFF000XXX | XT2NQ3040PFF000XXX | XT2NQ3040QFF000XXX | XT2NQ3040TFF000XXX | XT2NQ3040UFF000XXX
SE | SEDA24AT0030 | 1 | SRPE30A20 | 2 | 20 | 2 | 18kA | 2 | Panelboard MRO | 1 | Distribution Protection | 1 | 480Vac (Y/D) | 1 | 80% | 1 | 1221111 | XT1NU3020AFF000XXX + SRFB6XT1FPX | No Equivalent Cross Available Based on Selections | XT4NU3040EFF000XXX + SRFB3XT4FPX | XT4NU3040FFF000XXX + SRFB3XT4FPX | XT4NU3040GFF000XXX + SRFB3XT4FPX | XT4NU3100PFF000XXX + SRFB3XT4FPX | XT4NU3100QFF000XXX + SRFB3XT4FPX | XT4NU3100TFF000XXX + SRFB3XT4FPX | XT4NU3100UFF000XXX + SRFB3XT4FPX
SE | SEDA24AT0030 | 1 | SRPE30A20 | 2 | 20 | 2 | 18kA | 2 | Panelboard MRO | 1 | Distribution Protection | 1 | 600Vac (Y/D) | 2 | 80% | 1 | 1221121 | XT4NU3025AFF000XXX + SRFB6XT4FPX | No Equivalent Cross Available Based on Selections | XT4NU3040EFF000XXX + SRFB3XT4FPX | XT4NU3040FFF000XXX + SRFB3XT4FPX | XT4NU3040GFF000XXX + SRFB3XT4FPX | XT4NU3100PFF000XXX + SRFB3XT4FPX | XT4NU3100QFF000XXX + SRFB3XT4FPX | XT4NU3100TFF000XXX + SRFB3XT4FPX | XT4NU3100UFF000XXX + SRFB3XT4FPX
SE | SEDA24AT0030 | 1 | SRPE30A20 | 2 | 20 | 2 | 18kA | 2 | Panelboard MRO | 1 | Distribution Protection | 1 | 480Vac (Y/D) | 1 | 100% | 2 | 1221112 | XT1NQ3020AFF000XXX + SRFB6XT1FPX | No Equivalent Cross Available Based on Selections | XT4NQ3040EFF000XXX + SRFB3XT4FPX | XT4NQ3040FFF000XXX + SRFB3XT4FPX | XT4NQ3040GFF000XXX + SRFB3XT4FPX | XT4NQ3100PFF000XXX + SRFB3XT4FPX | XT4NQ3100QFF000XXX + SRFB3XT4FPX | XT4NQ3100TFF000XXX + SRFB3XT4FPX | XT4NQ3100UFF000XXX + SRFB3XT4FPX
SE | SEDA24AT0030 | 1 | SRPE30A20 | 2 | 20 | 2 | 18kA | 2 | Panelboard MRO | 1 | Distribution Protection | 1 | 600Vac (Y/D) | 2 | 100% | 2 | 1221122 | XT4NQ3025AFF000XXX + SRFB6XT4FPX | No Equivalent Cross Available Based on Selections | XT4NQ3040EFF000XXX + SRFB3XT4FPX | XT4NQ3040FFF000XXX + SRFB3XT4FPX | XT4NQ3040GFF000XXX + SRFB3XT4FPX | XT4NQ3100PFF000XXX + SRFB3XT4FPX | XT4NQ3100QFF000XXX + SRFB3XT4FPX | XT4NQ3100TFF000XXX + SRFB3XT4FPX | XT4NQ3100UFF000XXX + SRFB3XT4FPX
SE | SEDA24AT0030 | 1 | SRPE30A25 | 3 | 25 | 3 | 14kA | 1 | Loose MCCB (OEM) | 2 | Distribution Protection | 1 | 480Vac (Y/D) | 1 | 80% | 1 | 1312111 | XT1NU3025AFF000XXX | No Equivalent Cross Available Based on Selections | XT2NU3025EFF000XXX | XT2NU3025FFF000XXX | XT2NU3025GFF000XXX | XT2NU3040PFF000XXX | XT2NU3040QFF000XXX | XT2NU3040TFF000XXX | XT2NU3040UFF000XXX
SE | SEDA24AT0030 | 1 | SRPE30A25 | 3 | 25 | 3 | 14kA | 1 | Loose MCCB (OEM) | 2 | Distribution Protection | 1 | 600Vac (Y/D) | 2 | 80% | 1 | 1312121 | XT2NU3025AFF000XXX | No Equivalent Cross Available Based on Selections | XT2NU3025EFF000XXX | XT2NU3025FFF000XXX | XT2NU3025GFF000XXX | XT2NU3040PFF000XXX | XT2NU3040QFF000XXX | XT2NU3040TFF000XXX | XT2NU3040UFF000XXX
SE | SEDA24AT0030 | 1 | SRPE30A25 | 3 | 25 | 3 | 14kA | 1 | Loose MCCB (OEM) | 2 | Distribution Protection | 1 | 480Vac (Y/D) | 1 | 100% | 2 | 1312112 | XT1NQ3025AFF000XXX | No Equivalent Cross Available Based on Selections | XT2NQ3025EFF000XXX | XT2NQ3025FFF000XXX | XT2NQ3025GFF000XXX | XT2NQ3040PFF000XXX | XT2NQ3040QFF000XXX | XT2NQ3040TFF000XXX | XT2NQ3040UFF000XXX
SE | SEDA24AT0030 | 1 | SRPE30A25 | 3 | 25 | 3 | 14kA | 1 | Loose MCCB (OEM) | 2 | Distribution Protection | 1 | 600Vac (Y/D) | 2 | 100% | 2 | 1312122 | XT2NQ3025AFF000XXX | No Equivalent Cross Available Based on Selections | XT2NQ3025EFF000XXX | XT2NQ3025FFF000XXX | XT2NQ3025GFF000XXX | XT2NQ3040PFF000XXX | XT2NQ3040QFF000XXX | XT2NQ3040TFF000XXX | XT2NQ3040UFF000XXX
SE | SEDA24AT0030 | 1 | SRPE30A25 | 3 | 25 | 3 | 14kA | 1 | Panelboard MRO | 1 | Distribution Protection | 1 | 480Vac (Y/D) | 1 | 80% | 1 | 1311111 | XT1NU3025AFF000XXX + SRFB6XT1FPX | No Equivalent Cross Available Based on Selections | XT4NU3040EFF000XXX + SRFB3XT4FPX | XT4NU3040FFF000XXX + SRFB3XT4FPX | XT4NU3040GFF000XXX + SRFB3XT4FPX | XT4NU3100PFF000XXX + SRFB3XT4FPX | XT4NU3100QFF000XXX + SRFB3XT4FPX | XT4NU3100TFF000XXX + SRFB3XT4FPX | XT4NU3100UFF000XXX + SRFB3XT4FPX
SE | SEDA24AT0030 | 1 | SRPE30A25 | 3 | 25 | 3 | 14kA | 1 | Panelboard MRO | 1 | Distribution Protection | 1 | 600Vac (Y/D) | 2 | 80% | 1 | 1311121 | XT4NU3025AFF000XXX + SRFB6XT4FPX | No Equivalent Cross Available Based on Selections | XT4NU3040EFF000XXX + SRFB3XT4FPX | XT4NU3040FFF000XXX + SRFB3XT4FPX | XT4NU3040GFF000XXX + SRFB3XT4FPX | XT4NU3100PFF000XXX + SRFB3XT4FPX | XT4NU3100QFF000XXX + SRFB3XT4FPX | XT4NU3100TFF000XXX + SRFB3XT4FPX | XT4NU3100UFF000XXX + SRFB3XT4FPX
SE | SEDA24AT0030 | 1 | SRPE30A25 | 3 | 25 | 3 | 14kA | 1 | Panelboard MRO | 1 | Distribution Protection | 1 | 480Vac (Y/D) | 1 | 100% | 2 | 1311112 | XT1NQ3025AFF000XXX + SRFB6XT1FPX | No Equivalent Cross Available Based on Selections | XT4NQ3040EFF000XXX + SRFB3XT4FPX | XT4NQ3040FFF000XXX + SRFB3XT4FPX | XT4NQ3040GFF000XXX + SRFB3XT4FPX | XT4NQ3100PFF000XXX + SRFB3XT4FPX | XT4NQ3100QFF000XXX + SRFB3XT4FPX | XT4NQ3100TFF000XXX + SRFB3XT4FPX | XT4NQ3100UFF000XXX + SRFB3XT4FPX
SE | SEDA24AT0030 | 1 | SRPE30A25 | 3 | 25 | 3 | 14kA | 1 | Panelboard MRO | 1 | Distribution Protection | 1 | 600Vac (Y/D) | 2 | 100% | 2 | 1311122 | XT4NQ3025AFF000XXX + SRFB6XT4FPX | No Equivalent Cross Available Based on Selections | XT4NQ3040EFF000XXX + SRFB3XT4FPX | XT4NQ3040FFF000XXX + SRFB3XT4FPX | XT4NQ3040GFF000XXX + SRFB3XT4FPX | XT4NQ3100PFF000XXX + SRFB3XT4FPX | XT4NQ3100QFF000XXX + SRFB3XT4FPX | XT4NQ3100TFF000XXX + SRFB3XT4FPX | XT4NQ3100UFF000XXX + SRFB3XT4FPX
SE | SEDA24AT0030 | 1 | SRPE30A25 | 3 | 25 | 3 | 18kA | 2 | Loose MCCB (OEM) | 2 | Distribution Protection | 1 | 480Vac (Y/D) | 1 | 80% | 1 | 1322111 | XT1NU3025AFF000XXX | No Equivalent Cross Available Based on Selections | XT2NU3025EFF000XXX | XT2NU3025FFF000XXX | XT2NU3025GFF000XXX | XT2NU3040PFF000XXX | XT2NU3040QFF000XXX | XT2NU3040TFF000XXX | XT2NU3040UFF000XXX
SE | SEDA24AT0030 | 1 | SRPE30A25 | 3 | 25 | 3 | 18kA | 2 | Loose MCCB (OEM) | 2 | Distribution Protection | 1 | 600Vac (Y/D) | 2 | 80% | 1 | 1322121 | XT2NU3025AFF000XXX | No Equivalent Cross Available Based on Selections | XT2NU3025EFF000XXX | XT2NU3025FFF000XXX | XT2NU3025GFF000XXX | XT2NU3040PFF000XXX | XT2NU3040QFF000XXX | XT2NU3040TFF000XXX | XT2NU3040UFF000XXX
SE | SEDA24AT0030 | 1 | SRPE30A25 | 3 | 25 | 3 | 18kA | 2 | Loose MCCB (OEM) | 2 | Distribution Protection | 1 | 480Vac (Y/D) | 1 | 100% | 2 | 1322112 | XT1NQ3025AFF000XXX | No Equivalent Cross Available Based on Selections | XT2NQ3025EFF000XXX | XT2NQ3025FFF000XXX | XT2NQ3025GFF000XXX | XT2NQ3040PFF000XXX | XT2NQ3040QFF000XXX | XT2NQ3040TFF000XXX | XT2NQ3040UFF000XXX
SE | SEDA24AT0030 | 1 | SRPE30A25 | 3 | 25 | 3 | 18kA | 2 | Loose MCCB (OEM) | 2 | Distribution Protection | 1 | 600Vac (Y/D) | 2 | 100% | 2 | 1322122 | XT2NQ3025AFF000XXX | No Equivalent Cross Available Based on Selections | XT2NQ3025EFF000XXX | XT2NQ3025FFF000XXX | XT2NQ3025GFF000XXX | XT2NQ3040PFF000XXX | XT2NQ3040QFF000XXX | XT2NQ3040TFF000XXX | XT2NQ3040UFF000XXX
SE | SEDA24AT0030 | 1 | SRPE30A25 | 3 | 25 | 3 | 18kA | 2 | Panelboard MRO | 1 | Distribution Protection | 1 | 480Vac (Y/D) | 1 | 80% | 1 | 1321111 | XT1NU3025AFF000XXX + SRFB6XT1FPX | No Equivalent Cross Available Based on Selections | XT4NU3040EFF000XXX + SRFB3XT4FPX | XT4NU3040FFF000XXX + SRFB3XT4FPX | XT4NU3040GFF000XXX + SRFB3XT4FPX | XT4NU3100PFF000XXX + SRFB3XT4FPX | XT4NU3100QFF000XXX + SRFB3XT4FPX | XT4NU3100TFF000XXX + SRFB3XT4FPX | XT4NU3100UFF000XXX + SRFB3XT4FPX
SE | SEDA24AT0030 | 1 | SRPE30A25 | 3 | 25 | 3 | 18kA | 2 | Panelboard MRO | 1 | Distribution Protection | 1 | 600Vac (Y/D) | 2 | 80% | 1 | 1321121 | XT4NU3025AFF000XXX + SRFB6XT4FPX | No Equivalent Cross Available Based on Selections | XT4NU3040EFF000XXX + SRFB3XT4FPX | XT4NU3040FFF000XXX + SRFB3XT4FPX | XT4NU3040GFF000XXX + SRFB3XT4FPX | XT4NU3100PFF000XXX + SRFB3XT4FPX | XT4NU3100QFF000XXX + SRFB3XT4FPX | XT4NU3100TFF000XXX + SRFB3XT4FPX | XT4NU3100UFF000XXX + SRFB3XT4FPX
SE | SEDA24AT0030 | 1 | SRPE30A25 | 3 | 25 | 3 | 18kA | 2 | Panelboard MRO | 1 | Distribution Protection | 1 | 480Vac (Y/D) | 1 | 100% | 2 | 1321112 | XT1NQ3025AFF000XXX + SRFB6XT1FPX | No Equivalent Cross Available Based on Selections | XT4NQ3040EFF000XXX + SRFB3XT4FPX | XT4NQ3040FFF000XXX + SRFB3XT4FPX | XT4NQ3040GFF000XXX + SRFB3XT4FPX | XT4NQ3100PFF000XXX + SRFB3XT4FPX | XT4NQ3100QFF000XXX + SRFB3XT4FPX | XT4NQ3100TFF000XXX + SRFB3XT4FPX | XT4NQ3100UFF000XXX + SRFB3XT4FPX
SE | SEDA24AT0030 | 1 | SRPE30A25 | 3 | 25 | 3 | 18kA | 2 | Panelboard MRO | 1 | Distribution Protection | 1 | 600Vac (Y/D) | 2 | 100% | 2 | 1321122 | XT4NQ3025AFF000XXX + SRFB6XT4FPX | No Equivalent Cross Available Based on Selections | XT4NQ3040EFF000XXX + SRFB3XT4FPX | XT4NQ3040FFF000XXX + SRFB3XT4FPX | XT4NQ3040GFF000XXX + SRFB3XT4FPX | XT4NQ3100PFF000XXX + SRFB3XT4FPX | XT4NQ3100QFF000XXX + SRFB3XT4FPX | XT4NQ3100TFF000XXX + SRFB3XT4FPX | XT4NQ3100UFF000XXX + SRFB3XT4FPX
SE | SEDA24AT0030 | 1 | SRPE30A30 | 4 | 30 | 4 | 14kA | 1 | Loose MCCB (OEM) | 2 | Distribution Protection | 1 | 480Vac (Y/D) | 1 | 80% | 1 | 1412111 | XT1NU3030AFF000XXX | No Equivalent Cross Available Based on Selections | XT2NU3060EFF000XXX | XT2NU3060FFF000XXX | XT2NU3060GFF000XXX | XT2NU3040PFF000XXX | XT2NU3040QFF000XXX | XT2NU3040TFF000XXX | XT2NU3040UFF000XXX
SE | SEDA24AT0030 | 1 | SRPE30A30 | 4 | 30 | 4 | 14kA | 1 | Loose MCCB (OEM) | 2 | Distribution Protection | 1 | 600Vac (Y/D) | 2 | 80% | 1 | 1412121 | XT2NU3030AFF000XXX | No Equivalent Cross Available Based on Selections | XT2NU3060EFF000XXX | XT2NU3060FFF000XXX | XT2NU3060GFF000XXX | XT2NU3040PFF000XXX | XT2NU3040QFF000XXX | XT2NU3040TFF000XXX | XT2NU3040UFF000XXX
SE | SEDA24AT0030 | 1 | SRPE30A30 | 4 | 30 | 4 | 14kA | 1 | Loose MCCB (OEM) | 2 | Distribution Protection | 1 | 480Vac (Y/D) | 1 | 100% | 2 | 1412112 | XT1NQ3030AFF000XXX | No Equivalent Cross Available Based on Selections | XT2NQ3060EFF000XXX | XT2NQ3060FFF000XXX | XT2NQ3060GFF000XXX | XT2NQ3040PFF000XXX | XT2NQ3040QFF000XXX | XT2NQ3040TFF000XXX | XT2NQ3040UFF000XXX
SE | SEDA24AT0030 | 1 | SRPE30A30 | 4 | 30 | 4 | 14kA | 1 | Loose MCCB (OEM) | 2 | Distribution Protection | 1 | 600Vac (Y/D) | 2 | 100% | 2 | 1412122 | XT2NQ3030AFF000XXX | No Equivalent Cross Available Based on Selections | XT2NQ3060EFF000XXX | XT2NQ3060FFF000XXX | XT2NQ3060GFF000XXX | XT2NQ3040PFF000XXX | XT2NQ3040QFF000XXX | XT2NQ3040TFF000XXX | XT2NQ3040UFF000XXX
SE | SEDA24AT0030 | 1 | SRPE30A30 | 4 | 30 | 4 | 14kA | 1 | Panelboard MRO | 1 | Distribution Protection | 1 | 480Vac (Y/D) | 1 | 80% | 1 | 1411111 | XT1NU3030AFF000XXX + SRFB6XT1FPX | No Equivalent Cross Available Based on Selections | XT4NU3040EFF000XXX + SRFB3XT4FPX | XT4NU3040FFF000XXX + SRFB3XT4FPX | XT4NU3040GFF000XXX + SRFB3XT4FPX | XT4NU3100PFF000XXX + SRFB3XT4FPX | XT4NU3100QFF000XXX + SRFB3XT4FPX | XT4NU3100TFF000XXX + SRFB3XT4FPX | XT4NU3100UFF000XXX + SRFB3XT4FPX
SE | SEDA24AT0030 | 1 | SRPE30A30 | 4 | 30 | 4 | 14kA | 1 | Panelboard MRO | 1 | Distribution Protection | 1 | 600Vac (Y/D) | 2 | 80% | 1 | 1411121 | XT4NU3030AFF000XXX + SRFB6XT4FPX | No Equivalent Cross Available Based on Selections | XT4NU3040EFF000XXX + SRFB3XT4FPX | XT4NU3040FFF000XXX + SRFB3XT4FPX | XT4NU3040GFF000XXX + SRFB3XT4FPX | XT4NU3100PFF000XXX + SRFB3XT4FPX | XT4NU3100QFF000XXX + SRFB3XT4FPX | XT4NU3100TFF000XXX + SRFB3XT4FPX | XT4NU3100UFF000XXX + SRFB3XT4FPX
SE | SEDA24AT0030 | 1 | SRPE30A30 | 4 | 30 | 4 | 14kA | 1 | Panelboard MRO | 1 | Distribution Protection | 1 | 480Vac (Y/D) | 1 | 100% | 2 | 1411112 | XT1NQ3030AFF000XXX + SRFB6XT1FPX | No Equivalent Cross Available Based on Selections | XT4NQ3040EFF000XXX + SRFB3XT4FPX | XT4NQ3040FFF000XXX + SRFB3XT4FPX | XT4NQ3040GFF000XXX + SRFB3XT4FPX | XT4NQ3100PFF000XXX + SRFB3XT4FPX | XT4NQ3100QFF000XXX + SRFB3XT4FPX | XT4NQ3100TFF000XXX + SRFB3XT4FPX | XT4NQ3100UFF000XXX + SRFB3XT4FPX
SE | SEDA24AT0030 | 1 | SRPE30A30 | 4 | 30 | 4 | 14kA | 1 | Panelboard MRO | 1 | Distribution Protection | 1 | 600Vac (Y/D) | 2 | 100% | 2 | 1411122 | XT4NQ3030AFF000XXX + SRFB6XT4FPX | No Equivalent Cross Available Based on Selections | XT4NQ3040EFF000XXX + SRFB3XT4FPX | XT4NQ3040FFF000XXX + SRFB3XT4FPX | XT4NQ3040GFF000XXX + SRFB3XT4FPX | XT4NQ3100PFF000XXX + SRFB3XT4FPX | XT4NQ3100QFF000XXX + SRFB3XT4FPX | XT4NQ3100TFF000XXX + SRFB3XT4FPX | XT4NQ3100UFF000XXX + SRFB3XT4FPX
SE | SEDA24AT0030 | 1 | SRPE30A30 | 4 | 30 | 4 | 18kA | 2 | Loose MCCB (OEM) | 2 | Distribution Protection | 1 | 480Vac (Y/D) | 1 | 80% | 1 | 1422111 | XT1NU3030AFF000XXX | No Equivalent Cross Available Based on Selections | XT2NU3060EFF000XXX | XT2NU3060FFF000XXX | XT2NU3060GFF000XXX | XT2NU3040PFF000XXX | XT2NU3040QFF000XXX | XT2NU3040TFF000XXX | XT2NU3040UFF000XXX
SE | SEDA24AT0030 | 1 | SRPE30A30 | 4 | 30 | 4 | 18kA | 2 | Loose MCCB (OEM) | 2 | Distribution Protection | 1 | 600Vac (Y/D) | 2 | 80% | 1 | 1422121 | XT2NU3030AFF000XXX | No Equivalent Cross Available Based on Selections | XT2NU3060EFF000XXX | XT2NU3060FFF000XXX | XT2NU3060GFF000XXX | XT2NU3040PFF000XXX | XT2NU3040QFF000XXX | XT2NU3040TFF000XXX | XT2NU3040UFF000XXX
SE | SEDA24AT0030 | 1 | SRPE30A30 | 4 | 30 | 4 | 18kA | 2 | Loose MCCB (OEM) | 2 | Distribution Protection | 1 | 480Vac (Y/D) | 1 | 100% | 2 | 1422112 | XT1NQ3030AFF000XXX | No Equivalent Cross Available Based on Selections | XT2NQ3060EFF000XXX | XT2NQ3060FFF000XXX | XT2NQ3060GFF000XXX | XT2NQ3040PFF000XXX | XT2NQ3040QFF000XXX | XT2NQ3040TFF000XXX | XT2NQ3040UFF000XXX
SE | SEDA24AT0030 | 1 | SRPE30A30 | 4 | 30 | 4 | 18kA | 2 | Loose MCCB (OEM) | 2 | Distribution Protection | 1 | 600Vac (Y/D) | 2 | 100% | 2 | 1422122 | XT2NQ3030AFF000XXX | No Equivalent Cross Available Based on Selections | XT2NQ3060EFF000XXX | XT2NQ3060FFF000XXX | XT2NQ3060GFF000XXX | XT2NQ3040PFF000XXX | XT2NQ3040QFF000XXX | XT2NQ3040TFF000XXX | XT2NQ3040UFF000XXX
SE | SEDA24AT0030 | 1 | SRPE30A30 | 4 | 30 | 4 | 18kA | 2 | Panelboard MRO | 1 | Distribution Protection | 1 | 480Vac (Y/D) | 1 | 80% | 1 | 1421111 | XT1NU3030AFF000XXX + SRFB6XT1FPX | No Equivalent Cross Available Based on Selections | XT4NU3040EFF000XXX + SRFB3XT4FPX | XT4NU3040FFF000XXX + SRFB3XT4FPX | XT4NU3040GFF000XXX + SRFB3XT4FPX | XT4NU3100PFF000XXX + SRFB3XT4FPX | XT4NU3100QFF000XXX + SRFB3XT4FPX | XT4NU3100TFF000XXX + SRFB3XT4FPX | XT4NU3100UFF000XXX + SRFB3XT4FPX
SE | SEDA24AT0030 | 1 | SRPE30A30 | 4 | 30 | 4 | 18kA | 2 | Panelboard MRO | 1 | Distribution Protection | 1 | 600Vac (Y/D) | 2 | 80% | 1 | 1421121 | XT4NU3030AFF000XXX + SRFB6XT4FPX | No Equivalent Cross Available Based on Selections | XT4NU3040EFF000XXX + SRFB3XT4FPX | XT4NU3040FFF000XXX + SRFB3XT4FPX | XT4NU3040GFF000XXX + SRFB3XT4FPX | XT4NU3100PFF000XXX + SRFB3XT4FPX | XT4NU3100QFF000XXX + SRFB3XT4FPX | XT4NU3100TFF000XXX + SRFB3XT4FPX | XT4NU3100UFF000XXX + SRFB3XT4FPX
SE | SEDA24AT0030 | 1 | SRPE30A30 | 4 | 30 | 4 | 18kA | 2 | Panelboard MRO | 1 | Distribution Protection | 1 | 480Vac (Y/D) | 1 | 100% | 2 | 1421112 | XT1NQ3030AFF000XXX + SRFB6XT1FPX | No Equivalent Cross Available Based on Selections | XT4NQ3040EFF000XXX + SRFB3XT4FPX | XT4NQ3040FFF000XXX + SRFB3XT4FPX | XT4NQ3040GFF000XXX + SRFB3XT4FPX | XT4NQ3100PFF000XXX + SRFB3XT4FPX | XT4NQ3100QFF000XXX + SRFB3XT4FPX | XT4NQ3100TFF000XXX + SRFB3XT4FPX | XT4NQ3100UFF000XXX + SRFB3XT4FPX
SE | SEDA24AT0030 | 1 | SRPE30A30 | 4 | 30 | 4 | 18kA | 2 | Panelboard MRO | 1 | Distribution Protection | 1 | 600Vac (Y/D) | 2 | 100% | 2 | 1421122 | XT4NQ3030AFF000XXX + SRFB6XT4FPX | No Equivalent Cross Available Based on Selections | XT4NQ3040EFF000XXX + SRFB3XT4FPX | XT4NQ3040FFF000XXX + SRFB3XT4FPX | XT4NQ3040GFF000XXX + SRFB3XT4FPX | XT4NQ3100PFF000XXX + SRFB3XT4FPX | XT4NQ3100QFF000XXX + SRFB3XT4FPX | XT4NQ3100TFF000XXX + SRFB3XT4FPX | XT4NQ3100UFF000XXX + SRFB3XT4FPX
SE | SEDA24AT0060 | 2 | SRPE60A35 | 5 | 35 | 5 | 14kA | 1 | Loose MCCB (OEM) | 2 | Distribution Protection | 1 | 480Vac (Y/D) | 1 | 80% | 1 | 2512111 | XT1NU3035AFF000XXX | No Equivalent Cross Available Based on Selections | XT2NU3060EFF000XXX | XT2NU3060FFF000XXX | XT2NU3060GFF000XXX | XT2NU3040PFF000XXX | XT2NU3040QFF000XXX | XT2NU3040TFF000XXX | XT2NU3040UFF000XXX
SE | SEDA24AT0060 | 2 | SRPE60A35 | 5 | 35 | 5 | 14kA | 1 | Loose MCCB (OEM) | 2 | Distribution Protection | 1 | 600Vac (Y/D) | 2 | 80% | 1 | 2512121 | XT2NU3035AFF000XXX | No Equivalent Cross Available Based on Selections | XT2NU3060EFF000XXX | XT2NU3060FFF000XXX | XT2NU3060GFF000XXX | XT2NU3040PFF000XXX | XT2NU3040QFF000XXX | XT2NU3040TFF000XXX | XT2NU3040UFF000XXX
SE | SEDA24AT0060 | 2 | SRPE60A35 | 5 | 35 | 5 | 14kA | 1 | Loose MCCB (OEM) | 2 | Distribution Protection | 1 | 480Vac (Y/D) | 1 | 100% | 2 | 2512112 | XT1NQ3035AFF000XXX | No Equivalent Cross Available Based on Selections | XT2NQ3060EFF000XXX | XT2NQ3060FFF000XXX | XT2NQ3060GFF000XXX | XT2NQ3040PFF000XXX | XT2NQ3040QFF000XXX | XT2NQ3040TFF000XXX | XT2NQ3040UFF000XXX
SE | SEDA24AT0060 | 2 | SRPE60A35 | 5 | 35 | 5 | 14kA | 1 | Loose MCCB (OEM) | 2 | Distribution Protection | 1 | 600Vac (Y/D) | 2 | 100% | 2 | 2512122 | XT2NQ3035AFF000XXX | No Equivalent Cross Available Based on Selections | XT2NQ3060EFF000XXX | XT2NQ3060FFF000XXX | XT2NQ3060GFF000XXX | XT2NQ3040PFF000XXX | XT2NQ3040QFF000XXX | XT2NQ3040TFF000XXX | XT2NQ3040UFF000XXX
SE | SEDA24AT0060 | 2 | SRPE60A35 | 5 | 35 | 5 | 14kA | 1 | Panelboard MRO | 1 | Distribution Protection | 1 | 480Vac (Y/D) | 1 | 80% | 1 | 2511111 | XT1NU3035AFF000XXX + SRFB6XT1FPX | No Equivalent Cross Available Based on Selections | XT4NU3040EFF000XXX + SRFB3XT4FPX | XT4NU3040FFF000XXX + SRFB3XT4FPX | XT4NU3040GFF000XXX + SRFB3XT4FPX | XT4NU3100PFF000XXX + SRFB3XT4FPX | XT4NU3100QFF000XXX + SRFB3XT4FPX | XT4NU3100TFF000XXX + SRFB3XT4FPX | XT4NU3100UFF000XXX + SRFB3XT4FPX
SE | SEDA24AT0060 | 2 | SRPE60A35 | 5 | 35 | 5 | 14kA | 1 | Panelboard MRO | 1 | Distribution Protection | 1 | 600Vac (Y/D) | 2 | 80% | 1 | 2511121 | XT4NU3035AFF000XXX + SRFB6XT4FPX | No Equivalent Cross Available Based on Selections | XT4NU3040EFF000XXX + SRFB3XT4FPX | XT4NU3040FFF000XXX + SRFB3XT4FPX | XT4NU3040GFF000XXX + SRFB3XT4FPX | XT4NU3100PFF000XXX + SRFB3XT4FPX | XT4NU3100QFF000XXX + SRFB3XT4FPX | XT4NU3100TFF000XXX + SRFB3XT4FPX | XT4NU3100UFF000XXX + SRFB3XT4FPX
SE | SEDA24AT0060 | 2 | SRPE60A35 | 5 | 35 | 5 | 14kA | 1 | Panelboard MRO | 1 | Distribution Protection | 1 | 480Vac (Y/D) | 1 | 100% | 2 | 2511112 | XT1NQ3035AFF000XXX + SRFB6XT1FPX | No Equivalent Cross Available Based on Selections | XT4NQ3040EFF000XXX + SRFB3XT4FPX | XT4NQ3040FFF000XXX + SRFB3XT4FPX | XT4NQ3040GFF000XXX + SRFB3XT4FPX | XT4NQ3100PFF000XXX + SRFB3XT4FPX | XT4NQ3100QFF000XXX + SRFB3XT4FPX | XT4NQ3100TFF000XXX + SRFB3XT4FPX | XT4NQ3100UFF000XXX + SRFB3XT4FPX
SE | SEDA24AT0060 | 2 | SRPE60A35 | 5 | 35 | 5 | 14kA | 1 | Panelboard MRO | 1 | Distribution Protection | 1 | 600Vac (Y/D) | 2 | 100% | 2 | 2511122 | XT4NQ3035AFF000XXX + SRFB6XT4FPX | No Equivalent Cross Available Based on Selections | XT4NQ3040EFF000XXX + SRFB3XT4FPX | XT4NQ3040FFF000XXX + SRFB3XT4FPX | XT4NQ3040GFF000XXX + SRFB3XT4FPX | XT4NQ3100PFF000XXX + SRFB3XT4FPX | XT4NQ3100QFF000XXX + SRFB3XT4FPX | XT4NQ3100TFF000XXX + SRFB3XT4FPX | XT4NQ3100UFF000XXX + SRFB3XT4FPX
SE | SEDA24AT0060 | 2 | SRPE60A35 | 5 | 35 | 5 | 18kA | 2 | Loose MCCB (OEM) | 2 | Distribution Protection | 1 | 480Vac (Y/D) | 1 | 80% | 1 | 2522111 | XT1NU3035AFF000XXX | No Equivalent Cross Available Based on Selections | XT2NU3060EFF000XXX | XT2NU3060FFF000XXX | XT2NU3060GFF000XXX | XT2NU3040PFF000XXX | XT2NU3040QFF000XXX | XT2NU3040TFF000XXX | XT2NU3040UFF000XXX
SE | SEDA24AT0060 | 2 | SRPE60A35 | 5 | 35 | 5 | 18kA | 2 | Loose MCCB (OEM) | 2 | Distribution Protection | 1 | 600Vac (Y/D) | 2 | 80% | 1 | 2522121 | XT2NU3035AFF000XXX | No Equivalent Cross Available Based on Selections | XT2NU3060EFF000XXX | XT2NU3060FFF000XXX | XT2NU3060GFF000XXX | XT2NU3040PFF000XXX | XT2NU3040QFF000XXX | XT2NU3040TFF000XXX | XT2NU3040UFF000XXX
SE | SEDA24AT0060 | 2 | SRPE60A35 | 5 | 35 | 5 | 18kA | 2 | Loose MCCB (OEM) | 2 | Distribution Protection | 1 | 480Vac (Y/D) | 1 | 100% | 2 | 2522112 | XT1NQ3035AFF000XXX | No Equivalent Cross Available Based on Selections | XT2NQ3060EFF000XXX | XT2NQ3060FFF000XXX | XT2NQ3060GFF000XXX | XT2NQ3040PFF000XXX | XT2NQ3040QFF000XXX | XT2NQ3040TFF000XXX | XT2NQ3040UFF000XXX
SE | SEDA24AT0060 | 2 | SRPE60A35 | 5 | 35 | 5 | 18kA | 2 | Loose MCCB (OEM) | 2 | Distribution Protection | 1 | 600Vac (Y/D) | 2 | 100% | 2 | 2522122 | XT2NQ3035AFF000XXX | No Equivalent Cross Available Based on Selections | XT2NQ3060EFF000XXX | XT2NQ3060FFF000XXX | XT2NQ3060GFF000XXX | XT2NQ3040PFF000XXX | XT2NQ3040QFF000XXX | XT2NQ3040TFF000XXX | XT2NQ3040UFF000XXX
SE | SEDA24AT0060 | 2 | SRPE60A35 | 5 | 35 | 5 | 18kA | 2 | Panelboard MRO | 1 | Distribution Protection | 1 | 480Vac (Y/D) | 1 | 80% | 1 | 2521111 | XT1NU3035AFF000XXX + SRFB6XT1FPX | No Equivalent Cross Available Based on Selections | XT4NU3060EFF000XXX + SRFB3XT4FPX | XT4NU3060FFF000XXX + SRFB3XT4FPX | XT4NU3060GFF000XXX + SRFB3XT4FPX | XT4NU3100PFF000XXX + SRFB3XT4FPX | XT4NU3100QFF000XXX + SRFB3XT4FPX | XT4NU3100TFF000XXX + SRFB3XT4FPX | XT4NU3100UFF000XXX + SRFB3XT4FPX
SE | SEDA24AT0060 | 2 | SRPE60A35 | 5 | 35 | 5 | 18kA | 2 | Panelboard MRO | 1 | Distribution Protection | 1 | 600Vac (Y/D) | 2 | 80% | 1 | 2521121 | XT4NU3035AFF000XXX + SRFB6XT4FPX | No Equivalent Cross Available Based on Selections | XT4NU3040EFF000XXX + SRFB3XT4FPX | XT4NU3040FFF000XXX + SRFB3XT4FPX | XT4NU3040GFF000XXX + SRFB3XT4FPX | XT4NU3100PFF000XXX + SRFB3XT4FPX | XT4NU3100QFF000XXX + SRFB3XT4FPX | XT4NU3100TFF000XXX + SRFB3XT4FPX | XT4NU3100UFF000XXX + SRFB3XT4FPX
SE | SEDA24AT0060 | 2 | SRPE60A35 | 5 | 35 | 5 | 18kA | 2 | Panelboard MRO | 1 | Distribution Protection | 1 | 480Vac (Y/D) | 1 | 100% | 2 | 2521112 | XT1NQ3035AFF000XXX + SRFB6XT1FPX | No Equivalent Cross Available Based on Selections | XT4NQ3040EFF000XXX + SRFB3XT4FPX | XT4NQ3040FFF000XXX + SRFB3XT4FPX | XT4NQ3040GFF000XXX + SRFB3XT4FPX | XT4NQ3100PFF000XXX + SRFB3XT4FPX | XT4NQ3100QFF000XXX + SRFB3XT4FPX | XT4NQ3100TFF000XXX + SRFB3XT4FPX | XT4NQ3100UFF000XXX + SRFB3XT4FPX
SE | SEDA24AT0060 | 2 | SRPE60A35 | 5 | 35 | 5 | 18kA | 2 | Panelboard MRO | 1 | Distribution Protection | 1 | 600Vac (Y/D) | 2 | 100% | 2 | 2521122 | XT4NQ3035AFF000XXX + SRFB6XT4FPX | No Equivalent Cross Available Based on Selections | XT4NQ3040EFF000XXX + SRFB3XT4FPX | XT4NQ3040FFF000XXX + SRFB3XT4FPX | XT4NQ3040GFF000XXX + SRFB3XT4FPX | XT4NQ3100PFF000XXX + SRFB3XT4FPX | XT4NQ3100QFF000XXX + SRFB3XT4FPX | XT4NQ3100TFF000XXX + SRFB3XT4FPX | XT4NQ3100UFF000XXX + SRFB3XT4FPX
SE | SEDA24AT0060 | 2 | SRPE60A40 | 6 | 40 | 6 | 14kA | 1 | Loose MCCB (OEM) | 2 | Distribution Protection | 1 | 480Vac (Y/D) | 1 | 80% | 1 | 2612111 | XT1NU3040AFF000XXX | No Equivalent Cross Available Based on Selections | XT2NU3060EFF000XXX | XT2NU3060FFF000XXX | XT2NU3060GFF000XXX | XT2NU3040PFF000XXX | XT2NU3040QFF000XXX | XT2NU3040TFF000XXX | XT2NU3040UFF000XXX
SE | SEDA24AT0060 | 2 | SRPE60A40 | 6 | 40 | 6 | 14kA | 1 | Loose MCCB (OEM) | 2 | Distribution Protection | 1 | 600Vac (Y/D) | 2 | 80% | 1 | 2612121 | XT2NU3040AFF000XXX | No Equivalent Cross Available Based on Selections | XT2NU3060EFF000XXX | XT2NU3060FFF000XXX | XT2NU3060GFF000XXX | XT2NU3040PFF000XXX | XT2NU3040QFF000XXX | XT2NU3040TFF000XXX | XT2NU3040UFF000XXX
SE | SEDA24AT0060 | 2 | SRPE60A40 | 6 | 40 | 6 | 14kA | 1 | Loose MCCB (OEM) | 2 | Distribution Protection | 1 | 480Vac (Y/D) | 1 | 100% | 2 | 2612112 | XT1NQ3040AFF000XXX | No Equivalent Cross Available Based on Selections | XT2NQ3060EFF000XXX | XT2NQ3060FFF000XXX | XT2NQ3060GFF000XXX | XT2NQ3040PFF000XXX | XT2NQ3040QFF000XXX | XT2NQ3040TFF000XXX | XT2NQ3040UFF000XXX
SE | SEDA24AT0060 | 2 | SRPE60A40 | 6 | 40 | 6 | 14kA | 1 | Loose MCCB (OEM) | 2 | Distribution Protection | 1 | 600Vac (Y/D) | 2 | 100% | 2 | 2612122 | XT2NQ3040AFF000XXX | No Equivalent Cross Available Based on Selections | XT2NQ3060EFF000XXX | XT2NQ3060FFF000XXX | XT2NQ3060GFF000XXX | XT2NQ3040PFF000XXX | XT2NQ3040QFF000XXX | XT2NQ3040TFF000XXX | XT2NQ3040UFF000XXX
SE | SEDA24AT0060 | 2 | SRPE60A40 | 6 | 40 | 6 | 14kA | 1 | Panelboard MRO | 1 | Distribution Protection | 1 | 480Vac (Y/D) | 1 | 80% | 1 | 2611111 | XT1NU3040AFF000XXX + SRFB6XT1FPX | No Equivalent Cross Available Based on Selections | XT4NU3040EFF000XXX + SRFB3XT4FPX | XT4NU3040FFF000XXX + SRFB3XT4FPX | XT4NU3040GFF000XXX + SRFB3XT4FPX | XT4NU3100PFF000XXX + SRFB3XT4FPX | XT4NU3100QFF000XXX + SRFB3XT4FPX | XT4NU3100TFF000XXX + SRFB3XT4FPX | XT4NU3100UFF000XXX + SRFB3XT4FPX
SE | SEDA24AT0060 | 2 | SRPE60A40 | 6 | 40 | 6 | 14kA | 1 | Panelboard MRO | 1 | Distribution Protection | 1 | 600Vac (Y/D) | 2 | 80% | 1 | 2611121 | XT4NU3040AFF000XXX + SRFB6XT4FPX | No Equivalent Cross Available Based on Selections | XT4NU3040EFF000XXX + SRFB3XT4FPX | XT4NU3040FFF000XXX + SRFB3XT4FPX | XT4NU3040GFF000XXX + SRFB3XT4FPX | XT4NU3100PFF000XXX + SRFB3XT4FPX | XT4NU3100QFF000XXX + SRFB3XT4FPX | XT4NU3100TFF000XXX + SRFB3XT4FPX | XT4NU3100UFF000XXX + SRFB3XT4FPX
SE | SEDA24AT0060 | 2 | SRPE60A40 | 6 | 40 | 6 | 14kA | 1 | Panelboard MRO | 1 | Distribution Protection | 1 | 480Vac (Y/D) | 1 | 100% | 2 | 2611112 | XT1NQ3040AFF000XXX + SRFB6XT1FPX | No Equivalent Cross Available Based on Selections | XT4NQ3040EFF000XXX + SRFB3XT4FPX | XT4NQ3040FFF000XXX + SRFB3XT4FPX | XT4NQ3040GFF000XXX + SRFB3XT4FPX | XT4NQ3100PFF000XXX + SRFB3XT4FPX | XT4NQ3100QFF000XXX + SRFB3XT4FPX | XT4NQ3100TFF000XXX + SRFB3XT4FPX | XT4NQ3100UFF000XXX + SRFB3XT4FPX
SE | SEDA24AT0060 | 2 | SRPE60A40 | 6 | 40 | 6 | 14kA | 1 | Panelboard MRO | 1 | Distribution Protection | 1 | 600Vac (Y/D) | 2 | 100% | 2 | 2611122 | XT4NQ3040AFF000XXX + SRFB6XT4FPX | No Equivalent Cross Available Based on Selections | XT4NQ3040EFF000XXX + SRFB3XT4FPX | XT4NQ3040FFF000XXX + SRFB3XT4FPX | XT4NQ3040GFF000XXX + SRFB3XT4FPX | XT4NQ3100PFF000XXX + SRFB3XT4FPX | XT4NQ3100QFF000XXX + SRFB3XT4FPX | XT4NQ3100TFF000XXX + SRFB3XT4FPX | XT4NQ3100UFF000XXX + SRFB3XT4FPX
SE | SEDA24AT0060 | 2 | SRPE60A40 | 6 | 40 | 6 | 18kA | 2 | Loose MCCB (OEM) | 2 | Distribution Protection | 1 | 480Vac (Y/D) | 1 | 80% | 1 | 2622111 | XT1NU3040AFF000XXX | No Equivalent Cross Available Based on Selections | XT2NU3060EFF000XXX | XT2NU3060FFF000XXX | XT2NU3060GFF000XXX | XT2NU3040PFF000XXX | XT2NU3040QFF000XXX | XT2NU3040TFF000XXX | XT2NU3040UFF000XXX
SE | SEDA24AT0060 | 2 | SRPE60A40 | 6 | 40 | 6 | 18kA | 2 | Loose MCCB (OEM) | 2 | Distribution Protection | 1 | 600Vac (Y/D) | 2 | 80% | 1 | 2622121 | XT2NU3040AFF000XXX | No Equivalent Cross Available Based on Selections | XT2NU3060EFF000XXX | XT2NU3060FFF000XXX | XT2NU3060GFF000XXX | XT2NU3040PFF000XXX | XT2NU3040QFF000XXX | XT2NU3040TFF000XXX | XT2NU3040UFF000XXX
SE | SEDA24AT0060 | 2 | SRPE60A40 | 6 | 40 | 6 | 18kA | 2 | Loose MCCB (OEM) | 2 | Distribution Protection | 1 | 480Vac (Y/D) | 1 | 100% | 2 | 2622112 | XT1NQ3040AFF000XXX | No Equivalent Cross Available Based on Selections | XT2NQ3060EFF000XXX | XT2NQ3060FFF000XXX | XT2NQ3060GFF000XXX | XT2NQ3040PFF000XXX | XT2NQ3040QFF000XXX | XT2NQ3040TFF000XXX | XT2NQ3040UFF000XXX
SE | SEDA24AT0060 | 2 | SRPE60A40 | 6 | 40 | 6 | 18kA | 2 | Loose MCCB (OEM) | 2 | Distribution Protection | 1 | 600Vac (Y/D) | 2 | 100% | 2 | 2622122 | XT2NQ3040AFF000XXX | No Equivalent Cross Available Based on Selections | XT2NQ3060EFF000XXX | XT2NQ3060FFF000XXX | XT2NQ3060GFF000XXX | XT2NQ3040PFF000XXX | XT2NQ3040QFF000XXX | XT2NQ3040TFF000XXX | XT2NQ3040UFF000XXX
SE | SEDA24AT0060 | 2 | SRPE60A40 | 6 | 40 | 6 | 18kA | 2 | Panelboard MRO | 1 | Distribution Protection | 1 | 480Vac (Y/D) | 1 | 80% | 1 | 2621111 | XT1NU3040AFF000XXX + SRFB6XT1FPX | No Equivalent Cross Available Based on Selections | XT4NU3060EFF000XXX + SRFB3XT4FPX | XT4NU3060FFF000XXX + SRFB3XT4FPX | XT4NU3060GFF000XXX + SRFB3XT4FPX | XT4NU3100PFF000XXX + SRFB3XT4FPX | XT4NU3100QFF000XXX + SRFB3XT4FPX | XT4NU3100TFF000XXX + SRFB3XT4FPX | XT4NU3100UFF000XXX + SRFB3XT4FPX
SE | SEDA24AT0060 | 2 | SRPE60A40 | 6 | 40 | 6 | 18kA | 2 | Panelboard MRO | 1 | Distribution Protection | 1 | 600Vac (Y/D) | 2 | 80% | 1 | 2621121 | XT4NU3040AFF000XXX + SRFB6XT4FPX | No Equivalent Cross Available Based on Selections | XT4NU3040EFF000XXX + SRFB3XT4FPX | XT4NU3040FFF000XXX + SRFB3XT4FPX | XT4NU3040GFF000XXX + SRFB3XT4FPX | XT4NU3100PFF000XXX + SRFB3XT4FPX | XT4NU3100QFF000XXX + SRFB3XT4FPX | XT4NU3100TFF000XXX + SRFB3XT4FPX | XT4NU3100UFF000XXX + SRFB3XT4FPX
SE | SEDA24AT0060 | 2 | SRPE60A40 | 6 | 40 | 6 | 18kA | 2 | Panelboard MRO | 1 | Distribution Protection | 1 | 480Vac (Y/D) | 1 | 100% | 2 | 2621112 | XT1NQ3040AFF000XXX + SRFB6XT1FPX | No Equivalent Cross Available Based on Selections | XT4NQ3040EFF000XXX + SRFB3XT4FPX | XT4NQ3040FFF000XXX + SRFB3XT4FPX | XT4NQ3040GFF000XXX + SRFB3XT4FPX | XT4NQ3100PFF000XXX + SRFB3XT4FPX | XT4NQ3100QFF000XXX + SRFB3XT4FPX | XT4NQ3100TFF000XXX + SRFB3XT4FPX | XT4NQ3100UFF000XXX + SRFB3XT4FPX
SE | SEDA24AT0060 | 2 | SRPE60A40 | 6 | 40 | 6 | 18kA | 2 | Panelboard MRO | 1 | Distribution Protection | 1 | 600Vac (Y/D) | 2 | 100% | 2 | 2621122 | XT4NQ3040AFF000XXX + SRFB6XT4FPX | No Equivalent Cross Available Based on Selections | XT4NQ3040EFF000XXX + SRFB3XT4FPX | XT4NQ3040FFF000XXX + SRFB3XT4FPX | XT4NQ3040GFF000XXX + SRFB3XT4FPX | XT4NQ3100PFF000XXX + SRFB3XT4FPX | XT4NQ3100QFF000XXX + SRFB3XT4FPX | XT4NQ3100TFF000XXX + SRFB3XT4FPX | XT4NQ3100UFF000XXX + SRFB3XT4FPX
SE | SEDA24AT0060 | 2 | SRPE60A45 | 7 | 45 | 7 | 14kA | 1 | Loose MCCB (OEM) | 2 | Distribution Protection | 1 | 480Vac (Y/D) | 1 | 80% | 1 | 2712111 | XT1NU3045AFF000XXX | No Equivalent Cross Available Based on Selections | XT2NU3060EFF000XXX | XT2NU3060FFF000XXX | XT2NU3060GFF000XXX | XT2NU3060PFF000XXX | XT2NU3060QFF000XXX | XT2NU3060TFF000XXX | XT2NU3060UFF000XXX
SE | SEDA24AT0060 | 2 | SRPE60A45 | 7 | 45 | 7 | 14kA | 1 | Loose MCCB (OEM) | 2 | Distribution Protection | 1 | 600Vac (Y/D) | 2 | 80% | 1 | 2712121 | XT2NU3050AFF000XXX | No Equivalent Cross Available Based on Selections | XT2NU3060EFF000XXX | XT2NU3060FFF000XXX | XT2NU3060GFF000XXX | XT2NU3060PFF000XXX | XT2NU3060QFF000XXX | XT2NU3060TFF000XXX | XT2NU3060UFF000XXX
SE | SEDA24AT0060 | 2 | SRPE60A45 | 7 | 45 | 7 | 14kA | 1 | Loose MCCB (OEM) | 2 | Distribution Protection | 1 | 480Vac (Y/D) | 1 | 100% | 2 | 2712112 | XT1NQ3045AFF000XXX | No Equivalent Cross Available Based on Selections | XT2NQ3060EFF000XXX | XT2NQ3060FFF000XXX | XT2NQ3060GFF000XXX | XT2NQ3060PFF000XXX | XT2NQ3060QFF000XXX | XT2NQ3060TFF000XXX | XT2NQ3060UFF000XXX
SE | SEDA24AT0060 | 2 | SRPE60A45 | 7 | 45 | 7 | 14kA | 1 | Loose MCCB (OEM) | 2 | Distribution Protection | 1 | 600Vac (Y/D) | 2 | 100% | 2 | 2712122 | XT2NQ3050AFF000XXX | No Equivalent Cross Available Based on Selections | XT2NQ3060EFF000XXX | XT2NQ3060FFF000XXX | XT2NQ3060GFF000XXX | XT2NQ3060PFF000XXX | XT2NQ3060QFF000XXX | XT2NQ3060TFF000XXX | XT2NQ3060UFF000XXX
SE | SEDA24AT0060 | 2 | SRPE60A45 | 7 | 45 | 7 | 14kA | 1 | Panelboard MRO | 1 | Distribution Protection | 1 | 480Vac (Y/D) | 1 | 80% | 1 | 2711111 | XT1NU3045AFF000XXX + SRFB6XT1FPX | No Equivalent Cross Available Based on Selections | XT4NU3060EFF000XXX + SRFB3XT4FPX | XT4NU3060FFF000XXX + SRFB3XT4FPX | XT4NU3060GFF000XXX + SRFB3XT4FPX | XT4NU3100PFF000XXX + SRFB3XT4FPX | XT4NU3100QFF000XXX + SRFB3XT4FPX | XT4NU3100TFF000XXX + SRFB3XT4FPX | XT4NU3100UFF000XXX + SRFB3XT4FPX
SE | SEDA24AT0060 | 2 | SRPE60A45 | 7 | 45 | 7 | 14kA | 1 | Panelboard MRO | 1 | Distribution Protection | 1 | 600Vac (Y/D) | 2 | 80% | 1 | 2711121 | XT4NU3050AFF000XXX + SRFB6XT4FPX | No Equivalent Cross Available Based on Selections | XT4NU3060EFF000XXX + SRFB3XT4FPX | XT4NU3060FFF000XXX + SRFB3XT4FPX | XT4NU3060GFF000XXX + SRFB3XT4FPX | XT4NU3100PFF000XXX + SRFB3XT4FPX | XT4NU3100QFF000XXX + SRFB3XT4FPX | XT4NU3100TFF000XXX + SRFB3XT4FPX | XT4NU3100UFF000XXX + SRFB3XT4FPX
SE | SEDA24AT0060 | 2 | SRPE60A45 | 7 | 45 | 7 | 14kA | 1 | Panelboard MRO | 1 | Distribution Protection | 1 | 480Vac (Y/D) | 1 | 100% | 2 | 2711112 | XT1NQ3045AFF000XXX + SRFB6XT1FPX | No Equivalent Cross Available Based on Selections | XT4NQ3060EFF000XXX + SRFB3XT4FPX | XT4NQ3060FFF000XXX + SRFB3XT4FPX | XT4NQ3060GFF000XXX + SRFB3XT4FPX | XT4NQ3100PFF000XXX + SRFB3XT4FPX | XT4NQ3100QFF000XXX + SRFB3XT4FPX | XT4NQ3100TFF000XXX + SRFB3XT4FPX | XT4NQ3100UFF000XXX + SRFB3XT4FPX
SE | SEDA24AT0060 | 2 | SRPE60A45 | 7 | 45 | 7 | 14kA | 1 | Panelboard MRO | 1 | Distribution Protection | 1 | 600Vac (Y/D) | 2 | 100% | 2 | 2711122 | XT4NQ3050AFF000XXX + SRFB6XT4FPX | No Equivalent Cross Available Based on Selections | XT4NQ3060EFF000XXX + SRFB3XT4FPX | XT4NQ3060FFF000XXX + SRFB3XT4FPX | XT4NQ3060GFF000XXX + SRFB3XT4FPX | XT4NQ3100PFF000XXX + SRFB3XT4FPX | XT4NQ3100QFF000XXX + SRFB3XT4FPX | XT4NQ3100TFF000XXX + SRFB3XT4FPX | XT4NQ3100UFF000XXX + SRFB3XT4FPX
SE | SEDA24AT0060 | 2 | SRPE60A45 | 7 | 45 | 7 | 18kA | 2 | Loose MCCB (OEM) | 2 | Distribution Protection | 1 | 480Vac (Y/D) | 1 | 80% | 1 | 2722111 | XT1NU3045AFF000XXX | No Equivalent Cross Available Based on Selections | XT2NU3060EFF000XXX | XT2NU3060FFF000XXX | XT2NU3060GFF000XXX | XT2NU3060PFF000XXX | XT2NU3060QFF000XXX | XT2NU3060TFF000XXX | XT2NU3060UFF000XXX
SE | SEDA24AT0060 | 2 | SRPE60A45 | 7 | 45 | 7 | 18kA | 2 | Loose MCCB (OEM) | 2 | Distribution Protection | 1 | 600Vac (Y/D) | 2 | 80% | 1 | 2722121 | XT2NU3050AFF000XXX | No Equivalent Cross Available Based on Selections | XT2NU3060EFF000XXX | XT2NU3060FFF000XXX | XT2NU3060GFF000XXX | XT2NU3060PFF000XXX | XT2NU3060QFF000XXX | XT2NU3060TFF000XXX | XT2NU3060UFF000XXX
SE | SEDA24AT0060 | 2 | SRPE60A45 | 7 | 45 | 7 | 18kA | 2 | Loose MCCB (OEM) | 2 | Distribution Protection | 1 | 480Vac (Y/D) | 1 | 100% | 2 | 2722112 | XT1NQ3045AFF000XXX | No Equivalent Cross Available Based on Selections | XT2NQ3060EFF000XXX | XT2NQ3060FFF000XXX | XT2NQ3060GFF000XXX | XT2NQ3060PFF000XXX | XT2NQ3060QFF000XXX | XT2NQ3060TFF000XXX | XT2NQ3060UFF000XXX
SE | SEDA24AT0060 | 2 | SRPE60A45 | 7 | 45 | 7 | 18kA | 2 | Loose MCCB (OEM) | 2 | Distribution Protection | 1 | 600Vac (Y/D) | 2 | 100% | 2 | 2722122 | XT2NQ3050AFF000XXX | No Equivalent Cross Available Based on Selections | XT2NQ3060EFF000XXX | XT2NQ3060FFF000XXX | XT2NQ3060GFF000XXX | XT2NQ3060PFF000XXX | XT2NQ3060QFF000XXX | XT2NQ3060TFF000XXX | XT2NQ3060UFF000XXX
SE | SEDA24AT0060 | 2 | SRPE60A45 | 7 | 45 | 7 | 18kA | 2 | Panelboard MRO | 1 | Distribution Protection | 1 | 480Vac (Y/D) | 1 | 80% | 1 | 2721111 | XT1NU3045AFF000XXX + SRFB6XT1FPX | No Equivalent Cross Available Based on Selections | XT4NU3060EFF000XXX + SRFB3XT4FPX | XT4NU3060FFF000XXX + SRFB3XT4FPX | XT4NU3060GFF000XXX + SRFB3XT4FPX | XT4NU3100PFF000XXX + SRFB3XT4FPX | XT4NU3100QFF000XXX + SRFB3XT4FPX | XT4NU3100TFF000XXX + SRFB3XT4FPX | XT4NU3100UFF000XXX + SRFB3XT4FPX
SE | SEDA24AT0060 | 2 | SRPE60A45 | 7 | 45 | 7 | 18kA | 2 | Panelboard MRO | 1 | Distribution Protection | 1 | 600Vac (Y/D) | 2 | 80% | 1 | 2721121 | XT4NU3050AFF000XXX + SRFB6XT4FPX | No Equivalent Cross Available Based on Selections | XT4NU3060EFF000XXX + SRFB3XT4FPX | XT4NU3060FFF000XXX + SRFB3XT4FPX | XT4NU3060GFF000XXX + SRFB3XT4FPX | XT4NU3100PFF000XXX + SRFB3XT4FPX | XT4NU3100QFF000XXX + SRFB3XT4FPX | XT4NU3100TFF000XXX + SRFB3XT4FPX | XT4NU3100UFF000XXX + SRFB3XT4FPX
SE | SEDA24AT0060 | 2 | SRPE60A45 | 7 | 45 | 7 | 18kA | 2 | Panelboard MRO | 1 | Distribution Protection | 1 | 480Vac (Y/D) | 1 | 100% | 2 | 2721112 | XT1NQ3045AFF000XXX + SRFB6XT1FPX | No Equivalent Cross Available Based on Selections | XT4NQ3060EFF000XXX + SRFB3XT4FPX | XT4NQ3060FFF000XXX + SRFB3XT4FPX | XT4NQ3060GFF000XXX + SRFB3XT4FPX | XT4NQ3100PFF000XXX + SRFB3XT4FPX | XT4NQ3100QFF000XXX + SRFB3XT4FPX | XT4NQ3100TFF000XXX + SRFB3XT4FPX | XT4NQ3100UFF000XXX + SRFB3XT4FPX
SE | SEDA24AT0060 | 2 | SRPE60A45 | 7 | 45 | 7 | 18kA | 2 | Panelboard MRO | 1 | Distribution Protection | 1 | 600Vac (Y/D) | 2 | 100% | 2 | 2721122 | XT4NQ3050AFF000XXX + SRFB6XT4FPX | No Equivalent Cross Available Based on Selections | XT4NQ3060EFF000XXX + SRFB3XT4FPX | XT4NQ3060FFF000XXX + SRFB3XT4FPX | XT4NQ3060GFF000XXX + SRFB3XT4FPX | XT4NQ3100PFF000XXX + SRFB3XT4FPX | XT4NQ3100QFF000XXX + SRFB3XT4FPX | XT4NQ3100TFF000XXX + SRFB3XT4FPX | XT4NQ3100UFF000XXX + SRFB3XT4FPX
SE | SEDA24AT0060 | 2 | SRPE60A50 | 8 | 50 | 8 | 14kA | 1 | Loose MCCB (OEM) | 2 | Distribution Protection | 1 | 480Vac (Y/D) | 1 | 80% | 1 | 2812111 | XT1NU3050AFF000XXX | No Equivalent Cross Available Based on Selections | XT2NU3060EFF000XXX | XT2NU3060FFF000XXX | XT2NU3060GFF000XXX | XT2NU3060PFF000XXX | XT2NU3060QFF000XXX | XT2NU3060TFF000XXX | XT2NU3060UFF000XXX
SE | SEDA24AT0060 | 2 | SRPE60A50 | 8 | 50 | 8 | 14kA | 1 | Loose MCCB (OEM) | 2 | Distribution Protection | 1 | 600Vac (Y/D) | 2 | 80% | 1 | 2812121 | XT2NU3050AFF000XXX | No Equivalent Cross Available Based on Selections | XT2NU3060EFF000XXX | XT2NU3060FFF000XXX | XT2NU3060GFF000XXX | XT2NU3060PFF000XXX | XT2NU3060QFF000XXX | XT2NU3060TFF000XXX | XT2NU3060UFF000XXX
SE | SEDA24AT0060 | 2 | SRPE60A50 | 8 | 50 | 8 | 14kA | 1 | Loose MCCB (OEM) | 2 | Distribution Protection | 1 | 480Vac (Y/D) | 1 | 100% | 2 | 2812112 | XT1NQ3050AFF000XXX | No Equivalent Cross Available Based on Selections | XT2NQ3060EFF000XXX | XT2NQ3060FFF000XXX | XT2NQ3060GFF000XXX | XT2NQ3060PFF000XXX | XT2NQ3060QFF000XXX | XT2NQ3060TFF000XXX | XT2NQ3060UFF000XXX
SE | SEDA24AT0060 | 2 | SRPE60A50 | 8 | 50 | 8 | 14kA | 1 | Loose MCCB (OEM) | 2 | Distribution Protection | 1 | 600Vac (Y/D) | 2 | 100% | 2 | 2812122 | XT2NQ3050AFF000XXX | No Equivalent Cross Available Based on Selections | XT2NQ3060EFF000XXX | XT2NQ3060FFF000XXX | XT2NQ3060GFF000XXX | XT2NQ3060PFF000XXX | XT2NQ3060QFF000XXX | XT2NQ3060TFF000XXX | XT2NQ3060UFF000XXX
SE | SEDA24AT0060 | 2 | SRPE60A50 | 8 | 50 | 8 | 14kA | 1 | Panelboard MRO | 1 | Distribution Protection | 1 | 480Vac (Y/D) | 1 | 80% | 1 | 2811111 | XT1NU3050AFF000XXX + SRFB6XT1FPX | No Equivalent Cross Available Based on Selections | XT4NU3060EFF000XXX + SRFB3XT4FPX | XT4NU3060FFF000XXX + SRFB3XT4FPX | XT4NU3060GFF000XXX + SRFB3XT4FPX | XT4NU3100PFF000XXX + SRFB3XT4FPX | XT4NU3100QFF000XXX + SRFB3XT4FPX | XT4NU3100TFF000XXX + SRFB3XT4FPX | XT4NU3100UFF000XXX + SRFB3XT4FPX
SE | SEDA24AT0060 | 2 | SRPE60A50 | 8 | 50 | 8 | 14kA | 1 | Panelboard MRO | 1 | Distribution Protection | 1 | 600Vac (Y/D) | 2 | 80% | 1 | 2811121 | XT4NU3050AFF000XXX + SRFB6XT4FPX | No Equivalent Cross Available Based on Selections | XT4NU3060EFF000XXX + SRFB3XT4FPX | XT4NU3060FFF000XXX + SRFB3XT4FPX | XT4NU3060GFF000XXX + SRFB3XT4FPX | XT4NU3100PFF000XXX + SRFB3XT4FPX | XT4NU3100QFF000XXX + SRFB3XT4FPX | XT4NU3100TFF000XXX + SRFB3XT4FPX | XT4NU3100UFF000XXX + SRFB3XT4FPX
SE | SEDA24AT0060 | 2 | SRPE60A50 | 8 | 50 | 8 | 14kA | 1 | Panelboard MRO | 1 | Distribution Protection | 1 | 480Vac (Y/D) | 1 | 100% | 2 | 2811112 | XT1NQ3050AFF000XXX + SRFB6XT1FPX | No Equivalent Cross Available Based on Selections | XT4NQ3060EFF000XXX + SRFB3XT4FPX | XT4NQ3060FFF000XXX + SRFB3XT4FPX | XT4NQ3060GFF000XXX + SRFB3XT4FPX | XT4NQ3100PFF000XXX + SRFB3XT4FPX | XT4NQ3100QFF000XXX + SRFB3XT4FPX | XT4NQ3100TFF000XXX + SRFB3XT4FPX | XT4NQ3100UFF000XXX + SRFB3XT4FPX
SE | SEDA24AT0060 | 2 | SRPE60A50 | 8 | 50 | 8 | 14kA | 1 | Panelboard MRO | 1 | Distribution Protection | 1 | 600Vac (Y/D) | 2 | 100% | 2 | 2811122 | XT4NQ3050AFF000XXX + SRFB6XT4FPX | No Equivalent Cross Available Based on Selections | XT4NQ3060EFF000XXX + SRFB3XT4FPX | XT4NQ3060FFF000XXX + SRFB3XT4FPX | XT4NQ3060GFF000XXX + SRFB3XT4FPX | XT4NQ3100PFF000XXX + SRFB3XT4FPX | XT4NQ3100QFF000XXX + SRFB3XT4FPX | XT4NQ3100TFF000XXX + SRFB3XT4FPX | XT4NQ3100UFF000XXX + SRFB3XT4FPX
SE | SEDA24AT0060 | 2 | SRPE60A50 | 8 | 50 | 8 | 18kA | 2 | Loose MCCB (OEM) | 2 | Distribution Protection | 1 | 480Vac (Y/D) | 1 | 80% | 1 | 2822111 | XT1NU3050AFF000XXX | No Equivalent Cross Available Based on Selections | XT2NU3060EFF000XXX | XT2NU3060FFF000XXX | XT2NU3060GFF000XXX | XT2NU3060PFF000XXX | XT2NU3060QFF000XXX | XT2NU3060TFF000XXX | XT2NU3060UFF000XXX
SE | SEDA24AT0060 | 2 | SRPE60A50 | 8 | 50 | 8 | 18kA | 2 | Loose MCCB (OEM) | 2 | Distribution Protection | 1 | 600Vac (Y/D) | 2 | 80% | 1 | 2822121 | XT2NU3050AFF000XXX | No Equivalent Cross Available Based on Selections | XT2NU3060EFF000XXX | XT2NU3060FFF000XXX | XT2NU3060GFF000XXX | XT2NU3060PFF000XXX | XT2NU3060QFF000XXX | XT2NU3060TFF000XXX | XT2NU3060UFF000XXX
SE | SEDA24AT0060 | 2 | SRPE60A50 | 8 | 50 | 8 | 18kA | 2 | Loose MCCB (OEM) | 2 | Distribution Protection | 1 | 480Vac (Y/D) | 1 | 100% | 2 | 2822112 | XT1NQ3050AFF000XXX | No Equivalent Cross Available Based on Selections | XT2NQ3060EFF000XXX | XT2NQ3060FFF000XXX | XT2NQ3060GFF000XXX | XT2NQ3060PFF000XXX | XT2NQ3060QFF000XXX | XT2NQ3060TFF000XXX | XT2NQ3060UFF000XXX
SE | SEDA24AT0060 | 2 | SRPE60A50 | 8 | 50 | 8 | 18kA | 2 | Loose MCCB (OEM) | 2 | Distribution Protection | 1 | 600Vac (Y/D) | 2 | 100% | 2 | 2822122 | XT2NQ3050AFF000XXX | No Equivalent Cross Available Based on Selections | XT2NQ3060EFF000XXX | XT2NQ3060FFF000XXX | XT2NQ3060GFF000XXX | XT2NQ3060PFF000XXX | XT2NQ3060QFF000XXX | XT2NQ3060TFF000XXX | XT2NQ3060UFF000XXX
SE | SEDA24AT0060 | 2 | SRPE60A50 | 8 | 50 | 8 | 18kA | 2 | Panelboard MRO | 1 | Distribution Protection | 1 | 480Vac (Y/D) | 1 | 80% | 1 | 2821111 | XT1NU3050AFF000XXX + SRFB6XT1FPX | No Equivalent Cross Available Based on Selections | XT4NU3060EFF000XXX + SRFB3XT4FPX | XT4NU3060FFF000XXX + SRFB3XT4FPX | XT4NU3060GFF000XXX + SRFB3XT4FPX | XT4NU3100PFF000XXX + SRFB3XT4FPX | XT4NU3100QFF000XXX + SRFB3XT4FPX | XT4NU3100TFF000XXX + SRFB3XT4FPX | XT4NU3100UFF000XXX + SRFB3XT4FPX
SE | SEDA24AT0060 | 2 | SRPE60A50 | 8 | 50 | 8 | 18kA | 2 | Panelboard MRO | 1 | Distribution Protection | 1 | 600Vac (Y/D) | 2 | 80% | 1 | 2821121 | XT4NU3050AFF000XXX + SRFB6XT4FPX | No Equivalent Cross Available Based on Selections | XT4NU3060EFF000XXX + SRFB3XT4FPX | XT4NU3060FFF000XXX + SRFB3XT4FPX | XT4NU3060GFF000XXX + SRFB3XT4FPX | XT4NU3100PFF000XXX + SRFB3XT4FPX | XT4NU3100QFF000XXX + SRFB3XT4FPX | XT4NU3100TFF000XXX + SRFB3XT4FPX | XT4NU3100UFF000XXX + SRFB3XT4FPX
SE | SEDA24AT0060 | 2 | SRPE60A50 | 8 | 50 | 8 | 18kA | 2 | Panelboard MRO | 1 | Distribution Protection | 1 | 480Vac (Y/D) | 1 | 100% | 2 | 2821112 | XT1NQ3050AFF000XXX + SRFB6XT1FPX | No Equivalent Cross Available Based on Selections | XT4NQ3060EFF000XXX + SRFB3XT4FPX | XT4NQ3060FFF000XXX + SRFB3XT4FPX | XT4NQ3060GFF000XXX + SRFB3XT4FPX | XT4NQ3100PFF000XXX + SRFB3XT4FPX | XT4NQ3100QFF000XXX + SRFB3XT4FPX | XT4NQ3100TFF000XXX + SRFB3XT4FPX | XT4NQ3100UFF000XXX + SRFB3XT4FPX
SE | SEDA24AT0060 | 2 | SRPE60A50 | 8 | 50 | 8 | 18kA | 2 | Panelboard MRO | 1 | Distribution Protection | 1 | 600Vac (Y/D) | 2 | 100% | 2 | 2821122 | XT4NQ3050AFF000XXX + SRFB6XT4FPX | No Equivalent Cross Available Based on Selections | XT4NQ3060EFF000XXX + SRFB3XT4FPX | XT4NQ3060FFF000XXX + SRFB3XT4FPX | XT4NQ3060GFF000XXX + SRFB3XT4FPX | XT4NQ3100PFF000XXX + SRFB3XT4FPX | XT4NQ3100QFF000XXX + SRFB3XT4FPX | XT4NQ3100TFF000XXX + SRFB3XT4FPX | XT4NQ3100UFF000XXX + SRFB3XT4FPX
SE | SEDA24AT0060 | 2 | SRPE60A60 | 9 | 60 | 9 | 14kA | 1 | Loose MCCB (OEM) | 2 | Distribution Protection | 1 | 480Vac (Y/D) | 1 | 80% | 1 | 2912111 | XT1NU3060AFF000XXX | XT2NU3080BFF000XXX | XT2NU3060EFF000XXX | XT2NU3060FFF000XXX | XT2NU3060GFF000XXX | XT2NU3060PFF000XXX | XT2NU3060QFF000XXX | XT2NU3060TFF000XXX | XT2NU3060UFF000XXX
SE | SEDA24AT0060 | 2 | SRPE60A60 | 9 | 60 | 9 | 14kA | 1 | Loose MCCB (OEM) | 2 | Distribution Protection | 1 | 600Vac (Y/D) | 2 | 80% | 1 | 2912121 | XT2NU3060AFF000XXX | XT2NU3080BFF000XXX | XT2NU3060EFF000XXX | XT2NU3060FFF000XXX | XT2NU3060GFF000XXX | XT2NU3060PFF000XXX | XT2NU3060QFF000XXX | XT2NU3060TFF000XXX | XT2NU3060UFF000XXX
SE | SEDA24AT0060 | 2 | SRPE60A60 | 9 | 60 | 9 | 14kA | 1 | Loose MCCB (OEM) | 2 | Distribution Protection | 1 | 480Vac (Y/D) | 1 | 100% | 2 | 2912112 | XT1NQ3060AFF000XXX | XT2NQ3080BFF000XXX | XT2NQ3060EFF000XXX | XT2NQ3060FFF000XXX | XT2NQ3060GFF000XXX | XT2NQ3060PFF000XXX | XT2NQ3060QFF000XXX | XT2NQ3060TFF000XXX | XT2NQ3060UFF000XXX
SE | SEDA24AT0060 | 2 | SRPE60A60 | 9 | 60 | 9 | 14kA | 1 | Loose MCCB (OEM) | 2 | Distribution Protection | 1 | 600Vac (Y/D) | 2 | 100% | 2 | 2912122 | XT2NQ3060AFF000XXX | XT2NQ3080BFF000XXX | XT2NQ3060EFF000XXX | XT2NQ3060FFF000XXX | XT2NQ3060GFF000XXX | XT2NQ3060PFF000XXX | XT2NQ3060QFF000XXX | XT2NQ3060TFF000XXX | XT2NQ3060UFF000XXX
SE | SEDA24AT0060 | 2 | SRPE60A60 | 9 | 60 | 9 | 14kA | 1 | Panelboard MRO | 1 | Distribution Protection | 1 | 480Vac (Y/D) | 1 | 80% | 1 | 2911111 | XT1NU3060AFF000XXX + SRFB6XT1FPX | XT4NU3080BFF000XXX + SRFB6XT4FPX | XT4NU3060EFF000XXX + SRFB3XT4FPX | XT4NU3060FFF000XXX + SRFB3XT4FPX | XT4NU3060GFF000XXX + SRFB3XT4FPX | XT4NU3100PFF000XXX + SRFB3XT4FPX | XT4NU3100QFF000XXX + SRFB3XT4FPX | XT4NU3100TFF000XXX + SRFB3XT4FPX | XT4NU3100UFF000XXX + SRFB3XT4FPX
SE | SEDA24AT0060 | 2 | SRPE60A60 | 9 | 60 | 9 | 14kA | 1 | Panelboard MRO | 1 | Distribution Protection | 1 | 600Vac (Y/D) | 2 | 80% | 1 | 2911121 | XT4NU3060AFF000XXX + SRFB6XT4FPX | XT4NU3080BFF000XXX + SRFB6XT4FPX | XT4NU3060EFF000XXX + SRFB3XT4FPX | XT4NU3060FFF000XXX + SRFB3XT4FPX | XT4NU3060GFF000XXX + SRFB3XT4FPX | XT4NU3100PFF000XXX + SRFB3XT4FPX | XT4NU3100QFF000XXX + SRFB3XT4FPX | XT4NU3100TFF000XXX + SRFB3XT4FPX | XT4NU3100UFF000XXX + SRFB3XT4FPX
SE | SEDA24AT0060 | 2 | SRPE60A60 | 9 | 60 | 9 | 14kA | 1 | Panelboard MRO | 1 | Distribution Protection | 1 | 480Vac (Y/D) | 1 | 100% | 2 | 2911112 | XT1NQ3060AFF000XXX + SRFB6XT1FPX | XT4NQ3080BFF000XXX + SRFB6XT4FPX | XT4NQ3060EFF000XXX + SRFB3XT4FPX | XT4NQ3060FFF000XXX + SRFB3XT4FPX | XT4NQ3060GFF000XXX + SRFB3XT4FPX | XT4NQ3100PFF000XXX + SRFB3XT4FPX | XT4NQ3100QFF000XXX + SRFB3XT4FPX | XT4NQ3100TFF000XXX + SRFB3XT4FPX | XT4NQ3100UFF000XXX + SRFB3XT4FPX
SE | SEDA24AT0060 | 2 | SRPE60A60 | 9 | 60 | 9 | 14kA | 1 | Panelboard MRO | 1 | Distribution Protection | 1 | 600Vac (Y/D) | 2 | 100% | 2 | 2911122 | XT4NQ3060AFF000XXX + SRFB6XT4FPX | XT4NQ3080BFF000XXX + SRFB6XT4FPX | XT4NQ3060EFF000XXX + SRFB3XT4FPX | XT4NQ3060FFF000XXX + SRFB3XT4FPX | XT4NQ3060GFF000XXX + SRFB3XT4FPX | XT4NQ3100PFF000XXX + SRFB3XT4FPX | XT4NQ3100QFF000XXX + SRFB3XT4FPX | XT4NQ3100TFF000XXX + SRFB3XT4FPX | XT4NQ3100UFF000XXX + SRFB3XT4FPX
SE | SEDA24AT0060 | 2 | SRPE60A60 | 9 | 60 | 9 | 18kA | 2 | Loose MCCB (OEM) | 2 | Distribution Protection | 1 | 480Vac (Y/D) | 1 | 80% | 1 | 2922111 | XT1NU3060AFF000XXX | XT2NU3080BFF000XXX | XT2NU3060EFF000XXX | XT2NU3060FFF000XXX | XT2NU3060GFF000XXX | XT2NU3060PFF000XXX | XT2NU3060QFF000XXX | XT2NU3060TFF000XXX | XT2NU3060UFF000XXX
SE | SEDA24AT0060 | 2 | SRPE60A60 | 9 | 60 | 9 | 18kA | 2 | Loose MCCB (OEM) | 2 | Distribution Protection | 1 | 600Vac (Y/D) | 2 | 80% | 1 | 2922121 | XT2NU3060AFF000XXX | XT2NU3080BFF000XXX | XT2NU3060EFF000XXX | XT2NU3060FFF000XXX | XT2NU3060GFF000XXX | XT2NU3060PFF000XXX | XT2NU3060QFF000XXX | XT2NU3060TFF000XXX | XT2NU3060UFF000XXX
SE | SEDA24AT0060 | 2 | SRPE60A60 | 9 | 60 | 9 | 18kA | 2 | Loose MCCB (OEM) | 2 | Distribution Protection | 1 | 480Vac (Y/D) | 1 | 100% | 2 | 2922112 | XT1NQ3060AFF000XXX | XT2NQ3080BFF000XXX | XT2NQ3060EFF000XXX | XT2NQ3060FFF000XXX | XT2NQ3060GFF000XXX | XT2NQ3060PFF000XXX | XT2NQ3060QFF000XXX | XT2NQ3060TFF000XXX | XT2NQ3060UFF000XXX
SE | SEDA24AT0060 | 2 | SRPE60A60 | 9 | 60 | 9 | 18kA | 2 | Loose MCCB (OEM) | 2 | Distribution Protection | 1 | 600Vac (Y/D) | 2 | 100% | 2 | 2922122 | XT2NQ3060AFF000XXX | XT2NQ3080BFF000XXX | XT2NQ3060EFF000XXX | XT2NQ3060FFF000XXX | XT2NQ3060GFF000XXX | XT2NQ3060PFF000XXX | XT2NQ3060QFF000XXX | XT2NQ3060TFF000XXX | XT2NQ3060UFF000XXX
SE | SEDA24AT0060 | 2 | SRPE60A60 | 9 | 60 | 9 | 18kA | 2 | Panelboard MRO | 1 | Distribution Protection | 1 | 480Vac (Y/D) | 1 | 80% | 1 | 2921111 | XT1NU3060AFF000XXX + SRFB6XT1FPX | XT4NU3080BFF000XXX + SRFB6XT4FPX | XT4NU3060EFF000XXX + SRFB3XT4FPX | XT4NU3060FFF000XXX + SRFB3XT4FPX | XT4NU3060GFF000XXX + SRFB3XT4FPX | XT4NU3100PFF000XXX + SRFB3XT4FPX | XT4NU3100QFF000XXX + SRFB3XT4FPX | XT4NU3100TFF000XXX + SRFB3XT4FPX | XT4NU3100UFF000XXX + SRFB3XT4FPX
SE | SEDA24AT0060 | 2 | SRPE60A60 | 9 | 60 | 9 | 18kA | 2 | Panelboard MRO | 1 | Distribution Protection | 1 | 600Vac (Y/D) | 2 | 80% | 1 | 2921121 | XT4NU3060AFF000XXX + SRFB6XT4FPX | XT4NU3080BFF000XXX + SRFB6XT4FPX | XT4NU3060EFF000XXX + SRFB3XT4FPX | XT4NU3060FFF000XXX + SRFB3XT4FPX | XT4NU3060GFF000XXX + SRFB3XT4FPX | XT4NU3100PFF000XXX + SRFB3XT4FPX | XT4NU3100QFF000XXX + SRFB3XT4FPX | XT4NU3100TFF000XXX + SRFB3XT4FPX | XT4NU3100UFF000XXX + SRFB3XT4FPX
SE | SEDA24AT0060 | 2 | SRPE60A60 | 9 | 60 | 9 | 18kA | 2 | Panelboard MRO | 1 | Distribution Protection | 1 | 480Vac (Y/D) | 1 | 100% | 2 | 2921112 | XT1NQ3060AFF000XXX + SRFB6XT1FPX | XT4NQ3080BFF000XXX + SRFB6XT4FPX | XT4NQ3060EFF000XXX + SRFB3XT4FPX | XT4NQ3060FFF000XXX + SRFB3XT4FPX | XT4NQ3060GFF000XXX + SRFB3XT4FPX | XT4NQ3100PFF000XXX + SRFB3XT4FPX | XT4NQ3100QFF000XXX + SRFB3XT4FPX | XT4NQ3100TFF000XXX + SRFB3XT4FPX | XT4NQ3100UFF000XXX + SRFB3XT4FPX
SE | SEDA24AT0060 | 2 | SRPE60A60 | 9 | 60 | 9 | 18kA | 2 | Panelboard MRO | 1 | Distribution Protection | 1 | 600Vac (Y/D) | 2 | 100% | 2 | 2921122 | XT4NQ3060AFF000XXX + SRFB6XT4FPX | XT4NQ3080BFF000XXX + SRFB6XT4FPX | XT4NQ3060EFF000XXX + SRFB3XT4FPX | XT4NQ3060FFF000XXX + SRFB3XT4FPX | XT4NQ3060GFF000XXX + SRFB3XT4FPX | XT4NQ3100PFF000XXX + SRFB3XT4FPX | XT4NQ3100QFF000XXX + SRFB3XT4FPX | XT4NQ3100TFF000XXX + SRFB3XT4FPX | XT4NQ3100UFF000XXX + SRFB3XT4FPX
SE | SEDA24AT0100 | 3 | SRPE100A70 | 10 | 70 | 10 | 14kA | 1 | Loose MCCB (OEM) | 2 | Distribution Protection | 1 | 480Vac (Y/D) | 1 | 80% | 1 | 31012111 | XT1NU3070AFF000XXX | XT2NU3080BFF000XXX | XT2NU3100EFF000XXX | XT2NU3100FFF000XXX | XT2NU3100GFF000XXX | XT2NU3100PFF000XXX | XT2NU3100QFF000XXX | XT2NU3100TFF000XXX | XT2NU3100UFF000XXX
SE | SEDA24AT0100 | 3 | SRPE100A70 | 10 | 70 | 10 | 14kA | 1 | Loose MCCB (OEM) | 2 | Distribution Protection | 1 | 600Vac (Y/D) | 2 | 80% | 1 | 31012121 | XT2NU3070AFF000XXX | XT2NU3080BFF000XXX | XT2NU3100EFF000XXX | XT2NU3100FFF000XXX | XT2NU3100GFF000XXX | XT2NU3100PFF000XXX | XT2NU3100QFF000XXX | XT2NU3100TFF000XXX | XT2NU3100UFF000XXX
SE | SEDA24AT0100 | 3 | SRPE100A70 | 10 | 70 | 10 | 14kA | 1 | Loose MCCB (OEM) | 2 | Distribution Protection | 1 | 480Vac (Y/D) | 1 | 100% | 2 | 31012112 | XT1NQ3070AFF000XXX | XT2NQ3080BFF000XXX | XT2NQ3100EFF000XXX | XT2NQ3100FFF000XXX | XT2NQ3100GFF000XXX | XT2NQ3100PFF000XXX | XT2NQ3100QFF000XXX | XT2NQ3100TFF000XXX | XT2NQ3100UFF000XXX
SE | SEDA24AT0100 | 3 | SRPE100A70 | 10 | 70 | 10 | 14kA | 1 | Loose MCCB (OEM) | 2 | Distribution Protection | 1 | 600Vac (Y/D) | 2 | 100% | 2 | 31012122 | XT2NQ3070AFF000XXX | XT2NQ3080BFF000XXX | XT2NQ3100EFF000XXX | XT2NQ3100FFF000XXX | XT2NQ3100GFF000XXX | XT2NQ3100PFF000XXX | XT2NQ3100QFF000XXX | XT2NQ3100TFF000XXX | XT2NQ3100UFF000XXX
SE | SEDA24AT0100 | 3 | SRPE100A70 | 10 | 70 | 10 | 14kA | 1 | Panelboard MRO | 1 | Distribution Protection | 1 | 480Vac (Y/D) | 1 | 80% | 1 | 31011111 | XT1NU3070AFF000XXX + SRFB6XT1FPX | XT4NU3080BFF000XXX + SRFB6XT4FPX | XT4NU3100EFF000XXX + SRFB3XT4FPX | XT4NU3100FFF000XXX + SRFB3XT4FPX | XT4NU3100GFF000XXX + SRFB3XT4FPX | XT4NU3100PFF000XXX + SRFB3XT4FPX | XT4NU3100QFF000XXX + SRFB3XT4FPX | XT4NU3100TFF000XXX + SRFB3XT4FPX | XT4NU3100UFF000XXX + SRFB3XT4FPX
SE | SEDA24AT0100 | 3 | SRPE100A70 | 10 | 70 | 10 | 14kA | 1 | Panelboard MRO | 1 | Distribution Protection | 1 | 600Vac (Y/D) | 2 | 80% | 1 | 31011121 | XT4NU3070AFF000XXX + SRFB6XT4FPX | XT4NU3080BFF000XXX + SRFB6XT4FPX | XT4NU3100EFF000XXX + SRFB3XT4FPX | XT4NU3100FFF000XXX + SRFB3XT4FPX | XT4NU3100GFF000XXX + SRFB3XT4FPX | XT4NU3100PFF000XXX + SRFB3XT4FPX | XT4NU3100QFF000XXX + SRFB3XT4FPX | XT4NU3100TFF000XXX + SRFB3XT4FPX | XT4NU3100UFF000XXX + SRFB3XT4FPX
SE | SEDA24AT0100 | 3 | SRPE100A70 | 10 | 70 | 10 | 14kA | 1 | Panelboard MRO | 1 | Distribution Protection | 1 | 480Vac (Y/D) | 1 | 100% | 2 | 31011112 | XT1NQ3070AFF000XXX + SRFB6XT1FPX | XT4NQ3080BFF000XXX + SRFB6XT4FPX | XT4NQ3100EFF000XXX + SRFB3XT4FPX | XT4NQ3100FFF000XXX + SRFB3XT4FPX | XT4NQ3100GFF000XXX + SRFB3XT4FPX | XT4NQ3100PFF000XXX + SRFB3XT4FPX | XT4NQ3100QFF000XXX + SRFB3XT4FPX | XT4NQ3100TFF000XXX + SRFB3XT4FPX | XT4NQ3100UFF000XXX + SRFB3XT4FPX
SE | SEDA24AT0100 | 3 | SRPE100A70 | 10 | 70 | 10 | 14kA | 1 | Panelboard MRO | 1 | Distribution Protection | 1 | 600Vac (Y/D) | 2 | 100% | 2 | 31011122 | XT4NQ3070AFF000XXX + SRFB6XT4FPX | XT4NQ3080BFF000XXX + SRFB6XT4FPX | XT4NQ3100EFF000XXX + SRFB3XT4FPX | XT4NQ3100FFF000XXX + SRFB3XT4FPX | XT4NQ3100GFF000XXX + SRFB3XT4FPX | XT4NQ3100PFF000XXX + SRFB3XT4FPX | XT4NQ3100QFF000XXX + SRFB3XT4FPX | XT4NQ3100TFF000XXX + SRFB3XT4FPX | XT4NQ3100UFF000XXX + SRFB3XT4FPX
SE | SEDA24AT0100 | 3 | SRPE100A70 | 10 | 70 | 10 | 18kA | 2 | Loose MCCB (OEM) | 2 | Distribution Protection | 1 | 480Vac (Y/D) | 1 | 80% | 1 | 31022111 | XT1NU3070AFF000XXX | XT2NU3080BFF000XXX | XT2NU3100EFF000XXX | XT2NU3100FFF000XXX | XT2NU3100GFF000XXX | XT2NU3100PFF000XXX | XT2NU3100QFF000XXX | XT2NU3100TFF000XXX | XT2NU3100UFF000XXX
SE | SEDA24AT0100 | 3 | SRPE100A70 | 10 | 70 | 10 | 18kA | 2 | Loose MCCB (OEM) | 2 | Distribution Protection | 1 | 600Vac (Y/D) | 2 | 80% | 1 | 31022121 | XT2NU3070AFF000XXX | XT2NU3080BFF000XXX | XT2NU3100EFF000XXX | XT2NU3100FFF000XXX | XT2NU3100GFF000XXX | XT2NU3100PFF000XXX | XT2NU3100QFF000XXX | XT2NU3100TFF000XXX | XT2NU3100UFF000XXX
SE | SEDA24AT0100 | 3 | SRPE100A70 | 10 | 70 | 10 | 18kA | 2 | Loose MCCB (OEM) | 2 | Distribution Protection | 1 | 480Vac (Y/D) | 1 | 100% | 2 | 31022112 | XT1NQ3070AFF000XXX | XT2NQ3080BFF000XXX | XT2NQ3100EFF000XXX | XT2NQ3100FFF000XXX | XT2NQ3100GFF000XXX | XT2NQ3100PFF000XXX | XT2NQ3100QFF000XXX | XT2NQ3100TFF000XXX | XT2NQ3100UFF000XXX
SE | SEDA24AT0100 | 3 | SRPE100A70 | 10 | 70 | 10 | 18kA | 2 | Loose MCCB (OEM) | 2 | Distribution Protection | 1 | 600Vac (Y/D) | 2 | 100% | 2 | 31022122 | XT2NQ3070AFF000XXX | XT2NQ3080BFF000XXX | XT2NQ3100EFF000XXX | XT2NQ3100FFF000XXX | XT2NQ3100GFF000XXX | XT2NQ3100PFF000XXX | XT2NQ3100QFF000XXX | XT2NQ3100TFF000XXX | XT2NQ3100UFF000XXX
SE | SEDA24AT0100 | 3 | SRPE100A70 | 10 | 70 | 10 | 18kA | 2 | Panelboard MRO | 1 | Distribution Protection | 1 | 480Vac (Y/D) | 1 | 80% | 1 | 31021111 | XT1NU3070AFF000XXX + SRFB6XT1FPX | XT4NU3080BFF000XXX + SRFB6XT4FPX | XT4NU3100EFF000XXX + SRFB3XT4FPX | XT4NU3100FFF000XXX + SRFB3XT4FPX | XT4NU3100GFF000XXX + SRFB3XT4FPX | XT4NU3100PFF000XXX + SRFB3XT4FPX | XT4NU3100QFF000XXX + SRFB3XT4FPX | XT4NU3100TFF000XXX + SRFB3XT4FPX | XT4NU3100UFF000XXX + SRFB3XT4FPX
SE | SEDA24AT0100 | 3 | SRPE100A70 | 10 | 70 | 10 | 18kA | 2 | Panelboard MRO | 1 | Distribution Protection | 1 | 600Vac (Y/D) | 2 | 80% | 1 | 31021121 | XT4NU3070AFF000XXX + SRFB6XT4FPX | XT4NU3080BFF000XXX + SRFB6XT4FPX | XT4NU3100EFF000XXX + SRFB3XT4FPX | XT4NU3100FFF000XXX + SRFB3XT4FPX | XT4NU3100GFF000XXX + SRFB3XT4FPX | XT4NU3100PFF000XXX + SRFB3XT4FPX | XT4NU3100QFF000XXX + SRFB3XT4FPX | XT4NU3100TFF000XXX + SRFB3XT4FPX | XT4NU3100UFF000XXX + SRFB3XT4FPX
SE | SEDA24AT0100 | 3 | SRPE100A70 | 10 | 70 | 10 | 18kA | 2 | Panelboard MRO | 1 | Distribution Protection | 1 | 480Vac (Y/D) | 1 | 100% | 2 | 31021112 | XT1NQ3070AFF000XXX + SRFB6XT1FPX | XT4NQ3080BFF000XXX + SRFB6XT4FPX | XT4NQ3100EFF000XXX + SRFB3XT4FPX | XT4NQ3100FFF000XXX + SRFB3XT4FPX | XT4NQ3100GFF000XXX + SRFB3XT4FPX | XT4NQ3100PFF000XXX + SRFB3XT4FPX | XT4NQ3100QFF000XXX + SRFB3XT4FPX | XT4NQ3100TFF000XXX + SRFB3XT4FPX | XT4NQ3100UFF000XXX + SRFB3XT4FPX
SE | SEDA24AT0100 | 3 | SRPE100A70 | 10 | 70 | 10 | 18kA | 2 | Panelboard MRO | 1 | Distribution Protection | 1 | 600Vac (Y/D) | 2 | 100% | 2 | 31021122 | XT4NQ3070AFF000XXX + SRFB6XT4FPX | XT4NQ3080BFF000XXX + SRFB6XT4FPX | XT4NQ3100EFF000XXX + SRFB3XT4FPX | XT4NQ3100FFF000XXX + SRFB3XT4FPX | XT4NQ3100GFF000XXX + SRFB3XT4FPX | XT4NQ3100PFF000XXX + SRFB3XT4FPX | XT4NQ3100QFF000XXX + SRFB3XT4FPX | XT4NQ3100TFF000XXX + SRFB3XT4FPX | XT4NQ3100UFF000XXX + SRFB3XT4FPX
SE | SEDA24AT0100 | 3 | SRPE100A80 | 11 | 80 | 11 | 14kA | 1 | Loose MCCB (OEM) | 2 | Distribution Protection | 1 | 480Vac (Y/D) | 1 | 80% | 1 | 31112111 | XT1NU3080AFF000XXX | XT2NU3080BFF000XXX | XT2NU3100EFF000XXX | XT2NU3100FFF000XXX | XT2NU3100GFF000XXX | XT2NU3100PFF000XXX | XT2NU3100QFF000XXX | XT2NU3100TFF000XXX | XT2NU3100UFF000XXX
SE | SEDA24AT0100 | 3 | SRPE100A80 | 11 | 80 | 11 | 14kA | 1 | Loose MCCB (OEM) | 2 | Distribution Protection | 1 | 600Vac (Y/D) | 2 | 80% | 1 | 31112121 | XT4NU3080AFF000XXX | XT2NU3080BFF000XXX | XT2NU3100EFF000XXX | XT2NU3100FFF000XXX | XT2NU3100GFF000XXX | XT2NU3100PFF000XXX | XT2NU3100QFF000XXX | XT2NU3100TFF000XXX | XT2NU3100UFF000XXX
SE | SEDA24AT0100 | 3 | SRPE100A80 | 11 | 80 | 11 | 14kA | 1 | Loose MCCB (OEM) | 2 | Distribution Protection | 1 | 480Vac (Y/D) | 1 | 100% | 2 | 31112112 | XT1NQ3080AFF000XXX | XT2NQ3080BFF000XXX | XT2NQ3100EFF000XXX | XT2NQ3100FFF000XXX | XT2NQ3100GFF000XXX | XT2NQ3100PFF000XXX | XT2NQ3100QFF000XXX | XT2NQ3100TFF000XXX | XT2NQ3100UFF000XXX
SE | SEDA24AT0100 | 3 | SRPE100A80 | 11 | 80 | 11 | 14kA | 1 | Loose MCCB (OEM) | 2 | Distribution Protection | 1 | 600Vac (Y/D) | 2 | 100% | 2 | 31112122 | XT4NQ3080AFF000XXX | XT2NQ3080BFF000XXX | XT2NQ3100EFF000XXX | XT2NQ3100FFF000XXX | XT2NQ3100GFF000XXX | XT2NQ3100PFF000XXX | XT2NQ3100QFF000XXX | XT2NQ3100TFF000XXX | XT2NQ3100UFF000XXX
SE | SEDA24AT0100 | 3 | SRPE100A80 | 11 | 80 | 11 | 14kA | 1 | Panelboard MRO | 1 | Distribution Protection | 1 | 480Vac (Y/D) | 1 | 80% | 1 | 31111111 | XT1NU3080AFF000XXX + SRFB6XT1FPX | XT4NU3080BFF000XXX + SRFB6XT4FPX | XT4NU3100EFF000XXX + SRFB3XT4FPX | XT4NU3100FFF000XXX + SRFB3XT4FPX | XT4NU3100GFF000XXX + SRFB3XT4FPX | XT4NU3100PFF000XXX + SRFB3XT4FPX | XT4NU3100QFF000XXX + SRFB3XT4FPX | XT4NU3100TFF000XXX + SRFB3XT4FPX | XT4NU3100UFF000XXX + SRFB3XT4FPX
SE | SEDA24AT0100 | 3 | SRPE100A80 | 11 | 80 | 11 | 14kA | 1 | Panelboard MRO | 1 | Distribution Protection | 1 | 600Vac (Y/D) | 2 | 80% | 1 | 31111121 | XT4NU3080AFF000XXX + SRFB6XT4FPX | XT4NU3080BFF000XXX + SRFB6XT4FPX | XT4NU3100EFF000XXX + SRFB3XT4FPX | XT4NU3100FFF000XXX + SRFB3XT4FPX | XT4NU3100GFF000XXX + SRFB3XT4FPX | XT4NU3100PFF000XXX + SRFB3XT4FPX | XT4NU3100QFF000XXX + SRFB3XT4FPX | XT4NU3100TFF000XXX + SRFB3XT4FPX | XT4NU3100UFF000XXX + SRFB3XT4FPX
SE | SEDA24AT0100 | 3 | SRPE100A80 | 11 | 80 | 11 | 14kA | 1 | Panelboard MRO | 1 | Distribution Protection | 1 | 480Vac (Y/D) | 1 | 100% | 2 | 31111112 | XT1NQ3080AFF000XXX + SRFB6XT1FPX | XT4NQ3080BFF000XXX + SRFB6XT4FPX | XT4NQ3100EFF000XXX + SRFB3XT4FPX | XT4NQ3100FFF000XXX + SRFB3XT4FPX | XT4NQ3100GFF000XXX + SRFB3XT4FPX | XT4NQ3100PFF000XXX + SRFB3XT4FPX | XT4NQ3100QFF000XXX + SRFB3XT4FPX | XT4NQ3100TFF000XXX + SRFB3XT4FPX | XT4NQ3100UFF000XXX + SRFB3XT4FPX
SE | SEDA24AT0100 | 3 | SRPE100A80 | 11 | 80 | 11 | 14kA | 1 | Panelboard MRO | 1 | Distribution Protection | 1 | 600Vac (Y/D) | 2 | 100% | 2 | 31111122 | XT4NQ3080AFF000XXX + SRFB6XT4FPX | XT4NQ3080BFF000XXX + SRFB6XT4FPX | XT4NQ3100EFF000XXX + SRFB3XT4FPX | XT4NQ3100FFF000XXX + SRFB3XT4FPX | XT4NQ3100GFF000XXX + SRFB3XT4FPX | XT4NQ3100PFF000XXX + SRFB3XT4FPX | XT4NQ3100QFF000XXX + SRFB3XT4FPX | XT4NQ3100TFF000XXX + SRFB3XT4FPX | XT4NQ3100UFF000XXX + SRFB3XT4FPX
SE | SEDA24AT0100 | 3 | SRPE100A80 | 11 | 80 | 11 | 18kA | 2 | Loose MCCB (OEM) | 2 | Distribution Protection | 1 | 480Vac (Y/D) | 1 | 80% | 1 | 31122111 | XT1NU3080AFF000XXX | XT2NU3080BFF000XXX | XT2NU3100EFF000XXX | XT2NU3100FFF000XXX | XT2NU3100GFF000XXX | XT2NU3100PFF000XXX | XT2NU3100QFF000XXX | XT2NU3100TFF000XXX | XT2NU3100UFF000XXX
SE | SEDA24AT0100 | 3 | SRPE100A80 | 11 | 80 | 11 | 18kA | 2 | Loose MCCB (OEM) | 2 | Distribution Protection | 1 | 600Vac (Y/D) | 2 | 80% | 1 | 31122121 | XT4NU3080AFF000XXX | XT2NU3080BFF000XXX | XT2NU3100EFF000XXX | XT2NU3100FFF000XXX | XT2NU3100GFF000XXX | XT2NU3100PFF000XXX | XT2NU3100QFF000XXX | XT2NU3100TFF000XXX | XT2NU3100UFF000XXX
SE | SEDA24AT0100 | 3 | SRPE100A80 | 11 | 80 | 11 | 18kA | 2 | Loose MCCB (OEM) | 2 | Distribution Protection | 1 | 480Vac (Y/D) | 1 | 100% | 2 | 31122112 | XT1NQ3080AFF000XXX | XT2NQ3080BFF000XXX | XT2NQ3100EFF000XXX | XT2NQ3100FFF000XXX | XT2NQ3100GFF000XXX | XT2NQ3100PFF000XXX | XT2NQ3100QFF000XXX | XT2NQ3100TFF000XXX | XT2NQ3100UFF000XXX
SE | SEDA24AT0100 | 3 | SRPE100A80 | 11 | 80 | 11 | 18kA | 2 | Loose MCCB (OEM) | 2 | Distribution Protection | 1 | 600Vac (Y/D) | 2 | 100% | 2 | 31122122 | XT4NQ3080AFF000XXX | XT2NQ3080BFF000XXX | XT2NQ3100EFF000XXX | XT2NQ3100FFF000XXX | XT2NQ3100GFF000XXX | XT2NQ3100PFF000XXX | XT2NQ3100QFF000XXX | XT2NQ3100TFF000XXX | XT2NQ3100UFF000XXX
SE | SEDA24AT0100 | 3 | SRPE100A80 | 11 | 80 | 11 | 18kA | 2 | Panelboard MRO | 1 | Distribution Protection | 1 | 480Vac (Y/D) | 1 | 80% | 1 | 31121111 | XT1NU3080AFF000XXX + SRFB6XT1FPX | XT4NU3080BFF000XXX + SRFB6XT4FPX | XT4NU3100EFF000XXX + SRFB3XT4FPX | XT4NU3100FFF000XXX + SRFB3XT4FPX | XT4NU3100GFF000XXX + SRFB3XT4FPX | XT4NU3100PFF000XXX + SRFB3XT4FPX | XT4NU3100QFF000XXX + SRFB3XT4FPX | XT4NU3100TFF000XXX + SRFB3XT4FPX | XT4NU3100UFF000XXX + SRFB3XT4FPX
SE | SEDA24AT0100 | 3 | SRPE100A80 | 11 | 80 | 11 | 18kA | 2 | Panelboard MRO | 1 | Distribution Protection | 1 | 600Vac (Y/D) | 2 | 80% | 1 | 31121121 | XT4NU3080AFF000XXX + SRFB6XT4FPX | XT4NU3080BFF000XXX + SRFB6XT4FPX | XT4NU3100EFF000XXX + SRFB3XT4FPX | XT4NU3100FFF000XXX + SRFB3XT4FPX | XT4NU3100GFF000XXX + SRFB3XT4FPX | XT4NU3100PFF000XXX + SRFB3XT4FPX | XT4NU3100QFF000XXX + SRFB3XT4FPX | XT4NU3100TFF000XXX + SRFB3XT4FPX | XT4NU3100UFF000XXX + SRFB3XT4FPX
SE | SEDA24AT0100 | 3 | SRPE100A80 | 11 | 80 | 11 | 18kA | 2 | Panelboard MRO | 1 | Distribution Protection | 1 | 480Vac (Y/D) | 1 | 100% | 2 | 31121112 | XT1NQ3080AFF000XXX + SRFB6XT1FPX | XT4NQ3080BFF000XXX + SRFB6XT4FPX | XT4NQ3100EFF000XXX + SRFB3XT4FPX | XT4NQ3100FFF000XXX + SRFB3XT4FPX | XT4NQ3100GFF000XXX + SRFB3XT4FPX | XT4NQ3100PFF000XXX + SRFB3XT4FPX | XT4NQ3100QFF000XXX + SRFB3XT4FPX | XT4NQ3100TFF000XXX + SRFB3XT4FPX | XT4NQ3100UFF000XXX + SRFB3XT4FPX
SE | SEDA24AT0100 | 3 | SRPE100A80 | 11 | 80 | 11 | 18kA | 2 | Panelboard MRO | 1 | Distribution Protection | 1 | 600Vac (Y/D) | 2 | 100% | 2 | 31121122 | XT4NQ3080AFF000XXX + SRFB6XT4FPX | XT4NQ3080BFF000XXX + SRFB6XT4FPX | XT4NQ3100EFF000XXX + SRFB3XT4FPX | XT4NQ3100FFF000XXX + SRFB3XT4FPX | XT4NQ3100GFF000XXX + SRFB3XT4FPX | XT4NQ3100PFF000XXX + SRFB3XT4FPX | XT4NQ3100QFF000XXX + SRFB3XT4FPX | XT4NQ3100TFF000XXX + SRFB3XT4FPX | XT4NQ3100UFF000XXX + SRFB3XT4FPX
SE | SEDA24AT0100 | 3 | SRPE100A90 | 12 | 90 | 12 | 14kA | 1 | Loose MCCB (OEM) | 2 | Distribution Protection | 1 | 480Vac (Y/D) | 1 | 80% | 1 | 31212111 | XT1NU3090AFF000XXX | XT2NU3090BFF000XXX | XT2NU3100EFF000XXX | XT2NU3100FFF000XXX | XT2NU3100GFF000XXX | XT2NU3100PFF000XXX | XT2NU3100QFF000XXX | XT2NU3100TFF000XXX | XT2NU3100UFF000XXX
SE | SEDA24AT0100 | 3 | SRPE100A90 | 12 | 90 | 12 | 14kA | 1 | Loose MCCB (OEM) | 2 | Distribution Protection | 1 | 600Vac (Y/D) | 2 | 80% | 1 | 31212121 | XT4NU3090AFF000XXX | XT2NU3090BFF000XXX | XT2NU3100EFF000XXX | XT2NU3100FFF000XXX | XT2NU3100GFF000XXX | XT2NU3100PFF000XXX | XT2NU3100QFF000XXX | XT2NU3100TFF000XXX | XT2NU3100UFF000XXX
SE | SEDA24AT0100 | 3 | SRPE100A90 | 12 | 90 | 12 | 14kA | 1 | Loose MCCB (OEM) | 2 | Distribution Protection | 1 | 480Vac (Y/D) | 1 | 100% | 2 | 31212112 | XT1NQ3090AFF000XXX | XT2NQ3090BFF000XXX | XT2NQ3100EFF000XXX | XT2NQ3100FFF000XXX | XT2NQ3100GFF000XXX | XT2NQ3100PFF000XXX | XT2NQ3100QFF000XXX | XT2NQ3100TFF000XXX | XT2NQ3100UFF000XXX
SE | SEDA24AT0100 | 3 | SRPE100A90 | 12 | 90 | 12 | 14kA | 1 | Loose MCCB (OEM) | 2 | Distribution Protection | 1 | 600Vac (Y/D) | 2 | 100% | 2 | 31212122 | XT4NQ3090AFF000XXX | XT2NQ3090BFF000XXX | XT2NQ3100EFF000XXX | XT2NQ3100FFF000XXX | XT2NQ3100GFF000XXX | XT2NQ3100PFF000XXX | XT2NQ3100QFF000XXX | XT2NQ3100TFF000XXX | XT2NQ3100UFF000XXX
SE | SEDA24AT0100 | 3 | SRPE100A90 | 12 | 90 | 12 | 14kA | 1 | Panelboard MRO | 1 | Distribution Protection | 1 | 480Vac (Y/D) | 1 | 80% | 1 | 31211111 | XT1NU3090AFF000XXX + SRFB6XT1FPX | XT4NU3090BFF000XXX + SRFB6XT4FPX | XT4NU3100EFF000XXX + SRFB3XT4FPX | XT4NU3100FFF000XXX + SRFB3XT4FPX | XT4NU3100GFF000XXX + SRFB3XT4FPX | XT4NU3100PFF000XXX + SRFB3XT4FPX | XT4NU3100QFF000XXX + SRFB3XT4FPX | XT4NU3100TFF000XXX + SRFB3XT4FPX | XT4NU3100UFF000XXX + SRFB3XT4FPX
SE | SEDA24AT0100 | 3 | SRPE100A90 | 12 | 90 | 12 | 14kA | 1 | Panelboard MRO | 1 | Distribution Protection | 1 | 600Vac (Y/D) | 2 | 80% | 1 | 31211121 | XT4NU3090AFF000XXX + SRFB6XT4FPX | XT4NU3090BFF000XXX + SRFB6XT4FPX | XT4NU3100EFF000XXX + SRFB3XT4FPX | XT4NU3100FFF000XXX + SRFB3XT4FPX | XT4NU3100GFF000XXX + SRFB3XT4FPX | XT4NU3100PFF000XXX + SRFB3XT4FPX | XT4NU3100QFF000XXX + SRFB3XT4FPX | XT4NU3100TFF000XXX + SRFB3XT4FPX | XT4NU3100UFF000XXX + SRFB3XT4FPX
SE | SEDA24AT0100 | 3 | SRPE100A90 | 12 | 90 | 12 | 14kA | 1 | Panelboard MRO | 1 | Distribution Protection | 1 | 480Vac (Y/D) | 1 | 100% | 2 | 31211112 | XT1NQ3090AFF000XXX + SRFB6XT1FPX | XT4NQ3090BFF000XXX + SRFB6XT4FPX | XT4NQ3100EFF000XXX + SRFB3XT4FPX | XT4NQ3100FFF000XXX + SRFB3XT4FPX | XT4NQ3100GFF000XXX + SRFB3XT4FPX | XT4NQ3100PFF000XXX + SRFB3XT4FPX | XT4NQ3100QFF000XXX + SRFB3XT4FPX | XT4NQ3100TFF000XXX + SRFB3XT4FPX | XT4NQ3100UFF000XXX + SRFB3XT4FPX
SE | SEDA24AT0100 | 3 | SRPE100A90 | 12 | 90 | 12 | 14kA | 1 | Panelboard MRO | 1 | Distribution Protection | 1 | 600Vac (Y/D) | 2 | 100% | 2 | 31211122 | XT4NQ3090AFF000XXX + SRFB6XT4FPX | XT4NQ3090BFF000XXX + SRFB6XT4FPX | XT4NQ3100EFF000XXX + SRFB3XT4FPX | XT4NQ3100FFF000XXX + SRFB3XT4FPX | XT4NQ3100GFF000XXX + SRFB3XT4FPX | XT4NQ3100PFF000XXX + SRFB3XT4FPX | XT4NQ3100QFF000XXX + SRFB3XT4FPX | XT4NQ3100TFF000XXX + SRFB3XT4FPX | XT4NQ3100UFF000XXX + SRFB3XT4FPX
SE | SEDA24AT0100 | 3 | SRPE100A90 | 12 | 90 | 12 | 18kA | 2 | Loose MCCB (OEM) | 2 | Distribution Protection | 1 | 480Vac (Y/D) | 1 | 80% | 1 | 31222111 | XT1NU3090AFF000XXX | XT2NU3090BFF000XXX | XT2NU3100EFF000XXX | XT2NU3100FFF000XXX | XT2NU3100GFF000XXX | XT2NU3100PFF000XXX | XT2NU3100QFF000XXX | XT2NU3100TFF000XXX | XT2NU3100UFF000XXX
SE | SEDA24AT0100 | 3 | SRPE100A90 | 12 | 90 | 12 | 18kA | 2 | Loose MCCB (OEM) | 2 | Distribution Protection | 1 | 600Vac (Y/D) | 2 | 80% | 1 | 31222121 | XT4NU3090AFF000XXX | XT2NU3090BFF000XXX | XT2NU3100EFF000XXX | XT2NU3100FFF000XXX | XT2NU3100GFF000XXX | XT2NU3100PFF000XXX | XT2NU3100QFF000XXX | XT2NU3100TFF000XXX | XT2NU3100UFF000XXX
SE | SEDA24AT0100 | 3 | SRPE100A90 | 12 | 90 | 12 | 18kA | 2 | Loose MCCB (OEM) | 2 | Distribution Protection | 1 | 480Vac (Y/D) | 1 | 100% | 2 | 31222112 | XT1NQ3090AFF000XXX | XT2NQ3090BFF000XXX | XT2NQ3100EFF000XXX | XT2NQ3100FFF000XXX | XT2NQ3100GFF000XXX | XT2NQ3100PFF000XXX | XT2NQ3100QFF000XXX | XT2NQ3100TFF000XXX | XT2NQ3100UFF000XXX
SE | SEDA24AT0100 | 3 | SRPE100A90 | 12 | 90 | 12 | 18kA | 2 | Loose MCCB (OEM) | 2 | Distribution Protection | 1 | 600Vac (Y/D) | 2 | 100% | 2 | 31222122 | XT4NQ3090AFF000XXX | XT2NQ3090BFF000XXX | XT2NQ3100EFF000XXX | XT2NQ3100FFF000XXX | XT2NQ3100GFF000XXX | XT2NQ3100PFF000XXX | XT2NQ3100QFF000XXX | XT2NQ3100TFF000XXX | XT2NQ3100UFF000XXX
SE | SEDA24AT0100 | 3 | SRPE100A90 | 12 | 90 | 12 | 18kA | 2 | Panelboard MRO | 1 | Distribution Protection | 1 | 480Vac (Y/D) | 1 | 80% | 1 | 31221111 | XT1NU3090AFF000XXX + SRFB6XT1FPX | XT4NU3090BFF000XXX + SRFB6XT4FPX | XT4NU3100EFF000XXX + SRFB3XT4FPX | XT4NU3100FFF000XXX + SRFB3XT4FPX | XT4NU3100GFF000XXX + SRFB3XT4FPX | XT4NU3100PFF000XXX + SRFB3XT4FPX | XT4NU3100QFF000XXX + SRFB3XT4FPX | XT4NU3100TFF000XXX + SRFB3XT4FPX | XT4NU3100UFF000XXX + SRFB3XT4FPX
SE | SEDA24AT0100 | 3 | SRPE100A90 | 12 | 90 | 12 | 18kA | 2 | Panelboard MRO | 1 | Distribution Protection | 1 | 600Vac (Y/D) | 2 | 80% | 1 | 31221121 | XT4NU3090AFF000XXX + SRFB6XT4FPX | XT4NU3090BFF000XXX + SRFB6XT4FPX | XT4NU3100EFF000XXX + SRFB3XT4FPX | XT4NU3100FFF000XXX + SRFB3XT4FPX | XT4NU3100GFF000XXX + SRFB3XT4FPX | XT4NU3100PFF000XXX + SRFB3XT4FPX | XT4NU3100QFF000XXX + SRFB3XT4FPX | XT4NU3100TFF000XXX + SRFB3XT4FPX | XT4NU3100UFF000XXX + SRFB3XT4FPX
SE | SEDA24AT0100 | 3 | SRPE100A90 | 12 | 90 | 12 | 18kA | 2 | Panelboard MRO | 1 | Distribution Protection | 1 | 480Vac (Y/D) | 1 | 100% | 2 | 31221112 | XT1NQ3090AFF000XXX + SRFB6XT1FPX | XT4NQ3090BFF000XXX + SRFB6XT4FPX | XT4NQ3100EFF000XXX + SRFB3XT4FPX | XT4NQ3100FFF000XXX + SRFB3XT4FPX | XT4NQ3100GFF000XXX + SRFB3XT4FPX | XT4NQ3100PFF000XXX + SRFB3XT4FPX | XT4NQ3100QFF000XXX + SRFB3XT4FPX | XT4NQ3100TFF000XXX + SRFB3XT4FPX | XT4NQ3100UFF000XXX + SRFB3XT4FPX
SE | SEDA24AT0100 | 3 | SRPE100A90 | 12 | 90 | 12 | 18kA | 2 | Panelboard MRO | 1 | Distribution Protection | 1 | 600Vac (Y/D) | 2 | 100% | 2 | 31221122 | XT4NQ3090AFF000XXX + SRFB6XT4FPX | XT4NQ3090BFF000XXX + SRFB6XT4FPX | XT4NQ3100EFF000XXX + SRFB3XT4FPX | XT4NQ3100FFF000XXX + SRFB3XT4FPX | XT4NQ3100GFF000XXX + SRFB3XT4FPX | XT4NQ3100PFF000XXX + SRFB3XT4FPX | XT4NQ3100QFF000XXX + SRFB3XT4FPX | XT4NQ3100TFF000XXX + SRFB3XT4FPX | XT4NQ3100UFF000XXX + SRFB3XT4FPX
SE | SEDA24AT0100 | 3 | SRPE100A100 | 13 | 100 | 13 | 14kA | 1 | Loose MCCB (OEM) | 2 | Distribution Protection | 1 | 480Vac (Y/D) | 1 | 80% | 1 | 31312111 | XT1NU3100AFF000XXX | XT2NU3100BFF000XXX | XT2NU3100EFF000XXX | XT2NU3100FFF000XXX | XT2NU3100GFF000XXX | XT2NU3100PFF000XXX | XT2NU3100QFF000XXX | XT2NU3100TFF000XXX | XT2NU3100UFF000XXX
SE | SEDA24AT0100 | 3 | SRPE100A100 | 13 | 100 | 13 | 14kA | 1 | Loose MCCB (OEM) | 2 | Distribution Protection | 1 | 600Vac (Y/D) | 2 | 80% | 1 | 31312121 | XT4NU3100AFF000XXX | XT2NU3100BFF000XXX | XT2NU3100EFF000XXX | XT2NU3100FFF000XXX | XT2NU3100GFF000XXX | XT2NU3100PFF000XXX | XT2NU3100QFF000XXX | XT2NU3100TFF000XXX | XT2NU3100UFF000XXX
SE | SEDA24AT0100 | 3 | SRPE100A100 | 13 | 100 | 13 | 14kA | 1 | Loose MCCB (OEM) | 2 | Distribution Protection | 1 | 480Vac (Y/D) | 1 | 100% | 2 | 31312112 | XT1NQ3100AFF000XXX | XT2NQ3100BFF000XXX | XT2NQ3100EFF000XXX | XT2NQ3100FFF000XXX | XT2NQ3100GFF000XXX | XT2NQ3100PFF000XXX | XT2NQ3100QFF000XXX | XT2NQ3100TFF000XXX | XT2NQ3100UFF000XXX
SE | SEDA24AT0100 | 3 | SRPE100A100 | 13 | 100 | 13 | 14kA | 1 | Loose MCCB (OEM) | 2 | Distribution Protection | 1 | 600Vac (Y/D) | 2 | 100% | 2 | 31312122 | XT4NQ3100AFF000XXX | XT2NQ3100BFF000XXX | XT2NQ3100EFF000XXX | XT2NQ3100FFF000XXX | XT2NQ3100GFF000XXX | XT2NQ3100PFF000XXX | XT2NQ3100QFF000XXX | XT2NQ3100TFF000XXX | XT2NQ3100UFF000XXX
SE | SEDA24AT0100 | 3 | SRPE100A100 | 13 | 100 | 13 | 14kA | 1 | Panelboard MRO | 1 | Distribution Protection | 1 | 480Vac (Y/D) | 1 | 80% | 1 | 31311111 | XT1NU3100AFF000XXX + SRFB6XT1FPX | XT4NU3100BFF000XXX + SRFB6XT4FPX | XT4NU3100EFF000XXX + SRFB3XT4FPX | XT4NU3100FFF000XXX + SRFB3XT4FPX | XT4NU3100GFF000XXX + SRFB3XT4FPX | XT4NU3100PFF000XXX + SRFB3XT4FPX | XT4NU3100QFF000XXX + SRFB3XT4FPX | XT4NU3100TFF000XXX + SRFB3XT4FPX | XT4NU3100UFF000XXX + SRFB3XT4FPX
SE | SEDA24AT0100 | 3 | SRPE100A100 | 13 | 100 | 13 | 14kA | 1 | Panelboard MRO | 1 | Distribution Protection | 1 | 600Vac (Y/D) | 2 | 80% | 1 | 31311121 | XT4NU3100AFF000XXX + SRFB6XT4FPX | XT4NU3100BFF000XXX + SRFB6XT4FPX | XT4NU3100EFF000XXX + SRFB3XT4FPX | XT4NU3100FFF000XXX + SRFB3XT4FPX | XT4NU3100GFF000XXX + SRFB3XT4FPX | XT4NU3100PFF000XXX + SRFB3XT4FPX | XT4NU3100QFF000XXX + SRFB3XT4FPX | XT4NU3100TFF000XXX + SRFB3XT4FPX | XT4NU3100UFF000XXX + SRFB3XT4FPX
SE | SEDA24AT0100 | 3 | SRPE100A100 | 13 | 100 | 13 | 14kA | 1 | Panelboard MRO | 1 | Distribution Protection | 1 | 480Vac (Y/D) | 1 | 100% | 2 | 31311112 | XT1NQ3100AFF000XXX + SRFB6XT1FPX | XT4NQ3100BFF000XXX + SRFB6XT4FPX | XT4NQ3100EFF000XXX + SRFB3XT4FPX | XT4NQ3100FFF000XXX + SRFB3XT4FPX | XT4NQ3100GFF000XXX + SRFB3XT4FPX | XT4NQ3100PFF000XXX + SRFB3XT4FPX | XT4NQ3100QFF000XXX + SRFB3XT4FPX | XT4NQ3100TFF000XXX + SRFB3XT4FPX | XT4NQ3100UFF000XXX + SRFB3XT4FPX
SE | SEDA24AT0100 | 3 | SRPE100A100 | 13 | 100 | 13 | 14kA | 1 | Panelboard MRO | 1 | Distribution Protection | 1 | 600Vac (Y/D) | 2 | 100% | 2 | 31311122 | XT4NQ3100AFF000XXX + SRFB6XT4FPX | XT4NQ3100BFF000XXX + SRFB6XT4FPX | XT4NQ3100EFF000XXX + SRFB3XT4FPX | XT4NQ3100FFF000XXX + SRFB3XT4FPX | XT4NQ3100GFF000XXX + SRFB3XT4FPX | XT4NQ3100PFF000XXX + SRFB3XT4FPX | XT4NQ3100QFF000XXX + SRFB3XT4FPX | XT4NQ3100TFF000XXX + SRFB3XT4FPX | XT4NQ3100UFF000XXX + SRFB3XT4FPX
SE | SEDA24AT0100 | 3 | SRPE100A100 | 13 | 100 | 13 | 18kA | 2 | Loose MCCB (OEM) | 2 | Distribution Protection | 1 | 480Vac (Y/D) | 1 | 80% | 1 | 31322111 | XT1NU3100AFF000XXX | XT2NU3100BFF000XXX | XT2NU3100EFF000XXX | XT2NU3100FFF000XXX | XT2NU3100GFF000XXX | XT2NU3100PFF000XXX | XT2NU3100QFF000XXX | XT2NU3100TFF000XXX | XT2NU3100UFF000XXX
SE | SEDA24AT0100 | 3 | SRPE100A100 | 13 | 100 | 13 | 18kA | 2 | Loose MCCB (OEM) | 2 | Distribution Protection | 1 | 600Vac (Y/D) | 2 | 80% | 1 | 31322121 | XT4NU3100AFF000XXX | XT2NU3100BFF000XXX | XT2NU3100EFF000XXX | XT2NU3100FFF000XXX | XT2NU3100GFF000XXX | XT2NU3100PFF000XXX | XT2NU3100QFF000XXX | XT2NU3100TFF000XXX | XT2NU3100UFF000XXX
SE | SEDA24AT0100 | 3 | SRPE100A100 | 13 | 100 | 13 | 18kA | 2 | Loose MCCB (OEM) | 2 | Distribution Protection | 1 | 480Vac (Y/D) | 1 | 100% | 2 | 31322112 | XT1NQ3100AFF000XXX | XT2NQ3100BFF000XXX | XT2NQ3100EFF000XXX | XT2NQ3100FFF000XXX | XT2NQ3100GFF000XXX | XT2NQ3100PFF000XXX | XT2NQ3100QFF000XXX | XT2NQ3100TFF000XXX | XT2NQ3100UFF000XXX
SE | SEDA24AT0100 | 3 | SRPE100A100 | 13 | 100 | 13 | 18kA | 2 | Loose MCCB (OEM) | 2 | Distribution Protection | 1 | 600Vac (Y/D) | 2 | 100% | 2 | 31322122 | XT4NQ3100AFF000XXX | XT2NQ3100BFF000XXX | XT2NQ3100EFF000XXX | XT2NQ3100FFF000XXX | XT2NQ3100GFF000XXX | XT2NQ3100PFF000XXX | XT2NQ3100QFF000XXX | XT2NQ3100TFF000XXX | XT2NQ3100UFF000XXX
SE | SEDA24AT0100 | 3 | SRPE100A100 | 13 | 100 | 13 | 18kA | 2 | Panelboard MRO | 1 | Distribution Protection | 1 | 480Vac (Y/D) | 1 | 80% | 1 | 31321111 | XT1NU3100AFF000XXX + SRFB6XT1FPX | XT4NU3100BFF000XXX + SRFB6XT4FPX | XT4NU3100EFF000XXX + SRFB3XT4FPX | XT4NU3100FFF000XXX + SRFB3XT4FPX | XT4NU3100GFF000XXX + SRFB3XT4FPX | XT4NU3100PFF000XXX + SRFB3XT4FPX | XT4NU3100QFF000XXX + SRFB3XT4FPX | XT4NU3100TFF000XXX + SRFB3XT4FPX | XT4NU3100UFF000XXX + SRFB3XT4FPX
SE | SEDA24AT0100 | 3 | SRPE100A100 | 13 | 100 | 13 | 18kA | 2 | Panelboard MRO | 1 | Distribution Protection | 1 | 600Vac (Y/D) | 2 | 80% | 1 | 31321121 | XT4NU3100AFF000XXX + SRFB6XT4FPX | XT4NU3100BFF000XXX + SRFB6XT4FPX | XT4NU3100EFF000XXX + SRFB3XT4FPX | XT4NU3100FFF000XXX + SRFB3XT4FPX | XT4NU3100GFF000XXX + SRFB3XT4FPX | XT4NU3100PFF000XXX + SRFB3XT4FPX | XT4NU3100QFF000XXX + SRFB3XT4FPX | XT4NU3100TFF000XXX + SRFB3XT4FPX | XT4NU3100UFF000XXX + SRFB3XT4FPX
SE | SEDA24AT0100 | 3 | SRPE100A100 | 13 | 100 | 13 | 18kA | 2 | Panelboard MRO | 1 | Distribution Protection | 1 | 480Vac (Y/D) | 1 | 100% | 2 | 31321112 | XT1NQ3100AFF000XXX + SRFB6XT1FPX | XT4NQ3100BFF000XXX + SRFB6XT4FPX | XT4NQ3100EFF000XXX + SRFB3XT4FPX | XT4NQ3100FFF000XXX + SRFB3XT4FPX | XT4NQ3100GFF000XXX + SRFB3XT4FPX | XT4NQ3100PFF000XXX + SRFB3XT4FPX | XT4NQ3100QFF000XXX + SRFB3XT4FPX | XT4NQ3100TFF000XXX + SRFB3XT4FPX | XT4NQ3100UFF000XXX + SRFB3XT4FPX
SE | SEDA24AT0100 | 3 | SRPE100A100 | 13 | 100 | 13 | 18kA | 2 | Panelboard MRO | 1 | Distribution Protection | 1 | 600Vac (Y/D) | 2 | 100% | 2 | 31321122 | XT4NQ3100AFF000XXX + SRFB6XT4FPX | XT4NQ3100BFF000XXX + SRFB6XT4FPX | XT4NQ3100EFF000XXX + SRFB3XT4FPX | XT4NQ3100FFF000XXX + SRFB3XT4FPX | XT4NQ3100GFF000XXX + SRFB3XT4FPX | XT4NQ3100PFF000XXX + SRFB3XT4FPX | XT4NQ3100QFF000XXX + SRFB3XT4FPX | XT4NQ3100TFF000XXX + SRFB3XT4FPX | XT4NQ3100UFF000XXX + SRFB3XT4FPX
SE | SEDA24AT0150 | 4 | SRPE150A110 | 14 | 110 | 14 | 14kA | 1 | Loose MCCB (OEM) | 2 | Distribution Protection | 1 | 480Vac (Y/D) | 1 | 80% | 1 | 41412111 | XT1NU3110AFF000XXX | XT2NU3110BFF000XXX | XT2NU3125EFF000XXX | XT2NU3125FFF000XXX | XT2NU3125GFF000XXX | XT2NU3125PFF000XXX | XT2NU3125QFF000XXX | XT2NU3125TFF000XXX | XT2NU3125UFF000XXX
SE | SEDA24AT0150 | 4 | SRPE150A110 | 14 | 110 | 14 | 14kA | 1 | Loose MCCB (OEM) | 2 | Distribution Protection | 1 | 600Vac (Y/D) | 2 | 80% | 1 | 41412121 | XT4NU3110AFF000XXX | XT2NU3110BFF000XXX | XT4NU3150EFF000XXX | XT4NU3150FFF000XXX | XT4NU3150GFF000XXX | XT4NU3150PFF000XXX | XT4NU3150QFF000XXX | XT4NU3150TFF000XXX | XT4NU3150UFF000XXX
SE | SEDA24AT0150 | 4 | SRPE150A110 | 14 | 110 | 14 | 14kA | 1 | Loose MCCB (OEM) | 2 | Distribution Protection | 1 | 480Vac (Y/D) | 1 | 100% | 2 | 41412112 | XT4NQ3110AFF000XXX | XT4NQ3110BFF000XXX | XT4NQ3150EFF000XXX | XT4NQ3150FFF000XXX | XT4NQ3150GFF000XXX | XT4NQ3150PFF000XXX | XT4NQ3150QFF000XXX | XT4NQ3150TFF000XXX | XT4NQ3150UFF000XXX
SE | SEDA24AT0150 | 4 | SRPE150A110 | 14 | 110 | 14 | 14kA | 1 | Loose MCCB (OEM) | 2 | Distribution Protection | 1 | 600Vac (Y/D) | 2 | 100% | 2 | 41412122 | XT4NQ3110AFF000XXX | XT4NQ3110BFF000XXX | XT4NQ3150EFF000XXX | XT4NQ3150FFF000XXX | XT4NQ3150GFF000XXX | XT4NQ3150PFF000XXX | XT4NQ3150QFF000XXX | XT4NQ3150TFF000XXX | XT4NQ3150UFF000XXX
SE | SEDA24AT0150 | 4 | SRPE150A110 | 14 | 110 | 14 | 14kA | 1 | Panelboard MRO | 1 | Distribution Protection | 1 | 480Vac (Y/D) | 1 | 80% | 1 | 41411111 | XT1NU3110AFF000XXX + SRFB6XT1FPX | XT4NU3110BFF000XXX + SRFB6XT4FPX | XT4NU3150EFF000XXX + SRFB3XT4FPX | XT4NU3150FFF000XXX + SRFB3XT4FPX | XT4NU3150GFF000XXX + SRFB3XT4FPX | XT4NU3150PFF000XXX + SRFB3XT4FPX | XT4NU3150QFF000XXX + SRFB3XT4FPX | XT4NU3150TFF000XXX + SRFB3XT4FPX | XT4NU3150UFF000XXX + SRFB3XT4FPX
SE | SEDA24AT0150 | 4 | SRPE150A110 | 14 | 110 | 14 | 14kA | 1 | Panelboard MRO | 1 | Distribution Protection | 1 | 600Vac (Y/D) | 2 | 80% | 1 | 41411121 | XT4NU3110AFF000XXX + SRFB6XT4FPX | XT4NU3110BFF000XXX + SRFB6XT4FPX | XT4NU3150EFF000XXX + SRFB3XT4FPX | XT4NU3150FFF000XXX + SRFB3XT4FPX | XT4NU3150GFF000XXX + SRFB3XT4FPX | XT4NU3150PFF000XXX + SRFB3XT4FPX | XT4NU3150QFF000XXX + SRFB3XT4FPX | XT4NU3150TFF000XXX + SRFB3XT4FPX | XT4NU3150UFF000XXX + SRFB3XT4FPX
SE | SEDA24AT0150 | 4 | SRPE150A110 | 14 | 110 | 14 | 14kA | 1 | Panelboard MRO | 1 | Distribution Protection | 1 | 480Vac (Y/D) | 1 | 100% | 2 | 41411112 | XT4NQ3110AFF000XXX + SRFB6XT4FPX | XT4NQ3110BFF000XXX + SRFB6XT4FPX | XT4NQ3150EFF000XXX + SRFB3XT4FPX | XT4NQ3150FFF000XXX + SRFB3XT4FPX | XT4NQ3150GFF000XXX + SRFB3XT4FPX | XT4NQ3150PFF000XXX + SRFB3XT4FPX | XT4NQ3150QFF000XXX + SRFB3XT4FPX | XT4NQ3150TFF000XXX + SRFB3XT4FPX | XT4NQ3150UFF000XXX + SRFB3XT4FPX
SE | SEDA24AT0150 | 4 | SRPE150A110 | 14 | 110 | 14 | 14kA | 1 | Panelboard MRO | 1 | Distribution Protection | 1 | 600Vac (Y/D) | 2 | 100% | 2 | 41411122 | XT4NQ3110AFF000XXX + SRFB6XT4FPX | XT4NQ3110BFF000XXX + SRFB6XT4FPX | XT4NQ3150EFF000XXX + SRFB3XT4FPX | XT4NQ3150FFF000XXX + SRFB3XT4FPX | XT4NQ3150GFF000XXX + SRFB3XT4FPX | XT4NQ3150PFF000XXX + SRFB3XT4FPX | XT4NQ3150QFF000XXX + SRFB3XT4FPX | XT4NQ3150TFF000XXX + SRFB3XT4FPX | XT4NQ3150UFF000XXX + SRFB3XT4FPX
SE | SEDA24AT0150 | 4 | SRPE150A110 | 14 | 110 | 14 | 18kA | 2 | Loose MCCB (OEM) | 2 | Distribution Protection | 1 | 480Vac (Y/D) | 1 | 80% | 1 | 41422111 | XT1NU3110AFF000XXX | XT2NU3110BFF000XXX | XT2NU3125EFF000XXX | XT2NU3125FFF000XXX | XT2NU3125GFF000XXX | XT2NU3125PFF000XXX | XT2NU3125QFF000XXX | XT2NU3125TFF000XXX | XT2NU3125UFF000XXX
SE | SEDA24AT0150 | 4 | SRPE150A110 | 14 | 110 | 14 | 18kA | 2 | Loose MCCB (OEM) | 2 | Distribution Protection | 1 | 600Vac (Y/D) | 2 | 80% | 1 | 41422121 | XT4NU3110AFF000XXX | XT2NU3110BFF000XXX | XT4NU3150EFF000XXX | XT4NU3150FFF000XXX | XT4NU3150GFF000XXX | XT4NU3150PFF000XXX | XT4NU3150QFF000XXX | XT4NU3150TFF000XXX | XT4NU3150UFF000XXX
SE | SEDA24AT0150 | 4 | SRPE150A110 | 14 | 110 | 14 | 18kA | 2 | Loose MCCB (OEM) | 2 | Distribution Protection | 1 | 480Vac (Y/D) | 1 | 100% | 2 | 41422112 | XT4NQ3110AFF000XXX | XT4NQ3110BFF000XXX | XT4NQ3150EFF000XXX | XT4NQ3150FFF000XXX | XT4NQ3150GFF000XXX | XT4NQ3150PFF000XXX | XT4NQ3150QFF000XXX | XT4NQ3150TFF000XXX | XT4NQ3150UFF000XXX
SE | SEDA24AT0150 | 4 | SRPE150A110 | 14 | 110 | 14 | 18kA | 2 | Loose MCCB (OEM) | 2 | Distribution Protection | 1 | 600Vac (Y/D) | 2 | 100% | 2 | 41422122 | XT4NQ3110AFF000XXX | XT4NQ3110BFF000XXX | XT4NQ3150EFF000XXX | XT4NQ3150FFF000XXX | XT4NQ3150GFF000XXX | XT4NQ3150PFF000XXX | XT4NQ3150QFF000XXX | XT4NQ3150TFF000XXX | XT4NQ3150UFF000XXX
SE | SEDA24AT0150 | 4 | SRPE150A110 | 14 | 110 | 14 | 18kA | 2 | Panelboard MRO | 1 | Distribution Protection | 1 | 480Vac (Y/D) | 1 | 80% | 1 | 41421111 | XT1NU3110AFF000XXX + SRFB6XT1FPX | XT4NU3110BFF000XXX + SRFB6XT4FPX | XT4NU3150EFF000XXX + SRFB3XT4FPX | XT4NU3150FFF000XXX + SRFB3XT4FPX | XT4NU3150GFF000XXX + SRFB3XT4FPX | XT4NU3150PFF000XXX + SRFB3XT4FPX | XT4NU3150QFF000XXX + SRFB3XT4FPX | XT4NU3150TFF000XXX + SRFB3XT4FPX | XT4NU3150UFF000XXX + SRFB3XT4FPX
SE | SEDA24AT0150 | 4 | SRPE150A110 | 14 | 110 | 14 | 18kA | 2 | Panelboard MRO | 1 | Distribution Protection | 1 | 600Vac (Y/D) | 2 | 80% | 1 | 41421121 | XT4NU3110AFF000XXX + SRFB6XT4FPX | XT4NU3110BFF000XXX + SRFB6XT4FPX | XT4NU3150EFF000XXX + SRFB3XT4FPX | XT4NU3150FFF000XXX + SRFB3XT4FPX | XT4NU3150GFF000XXX + SRFB3XT4FPX | XT4NU3150PFF000XXX + SRFB3XT4FPX | XT4NU3150QFF000XXX + SRFB3XT4FPX | XT4NU3150TFF000XXX + SRFB3XT4FPX | XT4NU3150UFF000XXX + SRFB3XT4FPX
SE | SEDA24AT0150 | 4 | SRPE150A110 | 14 | 110 | 14 | 18kA | 2 | Panelboard MRO | 1 | Distribution Protection | 1 | 480Vac (Y/D) | 1 | 100% | 2 | 41421112 | XT4NQ3110AFF000XXX + SRFB6XT4FPX | XT4NQ3110BFF000XXX + SRFB6XT4FPX | XT4NQ3150EFF000XXX + SRFB3XT4FPX | XT4NQ3150FFF000XXX + SRFB3XT4FPX | XT4NQ3150GFF000XXX + SRFB3XT4FPX | XT4NQ3150PFF000XXX + SRFB3XT4FPX | XT4NQ3150QFF000XXX + SRFB3XT4FPX | XT4NQ3150TFF000XXX + SRFB3XT4FPX | XT4NQ3150UFF000XXX + SRFB3XT4FPX
SE | SEDA24AT0150 | 4 | SRPE150A110 | 14 | 110 | 14 | 18kA | 2 | Panelboard MRO | 1 | Distribution Protection | 1 | 600Vac (Y/D) | 2 | 100% | 2 | 41421122 | XT4NQ3110AFF000XXX + SRFB6XT4FPX | XT4NQ3110BFF000XXX + SRFB6XT4FPX | XT4NQ3150EFF000XXX + SRFB3XT4FPX | XT4NQ3150FFF000XXX + SRFB3XT4FPX | XT4NQ3150GFF000XXX + SRFB3XT4FPX | XT4NQ3150PFF000XXX + SRFB3XT4FPX | XT4NQ3150QFF000XXX + SRFB3XT4FPX | XT4NQ3150TFF000XXX + SRFB3XT4FPX | XT4NQ3150UFF000XXX + SRFB3XT4FPX
SE | SEDA24AT0150 | 4 | SRPE150A125 | 15 | 125 | 15 | 14kA | 1 | Loose MCCB (OEM) | 2 | Distribution Protection | 1 | 480Vac (Y/D) | 1 | 80% | 1 | 41512111 | XT1NU3125AFF000XXX | XT2NU3125BFF000XXX | XT4NU3150EFF000XXX | XT4NU3150FFF000XXX | XT4NU3150GFF000XXX | XT4NU3150PFF000XXX | XT4NU3150QFF000XXX | XT4NU3150TFF000XXX | XT4NU3150UFF000XXX
SE | SEDA24AT0150 | 4 | SRPE150A125 | 15 | 125 | 15 | 14kA | 1 | Loose MCCB (OEM) | 2 | Distribution Protection | 1 | 600Vac (Y/D) | 2 | 80% | 1 | 41512121 | XT4NU3125AFF000XXX | XT2NU3125BFF000XXX | XT4NU3150EFF000XXX | XT4NU3150FFF000XXX | XT4NU3150GFF000XXX | XT4NU3150PFF000XXX | XT4NU3150QFF000XXX | XT4NU3150TFF000XXX | XT4NU3150UFF000XXX
SE | SEDA24AT0150 | 4 | SRPE150A125 | 15 | 125 | 15 | 14kA | 1 | Loose MCCB (OEM) | 2 | Distribution Protection | 1 | 600Vac (Y/D) | 2 | 100% | 2 | 41512122 | XT4NQ3125AFF000XXX | XT4NQ3125BFF000XXX | XT4NQ3150EFF000XXX | XT4NQ3150FFF000XXX | XT4NQ3150GFF000XXX | XT4NQ3150PFF000XXX | XT4NQ3150QFF000XXX | XT4NQ3150TFF000XXX | XT4NQ3150UFF000XXX
SE | SEDA24AT0150 | 4 | SRPE150A125 | 15 | 125 | 15 | 14kA | 1 | Loose MCCB (OEM) | 2 | Distribution Protection | 1 | 480Vac (Y/D) | 1 | 100% | 2 | 41512112 | XT3NQ3125AFF000XXX | XT4NQ3125BFF000XXX | XT4NQ3150EFF000XXX | XT4NQ3150FFF000XXX | XT4NQ3150GFF000XXX | XT4NQ3150PFF000XXX | XT4NQ3150QFF000XXX | XT4NQ3150TFF000XXX | XT4NQ3150UFF000XXX
SE | SEDA24AT0150 | 4 | SRPE150A125 | 15 | 125 | 15 | 14kA | 1 | Panelboard MRO | 1 | Distribution Protection | 1 | 480Vac (Y/D) | 1 | 80% | 1 | 41511111 | XT1NU3125AFF000XXX + SRFB6XT1FPX | XT4NU3125BFF000XXX + SRFB6XT4FPX | XT4NU3150EFF000XXX + SRFB3XT4FPX | XT4NU3150FFF000XXX + SRFB3XT4FPX | XT4NU3150GFF000XXX + SRFB3XT4FPX | XT4NU3150PFF000XXX + SRFB3XT4FPX | XT4NU3150QFF000XXX + SRFB3XT4FPX | XT4NU3150TFF000XXX + SRFB3XT4FPX | XT4NU3150UFF000XXX + SRFB3XT4FPX
SE | SEDA24AT0150 | 4 | SRPE150A125 | 15 | 125 | 15 | 14kA | 1 | Panelboard MRO | 1 | Distribution Protection | 1 | 600Vac (Y/D) | 2 | 80% | 1 | 41511121 | XT4NU3125AFF000XXX + SRFB6XT4FPX | XT4NU3125BFF000XXX + SRFB6XT4FPX | XT4NU3150EFF000XXX + SRFB3XT4FPX | XT4NU3150FFF000XXX + SRFB3XT4FPX | XT4NU3150GFF000XXX + SRFB3XT4FPX | XT4NU3150PFF000XXX + SRFB3XT4FPX | XT4NU3150QFF000XXX + SRFB3XT4FPX | XT4NU3150TFF000XXX + SRFB3XT4FPX | XT4NU3150UFF000XXX + SRFB3XT4FPX
SE | SEDA24AT0150 | 4 | SRPE150A125 | 15 | 125 | 15 | 14kA | 1 | Panelboard MRO | 1 | Distribution Protection | 1 | 480Vac (Y/D) | 1 | 100% | 2 | 41511112 | XT4NQ3125AFF000XXX + SRFB6XT4FPX | XT4NQ3125BFF000XXX + SRFB6XT4FPX | XT4NQ3150EFF000XXX + SRFB3XT4FPX | XT4NQ3150FFF000XXX + SRFB3XT4FPX | XT4NQ3150GFF000XXX + SRFB3XT4FPX | XT4NQ3150PFF000XXX + SRFB3XT4FPX | XT4NQ3150QFF000XXX + SRFB3XT4FPX | XT4NQ3150TFF000XXX + SRFB3XT4FPX | XT4NQ3150UFF000XXX + SRFB3XT4FPX
SE | SEDA24AT0150 | 4 | SRPE150A125 | 15 | 125 | 15 | 14kA | 1 | Panelboard MRO | 1 | Distribution Protection | 1 | 600Vac (Y/D) | 2 | 100% | 2 | 41511122 | XT4NQ3125AFF000XXX + SRFB6XT4FPX | XT4NQ3125BFF000XXX + SRFB6XT4FPX | XT4NQ3150EFF000XXX + SRFB3XT4FPX | XT4NQ3150FFF000XXX + SRFB3XT4FPX | XT4NQ3150GFF000XXX + SRFB3XT4FPX | XT4NQ3150PFF000XXX + SRFB3XT4FPX | XT4NQ3150QFF000XXX + SRFB3XT4FPX | XT4NQ3150TFF000XXX + SRFB3XT4FPX | XT4NQ3150UFF000XXX + SRFB3XT4FPX
SE | SEDA24AT0150 | 4 | SRPE150A125 | 15 | 125 | 15 | 18kA | 2 | Loose MCCB (OEM) | 2 | Distribution Protection | 1 | 480Vac (Y/D) | 1 | 80% | 1 | 41522111 | XT1NU3125AFF000XXX | XT2NU3125BFF000XXX | XT4NU3150EFF000XXX | XT4NU3150FFF000XXX | XT4NU3150GFF000XXX | XT4NU3150PFF000XXX | XT4NU3150QFF000XXX | XT4NU3150TFF000XXX | XT4NU3150UFF000XXX
SE | SEDA24AT0150 | 4 | SRPE150A125 | 15 | 125 | 15 | 18kA | 2 | Loose MCCB (OEM) | 2 | Distribution Protection | 1 | 600Vac (Y/D) | 2 | 80% | 1 | 41522121 | XT4NU3125AFF000XXX | XT2NU3125BFF000XXX | XT4NU3150EFF000XXX | XT4NU3150FFF000XXX | XT4NU3150GFF000XXX | XT4NU3150PFF000XXX | XT4NU3150QFF000XXX | XT4NU3150TFF000XXX | XT4NU3150UFF000XXX
SE | SEDA24AT0150 | 4 | SRPE150A125 | 15 | 125 | 15 | 18kA | 2 | Loose MCCB (OEM) | 2 | Distribution Protection | 1 | 600Vac (Y/D) | 2 | 100% | 2 | 41522122 | XT4NQ3125AFF000XXX | XT4NQ3125BFF000XXX | XT4NQ3150EFF000XXX | XT4NQ3150FFF000XXX | XT4NQ3150GFF000XXX | XT4NQ3150PFF000XXX | XT4NQ3150QFF000XXX | XT4NQ3150TFF000XXX | XT4NQ3150UFF000XXX
SE | SEDA24AT0150 | 4 | SRPE150A125 | 15 | 125 | 15 | 18kA | 2 | Loose MCCB (OEM) | 2 | Distribution Protection | 1 | 480Vac (Y/D) | 1 | 100% | 2 | 41522112 | XT3NQ3125AFF000XXX | XT4NQ3125BFF000XXX | XT4NQ3150EFF000XXX | XT4NQ3150FFF000XXX | XT4NQ3150GFF000XXX | XT4NQ3150PFF000XXX | XT4NQ3150QFF000XXX | XT4NQ3150TFF000XXX | XT4NQ3150UFF000XXX
SE | SEDA24AT0150 | 4 | SRPE150A125 | 15 | 125 | 15 | 18kA | 2 | Panelboard MRO | 1 | Distribution Protection | 1 | 480Vac (Y/D) | 1 | 80% | 1 | 41521111 | XT1NU3125AFF000XXX + SRFB6XT1FPX | XT4NU3125BFF000XXX + SRFB6XT4FPX | XT4NU3150EFF000XXX + SRFB3XT4FPX | XT4NU3150FFF000XXX + SRFB3XT4FPX | XT4NU3150GFF000XXX + SRFB3XT4FPX | XT4NU3150PFF000XXX + SRFB3XT4FPX | XT4NU3150QFF000XXX + SRFB3XT4FPX | XT4NU3150TFF000XXX + SRFB3XT4FPX | XT4NU3150UFF000XXX + SRFB3XT4FPX
SE | SEDA24AT0150 | 4 | SRPE150A125 | 15 | 125 | 15 | 18kA | 2 | Panelboard MRO | 1 | Distribution Protection | 1 | 600Vac (Y/D) | 2 | 80% | 1 | 41521121 | XT4NU3125AFF000XXX + SRFB6XT4FPX | XT4NU3125BFF000XXX + SRFB6XT4FPX | XT4NU3150EFF000XXX + SRFB3XT4FPX | XT4NU3150FFF000XXX + SRFB3XT4FPX | XT4NU3150GFF000XXX + SRFB3XT4FPX | XT4NU3150PFF000XXX + SRFB3XT4FPX | XT4NU3150QFF000XXX + SRFB3XT4FPX | XT4NU3150TFF000XXX + SRFB3XT4FPX | XT4NU3150UFF000XXX + SRFB3XT4FPX
SE | SEDA24AT0150 | 4 | SRPE150A125 | 15 | 125 | 15 | 18kA | 2 | Panelboard MRO | 1 | Distribution Protection | 1 | 480Vac (Y/D) | 1 | 100% | 2 | 41521112 | XT4NQ3125AFF000XXX + SRFB6XT4FPX | XT4NQ3125BFF000XXX + SRFB6XT4FPX | XT4NQ3150EFF000XXX + SRFB3XT4FPX | XT4NQ3150FFF000XXX + SRFB3XT4FPX | XT4NQ3150GFF000XXX + SRFB3XT4FPX | XT4NQ3150PFF000XXX + SRFB3XT4FPX | XT4NQ3150QFF000XXX + SRFB3XT4FPX | XT4NQ3150TFF000XXX + SRFB3XT4FPX | XT4NQ3150UFF000XXX + SRFB3XT4FPX
SE | SEDA24AT0150 | 4 | SRPE150A125 | 15 | 125 | 15 | 18kA | 2 | Panelboard MRO | 1 | Distribution Protection | 1 | 600Vac (Y/D) | 2 | 100% | 2 | 41521122 | XT4NQ3125AFF000XXX + SRFB6XT4FPX | XT4NQ3125BFF000XXX + SRFB6XT4FPX | XT4NQ3150EFF000XXX + SRFB3XT4FPX | XT4NQ3150FFF000XXX + SRFB3XT4FPX | XT4NQ3150GFF000XXX + SRFB3XT4FPX | XT4NQ3150PFF000XXX + SRFB3XT4FPX | XT4NQ3150QFF000XXX + SRFB3XT4FPX | XT4NQ3150TFF000XXX + SRFB3XT4FPX | XT4NQ3150UFF000XXX + SRFB3XT4FPX
SE | SEDA24AT0150 | 4 | SRPE150A150 | 16 | 150 | 16 | 14kA | 1 | Loose MCCB (OEM) | 2 | Distribution Protection | 1 | 480Vac (Y/D) | 1 | 80% | 1 | 41612111 | XT3NU3150AFF000XXX | XT4NU3150BFF000XXX | XT4NU3150EFF000XXX | XT4NU3150FFF000XXX | XT4NU3150GFF000XXX | XT4NU3150PFF000XXX | XT4NU3150QFF000XXX | XT4NU3150TFF000XXX | XT4NU3150UFF000XXX
SE | SEDA24AT0150 | 4 | SRPE150A150 | 16 | 150 | 16 | 14kA | 1 | Loose MCCB (OEM) | 2 | Distribution Protection | 1 | 600Vac (Y/D) | 2 | 80% | 1 | 41612121 | XT4NU3150AFF000XXX | XT4NU3150BFF000XXX | XT4NU3150EFF000XXX | XT4NU3150FFF000XXX | XT4NU3150GFF000XXX | XT4NU3150PFF000XXX | XT4NU3150QFF000XXX | XT4NU3150TFF000XXX | XT4NU3150UFF000XXX
SE | SEDA24AT0150 | 4 | SRPE150A150 | 16 | 150 | 16 | 14kA | 1 | Loose MCCB (OEM) | 2 | Distribution Protection | 1 | 480Vac (Y/D) | 1 | 100% | 2 | 41612112 | XT3NQ3150AFF000XXX | XT4NQ3150BFF000XXX | XT4NQ3150EFF000XXX | XT4NQ3150FFF000XXX | XT4NQ3150GFF000XXX | XT4NQ3150PFF000XXX | XT4NQ3150QFF000XXX | XT4NQ3150TFF000XXX | XT4NQ3150UFF000XXX
SE | SEDA24AT0150 | 4 | SRPE150A150 | 16 | 150 | 16 | 14kA | 1 | Loose MCCB (OEM) | 2 | Distribution Protection | 1 | 600Vac (Y/D) | 2 | 100% | 2 | 41612122 | XT4NQ3150AFF000XXX | XT4NQ3150BFF000XXX | XT4NQ3150EFF000XXX | XT4NQ3150FFF000XXX | XT4NQ3150GFF000XXX | XT4NQ3150PFF000XXX | XT4NQ3150QFF000XXX | XT4NQ3150TFF000XXX | XT4NQ3150UFF000XXX
SE | SEDA24AT0150 | 4 | SRPE150A150 | 16 | 150 | 16 | 14kA | 1 | Panelboard MRO | 1 | Distribution Protection | 1 | 480Vac (Y/D) | 1 | 80% | 1 | 41611111 | XT4NU3150AFF000XXX + SRFB6XT4FPX | XT4NU3150BFF000XXX + SRFB6XT4FPX | XT4NU3150EFF000XXX + SRFB3XT4FPX | XT4NU3150FFF000XXX + SRFB3XT4FPX | XT4NU3150GFF000XXX + SRFB3XT4FPX | XT4NU3150PFF000XXX + SRFB3XT4FPX | XT4NU3150QFF000XXX + SRFB3XT4FPX | XT4NU3150TFF000XXX + SRFB3XT4FPX | XT4NU3150UFF000XXX + SRFB3XT4FPX
SE | SEDA24AT0150 | 4 | SRPE150A150 | 16 | 150 | 16 | 14kA | 1 | Panelboard MRO | 1 | Distribution Protection | 1 | 600Vac (Y/D) | 2 | 80% | 1 | 41611121 | XT4NU3150AFF000XXX + SRFB6XT4FPX | XT4NU3150BFF000XXX + SRFB6XT4FPX | XT4NU3150EFF000XXX + SRFB3XT4FPX | XT4NU3150FFF000XXX + SRFB3XT4FPX | XT4NU3150GFF000XXX + SRFB3XT4FPX | XT4NU3150PFF000XXX + SRFB3XT4FPX | XT4NU3150QFF000XXX + SRFB3XT4FPX | XT4NU3150TFF000XXX + SRFB3XT4FPX | XT4NU3150UFF000XXX + SRFB3XT4FPX
SE | SEDA24AT0150 | 4 | SRPE150A150 | 16 | 150 | 16 | 14kA | 1 | Panelboard MRO | 1 | Distribution Protection | 1 | 480Vac (Y/D) | 1 | 100% | 2 | 41611112 | XT4NQ3150AFF000XXX + SRFB6XT4FPX | XT4NQ3150BFF000XXX + SRFB6XT4FPX | XT4NQ3150EFF000XXX + SRFB3XT4FPX | XT4NQ3150FFF000XXX + SRFB3XT4FPX | XT4NQ3150GFF000XXX + SRFB3XT4FPX | XT4NQ3150PFF000XXX + SRFB3XT4FPX | XT4NQ3150QFF000XXX + SRFB3XT4FPX | XT4NQ3150TFF000XXX + SRFB3XT4FPX | XT4NQ3150UFF000XXX + SRFB3XT4FPX
SE | SEDA24AT0150 | 4 | SRPE150A150 | 16 | 150 | 16 | 14kA | 1 | Panelboard MRO | 1 | Distribution Protection | 1 | 600Vac (Y/D) | 2 | 100% | 2 | 41611122 | XT4NQ3150AFF000XXX + SRFB6XT4FPX | XT4NQ3150BFF000XXX + SRFB6XT4FPX | XT4NQ3150EFF000XXX + SRFB3XT4FPX | XT4NQ3150FFF000XXX + SRFB3XT4FPX | XT4NQ3150GFF000XXX + SRFB3XT4FPX | XT4NQ3150PFF000XXX + SRFB3XT4FPX | XT4NQ3150QFF000XXX + SRFB3XT4FPX | XT4NQ3150TFF000XXX + SRFB3XT4FPX | XT4NQ3150UFF000XXX + SRFB3XT4FPX
SE | SEDA24AT0150 | 4 | SRPE150A150 | 16 | 150 | 16 | 18kA | 2 | Loose MCCB (OEM) | 2 | Distribution Protection | 1 | 480Vac (Y/D) | 1 | 80% | 1 | 41622111 | XT3NU3150AFF000XXX | XT4NU3150BFF000XXX | XT4NU3150EFF000XXX | XT4NU3150FFF000XXX | XT4NU3150GFF000XXX | XT4NU3150PFF000XXX | XT4NU3150QFF000XXX | XT4NU3150TFF000XXX | XT4NU3150UFF000XXX
SE | SEDA24AT0150 | 4 | SRPE150A150 | 16 | 150 | 16 | 18kA | 2 | Loose MCCB (OEM) | 2 | Distribution Protection | 1 | 600Vac (Y/D) | 2 | 80% | 1 | 41622121 | XT4NU3150AFF000XXX | XT4NU3150BFF000XXX | XT4NU3150EFF000XXX | XT4NU3150FFF000XXX | XT4NU3150GFF000XXX | XT4NU3150PFF000XXX | XT4NU3150QFF000XXX | XT4NU3150TFF000XXX | XT4NU3150UFF000XXX
SE | SEDA24AT0150 | 4 | SRPE150A150 | 16 | 150 | 16 | 18kA | 2 | Loose MCCB (OEM) | 2 | Distribution Protection | 1 | 480Vac (Y/D) | 1 | 100% | 2 | 41622112 | XT3NQ3150AFF000XXX | XT4NQ3150BFF000XXX | XT4NQ3150EFF000XXX | XT4NQ3150FFF000XXX | XT4NQ3150GFF000XXX | XT4NQ3150PFF000XXX | XT4NQ3150QFF000XXX | XT4NQ3150TFF000XXX | XT4NQ3150UFF000XXX
SE | SEDA24AT0150 | 4 | SRPE150A150 | 16 | 150 | 16 | 18kA | 2 | Loose MCCB (OEM) | 2 | Distribution Protection | 1 | 600Vac (Y/D) | 2 | 100% | 2 | 41622122 | XT4NQ3150AFF000XXX | XT4NQ3150BFF000XXX | XT4NQ3150EFF000XXX | XT4NQ3150FFF000XXX | XT4NQ3150GFF000XXX | XT4NQ3150PFF000XXX | XT4NQ3150QFF000XXX | XT4NQ3150TFF000XXX | XT4NQ3150UFF000XXX
SE | SEDA24AT0150 | 4 | SRPE150A150 | 16 | 150 | 16 | 18kA | 2 | Panelboard MRO | 1 | Distribution Protection | 1 | 480Vac (Y/D) | 1 | 80% | 1 | 41621111 | XT4NU3150AFF000XXX + SRFB6XT4FPX | XT4NU3150BFF000XXX + SRFB6XT4FPX | XT4NU3150EFF000XXX + SRFB3XT4FPX | XT4NU3150FFF000XXX + SRFB3XT4FPX | XT4NU3150GFF000XXX + SRFB3XT4FPX | XT4NU3150PFF000XXX + SRFB3XT4FPX | XT4NU3150QFF000XXX + SRFB3XT4FPX | XT4NU3150TFF000XXX + SRFB3XT4FPX | XT4NU3150UFF000XXX + SRFB3XT4FPX
SE | SEDA24AT0150 | 4 | SRPE150A150 | 16 | 150 | 16 | 18kA | 2 | Panelboard MRO | 1 | Distribution Protection | 1 | 600Vac (Y/D) | 2 | 80% | 1 | 41621121 | XT4NU3150AFF000XXX + SRFB6XT4FPX | XT4NU3150BFF000XXX + SRFB6XT4FPX | XT4NU3150EFF000XXX + SRFB3XT4FPX | XT4NU3150FFF000XXX + SRFB3XT4FPX | XT4NU3150GFF000XXX + SRFB3XT4FPX | XT4NU3150PFF000XXX + SRFB3XT4FPX | XT4NU3150QFF000XXX + SRFB3XT4FPX | XT4NU3150TFF000XXX + SRFB3XT4FPX | XT4NU3150UFF000XXX + SRFB3XT4FPX
SE | SEDA24AT0150 | 4 | SRPE150A150 | 16 | 150 | 16 | 18kA | 2 | Panelboard MRO | 1 | Distribution Protection | 1 | 480Vac (Y/D) | 1 | 100% | 2 | 41621112 | XT4NQ3150AFF000XXX + SRFB6XT4FPX | XT4NQ3150BFF000XXX + SRFB6XT4FPX | XT4NQ3150EFF000XXX + SRFB3XT4FPX | XT4NQ3150FFF000XXX + SRFB3XT4FPX | XT4NQ3150GFF000XXX + SRFB3XT4FPX | XT4NQ3150PFF000XXX + SRFB3XT4FPX | XT4NQ3150QFF000XXX + SRFB3XT4FPX | XT4NQ3150TFF000XXX + SRFB3XT4FPX | XT4NQ3150UFF000XXX + SRFB3XT4FPX
SE | SEDA24AT0150 | 4 | SRPE150A150 | 16 | 150 | 16 | 18kA | 2 | Panelboard MRO | 1 | Distribution Protection | 1 | 600Vac (Y/D) | 2 | 100% | 2 | 41621122 | XT4NQ3150AFF000XXX + SRFB6XT4FPX | XT4NQ3150BFF000XXX + SRFB6XT4FPX | XT4NQ3150EFF000XXX + SRFB3XT4FPX | XT4NQ3150FFF000XXX + SRFB3XT4FPX | XT4NQ3150GFF000XXX + SRFB3XT4FPX | XT4NQ3150PFF000XXX + SRFB3XT4FPX | XT4NQ3150QFF000XXX + SRFB3XT4FPX | XT4NQ3150TFF000XXX + SRFB3XT4FPX | XT4NQ3150UFF000XXX + SRFB3XT4FPX
SE | SEHA24AT0030 | 5 | SRPE30A15 | 1 | 15 | 1 | 25kA | 4 | Loose MCCB (OEM) | 2 | Distribution Protection | 1 | 480Vac (Y/D) | 1 | 80% | 1 | 5142111 | XT1NU3015AFF000XXX | No Equivalent Cross Available Based on Selections | XT2NU3025EFF000XXX | XT2NU3025FFF000XXX | XT2NU3025GFF000XXX | XT2NU3040PFF000XXX | XT2NU3040QFF000XXX | XT2NU3040TFF000XXX | XT2NU3040UFF000XXX
SE | SEHA24AT0030 | 5 | SRPE30A15 | 1 | 15 | 1 | 25kA | 4 | Loose MCCB (OEM) | 2 | Distribution Protection | 1 | 480Vac (Y/D) | 1 | 80% | 1 | 5142111 | XT1NU3015AFF000XXX | No Equivalent Cross Available Based on Selections | XT2NU3025EFF000XXX | XT2NU3025FFF000XXX | XT2NU3025GFF000XXX | XT2NU3040PFF000XXX | XT2NU3040QFF000XXX | XT2NU3040TFF000XXX | XT2NU3040UFF000XXX
SE | SEHA24AT0030 | 5 | SRPE30A15 | 1 | 15 | 1 | 22kA | 4 | Loose MCCB (OEM) | 2 | Distribution Protection | 1 | 600Vac (Y/D) | 2 | 80% | 1 | 5142121 | XT2SU3015AFF000XXX | No Equivalent Cross Available Based on Selections | XT2SU3025EFF000XXX | XT2SU3025FFF000XXX | XT2SU3025GFF000XXX | XT2SU3040PFF000XXX | XT2SU3040QFF000XXX | XT2SU3040TFF000XXX | XT2SU3040UFF000XXX
SE | SEHA24AT0030 | 5 | SRPE30A15 | 1 | 15 | 1 | 25kA | 4 | Loose MCCB (OEM) | 2 | Distribution Protection | 1 | 600Vac (Y/D) | 2 | 80% | 1 | 5142121 | XT2HU3015AFF000XXX | No Equivalent Cross Available Based on Selections | XT2HU3025EFF000XXX | XT2HU3025FFF000XXX | XT2HU3025GFF000XXX | XT2HU3040PFF000XXX | XT2HU3040QFF000XXX | XT2HU3040TFF000XXX | XT2HU3040UFF000XXX
SE | SEHA24AT0030 | 5 | SRPE30A15 | 1 | 15 | 1 | 25kA | 4 | Loose MCCB (OEM) | 2 | Distribution Protection | 1 | 480Vac (Y/D) | 1 | 100% | 2 | 5142112 | XT1NQ3015AFF000XXX | No Equivalent Cross Available Based on Selections | XT2NQ3025EFF000XXX | XT2NQ3025FFF000XXX | XT2NQ3025GFF000XXX | XT2NQ3040PFF000XXX | XT2NQ3040QFF000XXX | XT2NQ3040TFF000XXX | XT2NQ3040UFF000XXX
SE | SEHA24AT0030 | 5 | SRPE30A15 | 1 | 15 | 1 | 25kA | 4 | Loose MCCB (OEM) | 2 | Distribution Protection | 1 | 480Vac (Y/D) | 1 | 100% | 2 | 5142112 | XT1NQ3015AFF000XXX | No Equivalent Cross Available Based on Selections | XT2NQ3025EFF000XXX | XT2NQ3025FFF000XXX | XT2NQ3025GFF000XXX | XT2NQ3040PFF000XXX | XT2NQ3040QFF000XXX | XT2NQ3040TFF000XXX | XT2NQ3040UFF000XXX
SE | SEHA24AT0030 | 5 | SRPE30A15 | 1 | 15 | 1 | 22kA | 4 | Loose MCCB (OEM) | 2 | Distribution Protection | 1 | 600Vac (Y/D) | 2 | 100% | 2 | 5142122 | XT2SQ3015AFF000XXX | No Equivalent Cross Available Based on Selections | XT2SQ3025EFF000XXX | XT2SQ3025FFF000XXX | XT2SQ3025GFF000XXX | XT2SQ3040PFF000XXX | XT2SQ3040QFF000XXX | XT2SQ3040TFF000XXX | XT2SQ3040UFF000XXX
SE | SEHA24AT0030 | 5 | SRPE30A15 | 1 | 15 | 1 | 25kA | 4 | Loose MCCB (OEM) | 2 | Distribution Protection | 1 | 600Vac (Y/D) | 2 | 100% | 2 | 5142122 | XT2HQ3015AFF000XXX | No Equivalent Cross Available Based on Selections | XT2HQ3025EFF000XXX | XT2HQ3025FFF000XXX | XT2HQ3025GFF000XXX | XT2HQ3040PFF000XXX | XT2HQ3040QFF000XXX | XT2HQ3040TFF000XXX | XT2HQ3040UFF000XXX
SE | SEHA24AT0030 | 5 | SRPE30A15 | 1 | 15 | 1 | 25kA | 4 | Panelboard MRO | 1 | Distribution Protection | 1 | 480Vac (Y/D) | 1 | 80% | 1 | 5141111 | XT1NU3015AFF000XXX + SRFB6XT1FPX | No Equivalent Cross Available Based on Selections | XT4NU3040EFF000XXX + SRFB3XT4FPX | XT4NU3040FFF000XXX + SRFB3XT4FPX | XT4NU3040GFF000XXX + SRFB3XT4FPX | XT4NU3100PFF000XXX + SRFB3XT4FPX | XT4NU3100QFF000XXX + SRFB3XT4FPX | XT4NU3100TFF000XXX + SRFB3XT4FPX | XT4NU3100UFF000XXX + SRFB3XT4FPX
SE | SEHA24AT0030 | 5 | SRPE30A15 | 1 | 15 | 1 | 25kA | 4 | Panelboard MRO | 1 | Distribution Protection | 1 | 480Vac (Y/D) | 1 | 80% | 1 | 5141111 | XT1NU3015AFF000XXX + SRFB6XT1FPX | No Equivalent Cross Available Based on Selections | XT4NU3040EFF000XXX + SRFB3XT4FPX | XT4NU3040FFF000XXX + SRFB3XT4FPX | XT4NU3040GFF000XXX + SRFB3XT4FPX | XT4NU3100PFF000XXX + SRFB3XT4FPX | XT4NU3100QFF000XXX + SRFB3XT4FPX | XT4NU3100TFF000XXX + SRFB3XT4FPX | XT4NU3100UFF000XXX + SRFB3XT4FPX
SE | SEHA24AT0030 | 5 | SRPE30A15 | 1 | 15 | 1 | 22kA | 4 | Panelboard MRO | 1 | Distribution Protection | 1 | 600Vac (Y/D) | 2 | 80% | 1 | 5141121 | XT4SU3025AFF000XXX + SRFB6XT4FPX | No Equivalent Cross Available Based on Selections | XT4SU3040EFF000XXX + SRFB3XT4FPX | XT4SU3040FFF000XXX + SRFB3XT4FPX | XT4SU3040GFF000XXX + SRFB3XT4FPX | XT4SU3100PFF000XXX + SRFB3XT4FPX | XT4SU3100QFF000XXX + SRFB3XT4FPX | XT4SU3100TFF000XXX + SRFB3XT4FPX | XT4SU3100UFF000XXX + SRFB3XT4FPX
SE | SEHA24AT0030 | 5 | SRPE30A15 | 1 | 15 | 1 | 25kA | 4 | Panelboard MRO | 1 | Distribution Protection | 1 | 600Vac (Y/D) | 2 | 80% | 1 | 5141121 | XT4HU3025AFF000XXX + SRFB6XT4FPX | No Equivalent Cross Available Based on Selections | XT4HU3040EFF000XXX + SRFB3XT4FPX | XT4HU3040FFF000XXX + SRFB3XT4FPX | XT4HU3040GFF000XXX + SRFB3XT4FPX | XT4HU3100PFF000XXX + SRFB3XT4FPX | XT4HU3100QFF000XXX + SRFB3XT4FPX | XT4HU3100TFF000XXX + SRFB3XT4FPX | XT4HU3100UFF000XXX + SRFB3XT4FPX
SE | SEHA24AT0030 | 5 | SRPE30A15 | 1 | 15 | 1 | 25kA | 4 | Panelboard MRO | 1 | Distribution Protection | 1 | 480Vac (Y/D) | 1 | 100% | 2 | 5141112 | XT1NQ3015AFF000XXX + SRFB6XT1FPX | No Equivalent Cross Available Based on Selections | XT4NQ3040EFF000XXX + SRFB3XT4FPX | XT4NQ3040FFF000XXX + SRFB3XT4FPX | XT4NQ3040GFF000XXX + SRFB3XT4FPX | XT4NQ3100PFF000XXX + SRFB3XT4FPX | XT4NQ3100QFF000XXX + SRFB3XT4FPX | XT4NQ3100TFF000XXX + SRFB3XT4FPX | XT4NQ3100UFF000XXX + SRFB3XT4FPX
SE | SEHA24AT0030 | 5 | SRPE30A15 | 1 | 15 | 1 | 25kA | 4 | Panelboard MRO | 1 | Distribution Protection | 1 | 480Vac (Y/D) | 1 | 100% | 2 | 5141112 | XT1NQ3015AFF000XXX + SRFB6XT1FPX | No Equivalent Cross Available Based on Selections | XT4NQ3040EFF000XXX + SRFB3XT4FPX | XT4NQ3040FFF000XXX + SRFB3XT4FPX | XT4NQ3040GFF000XXX + SRFB3XT4FPX | XT4NQ3100PFF000XXX + SRFB3XT4FPX | XT4NQ3100QFF000XXX + SRFB3XT4FPX | XT4NQ3100TFF000XXX + SRFB3XT4FPX | XT4NQ3100UFF000XXX + SRFB3XT4FPX
SE | SEHA24AT0030 | 5 | SRPE30A15 | 1 | 15 | 1 | 22kA | 4 | Panelboard MRO | 1 | Distribution Protection | 1 | 600Vac (Y/D) | 2 | 100% | 2 | 5141122 | XT4SQ3025AFF000XXX + SRFB6XT4FPX | No Equivalent Cross Available Based on Selections | XT4SQ3040EFF000XXX + SRFB3XT4FPX | XT4SQ3040FFF000XXX + SRFB3XT4FPX | XT4SQ3040GFF000XXX + SRFB3XT4FPX | XT4SQ3100PFF000XXX + SRFB3XT4FPX | XT4SQ3100QFF000XXX + SRFB3XT4FPX | XT4SQ3100TFF000XXX + SRFB3XT4FPX | XT4SQ3100UFF000XXX + SRFB3XT4FPX
SE | SEHA24AT0030 | 5 | SRPE30A15 | 1 | 15 | 1 | 25kA | 4 | Panelboard MRO | 1 | Distribution Protection | 1 | 600Vac (Y/D) | 2 | 100% | 2 | 5141122 | XT4HQ3025AFF000XXX + SRFB6XT4FPX | No Equivalent Cross Available Based on Selections | XT4HQ3040EFF000XXX + SRFB3XT4FPX | XT4HQ3040FFF000XXX + SRFB3XT4FPX | XT4HQ3040GFF000XXX + SRFB3XT4FPX | XT4HQ3100PFF000XXX + SRFB3XT4FPX | XT4HQ3100QFF000XXX + SRFB3XT4FPX | XT4HQ3100TFF000XXX + SRFB3XT4FPX | XT4HQ3100UFF000XXX + SRFB3XT4FPX
SE | SEHA24AT0030 | 5 | SRPE30A20 | 2 | 20 | 2 | 25kA | 4 | Loose MCCB (OEM) | 2 | Distribution Protection | 1 | 480Vac (Y/D) | 1 | 80% | 1 | 5242111 | XT1NU3020AFF000XXX | No Equivalent Cross Available Based on Selections | XT2NU3025EFF000XXX | XT2NU3025FFF000XXX | XT2NU3025GFF000XXX | XT2NU3040PFF000XXX | XT2NU3040QFF000XXX | XT2NU3040TFF000XXX | XT2NU3040UFF000XXX
SE | SEHA24AT0030 | 5 | SRPE30A20 | 2 | 20 | 2 | 25kA | 4 | Loose MCCB (OEM) | 2 | Distribution Protection | 1 | 480Vac (Y/D) | 1 | 80% | 1 | 5242111 | XT1NU3020AFF000XXX | No Equivalent Cross Available Based on Selections | XT2NU3025EFF000XXX | XT2NU3025FFF000XXX | XT2NU3025GFF000XXX | XT2NU3040PFF000XXX | XT2NU3040QFF000XXX | XT2NU3040TFF000XXX | XT2NU3040UFF000XXX
SE | SEHA24AT0030 | 5 | SRPE30A20 | 2 | 20 | 2 | 22kA | 4 | Loose MCCB (OEM) | 2 | Distribution Protection | 1 | 600Vac (Y/D) | 2 | 80% | 1 | 5242121 | XT2SU3020AFF000XXX | No Equivalent Cross Available Based on Selections | XT2SU3025EFF000XXX | XT2SU3025FFF000XXX | XT2SU3025GFF000XXX | XT2SU3040PFF000XXX | XT2SU3040QFF000XXX | XT2SU3040TFF000XXX | XT2SU3040UFF000XXX
SE | SEHA24AT0030 | 5 | SRPE30A20 | 2 | 20 | 2 | 25kA | 4 | Loose MCCB (OEM) | 2 | Distribution Protection | 1 | 600Vac (Y/D) | 2 | 80% | 1 | 5242121 | XT2HU3020AFF000XXX | No Equivalent Cross Available Based on Selections | XT2HU3025EFF000XXX | XT2HU3025FFF000XXX | XT2HU3025GFF000XXX | XT2HU3040PFF000XXX | XT2HU3040QFF000XXX | XT2HU3040TFF000XXX | XT2HU3040UFF000XXX
SE | SEHA24AT0030 | 5 | SRPE30A20 | 2 | 20 | 2 | 25kA | 4 | Loose MCCB (OEM) | 2 | Distribution Protection | 1 | 480Vac (Y/D) | 1 | 100% | 2 | 5242112 | XT1NQ3020AFF000XXX | No Equivalent Cross Available Based on Selections | XT2NQ3025EFF000XXX | XT2NQ3025FFF000XXX | XT2NQ3025GFF000XXX | XT2NQ3040PFF000XXX | XT2NQ3040QFF000XXX | XT2NQ3040TFF000XXX | XT2NQ3040UFF000XXX
SE | SEHA24AT0030 | 5 | SRPE30A20 | 2 | 20 | 2 | 25kA | 4 | Loose MCCB (OEM) | 2 | Distribution Protection | 1 | 480Vac (Y/D) | 1 | 100% | 2 | 5242112 | XT1NQ3020AFF000XXX | No Equivalent Cross Available Based on Selections | XT2NQ3025EFF000XXX | XT2NQ3025FFF000XXX | XT2NQ3025GFF000XXX | XT2NQ3040PFF000XXX | XT2NQ3040QFF000XXX | XT2NQ3040TFF000XXX | XT2NQ3040UFF000XXX
SE | SEHA24AT0030 | 5 | SRPE30A20 | 2 | 20 | 2 | 22kA | 4 | Loose MCCB (OEM) | 2 | Distribution Protection | 1 | 600Vac (Y/D) | 2 | 100% | 2 | 5242122 | XT2SQ3020AFF000XXX | No Equivalent Cross Available Based on Selections | XT2SQ3025EFF000XXX | XT2SQ3025FFF000XXX | XT2SQ3025GFF000XXX | XT2SQ3040PFF000XXX | XT2SQ3040QFF000XXX | XT2SQ3040TFF000XXX | XT2SQ3040UFF000XXX
SE | SEHA24AT0030 | 5 | SRPE30A20 | 2 | 20 | 2 | 25kA | 4 | Loose MCCB (OEM) | 2 | Distribution Protection | 1 | 600Vac (Y/D) | 2 | 100% | 2 | 5242122 | XT2HQ3020AFF000XXX | No Equivalent Cross Available Based on Selections | XT2HQ3025EFF000XXX | XT2HQ3025FFF000XXX | XT2HQ3025GFF000XXX | XT2HQ3040PFF000XXX | XT2HQ3040QFF000XXX | XT2HQ3040TFF000XXX | XT2HQ3040UFF000XXX
SE | SEHA24AT0030 | 5 | SRPE30A20 | 2 | 20 | 2 | 25kA | 4 | Panelboard MRO | 1 | Distribution Protection | 1 | 480Vac (Y/D) | 1 | 80% | 1 | 5241111 | XT1NU3020AFF000XXX + SRFB6XT1FPX | No Equivalent Cross Available Based on Selections | XT4NU3040EFF000XXX + SRFB3XT4FPX | XT4NU3040FFF000XXX + SRFB3XT4FPX | XT4NU3040GFF000XXX + SRFB3XT4FPX | XT4NU3100PFF000XXX + SRFB3XT4FPX | XT4NU3100QFF000XXX + SRFB3XT4FPX | XT4NU3100TFF000XXX + SRFB3XT4FPX | XT4NU3100UFF000XXX + SRFB3XT4FPX
SE | SEHA24AT0030 | 5 | SRPE30A20 | 2 | 20 | 2 | 25kA | 4 | Panelboard MRO | 1 | Distribution Protection | 1 | 480Vac (Y/D) | 1 | 80% | 1 | 5241111 | XT1NU3020AFF000XXX + SRFB6XT1FPX | No Equivalent Cross Available Based on Selections | XT4NU3040EFF000XXX + SRFB3XT4FPX | XT4NU3040FFF000XXX + SRFB3XT4FPX | XT4NU3040GFF000XXX + SRFB3XT4FPX | XT4NU3100PFF000XXX + SRFB3XT4FPX | XT4NU3100QFF000XXX + SRFB3XT4FPX | XT4NU3100TFF000XXX + SRFB3XT4FPX | XT4NU3100UFF000XXX + SRFB3XT4FPX
SE | SEHA24AT0030 | 5 | SRPE30A20 | 2 | 20 | 2 | 22kA | 4 | Panelboard MRO | 1 | Distribution Protection | 1 | 600Vac (Y/D) | 2 | 80% | 1 | 5241121 | XT4SU3025AFF000XXX + SRFB6XT4FPX | No Equivalent Cross Available Based on Selections | XT4SU3040EFF000XXX + SRFB3XT4FPX | XT4SU3040FFF000XXX + SRFB3XT4FPX | XT4SU3040GFF000XXX + SRFB3XT4FPX | XT4SU3100PFF000XXX + SRFB3XT4FPX | XT4SU3100QFF000XXX + SRFB3XT4FPX | XT4SU3100TFF000XXX + SRFB3XT4FPX | XT4SU3100UFF000XXX + SRFB3XT4FPX
SE | SEHA24AT0030 | 5 | SRPE30A20 | 2 | 20 | 2 | 25kA | 4 | Panelboard MRO | 1 | Distribution Protection | 1 | 600Vac (Y/D) | 2 | 80% | 1 | 5241121 | XT4HU3025AFF000XXX + SRFB6XT4FPX | No Equivalent Cross Available Based on Selections | XT4HU3040EFF000XXX + SRFB3XT4FPX | XT4HU3040FFF000XXX + SRFB3XT4FPX | XT4HU3040GFF000XXX + SRFB3XT4FPX | XT4HU3100PFF000XXX + SRFB3XT4FPX | XT4HU3100QFF000XXX + SRFB3XT4FPX | XT4HU3100TFF000XXX + SRFB3XT4FPX | XT4HU3100UFF000XXX + SRFB3XT4FPX
SE | SEHA24AT0030 | 5 | SRPE30A20 | 2 | 20 | 2 | 25kA | 4 | Panelboard MRO | 1 | Distribution Protection | 1 | 480Vac (Y/D) | 1 | 100% | 2 | 5241112 | XT1NQ3020AFF000XXX + SRFB6XT1FPX | No Equivalent Cross Available Based on Selections | XT4NQ3040EFF000XXX + SRFB3XT4FPX | XT4NQ3040FFF000XXX + SRFB3XT4FPX | XT4NQ3040GFF000XXX + SRFB3XT4FPX | XT4NQ3100PFF000XXX + SRFB3XT4FPX | XT4NQ3100QFF000XXX + SRFB3XT4FPX | XT4NQ3100TFF000XXX + SRFB3XT4FPX | XT4NQ3100UFF000XXX + SRFB3XT4FPX
SE | SEHA24AT0030 | 5 | SRPE30A20 | 2 | 20 | 2 | 25kA | 4 | Panelboard MRO | 1 | Distribution Protection | 1 | 480Vac (Y/D) | 1 | 100% | 2 | 5241112 | XT1NQ3020AFF000XXX + SRFB6XT1FPX | No Equivalent Cross Available Based on Selections | XT4NQ3040EFF000XXX + SRFB3XT4FPX | XT4NQ3040FFF000XXX + SRFB3XT4FPX | XT4NQ3040GFF000XXX + SRFB3XT4FPX | XT4NQ3100PFF000XXX + SRFB3XT4FPX | XT4NQ3100QFF000XXX + SRFB3XT4FPX | XT4NQ3100TFF000XXX + SRFB3XT4FPX | XT4NQ3100UFF000XXX + SRFB3XT4FPX
SE | SEHA24AT0030 | 5 | SRPE30A20 | 2 | 20 | 2 | 22kA | 4 | Panelboard MRO | 1 | Distribution Protection | 1 | 600Vac (Y/D) | 2 | 100% | 2 | 5241122 | XT4SQ3025AFF000XXX + SRFB6XT4FPX | No Equivalent Cross Available Based on Selections | XT4SQ3040EFF000XXX + SRFB3XT4FPX | XT4SQ3040FFF000XXX + SRFB3XT4FPX | XT4SQ3040GFF000XXX + SRFB3XT4FPX | XT4SQ3100PFF000XXX + SRFB3XT4FPX | XT4SQ3100QFF000XXX + SRFB3XT4FPX | XT4SQ3100TFF000XXX + SRFB3XT4FPX | XT4SQ3100UFF000XXX + SRFB3XT4FPX
SE | SEHA24AT0030 | 5 | SRPE30A20 | 2 | 20 | 2 | 25kA | 4 | Panelboard MRO | 1 | Distribution Protection | 1 | 600Vac (Y/D) | 2 | 100% | 2 | 5241122 | XT4HQ3025AFF000XXX + SRFB6XT4FPX | No Equivalent Cross Available Based on Selections | XT4HQ3040EFF000XXX + SRFB3XT4FPX | XT4HQ3040FFF000XXX + SRFB3XT4FPX | XT4HQ3040GFF000XXX + SRFB3XT4FPX | XT4HQ3100PFF000XXX + SRFB3XT4FPX | XT4HQ3100QFF000XXX + SRFB3XT4FPX | XT4HQ3100TFF000XXX + SRFB3XT4FPX | XT4HQ3100UFF000XXX + SRFB3XT4FPX
SE | SEHA24AT0030 | 5 | SRPE30A25 | 3 | 25 | 3 | 25kA | 4 | Loose MCCB (OEM) | 2 | Distribution Protection | 1 | 480Vac (Y/D) | 1 | 80% | 1 | 5342111 | XT1NU3025AFF000XXX | No Equivalent Cross Available Based on Selections | XT2NU3025EFF000XXX | XT2NU3025FFF000XXX | XT2NU3025GFF000XXX | XT2NU3040PFF000XXX | XT2NU3040QFF000XXX | XT2NU3040TFF000XXX | XT2NU3040UFF000XXX
SE | SEHA24AT0030 | 5 | SRPE30A25 | 3 | 25 | 3 | 25kA | 4 | Loose MCCB (OEM) | 2 | Distribution Protection | 1 | 480Vac (Y/D) | 1 | 80% | 1 | 5342111 | XT1NU3025AFF000XXX | No Equivalent Cross Available Based on Selections | XT2NU3025EFF000XXX | XT2NU3025FFF000XXX | XT2NU3025GFF000XXX | XT2NU3040PFF000XXX | XT2NU3040QFF000XXX | XT2NU3040TFF000XXX | XT2NU3040UFF000XXX
SE | SEHA24AT0030 | 5 | SRPE30A25 | 3 | 25 | 3 | 22kA | 4 | Loose MCCB (OEM) | 2 | Distribution Protection | 1 | 600Vac (Y/D) | 2 | 80% | 1 | 5342121 | XT2SU3025AFF000XXX | No Equivalent Cross Available Based on Selections | XT2SU3025EFF000XXX | XT2SU3025FFF000XXX | XT2SU3025GFF000XXX | XT2SU3040PFF000XXX | XT2SU3040QFF000XXX | XT2SU3040TFF000XXX | XT2SU3040UFF000XXX
SE | SEHA24AT0030 | 5 | SRPE30A25 | 3 | 25 | 3 | 25kA | 4 | Loose MCCB (OEM) | 2 | Distribution Protection | 1 | 600Vac (Y/D) | 2 | 80% | 1 | 5342121 | XT2HU3025AFF000XXX | No Equivalent Cross Available Based on Selections | XT2HU3025EFF000XXX | XT2HU3025FFF000XXX | XT2HU3025GFF000XXX | XT2HU3040PFF000XXX | XT2HU3040QFF000XXX | XT2HU3040TFF000XXX | XT2HU3040UFF000XXX
SE | SEHA24AT0030 | 5 | SRPE30A25 | 3 | 25 | 3 | 25kA | 4 | Loose MCCB (OEM) | 2 | Distribution Protection | 1 | 480Vac (Y/D) | 1 | 100% | 2 | 5342112 | XT1NQ3025AFF000XXX | No Equivalent Cross Available Based on Selections | XT2NQ3025EFF000XXX | XT2NQ3025FFF000XXX | XT2NQ3025GFF000XXX | XT2NQ3040PFF000XXX | XT2NQ3040QFF000XXX | XT2NQ3040TFF000XXX | XT2NQ3040UFF000XXX
SE | SEHA24AT0030 | 5 | SRPE30A25 | 3 | 25 | 3 | 25kA | 4 | Loose MCCB (OEM) | 2 | Distribution Protection | 1 | 480Vac (Y/D) | 1 | 100% | 2 | 5342112 | XT1NQ3025AFF000XXX | No Equivalent Cross Available Based on Selections | XT2NQ3025EFF000XXX | XT2NQ3025FFF000XXX | XT2NQ3025GFF000XXX | XT2NQ3040PFF000XXX | XT2NQ3040QFF000XXX | XT2NQ3040TFF000XXX | XT2NQ3040UFF000XXX
SE | SEHA24AT0030 | 5 | SRPE30A25 | 3 | 25 | 3 | 22kA | 4 | Loose MCCB (OEM) | 2 | Distribution Protection | 1 | 600Vac (Y/D) | 2 | 100% | 2 | 5342122 | XT2SQ3025AFF000XXX | No Equivalent Cross Available Based on Selections | XT2SQ3025EFF000XXX | XT2SQ3025FFF000XXX | XT2SQ3025GFF000XXX | XT2SQ3040PFF000XXX | XT2SQ3040QFF000XXX | XT2SQ3040TFF000XXX | XT2SQ3040UFF000XXX
SE | SEHA24AT0030 | 5 | SRPE30A25 | 3 | 25 | 3 | 25kA | 4 | Loose MCCB (OEM) | 2 | Distribution Protection | 1 | 600Vac (Y/D) | 2 | 100% | 2 | 5342122 | XT2HQ3025AFF000XXX | No Equivalent Cross Available Based on Selections | XT2HQ3025EFF000XXX | XT2HQ3025FFF000XXX | XT2HQ3025GFF000XXX | XT2HQ3040PFF000XXX | XT2HQ3040QFF000XXX | XT2HQ3040TFF000XXX | XT2HQ3040UFF000XXX
SE | SEHA24AT0030 | 5 | SRPE30A25 | 3 | 25 | 3 | 25kA | 4 | Panelboard MRO | 1 | Distribution Protection | 1 | 480Vac (Y/D) | 1 | 80% | 1 | 5341111 | XT1NU3025AFF000XXX + SRFB6XT1FPX | No Equivalent Cross Available Based on Selections | XT4NU3040EFF000XXX + SRFB3XT4FPX | XT4NU3040FFF000XXX + SRFB3XT4FPX | XT4NU3040GFF000XXX + SRFB3XT4FPX | XT4NU3100PFF000XXX + SRFB3XT4FPX | XT4NU3100QFF000XXX + SRFB3XT4FPX | XT4NU3100TFF000XXX + SRFB3XT4FPX | XT4NU3100UFF000XXX + SRFB3XT4FPX
SE | SEHA24AT0030 | 5 | SRPE30A25 | 3 | 25 | 3 | 25kA | 4 | Panelboard MRO | 1 | Distribution Protection | 1 | 480Vac (Y/D) | 1 | 80% | 1 | 5341111 | XT1NU3025AFF000XXX + SRFB6XT1FPX | No Equivalent Cross Available Based on Selections | XT4NU3040EFF000XXX + SRFB3XT4FPX | XT4NU3040FFF000XXX + SRFB3XT4FPX | XT4NU3040GFF000XXX + SRFB3XT4FPX | XT4NU3100PFF000XXX + SRFB3XT4FPX | XT4NU3100QFF000XXX + SRFB3XT4FPX | XT4NU3100TFF000XXX + SRFB3XT4FPX | XT4NU3100UFF000XXX + SRFB3XT4FPX
SE | SEHA24AT0030 | 5 | SRPE30A25 | 3 | 25 | 3 | 22kA | 4 | Panelboard MRO | 1 | Distribution Protection | 1 | 600Vac (Y/D) | 2 | 80% | 1 | 5341121 | XT4SU3025AFF000XXX + SRFB6XT4FPX | No Equivalent Cross Available Based on Selections | XT4SU3040EFF000XXX + SRFB3XT4FPX | XT4SU3040FFF000XXX + SRFB3XT4FPX | XT4SU3040GFF000XXX + SRFB3XT4FPX | XT4SU3100PFF000XXX + SRFB3XT4FPX | XT4SU3100QFF000XXX + SRFB3XT4FPX | XT4SU3100TFF000XXX + SRFB3XT4FPX | XT4SU3100UFF000XXX + SRFB3XT4FPX
SE | SEHA24AT0030 | 5 | SRPE30A25 | 3 | 25 | 3 | 25kA | 4 | Panelboard MRO | 1 | Distribution Protection | 1 | 600Vac (Y/D) | 2 | 80% | 1 | 5341121 | XT4HU3025AFF000XXX + SRFB6XT4FPX | No Equivalent Cross Available Based on Selections | XT4HU3040EFF000XXX + SRFB3XT4FPX | XT4HU3040FFF000XXX + SRFB3XT4FPX | XT4HU3040GFF000XXX + SRFB3XT4FPX | XT4HU3100PFF000XXX + SRFB3XT4FPX | XT4HU3100QFF000XXX + SRFB3XT4FPX | XT4HU3100TFF000XXX + SRFB3XT4FPX | XT4HU3100UFF000XXX + SRFB3XT4FPX
SE | SEHA24AT0030 | 5 | SRPE30A25 | 3 | 25 | 3 | 25kA | 4 | Panelboard MRO | 1 | Distribution Protection | 1 | 480Vac (Y/D) | 1 | 100% | 2 | 5341112 | XT1NQ3025AFF000XXX + SRFB6XT1FPX | No Equivalent Cross Available Based on Selections | XT4NQ3040EFF000XXX + SRFB3XT4FPX | XT4NQ3040FFF000XXX + SRFB3XT4FPX | XT4NQ3040GFF000XXX + SRFB3XT4FPX | XT4NQ3100PFF000XXX + SRFB3XT4FPX | XT4NQ3100QFF000XXX + SRFB3XT4FPX | XT4NQ3100TFF000XXX + SRFB3XT4FPX | XT4NQ3100UFF000XXX + SRFB3XT4FPX
SE | SEHA24AT0030 | 5 | SRPE30A25 | 3 | 25 | 3 | 25kA | 4 | Panelboard MRO | 1 | Distribution Protection | 1 | 480Vac (Y/D) | 1 | 100% | 2 | 5341112 | XT1NQ3025AFF000XXX + SRFB6XT1FPX | No Equivalent Cross Available Based on Selections | XT4NQ3040EFF000XXX + SRFB3XT4FPX | XT4NQ3040FFF000XXX + SRFB3XT4FPX | XT4NQ3040GFF000XXX + SRFB3XT4FPX | XT4NQ3100PFF000XXX + SRFB3XT4FPX | XT4NQ3100QFF000XXX + SRFB3XT4FPX | XT4NQ3100TFF000XXX + SRFB3XT4FPX | XT4NQ3100UFF000XXX + SRFB3XT4FPX
SE | SEHA24AT0030 | 5 | SRPE30A25 | 3 | 25 | 3 | 22kA | 4 | Panelboard MRO | 1 | Distribution Protection | 1 | 600Vac (Y/D) | 2 | 100% | 2 | 5341122 | XT4SQ3025AFF000XXX + SRFB6XT4FPX | No Equivalent Cross Available Based on Selections | XT4SQ3040EFF000XXX + SRFB3XT4FPX | XT4SQ3040FFF000XXX + SRFB3XT4FPX | XT4SQ3040GFF000XXX + SRFB3XT4FPX | XT4SQ3100PFF000XXX + SRFB3XT4FPX | XT4SQ3100QFF000XXX + SRFB3XT4FPX | XT4SQ3100TFF000XXX + SRFB3XT4FPX | XT4SQ3100UFF000XXX + SRFB3XT4FPX
SE | SEHA24AT0030 | 5 | SRPE30A25 | 3 | 25 | 3 | 25kA | 4 | Panelboard MRO | 1 | Distribution Protection | 1 | 600Vac (Y/D) | 2 | 100% | 2 | 5341122 | XT4HQ3025AFF000XXX + SRFB6XT4FPX | No Equivalent Cross Available Based on Selections | XT4HQ3040EFF000XXX + SRFB3XT4FPX | XT4HQ3040FFF000XXX + SRFB3XT4FPX | XT4HQ3040GFF000XXX + SRFB3XT4FPX | XT4HQ3100PFF000XXX + SRFB3XT4FPX | XT4HQ3100QFF000XXX + SRFB3XT4FPX | XT4HQ3100TFF000XXX + SRFB3XT4FPX | XT4HQ3100UFF000XXX + SRFB3XT4FPX
SE | SEHA24AT0030 | 5 | SRPE30A30 | 4 | 30 | 4 | 25kA | 4 | Loose MCCB (OEM) | 2 | Distribution Protection | 1 | 480Vac (Y/D) | 1 | 80% | 1 | 5442111 | XT1NU3030AFF000XXX | No Equivalent Cross Available Based on Selections | XT2NU3060EFF000XXX | XT2NU3060FFF000XXX | XT2NU3060GFF000XXX | XT2NU3040PFF000XXX | XT2NU3040QFF000XXX | XT2NU3040TFF000XXX | XT2NU3040UFF000XXX
SE | SEHA24AT0030 | 5 | SRPE30A30 | 4 | 30 | 4 | 25kA | 4 | Loose MCCB (OEM) | 2 | Distribution Protection | 1 | 480Vac (Y/D) | 1 | 80% | 1 | 5442111 | XT1NU3030AFF000XXX | No Equivalent Cross Available Based on Selections | XT2NU3060EFF000XXX | XT2NU3060FFF000XXX | XT2NU3060GFF000XXX | XT2NU3040PFF000XXX | XT2NU3040QFF000XXX | XT2NU3040TFF000XXX | XT2NU3040UFF000XXX
SE | SEHA24AT0030 | 5 | SRPE30A30 | 4 | 30 | 4 | 22kA | 4 | Loose MCCB (OEM) | 2 | Distribution Protection | 1 | 600Vac (Y/D) | 2 | 80% | 1 | 5442121 | XT2SU3030AFF000XXX | No Equivalent Cross Available Based on Selections | XT2SU3060EFF000XXX | XT2SU3060FFF000XXX | XT2SU3060GFF000XXX | XT2SU3040PFF000XXX | XT2SU3040QFF000XXX | XT2SU3040TFF000XXX | XT2SU3040UFF000XXX
SE | SEHA24AT0030 | 5 | SRPE30A30 | 4 | 30 | 4 | 25kA | 4 | Loose MCCB (OEM) | 2 | Distribution Protection | 1 | 600Vac (Y/D) | 2 | 80% | 1 | 5442121 | XT2HU3030AFF000XXX | No Equivalent Cross Available Based on Selections | XT2HU3060EFF000XXX | XT2HU3060FFF000XXX | XT2HU3060GFF000XXX | XT2HU3040PFF000XXX | XT2HU3040QFF000XXX | XT2HU3040TFF000XXX | XT2HU3040UFF000XXX
SE | SEHA24AT0030 | 5 | SRPE30A30 | 4 | 30 | 4 | 25kA | 4 | Loose MCCB (OEM) | 2 | Distribution Protection | 1 | 480Vac (Y/D) | 1 | 100% | 2 | 5442112 | XT1NQ3030AFF000XXX | No Equivalent Cross Available Based on Selections | XT2NQ3060EFF000XXX | XT2NQ3060FFF000XXX | XT2NQ3060GFF000XXX | XT2NQ3040PFF000XXX | XT2NQ3040QFF000XXX | XT2NQ3040TFF000XXX | XT2NQ3040UFF000XXX
SE | SEHA24AT0030 | 5 | SRPE30A30 | 4 | 30 | 4 | 25kA | 4 | Loose MCCB (OEM) | 2 | Distribution Protection | 1 | 480Vac (Y/D) | 1 | 100% | 2 | 5442112 | XT1NQ3030AFF000XXX | No Equivalent Cross Available Based on Selections | XT2NQ3060EFF000XXX | XT2NQ3060FFF000XXX | XT2NQ3060GFF000XXX | XT2NQ3040PFF000XXX | XT2NQ3040QFF000XXX | XT2NQ3040TFF000XXX | XT2NQ3040UFF000XXX
SE | SEHA24AT0030 | 5 | SRPE30A30 | 4 | 30 | 4 | 22kA | 4 | Loose MCCB (OEM) | 2 | Distribution Protection | 1 | 600Vac (Y/D) | 2 | 100% | 2 | 5442122 | XT2SQ3030AFF000XXX | No Equivalent Cross Available Based on Selections | XT2SQ3060EFF000XXX | XT2SQ3060FFF000XXX | XT2SQ3060GFF000XXX | XT2SQ3040PFF000XXX | XT2SQ3040QFF000XXX | XT2SQ3040TFF000XXX | XT2SQ3040UFF000XXX
SE | SEHA24AT0030 | 5 | SRPE30A30 | 4 | 30 | 4 | 25kA | 4 | Loose MCCB (OEM) | 2 | Distribution Protection | 1 | 600Vac (Y/D) | 2 | 100% | 2 | 5442122 | XT2HQ3030AFF000XXX | No Equivalent Cross Available Based on Selections | XT2HQ3060EFF000XXX | XT2HQ3060FFF000XXX | XT2HQ3060GFF000XXX | XT2HQ3040PFF000XXX | XT2HQ3040QFF000XXX | XT2HQ3040TFF000XXX | XT2HQ3040UFF000XXX
SE | SEHA24AT0030 | 5 | SRPE30A30 | 4 | 30 | 4 | 25kA | 4 | Panelboard MRO | 1 | Distribution Protection | 1 | 480Vac (Y/D) | 1 | 80% | 1 | 5441111 | XT1NU3030AFF000XXX + SRFB6XT1FPX | No Equivalent Cross Available Based on Selections | XT4NU3040EFF000XXX + SRFB3XT4FPX | XT4NU3040FFF000XXX + SRFB3XT4FPX | XT4NU3040GFF000XXX + SRFB3XT4FPX | XT4NU3100PFF000XXX + SRFB3XT4FPX | XT4NU3100QFF000XXX + SRFB3XT4FPX | XT4NU3100TFF000XXX + SRFB3XT4FPX | XT4NU3100UFF000XXX + SRFB3XT4FPX
SE | SEHA24AT0030 | 5 | SRPE30A30 | 4 | 30 | 4 | 25kA | 4 | Panelboard MRO | 1 | Distribution Protection | 1 | 480Vac (Y/D) | 1 | 80% | 1 | 5441111 | XT1NU3030AFF000XXX + SRFB6XT1FPX | No Equivalent Cross Available Based on Selections | XT4NU3040EFF000XXX + SRFB3XT4FPX | XT4NU3040FFF000XXX + SRFB3XT4FPX | XT4NU3040GFF000XXX + SRFB3XT4FPX | XT4NU3100PFF000XXX + SRFB3XT4FPX | XT4NU3100QFF000XXX + SRFB3XT4FPX | XT4NU3100TFF000XXX + SRFB3XT4FPX | XT4NU3100UFF000XXX + SRFB3XT4FPX
SE | SEHA24AT0030 | 5 | SRPE30A30 | 4 | 30 | 4 | 22kA | 4 | Panelboard MRO | 1 | Distribution Protection | 1 | 600Vac (Y/D) | 2 | 80% | 1 | 5441121 | XT4SU3030AFF000XXX + SRFB6XT4FPX | No Equivalent Cross Available Based on Selections | XT4SU3040EFF000XXX + SRFB3XT4FPX | XT4SU3040FFF000XXX + SRFB3XT4FPX | XT4SU3040GFF000XXX + SRFB3XT4FPX | XT4SU3100PFF000XXX + SRFB3XT4FPX | XT4SU3100QFF000XXX + SRFB3XT4FPX | XT4SU3100TFF000XXX + SRFB3XT4FPX | XT4SU3100UFF000XXX + SRFB3XT4FPX
SE | SEHA24AT0030 | 5 | SRPE30A30 | 4 | 30 | 4 | 25kA | 4 | Panelboard MRO | 1 | Distribution Protection | 1 | 600Vac (Y/D) | 2 | 80% | 1 | 5441121 | XT4HU3030AFF000XXX + SRFB6XT4FPX | No Equivalent Cross Available Based on Selections | XT4HU3040EFF000XXX + SRFB3XT4FPX | XT4HU3040FFF000XXX + SRFB3XT4FPX | XT4HU3040GFF000XXX + SRFB3XT4FPX | XT4HU3100PFF000XXX + SRFB3XT4FPX | XT4HU3100QFF000XXX + SRFB3XT4FPX | XT4HU3100TFF000XXX + SRFB3XT4FPX | XT4HU3100UFF000XXX + SRFB3XT4FPX
SE | SEHA24AT0030 | 5 | SRPE30A30 | 4 | 30 | 4 | 25kA | 4 | Panelboard MRO | 1 | Distribution Protection | 1 | 480Vac (Y/D) | 1 | 100% | 2 | 5441112 | XT1NQ3030AFF000XXX + SRFB6XT1FPX | No Equivalent Cross Available Based on Selections | XT4NQ3040EFF000XXX + SRFB3XT4FPX | XT4NQ3040FFF000XXX + SRFB3XT4FPX | XT4NQ3040GFF000XXX + SRFB3XT4FPX | XT4NQ3100PFF000XXX + SRFB3XT4FPX | XT4NQ3100QFF000XXX + SRFB3XT4FPX | XT4NQ3100TFF000XXX + SRFB3XT4FPX | XT4NQ3100UFF000XXX + SRFB3XT4FPX
SE | SEHA24AT0030 | 5 | SRPE30A30 | 4 | 30 | 4 | 25kA | 4 | Panelboard MRO | 1 | Distribution Protection | 1 | 480Vac (Y/D) | 1 | 100% | 2 | 5441112 | XT1NQ3030AFF000XXX + SRFB6XT1FPX | No Equivalent Cross Available Based on Selections | XT4NQ3040EFF000XXX + SRFB3XT4FPX | XT4NQ3040FFF000XXX + SRFB3XT4FPX | XT4NQ3040GFF000XXX + SRFB3XT4FPX | XT4NQ3100PFF000XXX + SRFB3XT4FPX | XT4NQ3100QFF000XXX + SRFB3XT4FPX | XT4NQ3100TFF000XXX + SRFB3XT4FPX | XT4NQ3100UFF000XXX + SRFB3XT4FPX
SE | SEHA24AT0030 | 5 | SRPE30A30 | 4 | 30 | 4 | 22kA | 4 | Panelboard MRO | 1 | Distribution Protection | 1 | 600Vac (Y/D) | 2 | 100% | 2 | 5441122 | XT4SQ3030AFF000XXX + SRFB6XT4FPX | No Equivalent Cross Available Based on Selections | XT4SQ3040EFF000XXX + SRFB3XT4FPX | XT4SQ3040FFF000XXX + SRFB3XT4FPX | XT4SQ3040GFF000XXX + SRFB3XT4FPX | XT4SQ3100PFF000XXX + SRFB3XT4FPX | XT4SQ3100QFF000XXX + SRFB3XT4FPX | XT4SQ3100TFF000XXX + SRFB3XT4FPX | XT4SQ3100UFF000XXX + SRFB3XT4FPX
SE | SEHA24AT0030 | 5 | SRPE30A30 | 4 | 30 | 4 | 25kA | 4 | Panelboard MRO | 1 | Distribution Protection | 1 | 600Vac (Y/D) | 2 | 100% | 2 | 5441122 | XT4HQ3030AFF000XXX + SRFB6XT4FPX | No Equivalent Cross Available Based on Selections | XT4HQ3040EFF000XXX + SRFB3XT4FPX | XT4HQ3040FFF000XXX + SRFB3XT4FPX | XT4HQ3040GFF000XXX + SRFB3XT4FPX | XT4HQ3100PFF000XXX + SRFB3XT4FPX | XT4HQ3100QFF000XXX + SRFB3XT4FPX | XT4HQ3100TFF000XXX + SRFB3XT4FPX | XT4HQ3100UFF000XXX + SRFB3XT4FPX
SE | SEHA24AT0060 | 6 | SRPE60A35 | 5 | 35 | 5 | 25kA | 4 | Loose MCCB (OEM) | 2 | Distribution Protection | 1 | 480Vac (Y/D) | 1 | 80% | 1 | 6542111 | XT1NU3035AFF000XXX | No Equivalent Cross Available Based on Selections | XT2NU3060EFF000XXX | XT2NU3060FFF000XXX | XT2NU3060GFF000XXX | XT2NU3040PFF000XXX | XT2NU3040QFF000XXX | XT2NU3040TFF000XXX | XT2NU3040UFF000XXX
SE | SEHA24AT0060 | 6 | SRPE60A35 | 5 | 35 | 5 | 25kA | 4 | Loose MCCB (OEM) | 2 | Distribution Protection | 1 | 480Vac (Y/D) | 1 | 80% | 1 | 6542111 | XT1NU3035AFF000XXX | No Equivalent Cross Available Based on Selections | XT2NU3060EFF000XXX | XT2NU3060FFF000XXX | XT2NU3060GFF000XXX | XT2NU3040PFF000XXX | XT2NU3040QFF000XXX | XT2NU3040TFF000XXX | XT2NU3040UFF000XXX
SE | SEHA24AT0060 | 6 | SRPE60A35 | 5 | 35 | 5 | 22kA | 4 | Loose MCCB (OEM) | 2 | Distribution Protection | 1 | 600Vac (Y/D) | 2 | 80% | 1 | 6542121 | XT2SU3035AFF000XXX | No Equivalent Cross Available Based on Selections | XT2SU3060EFF000XXX | XT2SU3060FFF000XXX | XT2SU3060GFF000XXX | XT2SU3040PFF000XXX | XT2SU3040QFF000XXX | XT2SU3040TFF000XXX | XT2SU3040UFF000XXX
SE | SEHA24AT0060 | 6 | SRPE60A35 | 5 | 35 | 5 | 25kA | 4 | Loose MCCB (OEM) | 2 | Distribution Protection | 1 | 600Vac (Y/D) | 2 | 80% | 1 | 6542121 | XT2HU3035AFF000XXX | No Equivalent Cross Available Based on Selections | XT2HU3060EFF000XXX | XT2HU3060FFF000XXX | XT2HU3060GFF000XXX | XT2HU3040PFF000XXX | XT2HU3040QFF000XXX | XT2HU3040TFF000XXX | XT2HU3040UFF000XXX
SE | SEHA24AT0060 | 6 | SRPE60A35 | 5 | 35 | 5 | 25kA | 4 | Loose MCCB (OEM) | 2 | Distribution Protection | 1 | 480Vac (Y/D) | 1 | 100% | 2 | 6542112 | XT1NQ3035AFF000XXX | No Equivalent Cross Available Based on Selections | XT2NQ3060EFF000XXX | XT2NQ3060FFF000XXX | XT2NQ3060GFF000XXX | XT2NQ3040PFF000XXX | XT2NQ3040QFF000XXX | XT2NQ3040TFF000XXX | XT2NQ3040UFF000XXX
SE | SEHA24AT0060 | 6 | SRPE60A35 | 5 | 35 | 5 | 25kA | 4 | Loose MCCB (OEM) | 2 | Distribution Protection | 1 | 480Vac (Y/D) | 1 | 100% | 2 | 6542112 | XT1NQ3035AFF000XXX | No Equivalent Cross Available Based on Selections | XT2NQ3060EFF000XXX | XT2NQ3060FFF000XXX | XT2NQ3060GFF000XXX | XT2NQ3040PFF000XXX | XT2NQ3040QFF000XXX | XT2NQ3040TFF000XXX | XT2NQ3040UFF000XXX
SE | SEHA24AT0060 | 6 | SRPE60A35 | 5 | 35 | 5 | 22kA | 4 | Loose MCCB (OEM) | 2 | Distribution Protection | 1 | 600Vac (Y/D) | 2 | 100% | 2 | 6542122 | XT2SQ3035AFF000XXX | No Equivalent Cross Available Based on Selections | XT2SQ3060EFF000XXX | XT2SQ3060FFF000XXX | XT2SQ3060GFF000XXX | XT2SQ3040PFF000XXX | XT2SQ3040QFF000XXX | XT2SQ3040TFF000XXX | XT2SQ3040UFF000XXX
SE | SEHA24AT0060 | 6 | SRPE60A35 | 5 | 35 | 5 | 25kA | 4 | Loose MCCB (OEM) | 2 | Distribution Protection | 1 | 600Vac (Y/D) | 2 | 100% | 2 | 6542122 | XT2HQ3035AFF000XXX | No Equivalent Cross Available Based on Selections | XT2HQ3060EFF000XXX | XT2HQ3060FFF000XXX | XT2HQ3060GFF000XXX | XT2HQ3040PFF000XXX | XT2HQ3040QFF000XXX | XT2HQ3040TFF000XXX | XT2HQ3040UFF000XXX
SE | SEHA24AT0060 | 6 | SRPE60A35 | 5 | 35 | 5 | 25kA | 4 | Panelboard MRO | 1 | Distribution Protection | 1 | 480Vac (Y/D) | 1 | 80% | 1 | 6541111 | XT1NU3035AFF000XXX + SRFB6XT1FPX | No Equivalent Cross Available Based on Selections | XT4NU3040EFF000XXX + SRFB3XT4FPX | XT4NU3040FFF000XXX + SRFB3XT4FPX | XT4NU3040GFF000XXX + SRFB3XT4FPX | XT4NU3100PFF000XXX + SRFB3XT4FPX | XT4NU3100QFF000XXX + SRFB3XT4FPX | XT4NU3100TFF000XXX + SRFB3XT4FPX | XT4NU3100UFF000XXX + SRFB3XT4FPX
SE | SEHA24AT0060 | 6 | SRPE60A35 | 5 | 35 | 5 | 25kA | 4 | Panelboard MRO | 1 | Distribution Protection | 1 | 480Vac (Y/D) | 1 | 80% | 1 | 6541111 | XT1NU3035AFF000XXX + SRFB6XT1FPX | No Equivalent Cross Available Based on Selections | XT4NU3040EFF000XXX + SRFB3XT4FPX | XT4NU3040FFF000XXX + SRFB3XT4FPX | XT4NU3040GFF000XXX + SRFB3XT4FPX | XT4NU3100PFF000XXX + SRFB3XT4FPX | XT4NU3100QFF000XXX + SRFB3XT4FPX | XT4NU3100TFF000XXX + SRFB3XT4FPX | XT4NU3100UFF000XXX + SRFB3XT4FPX
SE | SEHA24AT0060 | 6 | SRPE60A35 | 5 | 35 | 5 | 22kA | 4 | Panelboard MRO | 1 | Distribution Protection | 1 | 600Vac (Y/D) | 2 | 80% | 1 | 6541121 | XT4SU3035AFF000XXX + SRFB6XT4FPX | No Equivalent Cross Available Based on Selections | XT4SU3040EFF000XXX + SRFB3XT4FPX | XT4SU3040FFF000XXX + SRFB3XT4FPX | XT4SU3040GFF000XXX + SRFB3XT4FPX | XT4SU3100PFF000XXX + SRFB3XT4FPX | XT4SU3100QFF000XXX + SRFB3XT4FPX | XT4SU3100TFF000XXX + SRFB3XT4FPX | XT4SU3100UFF000XXX + SRFB3XT4FPX
SE | SEHA24AT0060 | 6 | SRPE60A35 | 5 | 35 | 5 | 25kA | 4 | Panelboard MRO | 1 | Distribution Protection | 1 | 600Vac (Y/D) | 2 | 80% | 1 | 6541121 | XT4HU3035AFF000XXX + SRFB6XT4FPX | No Equivalent Cross Available Based on Selections | XT4HU3040EFF000XXX + SRFB3XT4FPX | XT4HU3040FFF000XXX + SRFB3XT4FPX | XT4HU3040GFF000XXX + SRFB3XT4FPX | XT4HU3100PFF000XXX + SRFB3XT4FPX | XT4HU3100QFF000XXX + SRFB3XT4FPX | XT4HU3100TFF000XXX + SRFB3XT4FPX | XT4HU3100UFF000XXX + SRFB3XT4FPX
SE | SEHA24AT0060 | 6 | SRPE60A35 | 5 | 35 | 5 | 25kA | 4 | Panelboard MRO | 1 | Distribution Protection | 1 | 480Vac (Y/D) | 1 | 100% | 2 | 6541112 | XT1NQ3035AFF000XXX + SRFB6XT1FPX | No Equivalent Cross Available Based on Selections | XT4NQ3040EFF000XXX + SRFB3XT4FPX | XT4NQ3040FFF000XXX + SRFB3XT4FPX | XT4NQ3040GFF000XXX + SRFB3XT4FPX | XT4NQ3100PFF000XXX + SRFB3XT4FPX | XT4NQ3100QFF000XXX + SRFB3XT4FPX | XT4NQ3100TFF000XXX + SRFB3XT4FPX | XT4NQ3100UFF000XXX + SRFB3XT4FPX
SE | SEHA24AT0060 | 6 | SRPE60A35 | 5 | 35 | 5 | 25kA | 4 | Panelboard MRO | 1 | Distribution Protection | 1 | 480Vac (Y/D) | 1 | 100% | 2 | 6541112 | XT1NQ3035AFF000XXX + SRFB6XT1FPX | No Equivalent Cross Available Based on Selections | XT4NQ3040EFF000XXX + SRFB3XT4FPX | XT4NQ3040FFF000XXX + SRFB3XT4FPX | XT4NQ3040GFF000XXX + SRFB3XT4FPX | XT4NQ3100PFF000XXX + SRFB3XT4FPX | XT4NQ3100QFF000XXX + SRFB3XT4FPX | XT4NQ3100TFF000XXX + SRFB3XT4FPX | XT4NQ3100UFF000XXX + SRFB3XT4FPX
SE | SEHA24AT0060 | 6 | SRPE60A35 | 5 | 35 | 5 | 22kA | 4 | Panelboard MRO | 1 | Distribution Protection | 1 | 600Vac (Y/D) | 2 | 100% | 2 | 6541122 | XT4SQ3035AFF000XXX + SRFB6XT4FPX | No Equivalent Cross Available Based on Selections | XT4SQ3040EFF000XXX + SRFB3XT4FPX | XT4SQ3040FFF000XXX + SRFB3XT4FPX | XT4SQ3040GFF000XXX + SRFB3XT4FPX | XT4SQ3100PFF000XXX + SRFB3XT4FPX | XT4SQ3100QFF000XXX + SRFB3XT4FPX | XT4SQ3100TFF000XXX + SRFB3XT4FPX | XT4SQ3100UFF000XXX + SRFB3XT4FPX
SE | SEHA24AT0060 | 6 | SRPE60A35 | 5 | 35 | 5 | 25kA | 4 | Panelboard MRO | 1 | Distribution Protection | 1 | 600Vac (Y/D) | 2 | 100% | 2 | 6541122 | XT4HQ3035AFF000XXX + SRFB6XT4FPX | No Equivalent Cross Available Based on Selections | XT4HQ3040EFF000XXX + SRFB3XT4FPX | XT4HQ3040FFF000XXX + SRFB3XT4FPX | XT4HQ3040GFF000XXX + SRFB3XT4FPX | XT4HQ3100PFF000XXX + SRFB3XT4FPX | XT4HQ3100QFF000XXX + SRFB3XT4FPX | XT4HQ3100TFF000XXX + SRFB3XT4FPX | XT4HQ3100UFF000XXX + SRFB3XT4FPX
SE | SEHA24AT0060 | 6 | SRPE60A40 | 6 | 40 | 6 | 25kA | 4 | Loose MCCB (OEM) | 2 | Distribution Protection | 1 | 480Vac (Y/D) | 1 | 80% | 1 | 6642111 | XT1NU3040AFF000XXX | No Equivalent Cross Available Based on Selections | XT2NU3060EFF000XXX | XT2NU3060FFF000XXX | XT2NU3060GFF000XXX | XT2NU3040PFF000XXX | XT2NU3040QFF000XXX | XT2NU3040TFF000XXX | XT2NU3040UFF000XXX
SE | SEHA24AT0060 | 6 | SRPE60A40 | 6 | 40 | 6 | 25kA | 4 | Loose MCCB (OEM) | 2 | Distribution Protection | 1 | 480Vac (Y/D) | 1 | 80% | 1 | 6642111 | XT1NU3040AFF000XXX | No Equivalent Cross Available Based on Selections | XT2NU3060EFF000XXX | XT2NU3060FFF000XXX | XT2NU3060GFF000XXX | XT2NU3040PFF000XXX | XT2NU3040QFF000XXX | XT2NU3040TFF000XXX | XT2NU3040UFF000XXX
SE | SEHA24AT0060 | 6 | SRPE60A40 | 6 | 40 | 6 | 22kA | 4 | Loose MCCB (OEM) | 2 | Distribution Protection | 1 | 600Vac (Y/D) | 2 | 80% | 1 | 6642121 | XT2SU3040AFF000XXX | No Equivalent Cross Available Based on Selections | XT2SU3060EFF000XXX | XT2SU3060FFF000XXX | XT2SU3060GFF000XXX | XT2SU3040PFF000XXX | XT2SU3040QFF000XXX | XT2SU3040TFF000XXX | XT2SU3040UFF000XXX
SE | SEHA24AT0060 | 6 | SRPE60A40 | 6 | 40 | 6 | 25kA | 4 | Loose MCCB (OEM) | 2 | Distribution Protection | 1 | 600Vac (Y/D) | 2 | 80% | 1 | 6642121 | XT2HU3040AFF000XXX | No Equivalent Cross Available Based on Selections | XT2HU3060EFF000XXX | XT2HU3060FFF000XXX | XT2HU3060GFF000XXX | XT2HU3040PFF000XXX | XT2HU3040QFF000XXX | XT2HU3040TFF000XXX | XT2HU3040UFF000XXX
SE | SEHA24AT0060 | 6 | SRPE60A40 | 6 | 40 | 6 | 25kA | 4 | Loose MCCB (OEM) | 2 | Distribution Protection | 1 | 480Vac (Y/D) | 1 | 100% | 2 | 6642112 | XT1NQ3040AFF000XXX | No Equivalent Cross Available Based on Selections | XT2NQ3060EFF000XXX | XT2NQ3060FFF000XXX | XT2NQ3060GFF000XXX | XT2NQ3040PFF000XXX | XT2NQ3040QFF000XXX | XT2NQ3040TFF000XXX | XT2NQ3040UFF000XXX
SE | SEHA24AT0060 | 6 | SRPE60A40 | 6 | 40 | 6 | 25kA | 4 | Loose MCCB (OEM) | 2 | Distribution Protection | 1 | 480Vac (Y/D) | 1 | 100% | 2 | 6642112 | XT1NQ3040AFF000XXX | No Equivalent Cross Available Based on Selections | XT2NQ3060EFF000XXX | XT2NQ3060FFF000XXX | XT2NQ3060GFF000XXX | XT2NQ3040PFF000XXX | XT2NQ3040QFF000XXX | XT2NQ3040TFF000XXX | XT2NQ3040UFF000XXX
SE | SEHA24AT0060 | 6 | SRPE60A40 | 6 | 40 | 6 | 22kA | 4 | Loose MCCB (OEM) | 2 | Distribution Protection | 1 | 600Vac (Y/D) | 2 | 100% | 2 | 6642122 | XT2SQ3040AFF000XXX | No Equivalent Cross Available Based on Selections | XT2SQ3060EFF000XXX | XT2SQ3060FFF000XXX | XT2SQ3060GFF000XXX | XT2SQ3040PFF000XXX | XT2SQ3040QFF000XXX | XT2SQ3040TFF000XXX | XT2SQ3040UFF000XXX
SE | SEHA24AT0060 | 6 | SRPE60A40 | 6 | 40 | 6 | 25kA | 4 | Loose MCCB (OEM) | 2 | Distribution Protection | 1 | 600Vac (Y/D) | 2 | 100% | 2 | 6642122 | XT2HQ3040AFF000XXX | No Equivalent Cross Available Based on Selections | XT2HQ3060EFF000XXX | XT2HQ3060FFF000XXX | XT2HQ3060GFF000XXX | XT2HQ3040PFF000XXX | XT2HQ3040QFF000XXX | XT2HQ3040TFF000XXX | XT2HQ3040UFF000XXX
SE | SEHA24AT0060 | 6 | SRPE60A40 | 6 | 40 | 6 | 25kA | 4 | Panelboard MRO | 1 | Distribution Protection | 1 | 480Vac (Y/D) | 1 | 80% | 1 | 6641111 | XT1NU3040AFF000XXX + SRFB6XT1FPX | No Equivalent Cross Available Based on Selections | XT4NU3040EFF000XXX + SRFB3XT4FPX | XT4NU3040FFF000XXX + SRFB3XT4FPX | XT4NU3040GFF000XXX + SRFB3XT4FPX | XT4NU3100PFF000XXX + SRFB3XT4FPX | XT4NU3100QFF000XXX + SRFB3XT4FPX | XT4NU3100TFF000XXX + SRFB3XT4FPX | XT4NU3100UFF000XXX + SRFB3XT4FPX
SE | SEHA24AT0060 | 6 | SRPE60A40 | 6 | 40 | 6 | 25kA | 4 | Panelboard MRO | 1 | Distribution Protection | 1 | 480Vac (Y/D) | 1 | 80% | 1 | 6641111 | XT1NU3040AFF000XXX + SRFB6XT1FPX | No Equivalent Cross Available Based on Selections | XT4NU3040EFF000XXX + SRFB3XT4FPX | XT4NU3040FFF000XXX + SRFB3XT4FPX | XT4NU3040GFF000XXX + SRFB3XT4FPX | XT4NU3100PFF000XXX + SRFB3XT4FPX | XT4NU3100QFF000XXX + SRFB3XT4FPX | XT4NU3100TFF000XXX + SRFB3XT4FPX | XT4NU3100UFF000XXX + SRFB3XT4FPX
SE | SEHA24AT0060 | 6 | SRPE60A40 | 6 | 40 | 6 | 22kA | 4 | Panelboard MRO | 1 | Distribution Protection | 1 | 600Vac (Y/D) | 2 | 80% | 1 | 6641121 | XT4SU3040AFF000XXX + SRFB6XT4FPX | No Equivalent Cross Available Based on Selections | XT4SU3040EFF000XXX + SRFB3XT4FPX | XT4SU3040FFF000XXX + SRFB3XT4FPX | XT4SU3040GFF000XXX + SRFB3XT4FPX | XT4SU3100PFF000XXX + SRFB3XT4FPX | XT4SU3100QFF000XXX + SRFB3XT4FPX | XT4SU3100TFF000XXX + SRFB3XT4FPX | XT4SU3100UFF000XXX + SRFB3XT4FPX
SE | SEHA24AT0060 | 6 | SRPE60A40 | 6 | 40 | 6 | 25kA | 4 | Panelboard MRO | 1 | Distribution Protection | 1 | 600Vac (Y/D) | 2 | 80% | 1 | 6641121 | XT4HU3040AFF000XXX + SRFB6XT4FPX | No Equivalent Cross Available Based on Selections | XT4HU3040EFF000XXX + SRFB3XT4FPX | XT4HU3040FFF000XXX + SRFB3XT4FPX | XT4HU3040GFF000XXX + SRFB3XT4FPX | XT4HU3100PFF000XXX + SRFB3XT4FPX | XT4HU3100QFF000XXX + SRFB3XT4FPX | XT4HU3100TFF000XXX + SRFB3XT4FPX | XT4HU3100UFF000XXX + SRFB3XT4FPX
SE | SEHA24AT0060 | 6 | SRPE60A40 | 6 | 40 | 6 | 25kA | 4 | Panelboard MRO | 1 | Distribution Protection | 1 | 480Vac (Y/D) | 1 | 100% | 2 | 6641112 | XT1NQ3040AFF000XXX + SRFB6XT1FPX | No Equivalent Cross Available Based on Selections | XT4NQ3040EFF000XXX + SRFB3XT4FPX | XT4NQ3040FFF000XXX + SRFB3XT4FPX | XT4NQ3040GFF000XXX + SRFB3XT4FPX | XT4NQ3100PFF000XXX + SRFB3XT4FPX | XT4NQ3100QFF000XXX + SRFB3XT4FPX | XT4NQ3100TFF000XXX + SRFB3XT4FPX | XT4NQ3100UFF000XXX + SRFB3XT4FPX
SE | SEHA24AT0060 | 6 | SRPE60A40 | 6 | 40 | 6 | 25kA | 4 | Panelboard MRO | 1 | Distribution Protection | 1 | 480Vac (Y/D) | 1 | 100% | 2 | 6641112 | XT1NQ3040AFF000XXX + SRFB6XT1FPX | No Equivalent Cross Available Based on Selections | XT4NQ3040EFF000XXX + SRFB3XT4FPX | XT4NQ3040FFF000XXX + SRFB3XT4FPX | XT4NQ3040GFF000XXX + SRFB3XT4FPX | XT4NQ3100PFF000XXX + SRFB3XT4FPX | XT4NQ3100QFF000XXX + SRFB3XT4FPX | XT4NQ3100TFF000XXX + SRFB3XT4FPX | XT4NQ3100UFF000XXX + SRFB3XT4FPX
SE | SEHA24AT0060 | 6 | SRPE60A40 | 6 | 40 | 6 | 22kA | 4 | Panelboard MRO | 1 | Distribution Protection | 1 | 600Vac (Y/D) | 2 | 100% | 2 | 6641122 | XT4SQ3040AFF000XXX + SRFB6XT4FPX | No Equivalent Cross Available Based on Selections | XT4SQ3040EFF000XXX + SRFB3XT4FPX | XT4SQ3040FFF000XXX + SRFB3XT4FPX | XT4SQ3040GFF000XXX + SRFB3XT4FPX | XT4SQ3100PFF000XXX + SRFB3XT4FPX | XT4SQ3100QFF000XXX + SRFB3XT4FPX | XT4SQ3100TFF000XXX + SRFB3XT4FPX | XT4SQ3100UFF000XXX + SRFB3XT4FPX
SE | SEHA24AT0060 | 6 | SRPE60A40 | 6 | 40 | 6 | 25kA | 4 | Panelboard MRO | 1 | Distribution Protection | 1 | 600Vac (Y/D) | 2 | 100% | 2 | 6641122 | XT4HQ3040AFF000XXX + SRFB6XT4FPX | No Equivalent Cross Available Based on Selections | XT4HQ3040EFF000XXX + SRFB3XT4FPX | XT4HQ3040FFF000XXX + SRFB3XT4FPX | XT4HQ3040GFF000XXX + SRFB3XT4FPX | XT4HQ3100PFF000XXX + SRFB3XT4FPX | XT4HQ3100QFF000XXX + SRFB3XT4FPX | XT4HQ3100TFF000XXX + SRFB3XT4FPX | XT4HQ3100UFF000XXX + SRFB3XT4FPX
SE | SEHA24AT0060 | 6 | SRPE60A45 | 7 | 45 | 7 | 25kA | 4 | Loose MCCB (OEM) | 2 | Distribution Protection | 1 | 480Vac (Y/D) | 1 | 80% | 1 | 6742111 | XT1NU3045AFF000XXX | No Equivalent Cross Available Based on Selections | XT2NU3060EFF000XXX | XT2NU3060FFF000XXX | XT2NU3060GFF000XXX | XT2NU3060PFF000XXX | XT2NU3060QFF000XXX | XT2NU3060TFF000XXX | XT2NU3060UFF000XXX
SE | SEHA24AT0060 | 6 | SRPE60A45 | 7 | 45 | 7 | 25kA | 4 | Loose MCCB (OEM) | 2 | Distribution Protection | 1 | 480Vac (Y/D) | 1 | 80% | 1 | 6742111 | XT1NU3045AFF000XXX | No Equivalent Cross Available Based on Selections | XT2NU3060EFF000XXX | XT2NU3060FFF000XXX | XT2NU3060GFF000XXX | XT2NU3060PFF000XXX | XT2NU3060QFF000XXX | XT2NU3060TFF000XXX | XT2NU3060UFF000XXX
SE | SEHA24AT0060 | 6 | SRPE60A45 | 7 | 45 | 7 | 22kA | 4 | Loose MCCB (OEM) | 2 | Distribution Protection | 1 | 600Vac (Y/D) | 2 | 80% | 1 | 6742121 | XT2SU3050AFF000XXX | No Equivalent Cross Available Based on Selections | XT2SU3060EFF000XXX | XT2SU3060FFF000XXX | XT2SU3060GFF000XXX | XT2SU3060PFF000XXX | XT2SU3060QFF000XXX | XT2SU3060TFF000XXX | XT2SU3060UFF000XXX
SE | SEHA24AT0060 | 6 | SRPE60A45 | 7 | 45 | 7 | 25kA | 4 | Loose MCCB (OEM) | 2 | Distribution Protection | 1 | 600Vac (Y/D) | 2 | 80% | 1 | 6742121 | XT2HU3050AFF000XXX | No Equivalent Cross Available Based on Selections | XT2HU3060EFF000XXX | XT2HU3060FFF000XXX | XT2HU3060GFF000XXX | XT2HU3060PFF000XXX | XT2HU3060QFF000XXX | XT2HU3060TFF000XXX | XT2HU3060UFF000XXX
SE | SEHA24AT0060 | 6 | SRPE60A45 | 7 | 45 | 7 | 25kA | 4 | Loose MCCB (OEM) | 2 | Distribution Protection | 1 | 480Vac (Y/D) | 1 | 100% | 2 | 6742112 | XT1NQ3045AFF000XXX | No Equivalent Cross Available Based on Selections | XT2NQ3060EFF000XXX | XT2NQ3060FFF000XXX | XT2NQ3060GFF000XXX | XT2NQ3060PFF000XXX | XT2NQ3060QFF000XXX | XT2NQ3060TFF000XXX | XT2NQ3060UFF000XXX
SE | SEHA24AT0060 | 6 | SRPE60A45 | 7 | 45 | 7 | 25kA | 4 | Loose MCCB (OEM) | 2 | Distribution Protection | 1 | 480Vac (Y/D) | 1 | 100% | 2 | 6742112 | XT1NQ3045AFF000XXX | No Equivalent Cross Available Based on Selections | XT2NQ3060EFF000XXX | XT2NQ3060FFF000XXX | XT2NQ3060GFF000XXX | XT2NQ3060PFF000XXX | XT2NQ3060QFF000XXX | XT2NQ3060TFF000XXX | XT2NQ3060UFF000XXX
SE | SEHA24AT0060 | 6 | SRPE60A45 | 7 | 45 | 7 | 22kA | 4 | Loose MCCB (OEM) | 2 | Distribution Protection | 1 | 600Vac (Y/D) | 2 | 100% | 2 | 6742122 | XT2SQ3050AFF000XXX | No Equivalent Cross Available Based on Selections | XT2SQ3060EFF000XXX | XT2SQ3060FFF000XXX | XT2SQ3060GFF000XXX | XT2SQ3060PFF000XXX | XT2SQ3060QFF000XXX | XT2SQ3060TFF000XXX | XT2SQ3060UFF000XXX
SE | SEHA24AT0060 | 6 | SRPE60A45 | 7 | 45 | 7 | 25kA | 4 | Loose MCCB (OEM) | 2 | Distribution Protection | 1 | 600Vac (Y/D) | 2 | 100% | 2 | 6742122 | XT2HQ3050AFF000XXX | No Equivalent Cross Available Based on Selections | XT2HQ3060EFF000XXX | XT2HQ3060FFF000XXX | XT2HQ3060GFF000XXX | XT2HQ3060PFF000XXX | XT2HQ3060QFF000XXX | XT2HQ3060TFF000XXX | XT2HQ3060UFF000XXX
SE | SEHA24AT0060 | 6 | SRPE60A45 | 7 | 45 | 7 | 25kA | 4 | Panelboard MRO | 1 | Distribution Protection | 1 | 480Vac (Y/D) | 1 | 80% | 1 | 6741111 | XT1NU3045AFF000XXX + SRFB6XT1FPX | No Equivalent Cross Available Based on Selections | XT4NU3060EFF000XXX + SRFB3XT4FPX | XT4NU3060FFF000XXX + SRFB3XT4FPX | XT4NU3060GFF000XXX + SRFB3XT4FPX | XT4NU3100PFF000XXX + SRFB3XT4FPX | XT4NU3100QFF000XXX + SRFB3XT4FPX | XT4NU3100TFF000XXX + SRFB3XT4FPX | XT4NU3100UFF000XXX + SRFB3XT4FPX
SE | SEHA24AT0060 | 6 | SRPE60A45 | 7 | 45 | 7 | 25kA | 4 | Panelboard MRO | 1 | Distribution Protection | 1 | 480Vac (Y/D) | 1 | 80% | 1 | 6741111 | XT1NU3045AFF000XXX + SRFB6XT1FPX | No Equivalent Cross Available Based on Selections | XT4NU3060EFF000XXX + SRFB3XT4FPX | XT4NU3060FFF000XXX + SRFB3XT4FPX | XT4NU3060GFF000XXX + SRFB3XT4FPX | XT4NU3100PFF000XXX + SRFB3XT4FPX | XT4NU3100QFF000XXX + SRFB3XT4FPX | XT4NU3100TFF000XXX + SRFB3XT4FPX | XT4NU3100UFF000XXX + SRFB3XT4FPX
SE | SEHA24AT0060 | 6 | SRPE60A45 | 7 | 45 | 7 | 22kA | 4 | Panelboard MRO | 1 | Distribution Protection | 1 | 600Vac (Y/D) | 2 | 80% | 1 | 6741121 | XT4SU3050AFF000XXX + SRFB6XT4FPX | No Equivalent Cross Available Based on Selections | XT4SU3060EFF000XXX + SRFB3XT4FPX | XT4SU3060FFF000XXX + SRFB3XT4FPX | XT4SU3060GFF000XXX + SRFB3XT4FPX | XT4SU3100PFF000XXX + SRFB3XT4FPX | XT4SU3100QFF000XXX + SRFB3XT4FPX | XT4SU3100TFF000XXX + SRFB3XT4FPX | XT4SU3100UFF000XXX + SRFB3XT4FPX
SE | SEHA24AT0060 | 6 | SRPE60A45 | 7 | 45 | 7 | 25kA | 4 | Panelboard MRO | 1 | Distribution Protection | 1 | 600Vac (Y/D) | 2 | 80% | 1 | 6741121 | XT4HU3050AFF000XXX + SRFB6XT4FPX | No Equivalent Cross Available Based on Selections | XT4HU3060EFF000XXX + SRFB3XT4FPX | XT4HU3060FFF000XXX + SRFB3XT4FPX | XT4HU3060GFF000XXX + SRFB3XT4FPX | XT4HU3100PFF000XXX + SRFB3XT4FPX | XT4HU3100QFF000XXX + SRFB3XT4FPX | XT4HU3100TFF000XXX + SRFB3XT4FPX | XT4HU3100UFF000XXX + SRFB3XT4FPX
SE | SEHA24AT0060 | 6 | SRPE60A45 | 7 | 45 | 7 | 25kA | 4 | Panelboard MRO | 1 | Distribution Protection | 1 | 480Vac (Y/D) | 1 | 100% | 2 | 6741112 | XT1NQ3045AFF000XXX + SRFB6XT1FPX | No Equivalent Cross Available Based on Selections | XT4NQ3060EFF000XXX + SRFB3XT4FPX | XT4NQ3060FFF000XXX + SRFB3XT4FPX | XT4NQ3060GFF000XXX + SRFB3XT4FPX | XT4NQ3100PFF000XXX + SRFB3XT4FPX | XT4NQ3100QFF000XXX + SRFB3XT4FPX | XT4NQ3100TFF000XXX + SRFB3XT4FPX | XT4NQ3100UFF000XXX + SRFB3XT4FPX
SE | SEHA24AT0060 | 6 | SRPE60A45 | 7 | 45 | 7 | 25kA | 4 | Panelboard MRO | 1 | Distribution Protection | 1 | 480Vac (Y/D) | 1 | 100% | 2 | 6741112 | XT1NQ3045AFF000XXX + SRFB6XT1FPX | No Equivalent Cross Available Based on Selections | XT4NQ3060EFF000XXX + SRFB3XT4FPX | XT4NQ3060FFF000XXX + SRFB3XT4FPX | XT4NQ3060GFF000XXX + SRFB3XT4FPX | XT4NQ3100PFF000XXX + SRFB3XT4FPX | XT4NQ3100QFF000XXX + SRFB3XT4FPX | XT4NQ3100TFF000XXX + SRFB3XT4FPX | XT4NQ3100UFF000XXX + SRFB3XT4FPX
SE | SEHA24AT0060 | 6 | SRPE60A45 | 7 | 45 | 7 | 22kA | 4 | Panelboard MRO | 1 | Distribution Protection | 1 | 600Vac (Y/D) | 2 | 100% | 2 | 6741122 | XT4SQ3050AFF000XXX + SRFB6XT4FPX | No Equivalent Cross Available Based on Selections | XT4SQ3060EFF000XXX + SRFB3XT4FPX | XT4SQ3060FFF000XXX + SRFB3XT4FPX | XT4SQ3060GFF000XXX + SRFB3XT4FPX | XT4SQ3100PFF000XXX + SRFB3XT4FPX | XT4SQ3100QFF000XXX + SRFB3XT4FPX | XT4SQ3100TFF000XXX + SRFB3XT4FPX | XT4SQ3100UFF000XXX + SRFB3XT4FPX
SE | SEHA24AT0060 | 6 | SRPE60A45 | 7 | 45 | 7 | 25kA | 4 | Panelboard MRO | 1 | Distribution Protection | 1 | 600Vac (Y/D) | 2 | 100% | 2 | 6741122 | XT4HQ3050AFF000XXX + SRFB6XT4FPX | No Equivalent Cross Available Based on Selections | XT4HQ3060EFF000XXX + SRFB3XT4FPX | XT4HQ3060FFF000XXX + SRFB3XT4FPX | XT4HQ3060GFF000XXX + SRFB3XT4FPX | XT4HQ3100PFF000XXX + SRFB3XT4FPX | XT4HQ3100QFF000XXX + SRFB3XT4FPX | XT4HQ3100TFF000XXX + SRFB3XT4FPX | XT4HQ3100UFF000XXX + SRFB3XT4FPX
SE | SEHA24AT0060 | 6 | SRPE60A50 | 8 | 50 | 8 | 25kA | 4 | Loose MCCB (OEM) | 2 | Distribution Protection | 1 | 480Vac (Y/D) | 1 | 80% | 1 | 6842111 | XT1NU3050AFF000XXX | No Equivalent Cross Available Based on Selections | XT2NU3060EFF000XXX | XT2NU3060FFF000XXX | XT2NU3060GFF000XXX | XT2NU3060PFF000XXX | XT2NU3060QFF000XXX | XT2NU3060TFF000XXX | XT2NU3060UFF000XXX
SE | SEHA24AT0060 | 6 | SRPE60A50 | 8 | 50 | 8 | 25kA | 4 | Loose MCCB (OEM) | 2 | Distribution Protection | 1 | 480Vac (Y/D) | 1 | 80% | 1 | 6842111 | XT1NU3050AFF000XXX | No Equivalent Cross Available Based on Selections | XT2NU3060EFF000XXX | XT2NU3060FFF000XXX | XT2NU3060GFF000XXX | XT2NU3060PFF000XXX | XT2NU3060QFF000XXX | XT2NU3060TFF000XXX | XT2NU3060UFF000XXX
SE | SEHA24AT0060 | 6 | SRPE60A50 | 8 | 50 | 8 | 22kA | 4 | Loose MCCB (OEM) | 2 | Distribution Protection | 1 | 600Vac (Y/D) | 2 | 80% | 1 | 6842121 | XT2SU3050AFF000XXX | No Equivalent Cross Available Based on Selections | XT2SU3060EFF000XXX | XT2SU3060FFF000XXX | XT2SU3060GFF000XXX | XT2SU3060PFF000XXX | XT2SU3060QFF000XXX | XT2SU3060TFF000XXX | XT2SU3060UFF000XXX
SE | SEHA24AT0060 | 6 | SRPE60A50 | 8 | 50 | 8 | 25kA | 4 | Loose MCCB (OEM) | 2 | Distribution Protection | 1 | 600Vac (Y/D) | 2 | 80% | 1 | 6842121 | XT2HU3050AFF000XXX | No Equivalent Cross Available Based on Selections | XT2HU3060EFF000XXX | XT2HU3060FFF000XXX | XT2HU3060GFF000XXX | XT2HU3060PFF000XXX | XT2HU3060QFF000XXX | XT2HU3060TFF000XXX | XT2HU3060UFF000XXX
SE | SEHA24AT0060 | 6 | SRPE60A50 | 8 | 50 | 8 | 25kA | 4 | Loose MCCB (OEM) | 2 | Distribution Protection | 1 | 480Vac (Y/D) | 1 | 100% | 2 | 6842112 | XT1NQ3050AFF000XXX | No Equivalent Cross Available Based on Selections | XT2NQ3060EFF000XXX | XT2NQ3060FFF000XXX | XT2NQ3060GFF000XXX | XT2NQ3060PFF000XXX | XT2NQ3060QFF000XXX | XT2NQ3060TFF000XXX | XT2NQ3060UFF000XXX
SE | SEHA24AT0060 | 6 | SRPE60A50 | 8 | 50 | 8 | 25kA | 4 | Loose MCCB (OEM) | 2 | Distribution Protection | 1 | 480Vac (Y/D) | 1 | 100% | 2 | 6842112 | XT1NQ3050AFF000XXX | No Equivalent Cross Available Based on Selections | XT2NQ3060EFF000XXX | XT2NQ3060FFF000XXX | XT2NQ3060GFF000XXX | XT2NQ3060PFF000XXX | XT2NQ3060QFF000XXX | XT2NQ3060TFF000XXX | XT2NQ3060UFF000XXX
SE | SEHA24AT0060 | 6 | SRPE60A50 | 8 | 50 | 8 | 22kA | 4 | Loose MCCB (OEM) | 2 | Distribution Protection | 1 | 600Vac (Y/D) | 2 | 100% | 2 | 6842122 | XT2SQ3050AFF000XXX | No Equivalent Cross Available Based on Selections | XT2SQ3060EFF000XXX | XT2SQ3060FFF000XXX | XT2SQ3060GFF000XXX | XT2SQ3060PFF000XXX | XT2SQ3060QFF000XXX | XT2SQ3060TFF000XXX | XT2SQ3060UFF000XXX
SE | SEHA24AT0060 | 6 | SRPE60A50 | 8 | 50 | 8 | 25kA | 4 | Loose MCCB (OEM) | 2 | Distribution Protection | 1 | 600Vac (Y/D) | 2 | 100% | 2 | 6842122 | XT2HQ3050AFF000XXX | No Equivalent Cross Available Based on Selections | XT2HQ3060EFF000XXX | XT2HQ3060FFF000XXX | XT2HQ3060GFF000XXX | XT2HQ3060PFF000XXX | XT2HQ3060QFF000XXX | XT2HQ3060TFF000XXX | XT2HQ3060UFF000XXX
SE | SEHA24AT0060 | 6 | SRPE60A50 | 8 | 50 | 8 | 25kA | 4 | Panelboard MRO | 1 | Distribution Protection | 1 | 480Vac (Y/D) | 1 | 80% | 1 | 6841111 | XT1NU3050AFF000XXX + SRFB6XT1FPX | No Equivalent Cross Available Based on Selections | XT4NU3060EFF000XXX + SRFB3XT4FPX | XT4NU3060FFF000XXX + SRFB3XT4FPX | XT4NU3060GFF000XXX + SRFB3XT4FPX | XT4NU3100PFF000XXX + SRFB3XT4FPX | XT4NU3100QFF000XXX + SRFB3XT4FPX | XT4NU3100TFF000XXX + SRFB3XT4FPX | XT4NU3100UFF000XXX + SRFB3XT4FPX
SE | SEHA24AT0060 | 6 | SRPE60A50 | 8 | 50 | 8 | 25kA | 4 | Panelboard MRO | 1 | Distribution Protection | 1 | 480Vac (Y/D) | 1 | 80% | 1 | 6841111 | XT1NU3050AFF000XXX + SRFB6XT1FPX | No Equivalent Cross Available Based on Selections | XT4NU3060EFF000XXX + SRFB3XT4FPX | XT4NU3060FFF000XXX + SRFB3XT4FPX | XT4NU3060GFF000XXX + SRFB3XT4FPX | XT4NU3100PFF000XXX + SRFB3XT4FPX | XT4NU3100QFF000XXX + SRFB3XT4FPX | XT4NU3100TFF000XXX + SRFB3XT4FPX | XT4NU3100UFF000XXX + SRFB3XT4FPX
SE | SEHA24AT0060 | 6 | SRPE60A50 | 8 | 50 | 8 | 22kA | 4 | Panelboard MRO | 1 | Distribution Protection | 1 | 600Vac (Y/D) | 2 | 80% | 1 | 6841121 | XT4SU3050AFF000XXX + SRFB6XT4FPX | No Equivalent Cross Available Based on Selections | XT4SU3060EFF000XXX + SRFB3XT4FPX | XT4SU3060FFF000XXX + SRFB3XT4FPX | XT4SU3060GFF000XXX + SRFB3XT4FPX | XT4SU3100PFF000XXX + SRFB3XT4FPX | XT4SU3100QFF000XXX + SRFB3XT4FPX | XT4SU3100TFF000XXX + SRFB3XT4FPX | XT4SU3100UFF000XXX + SRFB3XT4FPX
SE | SEHA24AT0060 | 6 | SRPE60A50 | 8 | 50 | 8 | 25kA | 4 | Panelboard MRO | 1 | Distribution Protection | 1 | 600Vac (Y/D) | 2 | 80% | 1 | 6841121 | XT4HU3050AFF000XXX + SRFB6XT4FPX | No Equivalent Cross Available Based on Selections | XT4HU3060EFF000XXX + SRFB3XT4FPX | XT4HU3060FFF000XXX + SRFB3XT4FPX | XT4HU3060GFF000XXX + SRFB3XT4FPX | XT4HU3100PFF000XXX + SRFB3XT4FPX | XT4HU3100QFF000XXX + SRFB3XT4FPX | XT4HU3100TFF000XXX + SRFB3XT4FPX | XT4HU3100UFF000XXX + SRFB3XT4FPX
SE | SEHA24AT0060 | 6 | SRPE60A50 | 8 | 50 | 8 | 25kA | 4 | Panelboard MRO | 1 | Distribution Protection | 1 | 480Vac (Y/D) | 1 | 100% | 2 | 6841112 | XT1NQ3050AFF000XXX + SRFB6XT1FPX | No Equivalent Cross Available Based on Selections | XT4NQ3060EFF000XXX + SRFB3XT4FPX | XT4NQ3060FFF000XXX + SRFB3XT4FPX | XT4NQ3060GFF000XXX + SRFB3XT4FPX | XT4NQ3100PFF000XXX + SRFB3XT4FPX | XT4NQ3100QFF000XXX + SRFB3XT4FPX | XT4NQ3100TFF000XXX + SRFB3XT4FPX | XT4NQ3100UFF000XXX + SRFB3XT4FPX
SE | SEHA24AT0060 | 6 | SRPE60A50 | 8 | 50 | 8 | 25kA | 4 | Panelboard MRO | 1 | Distribution Protection | 1 | 480Vac (Y/D) | 1 | 100% | 2 | 6841112 | XT1NQ3050AFF000XXX + SRFB6XT1FPX | No Equivalent Cross Available Based on Selections | XT4NQ3060EFF000XXX + SRFB3XT4FPX | XT4NQ3060FFF000XXX + SRFB3XT4FPX | XT4NQ3060GFF000XXX + SRFB3XT4FPX | XT4NQ3100PFF000XXX + SRFB3XT4FPX | XT4NQ3100QFF000XXX + SRFB3XT4FPX | XT4NQ3100TFF000XXX + SRFB3XT4FPX | XT4NQ3100UFF000XXX + SRFB3XT4FPX
SE | SEHA24AT0060 | 6 | SRPE60A50 | 8 | 50 | 8 | 22kA | 4 | Panelboard MRO | 1 | Distribution Protection | 1 | 600Vac (Y/D) | 2 | 100% | 2 | 6841122 | XT4SQ3050AFF000XXX + SRFB6XT4FPX | No Equivalent Cross Available Based on Selections | XT4SQ3060EFF000XXX + SRFB3XT4FPX | XT4SQ3060FFF000XXX + SRFB3XT4FPX | XT4SQ3060GFF000XXX + SRFB3XT4FPX | XT4SQ3100PFF000XXX + SRFB3XT4FPX | XT4SQ3100QFF000XXX + SRFB3XT4FPX | XT4SQ3100TFF000XXX + SRFB3XT4FPX | XT4SQ3100UFF000XXX + SRFB3XT4FPX
SE | SEHA24AT0060 | 6 | SRPE60A50 | 8 | 50 | 8 | 25kA | 4 | Panelboard MRO | 1 | Distribution Protection | 1 | 600Vac (Y/D) | 2 | 100% | 2 | 6841122 | XT4HQ3050AFF000XXX + SRFB6XT4FPX | No Equivalent Cross Available Based on Selections | XT4HQ3060EFF000XXX + SRFB3XT4FPX | XT4HQ3060FFF000XXX + SRFB3XT4FPX | XT4HQ3060GFF000XXX + SRFB3XT4FPX | XT4HQ3100PFF000XXX + SRFB3XT4FPX | XT4HQ3100QFF000XXX + SRFB3XT4FPX | XT4HQ3100TFF000XXX + SRFB3XT4FPX | XT4HQ3100UFF000XXX + SRFB3XT4FPX
SE | SEHA24AT0060 | 6 | SRPE60A60 | 9 | 60 | 9 | 25kA | 4 | Loose MCCB (OEM) | 2 | Distribution Protection | 1 | 480Vac (Y/D) | 1 | 80% | 1 | 6942111 | XT1NU3060AFF000XXX | XT2NU3080BFF000XXX | XT2NU3060EFF000XXX | XT2NU3060FFF000XXX | XT2NU3060GFF000XXX | XT2NU3060PFF000XXX | XT2NU3060QFF000XXX | XT2NU3060TFF000XXX | XT2NU3060UFF000XXX
SE | SEHA24AT0060 | 6 | SRPE60A60 | 9 | 60 | 9 | 25kA | 4 | Loose MCCB (OEM) | 2 | Distribution Protection | 1 | 480Vac (Y/D) | 1 | 80% | 1 | 6942111 | XT1NU3060AFF000XXX | XT2NU3080BFF000XXX | XT2NU3060EFF000XXX | XT2NU3060FFF000XXX | XT2NU3060GFF000XXX | XT2NU3060PFF000XXX | XT2NU3060QFF000XXX | XT2NU3060TFF000XXX | XT2NU3060UFF000XXX
SE | SEHA24AT0060 | 6 | SRPE60A60 | 9 | 60 | 9 | 22kA | 4 | Loose MCCB (OEM) | 2 | Distribution Protection | 1 | 600Vac (Y/D) | 2 | 80% | 1 | 6942121 | XT2SU3060AFF000XXX | XT2SU3080BFF000XXX | XT2SU3060EFF000XXX | XT2SU3060FFF000XXX | XT2SU3060GFF000XXX | XT2SU3060PFF000XXX | XT2SU3060QFF000XXX | XT2SU3060TFF000XXX | XT2SU3060UFF000XXX
SE | SEHA24AT0060 | 6 | SRPE60A60 | 9 | 60 | 9 | 25kA | 4 | Loose MCCB (OEM) | 2 | Distribution Protection | 1 | 600Vac (Y/D) | 2 | 80% | 1 | 6942121 | XT2HU3060AFF000XXX | XT2HU3080BFF000XXX | XT2HU3060EFF000XXX | XT2HU3060FFF000XXX | XT2HU3060GFF000XXX | XT2HU3060PFF000XXX | XT2HU3060QFF000XXX | XT2HU3060TFF000XXX | XT2HU3060UFF000XXX
SE | SEHA24AT0060 | 6 | SRPE60A60 | 9 | 60 | 9 | 25kA | 4 | Loose MCCB (OEM) | 2 | Distribution Protection | 1 | 480Vac (Y/D) | 1 | 100% | 2 | 6942112 | XT1NQ3060AFF000XXX | XT2NQ3080BFF000XXX | XT2NQ3060EFF000XXX | XT2NQ3060FFF000XXX | XT2NQ3060GFF000XXX | XT2NQ3060PFF000XXX | XT2NQ3060QFF000XXX | XT2NQ3060TFF000XXX | XT2NQ3060UFF000XXX
SE | SEHA24AT0060 | 6 | SRPE60A60 | 9 | 60 | 9 | 25kA | 4 | Loose MCCB (OEM) | 2 | Distribution Protection | 1 | 480Vac (Y/D) | 1 | 100% | 2 | 6942112 | XT1NQ3060AFF000XXX | XT2NQ3080BFF000XXX | XT2NQ3060EFF000XXX | XT2NQ3060FFF000XXX | XT2NQ3060GFF000XXX | XT2NQ3060PFF000XXX | XT2NQ3060QFF000XXX | XT2NQ3060TFF000XXX | XT2NQ3060UFF000XXX
SE | SEHA24AT0060 | 6 | SRPE60A60 | 9 | 60 | 9 | 22kA | 4 | Loose MCCB (OEM) | 2 | Distribution Protection | 1 | 600Vac (Y/D) | 2 | 100% | 2 | 6942122 | XT2SQ3060AFF000XXX | XT2SQ3080BFF000XXX | XT2SQ3060EFF000XXX | XT2SQ3060FFF000XXX | XT2SQ3060GFF000XXX | XT2SQ3060PFF000XXX | XT2SQ3060QFF000XXX | XT2SQ3060TFF000XXX | XT2SQ3060UFF000XXX
SE | SEHA24AT0060 | 6 | SRPE60A60 | 9 | 60 | 9 | 25kA | 4 | Loose MCCB (OEM) | 2 | Distribution Protection | 1 | 600Vac (Y/D) | 2 | 100% | 2 | 6942122 | XT2HQ3060AFF000XXX | XT2HQ3080BFF000XXX | XT2HQ3060EFF000XXX | XT2HQ3060FFF000XXX | XT2HQ3060GFF000XXX | XT2HQ3060PFF000XXX | XT2HQ3060QFF000XXX | XT2HQ3060TFF000XXX | XT2HQ3060UFF000XXX
SE | SEHA24AT0060 | 6 | SRPE60A60 | 9 | 60 | 9 | 25kA | 4 | Panelboard MRO | 1 | Distribution Protection | 1 | 480Vac (Y/D) | 1 | 80% | 1 | 6941111 | XT1NU3060AFF000XXX + SRFB6XT1FPX | XT4NU3080BFF000XXX + SRFB6XT4FPX | XT4NU3060EFF000XXX + SRFB3XT4FPX | XT4NU3060FFF000XXX + SRFB3XT4FPX | XT4NU3060GFF000XXX + SRFB3XT4FPX | XT4NU3100PFF000XXX + SRFB3XT4FPX | XT4NU3100QFF000XXX + SRFB3XT4FPX | XT4NU3100TFF000XXX + SRFB3XT4FPX | XT4NU3100UFF000XXX + SRFB3XT4FPX
SE | SEHA24AT0060 | 6 | SRPE60A60 | 9 | 60 | 9 | 25kA | 4 | Panelboard MRO | 1 | Distribution Protection | 1 | 480Vac (Y/D) | 1 | 80% | 1 | 6941111 | XT1NU3060AFF000XXX + SRFB6XT1FPX | XT4NU3080BFF000XXX + SRFB6XT4FPX | XT4NU3060EFF000XXX + SRFB3XT4FPX | XT4NU3060FFF000XXX + SRFB3XT4FPX | XT4NU3060GFF000XXX + SRFB3XT4FPX | XT4NU3100PFF000XXX + SRFB3XT4FPX | XT4NU3100QFF000XXX + SRFB3XT4FPX | XT4NU3100TFF000XXX + SRFB3XT4FPX | XT4NU3100UFF000XXX + SRFB3XT4FPX
SE | SEHA24AT0060 | 6 | SRPE60A60 | 9 | 60 | 9 | 22kA | 4 | Panelboard MRO | 1 | Distribution Protection | 1 | 600Vac (Y/D) | 2 | 80% | 1 | 6941121 | XT4SU3060AFF000XXX + SRFB6XT4FPX | XT4SU3080BFF000XXX + SRFB6XT4FPX | XT4SU3060EFF000XXX + SRFB3XT4FPX | XT4SU3060FFF000XXX + SRFB3XT4FPX | XT4SU3060GFF000XXX + SRFB3XT4FPX | XT4SU3100PFF000XXX + SRFB3XT4FPX | XT4SU3100QFF000XXX + SRFB3XT4FPX | XT4SU3100TFF000XXX + SRFB3XT4FPX | XT4SU3100UFF000XXX + SRFB3XT4FPX
SE | SEHA24AT0060 | 6 | SRPE60A60 | 9 | 60 | 9 | 25kA | 4 | Panelboard MRO | 1 | Distribution Protection | 1 | 600Vac (Y/D) | 2 | 80% | 1 | 6941121 | XT4HU3060AFF000XXX + SRFB6XT4FPX | XT4HU3080BFF000XXX + SRFB6XT4FPX | XT4HU3060EFF000XXX + SRFB3XT4FPX | XT4HU3060FFF000XXX + SRFB3XT4FPX | XT4HU3060GFF000XXX + SRFB3XT4FPX | XT4HU3100PFF000XXX + SRFB3XT4FPX | XT4HU3100QFF000XXX + SRFB3XT4FPX | XT4HU3100TFF000XXX + SRFB3XT4FPX | XT4HU3100UFF000XXX + SRFB3XT4FPX
SE | SEHA24AT0060 | 6 | SRPE60A60 | 9 | 60 | 9 | 25kA | 4 | Panelboard MRO | 1 | Distribution Protection | 1 | 480Vac (Y/D) | 1 | 100% | 2 | 6941112 | XT1NQ3060AFF000XXX + SRFB6XT1FPX | XT4NQ3080BFF000XXX + SRFB6XT4FPX | XT4NQ3060EFF000XXX + SRFB3XT4FPX | XT4NQ3060FFF000XXX + SRFB3XT4FPX | XT4NQ3060GFF000XXX + SRFB3XT4FPX | XT4NQ3100PFF000XXX + SRFB3XT4FPX | XT4NQ3100QFF000XXX + SRFB3XT4FPX | XT4NQ3100TFF000XXX + SRFB3XT4FPX | XT4NQ3100UFF000XXX + SRFB3XT4FPX
SE | SEHA24AT0060 | 6 | SRPE60A60 | 9 | 60 | 9 | 25kA | 4 | Panelboard MRO | 1 | Distribution Protection | 1 | 480Vac (Y/D) | 1 | 100% | 2 | 6941112 | XT1NQ3060AFF000XXX + SRFB6XT1FPX | XT4NQ3080BFF000XXX + SRFB6XT4FPX | XT4NQ3060EFF000XXX + SRFB3XT4FPX | XT4NQ3060FFF000XXX + SRFB3XT4FPX | XT4NQ3060GFF000XXX + SRFB3XT4FPX | XT4NQ3100PFF000XXX + SRFB3XT4FPX | XT4NQ3100QFF000XXX + SRFB3XT4FPX | XT4NQ3100TFF000XXX + SRFB3XT4FPX | XT4NQ3100UFF000XXX + SRFB3XT4FPX
SE | SEHA24AT0060 | 6 | SRPE60A60 | 9 | 60 | 9 | 22kA | 4 | Panelboard MRO | 1 | Distribution Protection | 1 | 600Vac (Y/D) | 2 | 100% | 2 | 6941122 | XT4SQ3060AFF000XXX + SRFB6XT4FPX | XT4SQ3080BFF000XXX + SRFB6XT4FPX | XT4SQ3060EFF000XXX + SRFB3XT4FPX | XT4SQ3060FFF000XXX + SRFB3XT4FPX | XT4SQ3060GFF000XXX + SRFB3XT4FPX | XT4SQ3100PFF000XXX + SRFB3XT4FPX | XT4SQ3100QFF000XXX + SRFB3XT4FPX | XT4SQ3100TFF000XXX + SRFB3XT4FPX | XT4SQ3100UFF000XXX + SRFB3XT4FPX
SE | SEHA24AT0060 | 6 | SRPE60A60 | 9 | 60 | 9 | 25kA | 4 | Panelboard MRO | 1 | Distribution Protection | 1 | 600Vac (Y/D) | 2 | 100% | 2 | 6941122 | XT4HQ3060AFF000XXX + SRFB6XT4FPX | XT4HQ3080BFF000XXX + SRFB6XT4FPX | XT4HQ3060EFF000XXX + SRFB3XT4FPX | XT4HQ3060FFF000XXX + SRFB3XT4FPX | XT4HQ3060GFF000XXX + SRFB3XT4FPX | XT4HQ3100PFF000XXX + SRFB3XT4FPX | XT4HQ3100QFF000XXX + SRFB3XT4FPX | XT4HQ3100TFF000XXX + SRFB3XT4FPX | XT4HQ3100UFF000XXX + SRFB3XT4FPX
SE | SEHA24AT0100 | 7 | SRPE100A70 | 10 | 70 | 10 | 25kA | 4 | Loose MCCB (OEM) | 2 | Distribution Protection | 1 | 480Vac (Y/D) | 1 | 80% | 1 | 71042111 | XT1NU3070AFF000XXX | XT2NU3080BFF000XXX | XT2NU3100EFF000XXX | XT2NU3100FFF000XXX | XT2NU3100GFF000XXX | XT2NU3100PFF000XXX | XT2NU3100QFF000XXX | XT2NU3100TFF000XXX | XT2NU3100UFF000XXX
SE | SEHA24AT0100 | 7 | SRPE100A70 | 10 | 70 | 10 | 25kA | 4 | Loose MCCB (OEM) | 2 | Distribution Protection | 1 | 480Vac (Y/D) | 1 | 80% | 1 | 71042111 | XT1NU3070AFF000XXX | XT2NU3080BFF000XXX | XT2NU3100EFF000XXX | XT2NU3100FFF000XXX | XT2NU3100GFF000XXX | XT2NU3100PFF000XXX | XT2NU3100QFF000XXX | XT2NU3100TFF000XXX | XT2NU3100UFF000XXX
SE | SEHA24AT0100 | 7 | SRPE100A70 | 10 | 70 | 10 | 22kA | 4 | Loose MCCB (OEM) | 2 | Distribution Protection | 1 | 600Vac (Y/D) | 2 | 80% | 1 | 71042121 | XT2SU3070AFF000XXX | XT2SU3080BFF000XXX | XT2SU3100EFF000XXX | XT2SU3100FFF000XXX | XT2SU3100GFF000XXX | XT2SU3100PFF000XXX | XT2SU3100QFF000XXX | XT2SU3100TFF000XXX | XT2SU3100UFF000XXX
SE | SEHA24AT0100 | 7 | SRPE100A70 | 10 | 70 | 10 | 25kA | 4 | Loose MCCB (OEM) | 2 | Distribution Protection | 1 | 600Vac (Y/D) | 2 | 80% | 1 | 71042121 | XT2HU3070AFF000XXX | XT2HU3080BFF000XXX | XT2HU3100EFF000XXX | XT2HU3100FFF000XXX | XT2HU3100GFF000XXX | XT2HU3100PFF000XXX | XT2HU3100QFF000XXX | XT2HU3100TFF000XXX | XT2HU3100UFF000XXX
SE | SEHA24AT0100 | 7 | SRPE100A70 | 10 | 70 | 10 | 25kA | 4 | Loose MCCB (OEM) | 2 | Distribution Protection | 1 | 480Vac (Y/D) | 1 | 100% | 2 | 71042112 | XT1NQ3070AFF000XXX | XT2NQ3080BFF000XXX | XT2NQ3100EFF000XXX | XT2NQ3100FFF000XXX | XT2NQ3100GFF000XXX | XT2NQ3100PFF000XXX | XT2NQ3100QFF000XXX | XT2NQ3100TFF000XXX | XT2NQ3100UFF000XXX
SE | SEHA24AT0100 | 7 | SRPE100A70 | 10 | 70 | 10 | 25kA | 4 | Loose MCCB (OEM) | 2 | Distribution Protection | 1 | 480Vac (Y/D) | 1 | 100% | 2 | 71042112 | XT1NQ3070AFF000XXX | XT2NQ3080BFF000XXX | XT2NQ3100EFF000XXX | XT2NQ3100FFF000XXX | XT2NQ3100GFF000XXX | XT2NQ3100PFF000XXX | XT2NQ3100QFF000XXX | XT2NQ3100TFF000XXX | XT2NQ3100UFF000XXX
SE | SEHA24AT0100 | 7 | SRPE100A70 | 10 | 70 | 10 | 22kA | 4 | Loose MCCB (OEM) | 2 | Distribution Protection | 1 | 600Vac (Y/D) | 2 | 100% | 2 | 71042122 | XT2SQ3070AFF000XXX | XT2SQ3080BFF000XXX | XT2SQ3100EFF000XXX | XT2SQ3100FFF000XXX | XT2SQ3100GFF000XXX | XT2SQ3100PFF000XXX | XT2SQ3100QFF000XXX | XT2SQ3100TFF000XXX | XT2SQ3100UFF000XXX
SE | SEHA24AT0100 | 7 | SRPE100A70 | 10 | 70 | 10 | 25kA | 4 | Loose MCCB (OEM) | 2 | Distribution Protection | 1 | 600Vac (Y/D) | 2 | 100% | 2 | 71042122 | XT2HQ3070AFF000XXX | XT2HQ3080BFF000XXX | XT2HQ3100EFF000XXX | XT2HQ3100FFF000XXX | XT2HQ3100GFF000XXX | XT2HQ3100PFF000XXX | XT2HQ3100QFF000XXX | XT2HQ3100TFF000XXX | XT2HQ3100UFF000XXX
SE | SEHA24AT0100 | 7 | SRPE100A70 | 10 | 70 | 10 | 25kA | 4 | Panelboard MRO | 1 | Distribution Protection | 1 | 480Vac (Y/D) | 1 | 80% | 1 | 71041111 | XT1NU3070AFF000XXX + SRFB6XT1FPX | XT4NU3080BFF000XXX + SRFB6XT4FPX | XT4NU3100EFF000XXX + SRFB3XT4FPX | XT4NU3100FFF000XXX + SRFB3XT4FPX | XT4NU3100GFF000XXX + SRFB3XT4FPX | XT4NU3100PFF000XXX + SRFB3XT4FPX | XT4NU3100QFF000XXX + SRFB3XT4FPX | XT4NU3100TFF000XXX + SRFB3XT4FPX | XT4NU3100UFF000XXX + SRFB3XT4FPX
SE | SEHA24AT0100 | 7 | SRPE100A70 | 10 | 70 | 10 | 25kA | 4 | Panelboard MRO | 1 | Distribution Protection | 1 | 480Vac (Y/D) | 1 | 80% | 1 | 71041111 | XT1NU3070AFF000XXX + SRFB6XT1FPX | XT4NU3080BFF000XXX + SRFB6XT4FPX | XT4NU3100EFF000XXX + SRFB3XT4FPX | XT4NU3100FFF000XXX + SRFB3XT4FPX | XT4NU3100GFF000XXX + SRFB3XT4FPX | XT4NU3100PFF000XXX + SRFB3XT4FPX | XT4NU3100QFF000XXX + SRFB3XT4FPX | XT4NU3100TFF000XXX + SRFB3XT4FPX | XT4NU3100UFF000XXX + SRFB3XT4FPX
SE | SEHA24AT0100 | 7 | SRPE100A70 | 10 | 70 | 10 | 22kA | 4 | Panelboard MRO | 1 | Distribution Protection | 1 | 600Vac (Y/D) | 2 | 80% | 1 | 71041121 | XT4SU3070AFF000XXX + SRFB6XT4FPX | XT4SU3080BFF000XXX + SRFB6XT4FPX | XT4SU3100EFF000XXX + SRFB3XT4FPX | XT4SU3100FFF000XXX + SRFB3XT4FPX | XT4SU3100GFF000XXX + SRFB3XT4FPX | XT4SU3100PFF000XXX + SRFB3XT4FPX | XT4SU3100QFF000XXX + SRFB3XT4FPX | XT4SU3100TFF000XXX + SRFB3XT4FPX | XT4SU3100UFF000XXX + SRFB3XT4FPX
SE | SEHA24AT0100 | 7 | SRPE100A70 | 10 | 70 | 10 | 25kA | 4 | Panelboard MRO | 1 | Distribution Protection | 1 | 600Vac (Y/D) | 2 | 80% | 1 | 71041121 | XT4HU3070AFF000XXX + SRFB6XT4FPX | XT4HU3080BFF000XXX + SRFB6XT4FPX | XT4HU3100EFF000XXX + SRFB3XT4FPX | XT4HU3100FFF000XXX + SRFB3XT4FPX | XT4HU3100GFF000XXX + SRFB3XT4FPX | XT4HU3100PFF000XXX + SRFB3XT4FPX | XT4HU3100QFF000XXX + SRFB3XT4FPX | XT4HU3100TFF000XXX + SRFB3XT4FPX | XT4HU3100UFF000XXX + SRFB3XT4FPX
SE | SEHA24AT0100 | 7 | SRPE100A70 | 10 | 70 | 10 | 25kA | 4 | Panelboard MRO | 1 | Distribution Protection | 1 | 480Vac (Y/D) | 1 | 100% | 2 | 71041112 | XT1NQ3070AFF000XXX + SRFB6XT1FPX | XT4NQ3080BFF000XXX + SRFB6XT4FPX | XT4NQ3100EFF000XXX + SRFB3XT4FPX | XT4NQ3100FFF000XXX + SRFB3XT4FPX | XT4NQ3100GFF000XXX + SRFB3XT4FPX | XT4NQ3100PFF000XXX + SRFB3XT4FPX | XT4NQ3100QFF000XXX + SRFB3XT4FPX | XT4NQ3100TFF000XXX + SRFB3XT4FPX | XT4NQ3100UFF000XXX + SRFB3XT4FPX
SE | SEHA24AT0100 | 7 | SRPE100A70 | 10 | 70 | 10 | 25kA | 4 | Panelboard MRO | 1 | Distribution Protection | 1 | 480Vac (Y/D) | 1 | 100% | 2 | 71041112 | XT1NQ3070AFF000XXX + SRFB6XT1FPX | XT4NQ3080BFF000XXX + SRFB6XT4FPX | XT4NQ3100EFF000XXX + SRFB3XT4FPX | XT4NQ3100FFF000XXX + SRFB3XT4FPX | XT4NQ3100GFF000XXX + SRFB3XT4FPX | XT4NQ3100PFF000XXX + SRFB3XT4FPX | XT4NQ3100QFF000XXX + SRFB3XT4FPX | XT4NQ3100TFF000XXX + SRFB3XT4FPX | XT4NQ3100UFF000XXX + SRFB3XT4FPX
SE | SEHA24AT0100 | 7 | SRPE100A70 | 10 | 70 | 10 | 22kA | 4 | Panelboard MRO | 1 | Distribution Protection | 1 | 600Vac (Y/D) | 2 | 100% | 2 | 71041122 | XT4SQ3070AFF000XXX + SRFB6XT4FPX | XT4SQ3080BFF000XXX + SRFB6XT4FPX | XT4SQ3100EFF000XXX + SRFB3XT4FPX | XT4SQ3100FFF000XXX + SRFB3XT4FPX | XT4SQ3100GFF000XXX + SRFB3XT4FPX | XT4SQ3100PFF000XXX + SRFB3XT4FPX | XT4SQ3100QFF000XXX + SRFB3XT4FPX | XT4SQ3100TFF000XXX + SRFB3XT4FPX | XT4SQ3100UFF000XXX + SRFB3XT4FPX
SE | SEHA24AT0100 | 7 | SRPE100A70 | 10 | 70 | 10 | 25kA | 4 | Panelboard MRO | 1 | Distribution Protection | 1 | 600Vac (Y/D) | 2 | 100% | 2 | 71041122 | XT4HQ3070AFF000XXX + SRFB6XT4FPX | XT4HQ3080BFF000XXX + SRFB6XT4FPX | XT4HQ3100EFF000XXX + SRFB3XT4FPX | XT4HQ3100FFF000XXX + SRFB3XT4FPX | XT4HQ3100GFF000XXX + SRFB3XT4FPX | XT4HQ3100PFF000XXX + SRFB3XT4FPX | XT4HQ3100QFF000XXX + SRFB3XT4FPX | XT4HQ3100TFF000XXX + SRFB3XT4FPX | XT4HQ3100UFF000XXX + SRFB3XT4FPX
SE | SEHA24AT0100 | 7 | SRPE100A80 | 11 | 80 | 11 | 25kA | 4 | Loose MCCB (OEM) | 2 | Distribution Protection | 1 | 480Vac (Y/D) | 1 | 80% | 1 | 71142111 | XT1NU3080AFF000XXX | XT2NU3080BFF000XXX | XT2NU3100EFF000XXX | XT2NU3100FFF000XXX | XT2NU3100GFF000XXX | XT2NU3100PFF000XXX | XT2NU3100QFF000XXX | XT2NU3100TFF000XXX | XT2NU3100UFF000XXX
SE | SEHA24AT0100 | 7 | SRPE100A80 | 11 | 80 | 11 | 25kA | 4 | Loose MCCB (OEM) | 2 | Distribution Protection | 1 | 480Vac (Y/D) | 1 | 80% | 1 | 71142111 | XT1NU3080AFF000XXX | XT2NU3080BFF000XXX | XT2NU3100EFF000XXX | XT2NU3100FFF000XXX | XT2NU3100GFF000XXX | XT2NU3100PFF000XXX | XT2NU3100QFF000XXX | XT2NU3100TFF000XXX | XT2NU3100UFF000XXX
SE | SEHA24AT0100 | 7 | SRPE100A80 | 11 | 80 | 11 | 22kA | 4 | Loose MCCB (OEM) | 2 | Distribution Protection | 1 | 600Vac (Y/D) | 2 | 80% | 1 | 71142121 | XT4SU3080AFF000XXX | XT2SU3080BFF000XXX | XT2SU3100EFF000XXX | XT2SU3100FFF000XXX | XT2SU3100GFF000XXX | XT2SU3100PFF000XXX | XT2SU3100QFF000XXX | XT2SU3100TFF000XXX | XT2SU3100UFF000XXX
SE | SEHA24AT0100 | 7 | SRPE100A80 | 11 | 80 | 11 | 25kA | 4 | Loose MCCB (OEM) | 2 | Distribution Protection | 1 | 600Vac (Y/D) | 2 | 80% | 1 | 71142121 | XT4HU3080AFF000XXX | XT2HU3080BFF000XXX | XT2HU3100EFF000XXX | XT2HU3100FFF000XXX | XT2HU3100GFF000XXX | XT2HU3100PFF000XXX | XT2HU3100QFF000XXX | XT2HU3100TFF000XXX | XT2HU3100UFF000XXX
SE | SEHA24AT0100 | 7 | SRPE100A80 | 11 | 80 | 11 | 25kA | 4 | Loose MCCB (OEM) | 2 | Distribution Protection | 1 | 480Vac (Y/D) | 1 | 100% | 2 | 71142112 | XT1NQ3080AFF000XXX | XT2NQ3080BFF000XXX | XT2NQ3100EFF000XXX | XT2NQ3100FFF000XXX | XT2NQ3100GFF000XXX | XT2NQ3100PFF000XXX | XT2NQ3100QFF000XXX | XT2NQ3100TFF000XXX | XT2NQ3100UFF000XXX
SE | SEHA24AT0100 | 7 | SRPE100A80 | 11 | 80 | 11 | 25kA | 4 | Loose MCCB (OEM) | 2 | Distribution Protection | 1 | 480Vac (Y/D) | 1 | 100% | 2 | 71142112 | XT1NQ3080AFF000XXX | XT2NQ3080BFF000XXX | XT2NQ3100EFF000XXX | XT2NQ3100FFF000XXX | XT2NQ3100GFF000XXX | XT2NQ3100PFF000XXX | XT2NQ3100QFF000XXX | XT2NQ3100TFF000XXX | XT2NQ3100UFF000XXX
SE | SEHA24AT0100 | 7 | SRPE100A80 | 11 | 80 | 11 | 22kA | 4 | Loose MCCB (OEM) | 2 | Distribution Protection | 1 | 600Vac (Y/D) | 2 | 100% | 2 | 71142122 | XT4SQ3080AFF000XXX | XT2SQ3080BFF000XXX | XT2SQ3100EFF000XXX | XT2SQ3100FFF000XXX | XT2SQ3100GFF000XXX | XT2SQ3100PFF000XXX | XT2SQ3100QFF000XXX | XT2SQ3100TFF000XXX | XT2SQ3100UFF000XXX
SE | SEHA24AT0100 | 7 | SRPE100A80 | 11 | 80 | 11 | 25kA | 4 | Loose MCCB (OEM) | 2 | Distribution Protection | 1 | 600Vac (Y/D) | 2 | 100% | 2 | 71142122 | XT4HQ3080AFF000XXX | XT2HQ3080BFF000XXX | XT2HQ3100EFF000XXX | XT2HQ3100FFF000XXX | XT2HQ3100GFF000XXX | XT2HQ3100PFF000XXX | XT2HQ3100QFF000XXX | XT2HQ3100TFF000XXX | XT2HQ3100UFF000XXX
SE | SEHA24AT0100 | 7 | SRPE100A80 | 11 | 80 | 11 | 25kA | 4 | Panelboard MRO | 1 | Distribution Protection | 1 | 480Vac (Y/D) | 1 | 80% | 1 | 71141111 | XT1NU3080AFF000XXX + SRFB6XT1FPX | XT4NU3080BFF000XXX + SRFB6XT4FPX | XT4NU3100EFF000XXX + SRFB3XT4FPX | XT4NU3100FFF000XXX + SRFB3XT4FPX | XT4NU3100GFF000XXX + SRFB3XT4FPX | XT4NU3100PFF000XXX + SRFB3XT4FPX | XT4NU3100QFF000XXX + SRFB3XT4FPX | XT4NU3100TFF000XXX + SRFB3XT4FPX | XT4NU3100UFF000XXX + SRFB3XT4FPX
SE | SEHA24AT0100 | 7 | SRPE100A80 | 11 | 80 | 11 | 25kA | 4 | Panelboard MRO | 1 | Distribution Protection | 1 | 480Vac (Y/D) | 1 | 80% | 1 | 71141111 | XT1NU3080AFF000XXX + SRFB6XT1FPX | XT4NU3080BFF000XXX + SRFB6XT4FPX | XT4NU3100EFF000XXX + SRFB3XT4FPX | XT4NU3100FFF000XXX + SRFB3XT4FPX | XT4NU3100GFF000XXX + SRFB3XT4FPX | XT4NU3100PFF000XXX + SRFB3XT4FPX | XT4NU3100QFF000XXX + SRFB3XT4FPX | XT4NU3100TFF000XXX + SRFB3XT4FPX | XT4NU3100UFF000XXX + SRFB3XT4FPX
SE | SEHA24AT0100 | 7 | SRPE100A80 | 11 | 80 | 11 | 22kA | 4 | Panelboard MRO | 1 | Distribution Protection | 1 | 600Vac (Y/D) | 2 | 80% | 1 | 71141121 | XT4SU3080AFF000XXX + SRFB6XT4FPX | XT4SU3080BFF000XXX + SRFB6XT4FPX | XT4SU3100EFF000XXX + SRFB3XT4FPX | XT4SU3100FFF000XXX + SRFB3XT4FPX | XT4SU3100GFF000XXX + SRFB3XT4FPX | XT4SU3100PFF000XXX + SRFB3XT4FPX | XT4SU3100QFF000XXX + SRFB3XT4FPX | XT4SU3100TFF000XXX + SRFB3XT4FPX | XT4SU3100UFF000XXX + SRFB3XT4FPX
SE | SEHA24AT0100 | 7 | SRPE100A80 | 11 | 80 | 11 | 25kA | 4 | Panelboard MRO | 1 | Distribution Protection | 1 | 600Vac (Y/D) | 2 | 80% | 1 | 71141121 | XT4HU3080AFF000XXX + SRFB6XT4FPX | XT4HU3080BFF000XXX + SRFB6XT4FPX | XT4HU3100EFF000XXX + SRFB3XT4FPX | XT4HU3100FFF000XXX + SRFB3XT4FPX | XT4HU3100GFF000XXX + SRFB3XT4FPX | XT4HU3100PFF000XXX + SRFB3XT4FPX | XT4HU3100QFF000XXX + SRFB3XT4FPX | XT4HU3100TFF000XXX + SRFB3XT4FPX | XT4HU3100UFF000XXX + SRFB3XT4FPX
SE | SEHA24AT0100 | 7 | SRPE100A80 | 11 | 80 | 11 | 25kA | 4 | Panelboard MRO | 1 | Distribution Protection | 1 | 480Vac (Y/D) | 1 | 100% | 2 | 71141112 | XT1NQ3080AFF000XXX + SRFB6XT1FPX | XT4NQ3080BFF000XXX + SRFB6XT4FPX | XT4NQ3100EFF000XXX + SRFB3XT4FPX | XT4NQ3100FFF000XXX + SRFB3XT4FPX | XT4NQ3100GFF000XXX + SRFB3XT4FPX | XT4NQ3100PFF000XXX + SRFB3XT4FPX | XT4NQ3100QFF000XXX + SRFB3XT4FPX | XT4NQ3100TFF000XXX + SRFB3XT4FPX | XT4NQ3100UFF000XXX + SRFB3XT4FPX
SE | SEHA24AT0100 | 7 | SRPE100A80 | 11 | 80 | 11 | 25kA | 4 | Panelboard MRO | 1 | Distribution Protection | 1 | 480Vac (Y/D) | 1 | 100% | 2 | 71141112 | XT1NQ3080AFF000XXX + SRFB6XT1FPX | XT4NQ3080BFF000XXX + SRFB6XT4FPX | XT4NQ3100EFF000XXX + SRFB3XT4FPX | XT4NQ3100FFF000XXX + SRFB3XT4FPX | XT4NQ3100GFF000XXX + SRFB3XT4FPX | XT4NQ3100PFF000XXX + SRFB3XT4FPX | XT4NQ3100QFF000XXX + SRFB3XT4FPX | XT4NQ3100TFF000XXX + SRFB3XT4FPX | XT4NQ3100UFF000XXX + SRFB3XT4FPX
SE | SEHA24AT0100 | 7 | SRPE100A80 | 11 | 80 | 11 | 22kA | 4 | Panelboard MRO | 1 | Distribution Protection | 1 | 600Vac (Y/D) | 2 | 100% | 2 | 71141122 | XT4SQ3080AFF000XXX + SRFB6XT4FPX | XT4SQ3080BFF000XXX + SRFB6XT4FPX | XT4SQ3100EFF000XXX + SRFB3XT4FPX | XT4SQ3100FFF000XXX + SRFB3XT4FPX | XT4SQ3100GFF000XXX + SRFB3XT4FPX | XT4SQ3100PFF000XXX + SRFB3XT4FPX | XT4SQ3100QFF000XXX + SRFB3XT4FPX | XT4SQ3100TFF000XXX + SRFB3XT4FPX | XT4SQ3100UFF000XXX + SRFB3XT4FPX
SE | SEHA24AT0100 | 7 | SRPE100A80 | 11 | 80 | 11 | 25kA | 4 | Panelboard MRO | 1 | Distribution Protection | 1 | 600Vac (Y/D) | 2 | 100% | 2 | 71141122 | XT4HQ3080AFF000XXX + SRFB6XT4FPX | XT4HQ3080BFF000XXX + SRFB6XT4FPX | XT4HQ3100EFF000XXX + SRFB3XT4FPX | XT4HQ3100FFF000XXX + SRFB3XT4FPX | XT4HQ3100GFF000XXX + SRFB3XT4FPX | XT4HQ3100PFF000XXX + SRFB3XT4FPX | XT4HQ3100QFF000XXX + SRFB3XT4FPX | XT4HQ3100TFF000XXX + SRFB3XT4FPX | XT4HQ3100UFF000XXX + SRFB3XT4FPX
SE | SEHA24AT0100 | 7 | SRPE100A90 | 12 | 90 | 12 | 25kA | 4 | Loose MCCB (OEM) | 2 | Distribution Protection | 1 | 480Vac (Y/D) | 1 | 80% | 1 | 71242111 | XT1NU3090AFF000XXX | XT2NU3090BFF000XXX | XT2NU3100EFF000XXX | XT2NU3100FFF000XXX | XT2NU3100GFF000XXX | XT2NU3100PFF000XXX | XT2NU3100QFF000XXX | XT2NU3100TFF000XXX | XT2NU3100UFF000XXX
SE | SEHA24AT0100 | 7 | SRPE100A90 | 12 | 90 | 12 | 25kA | 4 | Loose MCCB (OEM) | 2 | Distribution Protection | 1 | 480Vac (Y/D) | 1 | 80% | 1 | 71242111 | XT1NU3090AFF000XXX | XT2NU3090BFF000XXX | XT2NU3100EFF000XXX | XT2NU3100FFF000XXX | XT2NU3100GFF000XXX | XT2NU3100PFF000XXX | XT2NU3100QFF000XXX | XT2NU3100TFF000XXX | XT2NU3100UFF000XXX
SE | SEHA24AT0100 | 7 | SRPE100A90 | 12 | 90 | 12 | 22kA | 4 | Loose MCCB (OEM) | 2 | Distribution Protection | 1 | 600Vac (Y/D) | 2 | 80% | 1 | 71242121 | XT4SU3090AFF000XXX | XT2SU3090BFF000XXX | XT2SU3100EFF000XXX | XT2SU3100FFF000XXX | XT2SU3100GFF000XXX | XT2SU3100PFF000XXX | XT2SU3100QFF000XXX | XT2SU3100TFF000XXX | XT2SU3100UFF000XXX
SE | SEHA24AT0100 | 7 | SRPE100A90 | 12 | 90 | 12 | 25kA | 4 | Loose MCCB (OEM) | 2 | Distribution Protection | 1 | 600Vac (Y/D) | 2 | 80% | 1 | 71242121 | XT4HU3090AFF000XXX | XT2HU3090BFF000XXX | XT2HU3100EFF000XXX | XT2HU3100FFF000XXX | XT2HU3100GFF000XXX | XT2HU3100PFF000XXX | XT2HU3100QFF000XXX | XT2HU3100TFF000XXX | XT2HU3100UFF000XXX
SE | SEHA24AT0100 | 7 | SRPE100A90 | 12 | 90 | 12 | 25kA | 4 | Loose MCCB (OEM) | 2 | Distribution Protection | 1 | 480Vac (Y/D) | 1 | 100% | 2 | 71242112 | XT1NQ3090AFF000XXX | XT2NQ3090BFF000XXX | XT2NQ3100EFF000XXX | XT2NQ3100FFF000XXX | XT2NQ3100GFF000XXX | XT2NQ3100PFF000XXX | XT2NQ3100QFF000XXX | XT2NQ3100TFF000XXX | XT2NQ3100UFF000XXX
SE | SEHA24AT0100 | 7 | SRPE100A90 | 12 | 90 | 12 | 25kA | 4 | Loose MCCB (OEM) | 2 | Distribution Protection | 1 | 480Vac (Y/D) | 1 | 100% | 2 | 71242112 | XT1NQ3090AFF000XXX | XT2NQ3090BFF000XXX | XT2NQ3100EFF000XXX | XT2NQ3100FFF000XXX | XT2NQ3100GFF000XXX | XT2NQ3100PFF000XXX | XT2NQ3100QFF000XXX | XT2NQ3100TFF000XXX | XT2NQ3100UFF000XXX
SE | SEHA24AT0100 | 7 | SRPE100A90 | 12 | 90 | 12 | 22kA | 4 | Loose MCCB (OEM) | 2 | Distribution Protection | 1 | 600Vac (Y/D) | 2 | 100% | 2 | 71242122 | XT4SQ3090AFF000XXX | XT2SQ3090BFF000XXX | XT2SQ3100EFF000XXX | XT2SQ3100FFF000XXX | XT2SQ3100GFF000XXX | XT2SQ3100PFF000XXX | XT2SQ3100QFF000XXX | XT2SQ3100TFF000XXX | XT2SQ3100UFF000XXX
SE | SEHA24AT0100 | 7 | SRPE100A90 | 12 | 90 | 12 | 25kA | 4 | Loose MCCB (OEM) | 2 | Distribution Protection | 1 | 600Vac (Y/D) | 2 | 100% | 2 | 71242122 | XT4HQ3090AFF000XXX | XT2HQ3090BFF000XXX | XT2HQ3100EFF000XXX | XT2HQ3100FFF000XXX | XT2HQ3100GFF000XXX | XT2HQ3100PFF000XXX | XT2HQ3100QFF000XXX | XT2HQ3100TFF000XXX | XT2HQ3100UFF000XXX
SE | SEHA24AT0100 | 7 | SRPE100A90 | 12 | 90 | 12 | 25kA | 4 | Panelboard MRO | 1 | Distribution Protection | 1 | 480Vac (Y/D) | 1 | 80% | 1 | 71241111 | XT1NU3090AFF000XXX + SRFB6XT1FPX | XT4NU3090BFF000XXX + SRFB6XT4FPX | XT4NU3100EFF000XXX + SRFB3XT4FPX | XT4NU3100FFF000XXX + SRFB3XT4FPX | XT4NU3100GFF000XXX + SRFB3XT4FPX | XT4NU3100PFF000XXX + SRFB3XT4FPX | XT4NU3100QFF000XXX + SRFB3XT4FPX | XT4NU3100TFF000XXX + SRFB3XT4FPX | XT4NU3100UFF000XXX + SRFB3XT4FPX
SE | SEHA24AT0100 | 7 | SRPE100A90 | 12 | 90 | 12 | 25kA | 4 | Panelboard MRO | 1 | Distribution Protection | 1 | 480Vac (Y/D) | 1 | 80% | 1 | 71241111 | XT1NU3090AFF000XXX + SRFB6XT1FPX | XT4NU3090BFF000XXX + SRFB6XT4FPX | XT4NU3100EFF000XXX + SRFB3XT4FPX | XT4NU3100FFF000XXX + SRFB3XT4FPX | XT4NU3100GFF000XXX + SRFB3XT4FPX | XT4NU3100PFF000XXX + SRFB3XT4FPX | XT4NU3100QFF000XXX + SRFB3XT4FPX | XT4NU3100TFF000XXX + SRFB3XT4FPX | XT4NU3100UFF000XXX + SRFB3XT4FPX
SE | SEHA24AT0100 | 7 | SRPE100A90 | 12 | 90 | 12 | 22kA | 4 | Panelboard MRO | 1 | Distribution Protection | 1 | 600Vac (Y/D) | 2 | 80% | 1 | 71241121 | XT4SU3090AFF000XXX + SRFB6XT4FPX | XT4SU3090BFF000XXX + SRFB6XT4FPX | XT4SU3100EFF000XXX + SRFB3XT4FPX | XT4SU3100FFF000XXX + SRFB3XT4FPX | XT4SU3100GFF000XXX + SRFB3XT4FPX | XT4SU3100PFF000XXX + SRFB3XT4FPX | XT4SU3100QFF000XXX + SRFB3XT4FPX | XT4SU3100TFF000XXX + SRFB3XT4FPX | XT4SU3100UFF000XXX + SRFB3XT4FPX
SE | SEHA24AT0100 | 7 | SRPE100A90 | 12 | 90 | 12 | 25kA | 4 | Panelboard MRO | 1 | Distribution Protection | 1 | 600Vac (Y/D) | 2 | 80% | 1 | 71241121 | XT4HU3090AFF000XXX + SRFB6XT4FPX | XT4HU3090BFF000XXX + SRFB6XT4FPX | XT4HU3100EFF000XXX + SRFB3XT4FPX | XT4HU3100FFF000XXX + SRFB3XT4FPX | XT4HU3100GFF000XXX + SRFB3XT4FPX | XT4HU3100PFF000XXX + SRFB3XT4FPX | XT4HU3100QFF000XXX + SRFB3XT4FPX | XT4HU3100TFF000XXX + SRFB3XT4FPX | XT4HU3100UFF000XXX + SRFB3XT4FPX
SE | SEHA24AT0100 | 7 | SRPE100A90 | 12 | 90 | 12 | 25kA | 4 | Panelboard MRO | 1 | Distribution Protection | 1 | 480Vac (Y/D) | 1 | 100% | 2 | 71241112 | XT1NQ3090AFF000XXX + SRFB6XT1FPX | XT4NQ3090BFF000XXX + SRFB6XT4FPX | XT4NQ3100EFF000XXX + SRFB3XT4FPX | XT4NQ3100FFF000XXX + SRFB3XT4FPX | XT4NQ3100GFF000XXX + SRFB3XT4FPX | XT4NQ3100PFF000XXX + SRFB3XT4FPX | XT4NQ3100QFF000XXX + SRFB3XT4FPX | XT4NQ3100TFF000XXX + SRFB3XT4FPX | XT4NQ3100UFF000XXX + SRFB3XT4FPX
SE | SEHA24AT0100 | 7 | SRPE100A90 | 12 | 90 | 12 | 25kA | 4 | Panelboard MRO | 1 | Distribution Protection | 1 | 480Vac (Y/D) | 1 | 100% | 2 | 71241112 | XT1NQ3090AFF000XXX + SRFB6XT1FPX | XT4NQ3090BFF000XXX + SRFB6XT4FPX | XT4NQ3100EFF000XXX + SRFB3XT4FPX | XT4NQ3100FFF000XXX + SRFB3XT4FPX | XT4NQ3100GFF000XXX + SRFB3XT4FPX | XT4NQ3100PFF000XXX + SRFB3XT4FPX | XT4NQ3100QFF000XXX + SRFB3XT4FPX | XT4NQ3100TFF000XXX + SRFB3XT4FPX | XT4NQ3100UFF000XXX + SRFB3XT4FPX
SE | SEHA24AT0100 | 7 | SRPE100A90 | 12 | 90 | 12 | 22kA | 4 | Panelboard MRO | 1 | Distribution Protection | 1 | 600Vac (Y/D) | 2 | 100% | 2 | 71241122 | XT4SQ3090AFF000XXX + SRFB6XT4FPX | XT4SQ3090BFF000XXX + SRFB6XT4FPX | XT4SQ3100EFF000XXX + SRFB3XT4FPX | XT4SQ3100FFF000XXX + SRFB3XT4FPX | XT4SQ3100GFF000XXX + SRFB3XT4FPX | XT4SQ3100PFF000XXX + SRFB3XT4FPX | XT4SQ3100QFF000XXX + SRFB3XT4FPX | XT4SQ3100TFF000XXX + SRFB3XT4FPX | XT4SQ3100UFF000XXX + SRFB3XT4FPX
SE | SEHA24AT0100 | 7 | SRPE100A90 | 12 | 90 | 12 | 25kA | 4 | Panelboard MRO | 1 | Distribution Protection | 1 | 600Vac (Y/D) | 2 | 100% | 2 | 71241122 | XT4HQ3090AFF000XXX + SRFB6XT4FPX | XT4HQ3090BFF000XXX + SRFB6XT4FPX | XT4HQ3100EFF000XXX + SRFB3XT4FPX | XT4HQ3100FFF000XXX + SRFB3XT4FPX | XT4HQ3100GFF000XXX + SRFB3XT4FPX | XT4HQ3100PFF000XXX + SRFB3XT4FPX | XT4HQ3100QFF000XXX + SRFB3XT4FPX | XT4HQ3100TFF000XXX + SRFB3XT4FPX | XT4HQ3100UFF000XXX + SRFB3XT4FPX
SE | SEHA24AT0100 | 7 | SRPE100A100 | 13 | 100 | 13 | 25kA | 4 | Loose MCCB (OEM) | 2 | Distribution Protection | 1 | 480Vac (Y/D) | 1 | 80% | 1 | 71342111 | XT1NU3100AFF000XXX | XT2NU3100BFF000XXX | XT2NU3100EFF000XXX | XT2NU3100FFF000XXX | XT2NU3100GFF000XXX | XT2NU3100PFF000XXX | XT2NU3100QFF000XXX | XT2NU3100TFF000XXX | XT2NU3100UFF000XXX
SE | SEHA24AT0100 | 7 | SRPE100A100 | 13 | 100 | 13 | 25kA | 4 | Loose MCCB (OEM) | 2 | Distribution Protection | 1 | 480Vac (Y/D) | 1 | 80% | 1 | 71342111 | XT1NU3100AFF000XXX | XT2NU3100BFF000XXX | XT2NU3100EFF000XXX | XT2NU3100FFF000XXX | XT2NU3100GFF000XXX | XT2NU3100PFF000XXX | XT2NU3100QFF000XXX | XT2NU3100TFF000XXX | XT2NU3100UFF000XXX
SE | SEHA24AT0100 | 7 | SRPE100A100 | 13 | 100 | 13 | 22kA | 4 | Loose MCCB (OEM) | 2 | Distribution Protection | 1 | 600Vac (Y/D) | 2 | 80% | 1 | 71342121 | XT4SU3100AFF000XXX | XT2SU3100BFF000XXX | XT2SU3100EFF000XXX | XT2SU3100FFF000XXX | XT2SU3100GFF000XXX | XT2SU3100PFF000XXX | XT2SU3100QFF000XXX | XT2SU3100TFF000XXX | XT2SU3100UFF000XXX
SE | SEHA24AT0100 | 7 | SRPE100A100 | 13 | 100 | 13 | 25kA | 4 | Loose MCCB (OEM) | 2 | Distribution Protection | 1 | 600Vac (Y/D) | 2 | 80% | 1 | 71342121 | XT4HU3100AFF000XXX | XT2HU3100BFF000XXX | XT2HU3100EFF000XXX | XT2HU3100FFF000XXX | XT2HU3100GFF000XXX | XT2HU3100PFF000XXX | XT2HU3100QFF000XXX | XT2HU3100TFF000XXX | XT2HU3100UFF000XXX
SE | SEHA24AT0100 | 7 | SRPE100A100 | 13 | 100 | 13 | 25kA | 4 | Loose MCCB (OEM) | 2 | Distribution Protection | 1 | 480Vac (Y/D) | 1 | 100% | 2 | 71342112 | XT1NQ3100AFF000XXX | XT2NQ3100BFF000XXX | XT2NQ3100EFF000XXX | XT2NQ3100FFF000XXX | XT2NQ3100GFF000XXX | XT2NQ3100PFF000XXX | XT2NQ3100QFF000XXX | XT2NQ3100TFF000XXX | XT2NQ3100UFF000XXX
SE | SEHA24AT0100 | 7 | SRPE100A100 | 13 | 100 | 13 | 25kA | 4 | Loose MCCB (OEM) | 2 | Distribution Protection | 1 | 480Vac (Y/D) | 1 | 100% | 2 | 71342112 | XT1NQ3100AFF000XXX | XT2NQ3100BFF000XXX | XT2NQ3100EFF000XXX | XT2NQ3100FFF000XXX | XT2NQ3100GFF000XXX | XT2NQ3100PFF000XXX | XT2NQ3100QFF000XXX | XT2NQ3100TFF000XXX | XT2NQ3100UFF000XXX
SE | SEHA24AT0100 | 7 | SRPE100A100 | 13 | 100 | 13 | 22kA | 4 | Loose MCCB (OEM) | 2 | Distribution Protection | 1 | 600Vac (Y/D) | 2 | 100% | 2 | 71342122 | XT4SQ3100AFF000XXX | XT2SQ3100BFF000XXX | XT2SQ3100EFF000XXX | XT2SQ3100FFF000XXX | XT2SQ3100GFF000XXX | XT2SQ3100PFF000XXX | XT2SQ3100QFF000XXX | XT2SQ3100TFF000XXX | XT2SQ3100UFF000XXX
SE | SEHA24AT0100 | 7 | SRPE100A100 | 13 | 100 | 13 | 25kA | 4 | Loose MCCB (OEM) | 2 | Distribution Protection | 1 | 600Vac (Y/D) | 2 | 100% | 2 | 71342122 | XT4HQ3100AFF000XXX | XT2HQ3100BFF000XXX | XT2HQ3100EFF000XXX | XT2HQ3100FFF000XXX | XT2HQ3100GFF000XXX | XT2HQ3100PFF000XXX | XT2HQ3100QFF000XXX | XT2HQ3100TFF000XXX | XT2HQ3100UFF000XXX
SE | SEHA24AT0100 | 7 | SRPE100A100 | 13 | 100 | 13 | 25kA | 4 | Panelboard MRO | 1 | Distribution Protection | 1 | 480Vac (Y/D) | 1 | 80% | 1 | 71341111 | XT1NU3100AFF000XXX + SRFB6XT1FPX | XT4NU3100BFF000XXX + SRFB6XT4FPX | XT4NU3100EFF000XXX + SRFB3XT4FPX | XT4NU3100FFF000XXX + SRFB3XT4FPX | XT4NU3100GFF000XXX + SRFB3XT4FPX | XT4NU3100PFF000XXX + SRFB3XT4FPX | XT4NU3100QFF000XXX + SRFB3XT4FPX | XT4NU3100TFF000XXX + SRFB3XT4FPX | XT4NU3100UFF000XXX + SRFB3XT4FPX
SE | SEHA24AT0100 | 7 | SRPE100A100 | 13 | 100 | 13 | 25kA | 4 | Panelboard MRO | 1 | Distribution Protection | 1 | 480Vac (Y/D) | 1 | 80% | 1 | 71341111 | XT1NU3100AFF000XXX + SRFB6XT1FPX | XT4NU3100BFF000XXX + SRFB6XT4FPX | XT4NU3100EFF000XXX + SRFB3XT4FPX | XT4NU3100FFF000XXX + SRFB3XT4FPX | XT4NU3100GFF000XXX + SRFB3XT4FPX | XT4NU3100PFF000XXX + SRFB3XT4FPX | XT4NU3100QFF000XXX + SRFB3XT4FPX | XT4NU3100TFF000XXX + SRFB3XT4FPX | XT4NU3100UFF000XXX + SRFB3XT4FPX
SE | SEHA24AT0100 | 7 | SRPE100A100 | 13 | 100 | 13 | 22kA | 4 | Panelboard MRO | 1 | Distribution Protection | 1 | 600Vac (Y/D) | 2 | 80% | 1 | 71341121 | XT4SU3100AFF000XXX + SRFB6XT4FPX | XT4SU3100BFF000XXX + SRFB6XT4FPX | XT4SU3100EFF000XXX + SRFB3XT4FPX | XT4SU3100FFF000XXX + SRFB3XT4FPX | XT4SU3100GFF000XXX + SRFB3XT4FPX | XT4SU3100PFF000XXX + SRFB3XT4FPX | XT4SU3100QFF000XXX + SRFB3XT4FPX | XT4SU3100TFF000XXX + SRFB3XT4FPX | XT4SU3100UFF000XXX + SRFB3XT4FPX
SE | SEHA24AT0100 | 7 | SRPE100A100 | 13 | 100 | 13 | 25kA | 4 | Panelboard MRO | 1 | Distribution Protection | 1 | 600Vac (Y/D) | 2 | 80% | 1 | 71341121 | XT4HU3100AFF000XXX + SRFB6XT4FPX | XT4HU3100BFF000XXX + SRFB6XT4FPX | XT4HU3100EFF000XXX + SRFB3XT4FPX | XT4HU3100FFF000XXX + SRFB3XT4FPX | XT4HU3100GFF000XXX + SRFB3XT4FPX | XT4HU3100PFF000XXX + SRFB3XT4FPX | XT4HU3100QFF000XXX + SRFB3XT4FPX | XT4HU3100TFF000XXX + SRFB3XT4FPX | XT4HU3100UFF000XXX + SRFB3XT4FPX
SE | SEHA24AT0100 | 7 | SRPE100A100 | 13 | 100 | 13 | 25kA | 4 | Panelboard MRO | 1 | Distribution Protection | 1 | 480Vac (Y/D) | 1 | 100% | 2 | 71341112 | XT1NQ3100AFF000XXX + SRFB6XT1FPX | XT4NQ3100BFF000XXX + SRFB6XT4FPX | XT4NQ3100EFF000XXX + SRFB3XT4FPX | XT4NQ3100FFF000XXX + SRFB3XT4FPX | XT4NQ3100GFF000XXX + SRFB3XT4FPX | XT4NQ3100PFF000XXX + SRFB3XT4FPX | XT4NQ3100QFF000XXX + SRFB3XT4FPX | XT4NQ3100TFF000XXX + SRFB3XT4FPX | XT4NQ3100UFF000XXX + SRFB3XT4FPX
SE | SEHA24AT0100 | 7 | SRPE100A100 | 13 | 100 | 13 | 25kA | 4 | Panelboard MRO | 1 | Distribution Protection | 1 | 480Vac (Y/D) | 1 | 100% | 2 | 71341112 | XT1NQ3100AFF000XXX + SRFB6XT1FPX | XT4NQ3100BFF000XXX + SRFB6XT4FPX | XT4NQ3100EFF000XXX + SRFB3XT4FPX | XT4NQ3100FFF000XXX + SRFB3XT4FPX | XT4NQ3100GFF000XXX + SRFB3XT4FPX | XT4NQ3100PFF000XXX + SRFB3XT4FPX | XT4NQ3100QFF000XXX + SRFB3XT4FPX | XT4NQ3100TFF000XXX + SRFB3XT4FPX | XT4NQ3100UFF000XXX + SRFB3XT4FPX
SE | SEHA24AT0100 | 7 | SRPE100A100 | 13 | 100 | 13 | 22kA | 4 | Panelboard MRO | 1 | Distribution Protection | 1 | 600Vac (Y/D) | 2 | 100% | 2 | 71341122 | XT4SQ3100AFF000XXX + SRFB6XT4FPX | XT4SQ3100BFF000XXX + SRFB6XT4FPX | XT4SQ3100EFF000XXX + SRFB3XT4FPX | XT4SQ3100FFF000XXX + SRFB3XT4FPX | XT4SQ3100GFF000XXX + SRFB3XT4FPX | XT4SQ3100PFF000XXX + SRFB3XT4FPX | XT4SQ3100QFF000XXX + SRFB3XT4FPX | XT4SQ3100TFF000XXX + SRFB3XT4FPX | XT4SQ3100UFF000XXX + SRFB3XT4FPX
SE | SEHA24AT0100 | 7 | SRPE100A100 | 13 | 100 | 13 | 25kA | 4 | Panelboard MRO | 1 | Distribution Protection | 1 | 600Vac (Y/D) | 2 | 100% | 2 | 71341122 | XT4HQ3100AFF000XXX + SRFB6XT4FPX | XT4HQ3100BFF000XXX + SRFB6XT4FPX | XT4HQ3100EFF000XXX + SRFB3XT4FPX | XT4HQ3100FFF000XXX + SRFB3XT4FPX | XT4HQ3100GFF000XXX + SRFB3XT4FPX | XT4HQ3100PFF000XXX + SRFB3XT4FPX | XT4HQ3100QFF000XXX + SRFB3XT4FPX | XT4HQ3100TFF000XXX + SRFB3XT4FPX | XT4HQ3100UFF000XXX + SRFB3XT4FPX
SE | SEHA24AT0150 | 8 | SRPE150A110 | 14 | 110 | 14 | 25kA | 4 | Loose MCCB (OEM) | 2 | Distribution Protection | 1 | 480Vac (Y/D) | 1 | 80% | 1 | 81442111 | XT1NU3110AFF000XXX | XT2NU3110BFF000XXX | XT2NU3125EFF000XXX | XT2NU3125FFF000XXX | XT2NU3125GFF000XXX | XT2NU3125PFF000XXX | XT2NU3125QFF000XXX | XT2NU3125TFF000XXX | XT2NU3125UFF000XXX
SE | SEHA24AT0150 | 8 | SRPE150A110 | 14 | 110 | 14 | 25kA | 4 | Loose MCCB (OEM) | 2 | Distribution Protection | 1 | 480Vac (Y/D) | 1 | 80% | 1 | 81442111 | XT1NU3110AFF000XXX | XT2NU3110BFF000XXX | XT2NU3125EFF000XXX | XT2NU3125FFF000XXX | XT2NU3125GFF000XXX | XT2NU3125PFF000XXX | XT2NU3125QFF000XXX | XT2NU3125TFF000XXX | XT2NU3125UFF000XXX
SE | SEHA24AT0150 | 8 | SRPE150A110 | 14 | 110 | 14 | 22kA | 4 | Loose MCCB (OEM) | 2 | Distribution Protection | 1 | 600Vac (Y/D) | 2 | 80% | 1 | 81442121 | XT4SU3110AFF000XXX | XT2SU3110BFF000XXX | XT2NU3125EFF000XXX | XT2NU3125FFF000XXX | XT2NU3125GFF000XXX | XT2NU3125PFF000XXX | XT2NU3125QFF000XXX | XT2NU3125TFF000XXX | XT2NU3125UFF000XXX
SE | SEHA24AT0150 | 8 | SRPE150A110 | 14 | 110 | 14 | 25kA | 4 | Loose MCCB (OEM) | 2 | Distribution Protection | 1 | 600Vac (Y/D) | 2 | 80% | 1 | 81442121 | XT4HU3110AFF000XXX | XT2HU3110BFF000XXX | XT2HU3125EFF000XXX | XT2HU3125FFF000XXX | XT2HU3125GFF000XXX | XT2HU3125PFF000XXX | XT2HU3125QFF000XXX | XT2HU3125TFF000XXX | XT2HU3125UFF000XXX
SE | SEHA24AT0150 | 8 | SRPE150A110 | 14 | 110 | 14 | 25kA | 4 | Loose MCCB (OEM) | 2 | Distribution Protection | 1 | 480Vac (Y/D) | 1 | 100% | 2 | 81442112 | XT4NQ3110AFF000XXX | XT4NQ3110BFF000XXX | XT4NQ3150EFF000XXX | XT4NQ3150FFF000XXX | XT4NQ3150GFF000XXX | XT4NQ3150PFF000XXX | XT4NQ3150QFF000XXX | XT4NQ3150TFF000XXX | XT4NQ3150UFF000XXX
SE | SEHA24AT0150 | 8 | SRPE150A110 | 14 | 110 | 14 | 25kA | 4 | Loose MCCB (OEM) | 2 | Distribution Protection | 1 | 480Vac (Y/D) | 1 | 100% | 2 | 81442112 | XT4NQ3110AFF000XXX | XT4NQ3110BFF000XXX | XT4NQ3150EFF000XXX | XT4NQ3150FFF000XXX | XT4NQ3150GFF000XXX | XT4NQ3150PFF000XXX | XT4NQ3150QFF000XXX | XT4NQ3150TFF000XXX | XT4NQ3150UFF000XXX
SE | SEHA24AT0150 | 8 | SRPE150A110 | 14 | 110 | 14 | 22kA | 4 | Loose MCCB (OEM) | 2 | Distribution Protection | 1 | 600Vac (Y/D) | 2 | 100% | 2 | 81442122 | XT4SQ3110AFF000XXX | XT4SQ3110BFF000XXX | XT4NQ3150EFF000XXX | XT4NQ3150FFF000XXX | XT4NQ3150GFF000XXX | XT4NQ3150PFF000XXX | XT4NQ3150QFF000XXX | XT4NQ3150TFF000XXX | XT4NQ3150UFF000XXX
SE | SEHA24AT0150 | 8 | SRPE150A110 | 14 | 110 | 14 | 25kA | 4 | Loose MCCB (OEM) | 2 | Distribution Protection | 1 | 600Vac (Y/D) | 2 | 100% | 2 | 81442122 | XT4HQ3110AFF000XXX | XT4HQ3110BFF000XXX | XT4HQ3150EFF000XXX | XT4HQ3150FFF000XXX | XT4HQ3150GFF000XXX | XT4HQ3150PFF000XXX | XT4HQ3150QFF000XXX | XT4HQ3150TFF000XXX | XT4HQ3150UFF000XXX
SE | SEHA24AT0150 | 8 | SRPE150A110 | 14 | 110 | 14 | 25kA | 4 | Panelboard MRO | 1 | Distribution Protection | 1 | 480Vac (Y/D) | 1 | 80% | 1 | 81441111 | XT1NU3110AFF000XXX + SRFB6XT1FPX | XT4NU3110BFF000XXX + SRFB6XT4FPX | XT4NU3150EFF000XXX + SRFB3XT4FPX | XT4NU3150FFF000XXX + SRFB3XT4FPX | XT4NU3150GFF000XXX + SRFB3XT4FPX | XT4NU3150PFF000XXX + SRFB3XT4FPX | XT4NU3150QFF000XXX + SRFB3XT4FPX | XT4NU3150TFF000XXX + SRFB3XT4FPX | XT4NU3150UFF000XXX + SRFB3XT4FPX
SE | SEHA24AT0150 | 8 | SRPE150A110 | 14 | 110 | 14 | 25kA | 4 | Panelboard MRO | 1 | Distribution Protection | 1 | 480Vac (Y/D) | 1 | 80% | 1 | 81441111 | XT1NU3110AFF000XXX + SRFB6XT1FPX | XT4NU3110BFF000XXX + SRFB6XT4FPX | XT4NU3150EFF000XXX + SRFB3XT4FPX | XT4NU3150FFF000XXX + SRFB3XT4FPX | XT4NU3150GFF000XXX + SRFB3XT4FPX | XT4NU3150PFF000XXX + SRFB3XT4FPX | XT4NU3150QFF000XXX + SRFB3XT4FPX | XT4NU3150TFF000XXX + SRFB3XT4FPX | XT4NU3150UFF000XXX + SRFB3XT4FPX
SE | SEHA24AT0150 | 8 | SRPE150A110 | 14 | 110 | 14 | 22kA | 4 | Panelboard MRO | 1 | Distribution Protection | 1 | 600Vac (Y/D) | 2 | 80% | 1 | 81441121 | XT4SU3110AFF000XXX + SRFB6XT4FPX | XT4SU3110BFF000XXX + SRFB6XT4FPX | XT4SU3150EFF000XXX + SRFB3XT4FPX | XT4SU3150FFF000XXX + SRFB3XT4FPX | XT4SU3150GFF000XXX + SRFB3XT4FPX | XT4SU3150PFF000XXX + SRFB3XT4FPX | XT4SU3150QFF000XXX + SRFB3XT4FPX | XT4SU3150TFF000XXX + SRFB3XT4FPX | XT4SU3150UFF000XXX + SRFB3XT4FPX
SE | SEHA24AT0150 | 8 | SRPE150A110 | 14 | 110 | 14 | 25kA | 4 | Panelboard MRO | 1 | Distribution Protection | 1 | 600Vac (Y/D) | 2 | 80% | 1 | 81441121 | XT4HU3110AFF000XXX + SRFB6XT4FPX | XT4HU3110BFF000XXX + SRFB6XT4FPX | XT4HU3150EFF000XXX + SRFB3XT4FPX | XT4HU3150FFF000XXX + SRFB3XT4FPX | XT4HU3150GFF000XXX + SRFB3XT4FPX | XT4HU3150PFF000XXX + SRFB3XT4FPX | XT4HU3150QFF000XXX + SRFB3XT4FPX | XT4HU3150TFF000XXX + SRFB3XT4FPX | XT4HU3150UFF000XXX + SRFB3XT4FPX
SE | SEHA24AT0150 | 8 | SRPE150A110 | 14 | 110 | 14 | 25kA | 4 | Panelboard MRO | 1 | Distribution Protection | 1 | 480Vac (Y/D) | 1 | 100% | 2 | 81441112 | XT4NQ3110AFF000XXX + SRFB6XT4FPX | XT4NQ3110BFF000XXX + SRFB6XT4FPX | XT4NQ3150EFF000XXX + SRFB3XT4FPX | XT4NQ3150FFF000XXX + SRFB3XT4FPX | XT4NQ3150GFF000XXX + SRFB3XT4FPX | XT4NQ3150PFF000XXX + SRFB3XT4FPX | XT4NQ3150QFF000XXX + SRFB3XT4FPX | XT4NQ3150TFF000XXX + SRFB3XT4FPX | XT4NQ3150UFF000XXX + SRFB3XT4FPX
SE | SEHA24AT0150 | 8 | SRPE150A110 | 14 | 110 | 14 | 25kA | 4 | Panelboard MRO | 1 | Distribution Protection | 1 | 480Vac (Y/D) | 1 | 100% | 2 | 81441112 | XT4NQ3110AFF000XXX + SRFB6XT4FPX | XT4NQ3110BFF000XXX + SRFB6XT4FPX | XT4NQ3150EFF000XXX + SRFB3XT4FPX | XT4NQ3150FFF000XXX + SRFB3XT4FPX | XT4NQ3150GFF000XXX + SRFB3XT4FPX | XT4NQ3150PFF000XXX + SRFB3XT4FPX | XT4NQ3150QFF000XXX + SRFB3XT4FPX | XT4NQ3150TFF000XXX + SRFB3XT4FPX | XT4NQ3150UFF000XXX + SRFB3XT4FPX
SE | SEHA24AT0150 | 8 | SRPE150A110 | 14 | 110 | 14 | 22kA | 4 | Panelboard MRO | 1 | Distribution Protection | 1 | 600Vac (Y/D) | 2 | 100% | 2 | 81441122 | XT4SQ3110AFF000XXX + SRFB6XT4FPX | XT4SQ3110BFF000XXX + SRFB6XT4FPX | XT4SQ3150EFF000XXX + SRFB3XT4FPX | XT4SQ3150FFF000XXX + SRFB3XT4FPX | XT4SQ3150GFF000XXX + SRFB3XT4FPX | XT4SQ3150PFF000XXX + SRFB3XT4FPX | XT4SQ3150QFF000XXX + SRFB3XT4FPX | XT4SQ3150TFF000XXX + SRFB3XT4FPX | XT4SQ3150UFF000XXX + SRFB3XT4FPX
SE | SEHA24AT0150 | 8 | SRPE150A110 | 14 | 110 | 14 | 25kA | 4 | Panelboard MRO | 1 | Distribution Protection | 1 | 600Vac (Y/D) | 2 | 100% | 2 | 81441122 | XT4HQ3110AFF000XXX + SRFB6XT4FPX | XT4HQ3110BFF000XXX + SRFB6XT4FPX | XT4HQ3150EFF000XXX + SRFB3XT4FPX | XT4HQ3150FFF000XXX + SRFB3XT4FPX | XT4HQ3150GFF000XXX + SRFB3XT4FPX | XT4HQ3150PFF000XXX + SRFB3XT4FPX | XT4HQ3150QFF000XXX + SRFB3XT4FPX | XT4HQ3150TFF000XXX + SRFB3XT4FPX | XT4HQ3150UFF000XXX + SRFB3XT4FPX
SE | SEHA24AT0150 | 8 | SRPE150A125 | 15 | 125 | 15 | 25kA | 4 | Loose MCCB (OEM) | 2 | Distribution Protection | 1 | 600Vac (Y/D) | 2 | 100% | 2 | 81542122 | XT4HQ3125AFF000XXX | XT4HQ3125BFF000XXX | XT4HQ3150EFF000XXX | XT4HQ3150FFF000XXX | XT4HQ3150GFF000XXX | XT4HQ3150PFF000XXX | XT4HQ3150QFF000XXX | XT4HQ3150TFF000XXX | XT4HQ3150UFF000XXX
SE | SEHA24AT0150 | 8 | SRPE150A125 | 15 | 125 | 15 | 25kA | 4 | Loose MCCB (OEM) | 2 | Distribution Protection | 1 | 480Vac (Y/D) | 1 | 80% | 1 | 81542111 | XT1NU3125AFF000XXX | XT2NU3125BFF000XXX | XT2NU3125EFF000XXX | XT2NU3125FFF000XXX | XT2NU3125GFF000XXX | XT2NU3125PFF000XXX | XT2NU3125QFF000XXX | XT2NU3125TFF000XXX | XT2NU3125UFF000XXX
SE | SEHA24AT0150 | 8 | SRPE150A125 | 15 | 125 | 15 | 25kA | 4 | Loose MCCB (OEM) | 2 | Distribution Protection | 1 | 480Vac (Y/D) | 1 | 80% | 1 | 81542111 | XT1NU3125AFF000XXX | XT2NU3125BFF000XXX | XT4NU3150EFF000XXX | XT4NU3150FFF000XXX | XT4NU3150GFF000XXX | XT4NU3150PFF000XXX | XT4NU3150QFF000XXX | XT4NU3150TFF000XXX | XT4NU3150UFF000XXX
SE | SEHA24AT0150 | 8 | SRPE150A125 | 15 | 125 | 15 | 22kA | 4 | Loose MCCB (OEM) | 2 | Distribution Protection | 1 | 600Vac (Y/D) | 2 | 80% | 1 | 81542121 | XT4SU3125AFF000XXX | XT2SU3125BFF000XXX | XT2NU3125EFF000XXX | XT2NU3125FFF000XXX | XT2NU3125GFF000XXX | XT2NU3125PFF000XXX | XT2NU3125QFF000XXX | XT2NU3125TFF000XXX | XT2NU3125UFF000XXX
SE | SEHA24AT0150 | 8 | SRPE150A125 | 15 | 125 | 15 | 25kA | 4 | Loose MCCB (OEM) | 2 | Distribution Protection | 1 | 600Vac (Y/D) | 2 | 80% | 1 | 81542121 | XT4HU3125AFF000XXX | XT2HU3125BFF000XXX | XT2HU3125EFF000XXX | XT2HU3125FFF000XXX | XT2HU3125GFF000XXX | XT2HU3125PFF000XXX | XT2HU3125QFF000XXX | XT2HU3125TFF000XXX | XT2HU3125UFF000XXX
SE | SEHA24AT0150 | 8 | SRPE150A125 | 15 | 125 | 15 | 22kA | 4 | Loose MCCB (OEM) | 2 | Distribution Protection | 1 | 600Vac (Y/D) | 2 | 100% | 2 | 81542122 | XT4SQ3125AFF000XXX | XT4SQ3125BFF000XXX | XT4SQ3150EFF000XXX | XT4SQ3150FFF000XXX | XT4SQ3150GFF000XXX | XT4SQ3150PFF000XXX | XT4SQ3150QFF000XXX | XT4SQ3150TFF000XXX | XT4SQ3150UFF000XXX
SE | SEHA24AT0150 | 8 | SRPE150A125 | 15 | 125 | 15 | 25kA | 4 | Loose MCCB (OEM) | 2 | Distribution Protection | 1 | 480Vac (Y/D) | 1 | 100% | 2 | 81542112 | XT3NQ3125AFF000XXX | XT4NQ3125BFF000XXX | XT4NQ3150EFF000XXX | XT4NQ3150FFF000XXX | XT4NQ3150GFF000XXX | XT4NQ3150PFF000XXX | XT4NQ3150QFF000XXX | XT4NQ3150TFF000XXX | XT4NQ3150UFF000XXX
SE | SEHA24AT0150 | 8 | SRPE150A125 | 15 | 125 | 15 | 25kA | 4 | Loose MCCB (OEM) | 2 | Distribution Protection | 1 | 480Vac (Y/D) | 1 | 100% | 2 | 81542112 | XT3NQ3125AFF000XXX | XT4NQ3125BFF000XXX | XT4NQ3150EFF000XXX | XT4NQ3150FFF000XXX | XT4NQ3150GFF000XXX | XT4NQ3150PFF000XXX | XT4NQ3150QFF000XXX | XT4NQ3150TFF000XXX | XT4NQ3150UFF000XXX
SE | SEHA24AT0150 | 8 | SRPE150A125 | 15 | 125 | 15 | 25kA | 4 | Panelboard MRO | 1 | Distribution Protection | 1 | 480Vac (Y/D) | 1 | 80% | 1 | 81541111 | XT1NU3125AFF000XXX + SRFB6XT1FPX | XT4NU3125BFF000XXX + SRFB6XT4FPX | XT4NU3150EFF000XXX + SRFB3XT4FPX | XT4NU3150FFF000XXX + SRFB3XT4FPX | XT4NU3150GFF000XXX + SRFB3XT4FPX | XT4NU3150PFF000XXX + SRFB3XT4FPX | XT4NU3150QFF000XXX + SRFB3XT4FPX | XT4NU3150TFF000XXX + SRFB3XT4FPX | XT4NU3150UFF000XXX + SRFB3XT4FPX
SE | SEHA24AT0150 | 8 | SRPE150A125 | 15 | 125 | 15 | 25kA | 4 | Panelboard MRO | 1 | Distribution Protection | 1 | 480Vac (Y/D) | 1 | 80% | 1 | 81541111 | XT1NU3125AFF000XXX + SRFB6XT1FPX | XT4NU3125BFF000XXX + SRFB6XT4FPX | XT4NU3150EFF000XXX + SRFB3XT4FPX | XT4NU3150FFF000XXX + SRFB3XT4FPX | XT4NU3150GFF000XXX + SRFB3XT4FPX | XT4NU3150PFF000XXX + SRFB3XT4FPX | XT4NU3150QFF000XXX + SRFB3XT4FPX | XT4NU3150TFF000XXX + SRFB3XT4FPX | XT4NU3150UFF000XXX + SRFB3XT4FPX
SE | SEHA24AT0150 | 8 | SRPE150A125 | 15 | 125 | 15 | 22kA | 4 | Panelboard MRO | 1 | Distribution Protection | 1 | 600Vac (Y/D) | 2 | 80% | 1 | 81541121 | XT4SU3125AFF000XXX + SRFB6XT4FPX | XT4SU3125BFF000XXX + SRFB6XT4FPX | XT4SU3150EFF000XXX + SRFB3XT4FPX | XT4SU3150FFF000XXX + SRFB3XT4FPX | XT4SU3150GFF000XXX + SRFB3XT4FPX | XT4SU3150PFF000XXX + SRFB3XT4FPX | XT4SU3150QFF000XXX + SRFB3XT4FPX | XT4SU3150TFF000XXX + SRFB3XT4FPX | XT4SU3150UFF000XXX + SRFB3XT4FPX
SE | SEHA24AT0150 | 8 | SRPE150A125 | 15 | 125 | 15 | 25kA | 4 | Panelboard MRO | 1 | Distribution Protection | 1 | 600Vac (Y/D) | 2 | 80% | 1 | 81541121 | XT4HU3125AFF000XXX + SRFB6XT4FPX | XT4HU3125BFF000XXX + SRFB6XT4FPX | XT4HU3150EFF000XXX + SRFB3XT4FPX | XT4HU3150FFF000XXX + SRFB3XT4FPX | XT4HU3150GFF000XXX + SRFB3XT4FPX | XT4HU3150PFF000XXX + SRFB3XT4FPX | XT4HU3150QFF000XXX + SRFB3XT4FPX | XT4HU3150TFF000XXX + SRFB3XT4FPX | XT4HU3150UFF000XXX + SRFB3XT4FPX
SE | SEHA24AT0150 | 8 | SRPE150A125 | 15 | 125 | 15 | 25kA | 4 | Panelboard MRO | 1 | Distribution Protection | 1 | 600Vac (Y/D) | 2 | 100% | 2 | 81541122 | XT4HQ3125AFF000XXX + SRFB6XT4FPX | XT4HQ3125BFF000XXX + SRFB6XT4FPX | XT4HQ3150EFF000XXX + SRFB3XT4FPX | XT4HQ3150FFF000XXX + SRFB3XT4FPX | XT4HQ3150GFF000XXX + SRFB3XT4FPX | XT4HQ3150PFF000XXX + SRFB3XT4FPX | XT4HQ3150QFF000XXX + SRFB3XT4FPX | XT4HQ3150TFF000XXX + SRFB3XT4FPX | XT4HQ3150UFF000XXX + SRFB3XT4FPX
SE | SEHA24AT0150 | 8 | SRPE150A125 | 15 | 125 | 15 | 25kA | 4 | Panelboard MRO | 1 | Distribution Protection | 1 | 480Vac (Y/D) | 1 | 100% | 2 | 81541112 | XT4NQ3125AFF000XXX + SRFB6XT4FPX | XT4NQ3125BFF000XXX + SRFB6XT4FPX | XT4NQ3150EFF000XXX + SRFB3XT4FPX | XT4NQ3150FFF000XXX + SRFB3XT4FPX | XT4NQ3150GFF000XXX + SRFB3XT4FPX | XT4NQ3150PFF000XXX + SRFB3XT4FPX | XT4NQ3150QFF000XXX + SRFB3XT4FPX | XT4NQ3150TFF000XXX + SRFB3XT4FPX | XT4NQ3150UFF000XXX + SRFB3XT4FPX
SE | SEHA24AT0150 | 8 | SRPE150A125 | 15 | 125 | 15 | 25kA | 4 | Panelboard MRO | 1 | Distribution Protection | 1 | 480Vac (Y/D) | 1 | 100% | 2 | 81541112 | XT4NQ3125AFF000XXX + SRFB6XT4FPX | XT4NQ3125BFF000XXX + SRFB6XT4FPX | XT4NQ3150EFF000XXX + SRFB3XT4FPX | XT4NQ3150FFF000XXX + SRFB3XT4FPX | XT4NQ3150GFF000XXX + SRFB3XT4FPX | XT4NQ3150PFF000XXX + SRFB3XT4FPX | XT4NQ3150QFF000XXX + SRFB3XT4FPX | XT4NQ3150TFF000XXX + SRFB3XT4FPX | XT4NQ3150UFF000XXX + SRFB3XT4FPX
SE | SEHA24AT0150 | 8 | SRPE150A125 | 15 | 125 | 15 | 22kA | 4 | Panelboard MRO | 1 | Distribution Protection | 1 | 600Vac (Y/D) | 2 | 100% | 2 | 81541122 | XT4SQ3125AFF000XXX + SRFB6XT4FPX | XT4SQ3125BFF000XXX + SRFB6XT4FPX | XT4SQ3150EFF000XXX + SRFB3XT4FPX | XT4SQ3150FFF000XXX + SRFB3XT4FPX | XT4SQ3150GFF000XXX + SRFB3XT4FPX | XT4SQ3150PFF000XXX + SRFB3XT4FPX | XT4SQ3150QFF000XXX + SRFB3XT4FPX | XT4SQ3150TFF000XXX + SRFB3XT4FPX | XT4SQ3150UFF000XXX + SRFB3XT4FPX
SE | SEHA24AT0150 | 8 | SRPE150A150 | 16 | 150 | 16 | 25kA | 4 | Loose MCCB (OEM) | 2 | Distribution Protection | 1 | 480Vac (Y/D) | 1 | 80% | 1 | 81642111 | XT3NU3150AFF000XXX | XT4NU3150BFF000XXX | XT4NU3150EFF000XXX | XT4NU3150FFF000XXX | XT4NU3150GFF000XXX | XT4NU3150PFF000XXX | XT4NU3150QFF000XXX | XT4NU3150TFF000XXX | XT4NU3150UFF000XXX
SE | SEHA24AT0150 | 8 | SRPE150A150 | 16 | 150 | 16 | 25kA | 4 | Loose MCCB (OEM) | 2 | Distribution Protection | 1 | 480Vac (Y/D) | 1 | 80% | 1 | 81642111 | XT3NU3150AFF000XXX | XT4NU3150BFF000XXX | XT4NU3150EFF000XXX | XT4NU3150FFF000XXX | XT4NU3150GFF000XXX | XT4NU3150PFF000XXX | XT4NU3150QFF000XXX | XT4NU3150TFF000XXX | XT4NU3150UFF000XXX
SE | SEHA24AT0150 | 8 | SRPE150A150 | 16 | 150 | 16 | 22kA | 4 | Loose MCCB (OEM) | 2 | Distribution Protection | 1 | 600Vac (Y/D) | 2 | 80% | 1 | 81642121 | XT4SU3150AFF000XXX | XT4SU3150BFF000XXX | XT4SU3150EFF000XXX | XT4SU3150FFF000XXX | XT4SU3150GFF000XXX | XT4SU3150PFF000XXX | XT4SU3150QFF000XXX | XT4SU3150TFF000XXX | XT4SU3150UFF000XXX
SE | SEHA24AT0150 | 8 | SRPE150A150 | 16 | 150 | 16 | 25kA | 4 | Loose MCCB (OEM) | 2 | Distribution Protection | 1 | 600Vac (Y/D) | 2 | 80% | 1 | 81642121 | XT4HU3150AFF000XXX | XT4HU3150BFF000XXX | XT4HU3150EFF000XXX | XT4HU3150FFF000XXX | XT4HU3150GFF000XXX | XT4HU3150PFF000XXX | XT4HU3150QFF000XXX | XT4HU3150TFF000XXX | XT4HU3150UFF000XXX
SE | SEHA24AT0150 | 8 | SRPE150A150 | 16 | 150 | 16 | 25kA | 4 | Loose MCCB (OEM) | 2 | Distribution Protection | 1 | 480Vac (Y/D) | 1 | 100% | 2 | 81642112 | XT3NQ3150AFF000XXX | XT4NQ3150BFF000XXX | XT4NQ3150EFF000XXX | XT4NQ3150FFF000XXX | XT4NQ3150GFF000XXX | XT4NQ3150PFF000XXX | XT4NQ3150QFF000XXX | XT4NQ3150TFF000XXX | XT4NQ3150UFF000XXX
SE | SEHA24AT0150 | 8 | SRPE150A150 | 16 | 150 | 16 | 25kA | 4 | Loose MCCB (OEM) | 2 | Distribution Protection | 1 | 480Vac (Y/D) | 1 | 100% | 2 | 81642112 | XT3NQ3150AFF000XXX | XT4NQ3150BFF000XXX | XT4NQ3150EFF000XXX | XT4NQ3150FFF000XXX | XT4NQ3150GFF000XXX | XT4NQ3150PFF000XXX | XT4NQ3150QFF000XXX | XT4NQ3150TFF000XXX | XT4NQ3150UFF000XXX
SE | SEHA24AT0150 | 8 | SRPE150A150 | 16 | 150 | 16 | 22kA | 4 | Loose MCCB (OEM) | 2 | Distribution Protection | 1 | 600Vac (Y/D) | 2 | 100% | 2 | 81642122 | XT4SQ3150AFF000XXX | XT4SQ3150BFF000XXX | XT4SQ3150EFF000XXX | XT4SQ3150FFF000XXX | XT4SQ3150GFF000XXX | XT4SQ3150PFF000XXX | XT4SQ3150QFF000XXX | XT4SQ3150TFF000XXX | XT4SQ3150UFF000XXX
SE | SEHA24AT0150 | 8 | SRPE150A150 | 16 | 150 | 16 | 25kA | 4 | Loose MCCB (OEM) | 2 | Distribution Protection | 1 | 600Vac (Y/D) | 2 | 100% | 2 | 81642122 | XT4HQ3150AFF000XXX | XT4HQ3150BFF000XXX | XT4HQ3150EFF000XXX | XT4HQ3150FFF000XXX | XT4HQ3150GFF000XXX | XT4HQ3150PFF000XXX | XT4HQ3150QFF000XXX | XT4HQ3150TFF000XXX | XT4HQ3150UFF000XXX
SE | SEHA24AT0150 | 8 | SRPE150A150 | 16 | 150 | 16 | 25kA | 4 | Panelboard MRO | 1 | Distribution Protection | 1 | 480Vac (Y/D) | 1 | 80% | 1 | 81641111 | XT4NU3150AFF000XXX + SRFB6XT4FPX | XT4NU3150BFF000XXX + SRFB6XT4FPX | XT4NU3150EFF000XXX + SRFB3XT4FPX | XT4NU3150FFF000XXX + SRFB3XT4FPX | XT4NU3150GFF000XXX + SRFB3XT4FPX | XT4NU3150PFF000XXX + SRFB3XT4FPX | XT4NU3150QFF000XXX + SRFB3XT4FPX | XT4NU3150TFF000XXX + SRFB3XT4FPX | XT4NU3150UFF000XXX + SRFB3XT4FPX
SE | SEHA24AT0150 | 8 | SRPE150A150 | 16 | 150 | 16 | 25kA | 4 | Panelboard MRO | 1 | Distribution Protection | 1 | 480Vac (Y/D) | 1 | 80% | 1 | 81641111 | XT4NU3150AFF000XXX + SRFB6XT4FPX | XT4NU3150BFF000XXX + SRFB6XT4FPX | XT4NU3150EFF000XXX + SRFB3XT4FPX | XT4NU3150FFF000XXX + SRFB3XT4FPX | XT4NU3150GFF000XXX + SRFB3XT4FPX | XT4NU3150PFF000XXX + SRFB3XT4FPX | XT4NU3150QFF000XXX + SRFB3XT4FPX | XT4NU3150TFF000XXX + SRFB3XT4FPX | XT4NU3150UFF000XXX + SRFB3XT4FPX
SE | SEHA24AT0150 | 8 | SRPE150A150 | 16 | 150 | 16 | 22kA | 4 | Panelboard MRO | 1 | Distribution Protection | 1 | 600Vac (Y/D) | 2 | 80% | 1 | 81641121 | XT4SU3150AFF000XXX + SRFB6XT4FPX | XT4SU3150BFF000XXX + SRFB6XT4FPX | XT4SU3150EFF000XXX + SRFB3XT4FPX | XT4SU3150FFF000XXX + SRFB3XT4FPX | XT4SU3150GFF000XXX + SRFB3XT4FPX | XT4SU3150PFF000XXX + SRFB3XT4FPX | XT4SU3150QFF000XXX + SRFB3XT4FPX | XT4SU3150TFF000XXX + SRFB3XT4FPX | XT4SU3150UFF000XXX + SRFB3XT4FPX
SE | SEHA24AT0150 | 8 | SRPE150A150 | 16 | 150 | 16 | 25kA | 4 | Panelboard MRO | 1 | Distribution Protection | 1 | 600Vac (Y/D) | 2 | 80% | 1 | 81641121 | XT4HU3150AFF000XXX + SRFB6XT4FPX | XT4HU3150BFF000XXX + SRFB6XT4FPX | XT4HU3150EFF000XXX + SRFB3XT4FPX | XT4HU3150FFF000XXX + SRFB3XT4FPX | XT4HU3150GFF000XXX + SRFB3XT4FPX | XT4HU3150PFF000XXX + SRFB3XT4FPX | XT4HU3150QFF000XXX + SRFB3XT4FPX | XT4HU3150TFF000XXX + SRFB3XT4FPX | XT4HU3150UFF000XXX + SRFB3XT4FPX
SE | SEHA24AT0150 | 8 | SRPE150A150 | 16 | 150 | 16 | 25kA | 4 | Panelboard MRO | 1 | Distribution Protection | 1 | 480Vac (Y/D) | 1 | 100% | 2 | 81641112 | XT4NQ3125AFF000XXX + SRFB6XT4FPX | XT4NQ3150BFF000XXX + SRFB6XT4FPX | XT4NQ3150EFF000XXX + SRFB3XT4FPX | XT4NQ3150FFF000XXX + SRFB3XT4FPX | XT4NQ3150GFF000XXX + SRFB3XT4FPX | XT4NQ3150PFF000XXX + SRFB3XT4FPX | XT4NQ3150QFF000XXX + SRFB3XT4FPX | XT4NQ3150TFF000XXX + SRFB3XT4FPX | XT4NQ3150UFF000XXX + SRFB3XT4FPX
SE | SEHA24AT0150 | 8 | SRPE150A150 | 16 | 150 | 16 | 25kA | 4 | Panelboard MRO | 1 | Distribution Protection | 1 | 480Vac (Y/D) | 1 | 100% | 2 | 81641112 | XT4NQ3150AFF000XXX + SRFB6XT4FPX | XT4NQ3150BFF000XXX + SRFB6XT4FPX | XT4NQ3150EFF000XXX + SRFB3XT4FPX | XT4NQ3150FFF000XXX + SRFB3XT4FPX | XT4NQ3150GFF000XXX + SRFB3XT4FPX | XT4NQ3150PFF000XXX + SRFB3XT4FPX | XT4NQ3150QFF000XXX + SRFB3XT4FPX | XT4NQ3150TFF000XXX + SRFB3XT4FPX | XT4NQ3150UFF000XXX + SRFB3XT4FPX
SE | SEHA24AT0150 | 8 | SRPE150A150 | 16 | 150 | 16 | 22kA | 4 | Panelboard MRO | 1 | Distribution Protection | 1 | 600Vac (Y/D) | 2 | 100% | 2 | 81641122 | XT4SQ3150AFF000XXX + SRFB6XT4FPX | XT4SQ3150BFF000XXX + SRFB6XT4FPX | XT4SQ3150EFF000XXX + SRFB3XT4FPX | XT4SQ3150FFF000XXX + SRFB3XT4FPX | XT4SQ3150GFF000XXX + SRFB3XT4FPX | XT4SQ3150PFF000XXX + SRFB3XT4FPX | XT4SQ3150QFF000XXX + SRFB3XT4FPX | XT4SQ3150TFF000XXX + SRFB3XT4FPX | XT4SQ3150UFF000XXX + SRFB3XT4FPX
SE | SEHA24AT0150 | 8 | SRPE150A150 | 16 | 150 | 16 | 25kA | 4 | Panelboard MRO | 1 | Distribution Protection | 1 | 600Vac (Y/D) | 2 | 100% | 2 | 81641122 | XT4HQ3150AFF000XXX + SRFB6XT4FPX | XT4HQ3150BFF000XXX + SRFB6XT4FPX | XT4HQ3150EFF000XXX + SRFB3XT4FPX | XT4HQ3150FFF000XXX + SRFB3XT4FPX | XT4HQ3150GFF000XXX + SRFB3XT4FPX | XT4HQ3150PFF000XXX + SRFB3XT4FPX | XT4HQ3150QFF000XXX + SRFB3XT4FPX | XT4HQ3150TFF000XXX + SRFB3XT4FPX | XT4HQ3150UFF000XXX + SRFB3XT4FPX
SE | SELA24AT0030 | 9 | SRPE30A15 | 1 | 15 | 1 | 35kA | 5 | Loose MCCB (OEM) | 2 | Distribution Protection | 1 | 480Vac (Y/D) | 1 | 80% | 1 | 9152111 | XT1SU3015AFF000XXX | No Equivalent Cross Available Based on Selections | XT2SU3025EFF000XXX | XT2SU3025FFF000XXX | XT2SU3025GFF000XXX | XT2SU3040PFF000XXX | XT2SU3040QFF000XXX | XT2SU3040TFF000XXX | XT2SU3040UFF000XXX
SE | SELA24AT0030 | 9 | SRPE30A15 | 1 | 15 | 1 | 35kA | 5 | Loose MCCB (OEM) | 2 | Distribution Protection | 1 | 600Vac (Y/D) | 2 | 80% | 1 | 9152121 | XT4LU3025AFF000XXX | No Equivalent Cross Available Based on Selections | XT4LU3040EFF000XXX | XT4LU3040FFF000XXX | XT4LU3040GFF000XXX | XT4LU3100PFF000XXX | XT4LU3100QFF000XXX | XT4LU3100TFF000XXX | XT4LU3100UFF000XXX
SE | SELA24AT0030 | 9 | SRPE30A15 | 1 | 15 | 1 | 35kA | 5 | Loose MCCB (OEM) | 2 | Distribution Protection | 1 | 480Vac (Y/D) | 1 | 100% | 2 | 9152112 | XT1SQ3015AFF000XXX | No Equivalent Cross Available Based on Selections | XT2SQ3025EFF000XXX | XT2SQ3025FFF000XXX | XT2SQ3025GFF000XXX | XT2SQ3040PFF000XXX | XT2SQ3040QFF000XXX | XT2SQ3040TFF000XXX | XT2SQ3040UFF000XXX
SE | SELA24AT0030 | 9 | SRPE30A15 | 1 | 15 | 1 | 35kA | 5 | Loose MCCB (OEM) | 2 | Distribution Protection | 1 | 600Vac (Y/D) | 2 | 100% | 2 | 9152122 | XT4LQ3025AFF000XXX | No Equivalent Cross Available Based on Selections | XT4LQ3040EFF000XXX | XT4LQ3040FFF000XXX | XT4LQ3040GFF000XXX | XT4LQ3100PFF000XXX | XT4LQ3100QFF000XXX | XT4LQ3100TFF000XXX | XT4LQ3100UFF000XXX
SE | SELA24AT0030 | 9 | SRPE30A15 | 1 | 15 | 1 | 35kA | 5 | Panelboard MRO | 1 | Distribution Protection | 1 | 480Vac (Y/D) | 1 | 80% | 1 | 9151111 | XT1SU3015AFF000XXX + SRFB6XT1FPX | No Equivalent Cross Available Based on Selections | XT4SU3040EFF000XXX + SRFB3XT4FPX | XT4SU3040FFF000XXX + SRFB3XT4FPX | XT4SU3040GFF000XXX + SRFB3XT4FPX | XT4SU3100PFF000XXX + SRFB3XT4FPX | XT4SU3100QFF000XXX + SRFB3XT4FPX | XT4SU3100TFF000XXX + SRFB3XT4FPX | XT4SU3100UFF000XXX + SRFB3XT4FPX
SE | SELA24AT0030 | 9 | SRPE30A15 | 1 | 15 | 1 | 35kA | 5 | Panelboard MRO | 1 | Distribution Protection | 1 | 600Vac (Y/D) | 2 | 80% | 1 | 9151121 | XT4LU3025AFF000XXX + SRFB6XT4FPX | No Equivalent Cross Available Based on Selections | XT4LU3040EFF000XXX + SRFB3XT4FPX | XT4LU3040FFF000XXX + SRFB3XT4FPX | XT4LU3040GFF000XXX + SRFB3XT4FPX | XT4LU3100PFF000XXX + SRFB3XT4FPX | XT4LU3100QFF000XXX + SRFB3XT4FPX | XT4LU3100TFF000XXX + SRFB3XT4FPX | XT4LU3100UFF000XXX + SRFB3XT4FPX
SE | SELA24AT0030 | 9 | SRPE30A15 | 1 | 15 | 1 | 35kA | 5 | Panelboard MRO | 1 | Distribution Protection | 1 | 480Vac (Y/D) | 1 | 100% | 2 | 9151112 | XT1SQ3015AFF000XXX + SRFB6XT1FPX | No Equivalent Cross Available Based on Selections | XT4SQ3040EFF000XXX + SRFB3XT4FPX | XT4SQ3040FFF000XXX + SRFB3XT4FPX | XT4SQ3040GFF000XXX + SRFB3XT4FPX | XT4SQ3100PFF000XXX + SRFB3XT4FPX | XT4SQ3100QFF000XXX + SRFB3XT4FPX | XT4SQ3100TFF000XXX + SRFB3XT4FPX | XT4SQ3100UFF000XXX + SRFB3XT4FPX
SE | SELA24AT0030 | 9 | SRPE30A15 | 1 | 15 | 1 | 35kA | 5 | Panelboard MRO | 1 | Distribution Protection | 1 | 600Vac (Y/D) | 2 | 100% | 2 | 9151122 | XT4LQ3025AFF000XXX + SRFB6XT4FPX | No Equivalent Cross Available Based on Selections | XT4LQ3040EFF000XXX + SRFB3XT4FPX | XT4LQ3040FFF000XXX + SRFB3XT4FPX | XT4LQ3040GFF000XXX + SRFB3XT4FPX | XT4LQ3100PFF000XXX + SRFB3XT4FPX | XT4LQ3100QFF000XXX + SRFB3XT4FPX | XT4LQ3100TFF000XXX + SRFB3XT4FPX | XT4LQ3100UFF000XXX + SRFB3XT4FPX
SE | SELA24AT0030 | 9 | SRPE30A15 | 1 | 15 | 1 | 65kA | 7 | Loose MCCB (OEM) | 2 | Distribution Protection | 1 | 480Vac (Y/D) | 1 | 80% | 1 | 9172111 | XT1HU3015AFF000XXX | No Equivalent Cross Available Based on Selections | XT2HU3025EFF000XXX | XT2HU3025FFF000XXX | XT2HU3025GFF000XXX | XT2HU3040PFF000XXX | XT2HU3040QFF000XXX | XT2HU3040TFF000XXX | XT2HU3040UFF000XXX
SE | SELA24AT0030 | 9 | SRPE30A15 | 1 | 15 | 1 | 65kA | 7 | Loose MCCB (OEM) | 2 | Distribution Protection | 1 | 600Vac (Y/D) | 2 | 80% | 1 | 9172121 | XT4VU3025AFF000XXX | No Equivalent Cross Available Based on Selections | XT4VU3040EFF000XXX | XT4VU3040FFF000XXX | XT4VU3040GFF000XXX | XT4VU3100PFF000XXX | XT4VU3100QFF000XXX | XT4VU3100TFF000XXX | XT4VU3100UFF000XXX
SE | SELA24AT0030 | 9 | SRPE30A15 | 1 | 15 | 1 | 65kA | 7 | Loose MCCB (OEM) | 2 | Distribution Protection | 1 | 480Vac (Y/D) | 1 | 100% | 2 | 9172112 | XT1HQ3015AFF000XXX | No Equivalent Cross Available Based on Selections | XT2HQ3025EFF000XXX | XT2HQ3025FFF000XXX | XT2HQ3025GFF000XXX | XT2HQ3040PFF000XXX | XT2HQ3040QFF000XXX | XT2HQ3040TFF000XXX | XT2HQ3040UFF000XXX
SE | SELA24AT0030 | 9 | SRPE30A15 | 1 | 15 | 1 | 65kA | 7 | Loose MCCB (OEM) | 2 | Distribution Protection | 1 | 600Vac (Y/D) | 2 | 100% | 2 | 9172122 | XT4VQ3025AFF000XXX | No Equivalent Cross Available Based on Selections | XT4VQ3040EFF000XXX | XT4VQ3040FFF000XXX | XT4VQ3040GFF000XXX | XT4VQ3100PFF000XXX | XT4VQ3100QFF000XXX | XT4VQ3100TFF000XXX | XT4VQ3100UFF000XXX
SE | SELA24AT0030 | 9 | SRPE30A15 | 1 | 15 | 1 | 65kA | 7 | Panelboard MRO | 1 | Distribution Protection | 1 | 480Vac (Y/D) | 1 | 80% | 1 | 9171111 | XT1HU3015AFF000XXX + SRFB6XT1FPX | No Equivalent Cross Available Based on Selections | XT4HU3040EFF000XXX + SRFB3XT4FPX | XT4HU3040FFF000XXX + SRFB3XT4FPX | XT4HU3040GFF000XXX + SRFB3XT4FPX | XT4HU3100PFF000XXX + SRFB3XT4FPX | XT4HU3100QFF000XXX + SRFB3XT4FPX | XT4HU3100TFF000XXX + SRFB3XT4FPX | XT4HU3100UFF000XXX + SRFB3XT4FPX
SE | SELA24AT0030 | 9 | SRPE30A15 | 1 | 15 | 1 | 65kA | 7 | Panelboard MRO | 1 | Distribution Protection | 1 | 600Vac (Y/D) | 2 | 80% | 1 | 9171121 | XT4VU3025AFF000XXX + SRFB6XT4FPX | No Equivalent Cross Available Based on Selections | XT4VU3040EFF000XXX + SRFB3XT4FPX | XT4VU3040FFF000XXX + SRFB3XT4FPX | XT4VU3040GFF000XXX + SRFB3XT4FPX | XT4VU3100PFF000XXX + SRFB3XT4FPX | XT4VU3100QFF000XXX + SRFB3XT4FPX | XT4VU3100TFF000XXX + SRFB3XT4FPX | XT4VU3100UFF000XXX + SRFB3XT4FPX
SE | SELA24AT0030 | 9 | SRPE30A15 | 1 | 15 | 1 | 65kA | 7 | Panelboard MRO | 1 | Distribution Protection | 1 | 480Vac (Y/D) | 1 | 100% | 2 | 9171112 | XT1HQ3015AFF000XXX + SRFB6XT1FPX | No Equivalent Cross Available Based on Selections | XT4HQ3040EFF000XXX + SRFB3XT4FPX | XT4HQ3040FFF000XXX + SRFB3XT4FPX | XT4HQ3040GFF000XXX + SRFB3XT4FPX | XT4HQ3100PFF000XXX + SRFB3XT4FPX | XT4HQ3100QFF000XXX + SRFB3XT4FPX | XT4HQ3100TFF000XXX + SRFB3XT4FPX | XT4HQ3100UFF000XXX + SRFB3XT4FPX
SE | SELA24AT0030 | 9 | SRPE30A15 | 1 | 15 | 1 | 65kA | 7 | Panelboard MRO | 1 | Distribution Protection | 1 | 600Vac (Y/D) | 2 | 100% | 2 | 9171122 | XT4VQ3025AFF000XXX + SRFB6XT4FPX | No Equivalent Cross Available Based on Selections | XT4VQ3040EFF000XXX + SRFB3XT4FPX | XT4VQ3040FFF000XXX + SRFB3XT4FPX | XT4VQ3040GFF000XXX + SRFB3XT4FPX | XT4VQ3100PFF000XXX + SRFB3XT4FPX | XT4VQ3100QFF000XXX + SRFB3XT4FPX | XT4VQ3100TFF000XXX + SRFB3XT4FPX | XT4VQ3100UFF000XXX + SRFB3XT4FPX
SE | SELA24AT0030 | 9 | SRPE30A20 | 2 | 20 | 2 | 35kA | 5 | Loose MCCB (OEM) | 2 | Distribution Protection | 1 | 480Vac (Y/D) | 1 | 80% | 1 | 9252111 | XT1SU3020AFF000XXX | No Equivalent Cross Available Based on Selections | XT2SU3025EFF000XXX | XT2SU3025FFF000XXX | XT2SU3025GFF000XXX | XT2SU3040PFF000XXX | XT2SU3040QFF000XXX | XT2SU3040TFF000XXX | XT2SU3040UFF000XXX
SE | SELA24AT0030 | 9 | SRPE30A20 | 2 | 20 | 2 | 35kA | 5 | Loose MCCB (OEM) | 2 | Distribution Protection | 1 | 600Vac (Y/D) | 2 | 80% | 1 | 9252121 | XT4LU3025AFF000XXX | No Equivalent Cross Available Based on Selections | XT4LU3040EFF000XXX | XT4LU3040FFF000XXX | XT4LU3040GFF000XXX | XT4LU3100PFF000XXX | XT4LU3100QFF000XXX | XT4LU3100TFF000XXX | XT4LU3100UFF000XXX
SE | SELA24AT0030 | 9 | SRPE30A20 | 2 | 20 | 2 | 35kA | 5 | Loose MCCB (OEM) | 2 | Distribution Protection | 1 | 480Vac (Y/D) | 1 | 100% | 2 | 9252112 | XT1SQ3020AFF000XXX | No Equivalent Cross Available Based on Selections | XT2SQ3025EFF000XXX | XT2SQ3025FFF000XXX | XT2SQ3025GFF000XXX | XT2SQ3040PFF000XXX | XT2SQ3040QFF000XXX | XT2SQ3040TFF000XXX | XT2SQ3040UFF000XXX
SE | SELA24AT0030 | 9 | SRPE30A20 | 2 | 20 | 2 | 35kA | 5 | Loose MCCB (OEM) | 2 | Distribution Protection | 1 | 600Vac (Y/D) | 2 | 100% | 2 | 9252122 | XT4LQ3025AFF000XXX | No Equivalent Cross Available Based on Selections | XT4LQ3040EFF000XXX | XT4LQ3040FFF000XXX | XT4LQ3040GFF000XXX | XT4LQ3100PFF000XXX | XT4LQ3100QFF000XXX | XT4LQ3100TFF000XXX | XT4LQ3100UFF000XXX
SE | SELA24AT0030 | 9 | SRPE30A20 | 2 | 20 | 2 | 35kA | 5 | Panelboard MRO | 1 | Distribution Protection | 1 | 480Vac (Y/D) | 1 | 80% | 1 | 9251111 | XT1SU3020AFF000XXX + SRFB6XT1FPX | No Equivalent Cross Available Based on Selections | XT4SU3040EFF000XXX + SRFB3XT4FPX | XT4SU3040FFF000XXX + SRFB3XT4FPX | XT4SU3040GFF000XXX + SRFB3XT4FPX | XT4SU3100PFF000XXX + SRFB3XT4FPX | XT4SU3100QFF000XXX + SRFB3XT4FPX | XT4SU3100TFF000XXX + SRFB3XT4FPX | XT4SU3100UFF000XXX + SRFB3XT4FPX
SE | SELA24AT0030 | 9 | SRPE30A20 | 2 | 20 | 2 | 35kA | 5 | Panelboard MRO | 1 | Distribution Protection | 1 | 600Vac (Y/D) | 2 | 80% | 1 | 9251121 | XT4LU3025AFF000XXX + SRFB6XT4FPX | No Equivalent Cross Available Based on Selections | XT4LU3040EFF000XXX + SRFB3XT4FPX | XT4LU3040FFF000XXX + SRFB3XT4FPX | XT4LU3040GFF000XXX + SRFB3XT4FPX | XT4LU3100PFF000XXX + SRFB3XT4FPX | XT4LU3100QFF000XXX + SRFB3XT4FPX | XT4LU3100TFF000XXX + SRFB3XT4FPX | XT4LU3100UFF000XXX + SRFB3XT4FPX
SE | SELA24AT0030 | 9 | SRPE30A20 | 2 | 20 | 2 | 35kA | 5 | Panelboard MRO | 1 | Distribution Protection | 1 | 480Vac (Y/D) | 1 | 100% | 2 | 9251112 | XT1SQ3020AFF000XXX + SRFB6XT1FPX | No Equivalent Cross Available Based on Selections | XT4SQ3040EFF000XXX + SRFB3XT4FPX | XT4SQ3040FFF000XXX + SRFB3XT4FPX | XT4SQ3040GFF000XXX + SRFB3XT4FPX | XT4SQ3100PFF000XXX + SRFB3XT4FPX | XT4SQ3100QFF000XXX + SRFB3XT4FPX | XT4SQ3100TFF000XXX + SRFB3XT4FPX | XT4SQ3100UFF000XXX + SRFB3XT4FPX
SE | SELA24AT0030 | 9 | SRPE30A20 | 2 | 20 | 2 | 35kA | 5 | Panelboard MRO | 1 | Distribution Protection | 1 | 600Vac (Y/D) | 2 | 100% | 2 | 9251122 | XT4LQ3025AFF000XXX + SRFB6XT4FPX | No Equivalent Cross Available Based on Selections | XT4LQ3040EFF000XXX + SRFB3XT4FPX | XT4LQ3040FFF000XXX + SRFB3XT4FPX | XT4LQ3040GFF000XXX + SRFB3XT4FPX | XT4LQ3100PFF000XXX + SRFB3XT4FPX | XT4LQ3100QFF000XXX + SRFB3XT4FPX | XT4LQ3100TFF000XXX + SRFB3XT4FPX | XT4LQ3100UFF000XXX + SRFB3XT4FPX
SE | SELA24AT0030 | 9 | SRPE30A20 | 2 | 20 | 2 | 65kA | 7 | Loose MCCB (OEM) | 2 | Distribution Protection | 1 | 480Vac (Y/D) | 1 | 80% | 1 | 9272111 | XT1HU3020AFF000XXX | No Equivalent Cross Available Based on Selections | XT2HU3025EFF000XXX | XT2HU3025FFF000XXX | XT2HU3025GFF000XXX | XT2HU3040PFF000XXX | XT2HU3040QFF000XXX | XT2HU3040TFF000XXX | XT2HU3040UFF000XXX
SE | SELA24AT0030 | 9 | SRPE30A20 | 2 | 20 | 2 | 65kA | 7 | Loose MCCB (OEM) | 2 | Distribution Protection | 1 | 600Vac (Y/D) | 2 | 80% | 1 | 9272121 | XT4VU3025AFF000XXX | No Equivalent Cross Available Based on Selections | XT4VU3040EFF000XXX | XT4VU3040FFF000XXX | XT4VU3040GFF000XXX | XT4VU3100PFF000XXX | XT4VU3100QFF000XXX | XT4VU3100TFF000XXX | XT4VU3100UFF000XXX
SE | SELA24AT0030 | 9 | SRPE30A20 | 2 | 20 | 2 | 65kA | 7 | Loose MCCB (OEM) | 2 | Distribution Protection | 1 | 480Vac (Y/D) | 1 | 100% | 2 | 9272112 | XT1HQ3020AFF000XXX | No Equivalent Cross Available Based on Selections | XT2HQ3025EFF000XXX | XT2HQ3025FFF000XXX | XT2HQ3025GFF000XXX | XT2HQ3040PFF000XXX | XT2HQ3040QFF000XXX | XT2HQ3040TFF000XXX | XT2HQ3040UFF000XXX
SE | SELA24AT0030 | 9 | SRPE30A20 | 2 | 20 | 2 | 65kA | 7 | Loose MCCB (OEM) | 2 | Distribution Protection | 1 | 600Vac (Y/D) | 2 | 100% | 2 | 9272122 | XT4VQ3025AFF000XXX | No Equivalent Cross Available Based on Selections | XT4VQ3040EFF000XXX | XT4VQ3040FFF000XXX | XT4VQ3040GFF000XXX | XT4VQ3100PFF000XXX | XT4VQ3100QFF000XXX | XT4VQ3100TFF000XXX | XT4VQ3100UFF000XXX
SE | SELA24AT0030 | 9 | SRPE30A20 | 2 | 20 | 2 | 65kA | 7 | Panelboard MRO | 1 | Distribution Protection | 1 | 480Vac (Y/D) | 1 | 80% | 1 | 9271111 | XT1HU3020AFF000XXX + SRFB6XT1FPX | No Equivalent Cross Available Based on Selections | XT4HU3040EFF000XXX + SRFB3XT4FPX | XT4HU3040FFF000XXX + SRFB3XT4FPX | XT4HU3040GFF000XXX + SRFB3XT4FPX | XT4HU3100PFF000XXX + SRFB3XT4FPX | XT4HU3100QFF000XXX + SRFB3XT4FPX | XT4HU3100TFF000XXX + SRFB3XT4FPX | XT4HU3100UFF000XXX + SRFB3XT4FPX
SE | SELA24AT0030 | 9 | SRPE30A20 | 2 | 20 | 2 | 65kA | 7 | Panelboard MRO | 1 | Distribution Protection | 1 | 600Vac (Y/D) | 2 | 80% | 1 | 9271121 | XT4VU3025AFF000XXX + SRFB6XT4FPX | No Equivalent Cross Available Based on Selections | XT4VU3040EFF000XXX + SRFB3XT4FPX | XT4VU3040FFF000XXX + SRFB3XT4FPX | XT4VU3040GFF000XXX + SRFB3XT4FPX | XT4VU3100PFF000XXX + SRFB3XT4FPX | XT4VU3100QFF000XXX + SRFB3XT4FPX | XT4VU3100TFF000XXX + SRFB3XT4FPX | XT4VU3100UFF000XXX + SRFB3XT4FPX
SE | SELA24AT0030 | 9 | SRPE30A20 | 2 | 20 | 2 | 65kA | 7 | Panelboard MRO | 1 | Distribution Protection | 1 | 480Vac (Y/D) | 1 | 100% | 2 | 9271112 | XT1HQ3020AFF000XXX + SRFB6XT1FPX | No Equivalent Cross Available Based on Selections | XT4HQ3040EFF000XXX + SRFB3XT4FPX | XT4HQ3040FFF000XXX + SRFB3XT4FPX | XT4HQ3040GFF000XXX + SRFB3XT4FPX | XT4HQ3100PFF000XXX + SRFB3XT4FPX | XT4HQ3100QFF000XXX + SRFB3XT4FPX | XT4HQ3100TFF000XXX + SRFB3XT4FPX | XT4HQ3100UFF000XXX + SRFB3XT4FPX
SE | SELA24AT0030 | 9 | SRPE30A20 | 2 | 20 | 2 | 65kA | 7 | Panelboard MRO | 1 | Distribution Protection | 1 | 600Vac (Y/D) | 2 | 100% | 2 | 9271122 | XT4VQ3025AFF000XXX + SRFB6XT4FPX | No Equivalent Cross Available Based on Selections | XT4VQ3040EFF000XXX + SRFB3XT4FPX | XT4VQ3040FFF000XXX + SRFB3XT4FPX | XT4VQ3040GFF000XXX + SRFB3XT4FPX | XT4VQ3100PFF000XXX + SRFB3XT4FPX | XT4VQ3100QFF000XXX + SRFB3XT4FPX | XT4VQ3100TFF000XXX + SRFB3XT4FPX | XT4VQ3100UFF000XXX + SRFB3XT4FPX
SE | SELA24AT0030 | 9 | SRPE30A25 | 3 | 25 | 3 | 35kA | 5 | Loose MCCB (OEM) | 2 | Distribution Protection | 1 | 480Vac (Y/D) | 1 | 80% | 1 | 9352111 | XT1SU3025AFF000XXX | No Equivalent Cross Available Based on Selections | XT2SU3025EFF000XXX | XT2SU3025FFF000XXX | XT2SU3025GFF000XXX | XT2SU3040PFF000XXX | XT2SU3040QFF000XXX | XT2SU3040TFF000XXX | XT2SU3040UFF000XXX
SE | SELA24AT0030 | 9 | SRPE30A25 | 3 | 25 | 3 | 35kA | 5 | Loose MCCB (OEM) | 2 | Distribution Protection | 1 | 600Vac (Y/D) | 2 | 80% | 1 | 9352121 | XT4LU3025AFF000XXX | No Equivalent Cross Available Based on Selections | XT4LU3040EFF000XXX | XT4LU3040FFF000XXX | XT4LU3040GFF000XXX | XT4LU3100PFF000XXX | XT4LU3100QFF000XXX | XT4LU3100TFF000XXX | XT4LU3100UFF000XXX
SE | SELA24AT0030 | 9 | SRPE30A25 | 3 | 25 | 3 | 35kA | 5 | Loose MCCB (OEM) | 2 | Distribution Protection | 1 | 480Vac (Y/D) | 1 | 100% | 2 | 9352112 | XT1SQ3025AFF000XXX | No Equivalent Cross Available Based on Selections | XT2SQ3025EFF000XXX | XT2SQ3025FFF000XXX | XT2SQ3025GFF000XXX | XT2SQ3040PFF000XXX | XT2SQ3040QFF000XXX | XT2SQ3040TFF000XXX | XT2SQ3040UFF000XXX
SE | SELA24AT0030 | 9 | SRPE30A25 | 3 | 25 | 3 | 35kA | 5 | Loose MCCB (OEM) | 2 | Distribution Protection | 1 | 600Vac (Y/D) | 2 | 100% | 2 | 9352122 | XT4LQ3025AFF000XXX | No Equivalent Cross Available Based on Selections | XT4LQ3040EFF000XXX | XT4LQ3040FFF000XXX | XT4LQ3040GFF000XXX | XT4LQ3100PFF000XXX | XT4LQ3100QFF000XXX | XT4LQ3100TFF000XXX | XT4LQ3100UFF000XXX
SE | SELA24AT0030 | 9 | SRPE30A25 | 3 | 25 | 3 | 35kA | 5 | Panelboard MRO | 1 | Distribution Protection | 1 | 480Vac (Y/D) | 1 | 80% | 1 | 9351111 | XT1SU3025AFF000XXX + SRFB6XT1FPX | No Equivalent Cross Available Based on Selections | XT4SU3040EFF000XXX + SRFB3XT4FPX | XT4SU3040FFF000XXX + SRFB3XT4FPX | XT4SU3040GFF000XXX + SRFB3XT4FPX | XT4SU3100PFF000XXX + SRFB3XT4FPX | XT4SU3100QFF000XXX + SRFB3XT4FPX | XT4SU3100TFF000XXX + SRFB3XT4FPX | XT4SU3100UFF000XXX + SRFB3XT4FPX
SE | SELA24AT0030 | 9 | SRPE30A25 | 3 | 25 | 3 | 35kA | 5 | Panelboard MRO | 1 | Distribution Protection | 1 | 600Vac (Y/D) | 2 | 80% | 1 | 9351121 | XT4LU3025AFF000XXX + SRFB6XT4FPX | No Equivalent Cross Available Based on Selections | XT4LU3040EFF000XXX + SRFB3XT4FPX | XT4LU3040FFF000XXX + SRFB3XT4FPX | XT4LU3040GFF000XXX + SRFB3XT4FPX | XT4LU3100PFF000XXX + SRFB3XT4FPX | XT4LU3100QFF000XXX + SRFB3XT4FPX | XT4LU3100TFF000XXX + SRFB3XT4FPX | XT4LU3100UFF000XXX + SRFB3XT4FPX
SE | SELA24AT0030 | 9 | SRPE30A25 | 3 | 25 | 3 | 35kA | 5 | Panelboard MRO | 1 | Distribution Protection | 1 | 480Vac (Y/D) | 1 | 100% | 2 | 9351112 | XT1SQ3025AFF000XXX + SRFB6XT1FPX | No Equivalent Cross Available Based on Selections | XT4SQ3040EFF000XXX + SRFB3XT4FPX | XT4SQ3040FFF000XXX + SRFB3XT4FPX | XT4SQ3040GFF000XXX + SRFB3XT4FPX | XT4SQ3100PFF000XXX + SRFB3XT4FPX | XT4SQ3100QFF000XXX + SRFB3XT4FPX | XT4SQ3100TFF000XXX + SRFB3XT4FPX | XT4SQ3100UFF000XXX + SRFB3XT4FPX
SE | SELA24AT0030 | 9 | SRPE30A25 | 3 | 25 | 3 | 35kA | 5 | Panelboard MRO | 1 | Distribution Protection | 1 | 600Vac (Y/D) | 2 | 100% | 2 | 9351122 | XT4LQ3025AFF000XXX + SRFB6XT4FPX | No Equivalent Cross Available Based on Selections | XT4LQ3040EFF000XXX + SRFB3XT4FPX | XT4LQ3040FFF000XXX + SRFB3XT4FPX | XT4LQ3040GFF000XXX + SRFB3XT4FPX | XT4LQ3100PFF000XXX + SRFB3XT4FPX | XT4LQ3100QFF000XXX + SRFB3XT4FPX | XT4LQ3100TFF000XXX + SRFB3XT4FPX | XT4LQ3100UFF000XXX + SRFB3XT4FPX
SE | SELA24AT0030 | 9 | SRPE30A25 | 3 | 25 | 3 | 65kA | 7 | Loose MCCB (OEM) | 2 | Distribution Protection | 1 | 480Vac (Y/D) | 1 | 80% | 1 | 9372111 | XT1HU3025AFF000XXX | No Equivalent Cross Available Based on Selections | XT2HU3025EFF000XXX | XT2HU3025FFF000XXX | XT2HU3025GFF000XXX | XT2HU3040PFF000XXX | XT2HU3040QFF000XXX | XT2HU3040TFF000XXX | XT2HU3040UFF000XXX
SE | SELA24AT0030 | 9 | SRPE30A25 | 3 | 25 | 3 | 65kA | 7 | Loose MCCB (OEM) | 2 | Distribution Protection | 1 | 600Vac (Y/D) | 2 | 80% | 1 | 9372121 | XT4VU3025AFF000XXX | No Equivalent Cross Available Based on Selections | XT4VU3040EFF000XXX | XT4VU3040FFF000XXX | XT4VU3040GFF000XXX | XT4VU3100PFF000XXX | XT4VU3100QFF000XXX | XT4VU3100TFF000XXX | XT4VU3100UFF000XXX
SE | SELA24AT0030 | 9 | SRPE30A25 | 3 | 25 | 3 | 65kA | 7 | Loose MCCB (OEM) | 2 | Distribution Protection | 1 | 480Vac (Y/D) | 1 | 100% | 2 | 9372112 | XT1HQ3025AFF000XXX | No Equivalent Cross Available Based on Selections | XT2HQ3025EFF000XXX | XT2HQ3025FFF000XXX | XT2HQ3025GFF000XXX | XT2HQ3040PFF000XXX | XT2HQ3040QFF000XXX | XT2HQ3040TFF000XXX | XT2HQ3040UFF000XXX
SE | SELA24AT0030 | 9 | SRPE30A25 | 3 | 25 | 3 | 65kA | 7 | Loose MCCB (OEM) | 2 | Distribution Protection | 1 | 600Vac (Y/D) | 2 | 100% | 2 | 9372122 | XT4VQ3025AFF000XXX | No Equivalent Cross Available Based on Selections | XT4VQ3040EFF000XXX | XT4VQ3040FFF000XXX | XT4VQ3040GFF000XXX | XT4VQ3100PFF000XXX | XT4VQ3100QFF000XXX | XT4VQ3100TFF000XXX | XT4VQ3100UFF000XXX
SE | SELA24AT0030 | 9 | SRPE30A25 | 3 | 25 | 3 | 65kA | 7 | Panelboard MRO | 1 | Distribution Protection | 1 | 480Vac (Y/D) | 1 | 80% | 1 | 9371111 | XT1HU3025AFF000XXX + SRFB6XT1FPX | No Equivalent Cross Available Based on Selections | XT4HU3040EFF000XXX + SRFB3XT4FPX | XT4HU3040FFF000XXX + SRFB3XT4FPX | XT4HU3040GFF000XXX + SRFB3XT4FPX | XT4HU3100PFF000XXX + SRFB3XT4FPX | XT4HU3100QFF000XXX + SRFB3XT4FPX | XT4HU3100TFF000XXX + SRFB3XT4FPX | XT4HU3100UFF000XXX + SRFB3XT4FPX
SE | SELA24AT0030 | 9 | SRPE30A25 | 3 | 25 | 3 | 65kA | 7 | Panelboard MRO | 1 | Distribution Protection | 1 | 600Vac (Y/D) | 2 | 80% | 1 | 9371121 | XT4VU3025AFF000XXX + SRFB6XT4FPX | No Equivalent Cross Available Based on Selections | XT4VU3040EFF000XXX + SRFB3XT4FPX | XT4VU3040FFF000XXX + SRFB3XT4FPX | XT4VU3040GFF000XXX + SRFB3XT4FPX | XT4VU3100PFF000XXX + SRFB3XT4FPX | XT4VU3100QFF000XXX + SRFB3XT4FPX | XT4VU3100TFF000XXX + SRFB3XT4FPX | XT4VU3100UFF000XXX + SRFB3XT4FPX
SE | SELA24AT0030 | 9 | SRPE30A25 | 3 | 25 | 3 | 65kA | 7 | Panelboard MRO | 1 | Distribution Protection | 1 | 480Vac (Y/D) | 1 | 100% | 2 | 9371112 | XT1HQ3025AFF000XXX + SRFB6XT1FPX | No Equivalent Cross Available Based on Selections | XT4HQ3040EFF000XXX + SRFB3XT4FPX | XT4HQ3040FFF000XXX + SRFB3XT4FPX | XT4HQ3040GFF000XXX + SRFB3XT4FPX | XT4HQ3100PFF000XXX + SRFB3XT4FPX | XT4HQ3100QFF000XXX + SRFB3XT4FPX | XT4HQ3100TFF000XXX + SRFB3XT4FPX | XT4HQ3100UFF000XXX + SRFB3XT4FPX
SE | SELA24AT0030 | 9 | SRPE30A25 | 3 | 25 | 3 | 65kA | 7 | Panelboard MRO | 1 | Distribution Protection | 1 | 600Vac (Y/D) | 2 | 100% | 2 | 9371122 | XT4VQ3025AFF000XXX + SRFB6XT4FPX | No Equivalent Cross Available Based on Selections | XT4VQ3040EFF000XXX + SRFB3XT4FPX | XT4VQ3040FFF000XXX + SRFB3XT4FPX | XT4VQ3040GFF000XXX + SRFB3XT4FPX | XT4VQ3100PFF000XXX + SRFB3XT4FPX | XT4VQ3100QFF000XXX + SRFB3XT4FPX | XT4VQ3100TFF000XXX + SRFB3XT4FPX | XT4VQ3100UFF000XXX + SRFB3XT4FPX
SE | SELA24AT0030 | 9 | SRPE30A30 | 4 | 30 | 4 | 35kA | 5 | Loose MCCB (OEM) | 2 | Distribution Protection | 1 | 480Vac (Y/D) | 1 | 80% | 1 | 9452111 | XT1SU3030AFF000XXX | No Equivalent Cross Available Based on Selections | XT2SU3060EFF000XXX | XT2SU3060FFF000XXX | XT2SU3060GFF000XXX | XT2SU3040PFF000XXX | XT2SU3040QFF000XXX | XT2SU3040TFF000XXX | XT2SU3040UFF000XXX
SE | SELA24AT0030 | 9 | SRPE30A30 | 4 | 30 | 4 | 35kA | 5 | Loose MCCB (OEM) | 2 | Distribution Protection | 1 | 600Vac (Y/D) | 2 | 80% | 1 | 9452121 | XT4LU3030AFF000XXX | No Equivalent Cross Available Based on Selections | XT4LU3040EFF000XXX | XT4LU3040FFF000XXX | XT4LU3040GFF000XXX | XT4LU3100PFF000XXX | XT4LU3100QFF000XXX | XT4LU3100TFF000XXX | XT4LU3100UFF000XXX
SE | SELA24AT0030 | 9 | SRPE30A30 | 4 | 30 | 4 | 35kA | 5 | Loose MCCB (OEM) | 2 | Distribution Protection | 1 | 480Vac (Y/D) | 1 | 100% | 2 | 9452112 | XT1SQ3030AFF000XXX | No Equivalent Cross Available Based on Selections | XT2SQ3060EFF000XXX | XT2SQ3060FFF000XXX | XT2SQ3060GFF000XXX | XT2SQ3040PFF000XXX | XT2SQ3040QFF000XXX | XT2SQ3040TFF000XXX | XT2SQ3040UFF000XXX
SE | SELA24AT0030 | 9 | SRPE30A30 | 4 | 30 | 4 | 35kA | 5 | Loose MCCB (OEM) | 2 | Distribution Protection | 1 | 600Vac (Y/D) | 2 | 100% | 2 | 9452122 | XT4LQ3030AFF000XXX | No Equivalent Cross Available Based on Selections | XT4LQ3040EFF000XXX | XT4LQ3040FFF000XXX | XT4LQ3040GFF000XXX | XT4LQ3100PFF000XXX | XT4LQ3100QFF000XXX | XT4LQ3100TFF000XXX | XT4LQ3100UFF000XXX
SE | SELA24AT0030 | 9 | SRPE30A30 | 4 | 30 | 4 | 35kA | 5 | Panelboard MRO | 1 | Distribution Protection | 1 | 480Vac (Y/D) | 1 | 80% | 1 | 9451111 | XT1SU3030AFF000XXX + SRFB6XT1FPX | No Equivalent Cross Available Based on Selections | XT4SU3040EFF000XXX + SRFB3XT4FPX | XT4SU3040FFF000XXX + SRFB3XT4FPX | XT4SU3040GFF000XXX + SRFB3XT4FPX | XT4SU3100PFF000XXX + SRFB3XT4FPX | XT4SU3100QFF000XXX + SRFB3XT4FPX | XT4SU3100TFF000XXX + SRFB3XT4FPX | XT4SU3100UFF000XXX + SRFB3XT4FPX
SE | SELA24AT0030 | 9 | SRPE30A30 | 4 | 30 | 4 | 35kA | 5 | Panelboard MRO | 1 | Distribution Protection | 1 | 600Vac (Y/D) | 2 | 80% | 1 | 9451121 | XT4LU3030AFF000XXX + SRFB6XT4FPX | No Equivalent Cross Available Based on Selections | XT4LU3040EFF000XXX + SRFB3XT4FPX | XT4LU3040FFF000XXX + SRFB3XT4FPX | XT4LU3040GFF000XXX + SRFB3XT4FPX | XT4LU3100PFF000XXX + SRFB3XT4FPX | XT4LU3100QFF000XXX + SRFB3XT4FPX | XT4LU3100TFF000XXX + SRFB3XT4FPX | XT4LU3100UFF000XXX + SRFB3XT4FPX
SE | SELA24AT0030 | 9 | SRPE30A30 | 4 | 30 | 4 | 35kA | 5 | Panelboard MRO | 1 | Distribution Protection | 1 | 480Vac (Y/D) | 1 | 100% | 2 | 9451112 | XT1SQ3030AFF000XXX + SRFB6XT1FPX | No Equivalent Cross Available Based on Selections | XT4SQ3040EFF000XXX + SRFB3XT4FPX | XT4SQ3040FFF000XXX + SRFB3XT4FPX | XT4SQ3040GFF000XXX + SRFB3XT4FPX | XT4SQ3100PFF000XXX + SRFB3XT4FPX | XT4SQ3100QFF000XXX + SRFB3XT4FPX | XT4SQ3100TFF000XXX + SRFB3XT4FPX | XT4SQ3100UFF000XXX + SRFB3XT4FPX
SE | SELA24AT0030 | 9 | SRPE30A30 | 4 | 30 | 4 | 35kA | 5 | Panelboard MRO | 1 | Distribution Protection | 1 | 600Vac (Y/D) | 2 | 100% | 2 | 9451122 | XT4LQ3030AFF000XXX + SRFB6XT4FPX | No Equivalent Cross Available Based on Selections | XT4LQ3040EFF000XXX + SRFB3XT4FPX | XT4LQ3040FFF000XXX + SRFB3XT4FPX | XT4LQ3040GFF000XXX + SRFB3XT4FPX | XT4LQ3100PFF000XXX + SRFB3XT4FPX | XT4LQ3100QFF000XXX + SRFB3XT4FPX | XT4LQ3100TFF000XXX + SRFB3XT4FPX | XT4LQ3100UFF000XXX + SRFB3XT4FPX
SE | SELA24AT0030 | 9 | SRPE30A30 | 4 | 30 | 4 | 65kA | 7 | Loose MCCB (OEM) | 2 | Distribution Protection | 1 | 480Vac (Y/D) | 1 | 80% | 1 | 9472111 | XT1HU3030AFF000XXX | No Equivalent Cross Available Based on Selections | XT2HU3060EFF000XXX | XT2HU3060FFF000XXX | XT2HU3060GFF000XXX | XT2HU3040PFF000XXX | XT2HU3040QFF000XXX | XT2HU3040TFF000XXX | XT2HU3040UFF000XXX
SE | SELA24AT0030 | 9 | SRPE30A30 | 4 | 30 | 4 | 65kA | 7 | Loose MCCB (OEM) | 2 | Distribution Protection | 1 | 600Vac (Y/D) | 2 | 80% | 1 | 9472121 | XT4VU3030AFF000XXX | No Equivalent Cross Available Based on Selections | XT4VU3040EFF000XXX | XT4VU3040FFF000XXX | XT4VU3040GFF000XXX | XT4VU3100PFF000XXX | XT4VU3100QFF000XXX | XT4VU3100TFF000XXX | XT4VU3100UFF000XXX
SE | SELA24AT0030 | 9 | SRPE30A30 | 4 | 30 | 4 | 65kA | 7 | Loose MCCB (OEM) | 2 | Distribution Protection | 1 | 480Vac (Y/D) | 1 | 100% | 2 | 9472112 | XT1HQ3030AFF000XXX | No Equivalent Cross Available Based on Selections | XT2HQ3060EFF000XXX | XT2HQ3060FFF000XXX | XT2HQ3060GFF000XXX | XT2HQ3040PFF000XXX | XT2HQ3040QFF000XXX | XT2HQ3040TFF000XXX | XT2HQ3040UFF000XXX
SE | SELA24AT0030 | 9 | SRPE30A30 | 4 | 30 | 4 | 65kA | 7 | Loose MCCB (OEM) | 2 | Distribution Protection | 1 | 600Vac (Y/D) | 2 | 100% | 2 | 9472122 | XT4VQ3030AFF000XXX | No Equivalent Cross Available Based on Selections | XT4VQ3040EFF000XXX | XT4VQ3040FFF000XXX | XT4VQ3040GFF000XXX | XT4VQ3100PFF000XXX | XT4VQ3100QFF000XXX | XT4VQ3100TFF000XXX | XT4VQ3100UFF000XXX
SE | SELA24AT0030 | 9 | SRPE30A30 | 4 | 30 | 4 | 65kA | 7 | Panelboard MRO | 1 | Distribution Protection | 1 | 480Vac (Y/D) | 1 | 80% | 1 | 9471111 | XT1HU3030AFF000XXX + SRFB6XT1FPX | No Equivalent Cross Available Based on Selections | XT4HU3040EFF000XXX + SRFB3XT4FPX | XT4HU3040FFF000XXX + SRFB3XT4FPX | XT4HU3040GFF000XXX + SRFB3XT4FPX | XT4HU3100PFF000XXX + SRFB3XT4FPX | XT4HU3100QFF000XXX + SRFB3XT4FPX | XT4HU3100TFF000XXX + SRFB3XT4FPX | XT4HU3100UFF000XXX + SRFB3XT4FPX
SE | SELA24AT0030 | 9 | SRPE30A30 | 4 | 30 | 4 | 65kA | 7 | Panelboard MRO | 1 | Distribution Protection | 1 | 600Vac (Y/D) | 2 | 80% | 1 | 9471121 | XT4VU3030AFF000XXX + SRFB6XT4FPX | No Equivalent Cross Available Based on Selections | XT4VU3040EFF000XXX + SRFB3XT4FPX | XT4VU3040FFF000XXX + SRFB3XT4FPX | XT4VU3040GFF000XXX + SRFB3XT4FPX | XT4VU3100PFF000XXX + SRFB3XT4FPX | XT4VU3100QFF000XXX + SRFB3XT4FPX | XT4VU3100TFF000XXX + SRFB3XT4FPX | XT4VU3100UFF000XXX + SRFB3XT4FPX
SE | SELA24AT0030 | 9 | SRPE30A30 | 4 | 30 | 4 | 65kA | 7 | Panelboard MRO | 1 | Distribution Protection | 1 | 480Vac (Y/D) | 1 | 100% | 2 | 9471112 | XT1HQ3030AFF000XXX + SRFB6XT1FPX | No Equivalent Cross Available Based on Selections | XT4HQ3040EFF000XXX + SRFB3XT4FPX | XT4HQ3040FFF000XXX + SRFB3XT4FPX | XT4HQ3040GFF000XXX + SRFB3XT4FPX | XT4HQ3100PFF000XXX + SRFB3XT4FPX | XT4HQ3100QFF000XXX + SRFB3XT4FPX | XT4HQ3100TFF000XXX + SRFB3XT4FPX | XT4HQ3100UFF000XXX + SRFB3XT4FPX
SE | SELA24AT0030 | 9 | SRPE30A30 | 4 | 30 | 4 | 65kA | 7 | Panelboard MRO | 1 | Distribution Protection | 1 | 600Vac (Y/D) | 2 | 100% | 2 | 9471122 | XT4VQ3030AFF000XXX + SRFB6XT4FPX | No Equivalent Cross Available Based on Selections | XT4VQ3040EFF000XXX + SRFB3XT4FPX | XT4VQ3040FFF000XXX + SRFB3XT4FPX | XT4VQ3040GFF000XXX + SRFB3XT4FPX | XT4VQ3100PFF000XXX + SRFB3XT4FPX | XT4VQ3100QFF000XXX + SRFB3XT4FPX | XT4VQ3100TFF000XXX + SRFB3XT4FPX | XT4VQ3100UFF000XXX + SRFB3XT4FPX
SE | SELA24AT0060 | 10 | SRPE60A35 | 5 | 35 | 5 | 35kA | 5 | Loose MCCB (OEM) | 2 | Distribution Protection | 1 | 480Vac (Y/D) | 1 | 80% | 1 | 10552111 | XT1SU3035AFF000XXX | No Equivalent Cross Available Based on Selections | XT2SU3060EFF000XXX | XT2SU3060FFF000XXX | XT2SU3060GFF000XXX | XT2SU3040PFF000XXX | XT2SU3040QFF000XXX | XT2SU3040TFF000XXX | XT2SU3040UFF000XXX
SE | SELA24AT0060 | 10 | SRPE60A35 | 5 | 35 | 5 | 35kA | 5 | Loose MCCB (OEM) | 2 | Distribution Protection | 1 | 600Vac (Y/D) | 2 | 80% | 1 | 10552121 | XT4LU3035AFF000XXX | No Equivalent Cross Available Based on Selections | XT4LU3040EFF000XXX | XT4LU3040FFF000XXX | XT4LU3040GFF000XXX | XT4LU3100PFF000XXX | XT4LU3100QFF000XXX | XT4LU3100TFF000XXX | XT4LU3100UFF000XXX
SE | SELA24AT0060 | 10 | SRPE60A35 | 5 | 35 | 5 | 35kA | 5 | Loose MCCB (OEM) | 2 | Distribution Protection | 1 | 480Vac (Y/D) | 1 | 100% | 2 | 10552112 | XT1SQ3035AFF000XXX | No Equivalent Cross Available Based on Selections | XT2SQ3060EFF000XXX | XT2SQ3060FFF000XXX | XT2SQ3060GFF000XXX | XT2SQ3040PFF000XXX | XT2SQ3040QFF000XXX | XT2SQ3040TFF000XXX | XT2SQ3040UFF000XXX
SE | SELA24AT0060 | 10 | SRPE60A35 | 5 | 35 | 5 | 35kA | 5 | Loose MCCB (OEM) | 2 | Distribution Protection | 1 | 600Vac (Y/D) | 2 | 100% | 2 | 10552122 | XT4LQ3035AFF000XXX | No Equivalent Cross Available Based on Selections | XT4LQ3040EFF000XXX | XT4LQ3040FFF000XXX | XT4LQ3040GFF000XXX | XT4LQ3100PFF000XXX | XT4LQ3100QFF000XXX | XT4LQ3100TFF000XXX | XT4LQ3100UFF000XXX
SE | SELA24AT0060 | 10 | SRPE60A35 | 5 | 35 | 5 | 35kA | 5 | Panelboard MRO | 1 | Distribution Protection | 1 | 480Vac (Y/D) | 1 | 80% | 1 | 10551111 | XT1SU3035AFF000XXX + SRFB6XT1FPX | No Equivalent Cross Available Based on Selections | XT4SU3040EFF000XXX + SRFB3XT4FPX | XT4SU3040FFF000XXX + SRFB3XT4FPX | XT4SU3040GFF000XXX + SRFB3XT4FPX | XT4SU3100PFF000XXX + SRFB3XT4FPX | XT4SU3100QFF000XXX + SRFB3XT4FPX | XT4SU3100TFF000XXX + SRFB3XT4FPX | XT4SU3100UFF000XXX + SRFB3XT4FPX
SE | SELA24AT0060 | 10 | SRPE60A35 | 5 | 35 | 5 | 35kA | 5 | Panelboard MRO | 1 | Distribution Protection | 1 | 600Vac (Y/D) | 2 | 80% | 1 | 10551121 | XT4LU3035AFF000XXX + SRFB6XT4FPX | No Equivalent Cross Available Based on Selections | XT4LU3040EFF000XXX + SRFB3XT4FPX | XT4LU3040FFF000XXX + SRFB3XT4FPX | XT4LU3040GFF000XXX + SRFB3XT4FPX | XT4LU3100PFF000XXX + SRFB3XT4FPX | XT4LU3100QFF000XXX + SRFB3XT4FPX | XT4LU3100TFF000XXX + SRFB3XT4FPX | XT4LU3100UFF000XXX + SRFB3XT4FPX
SE | SELA24AT0060 | 10 | SRPE60A35 | 5 | 35 | 5 | 35kA | 5 | Panelboard MRO | 1 | Distribution Protection | 1 | 480Vac (Y/D) | 1 | 100% | 2 | 10551112 | XT1SQ3035AFF000XXX + SRFB6XT1FPX | No Equivalent Cross Available Based on Selections | XT4SQ3040EFF000XXX + SRFB3XT4FPX | XT4SQ3040FFF000XXX + SRFB3XT4FPX | XT4SQ3040GFF000XXX + SRFB3XT4FPX | XT4SQ3100PFF000XXX + SRFB3XT4FPX | XT4SQ3100QFF000XXX + SRFB3XT4FPX | XT4SQ3100TFF000XXX + SRFB3XT4FPX | XT4SQ3100UFF000XXX + SRFB3XT4FPX
SE | SELA24AT0060 | 10 | SRPE60A35 | 5 | 35 | 5 | 35kA | 5 | Panelboard MRO | 1 | Distribution Protection | 1 | 600Vac (Y/D) | 2 | 100% | 2 | 10551122 | XT4LQ3035AFF000XXX + SRFB6XT4FPX | No Equivalent Cross Available Based on Selections | XT4LQ3040EFF000XXX + SRFB3XT4FPX | XT4LQ3040FFF000XXX + SRFB3XT4FPX | XT4LQ3040GFF000XXX + SRFB3XT4FPX | XT4LQ3100PFF000XXX + SRFB3XT4FPX | XT4LQ3100QFF000XXX + SRFB3XT4FPX | XT4LQ3100TFF000XXX + SRFB3XT4FPX | XT4LQ3100UFF000XXX + SRFB3XT4FPX
SE | SELA24AT0060 | 10 | SRPE60A35 | 5 | 35 | 5 | 65kA | 7 | Loose MCCB (OEM) | 2 | Distribution Protection | 1 | 480Vac (Y/D) | 1 | 80% | 1 | 10572111 | XT1HU3035AFF000XXX | No Equivalent Cross Available Based on Selections | XT2HU3060EFF000XXX | XT2HU3060FFF000XXX | XT2HU3060GFF000XXX | XT2HU3040PFF000XXX | XT2HU3040QFF000XXX | XT2HU3040TFF000XXX | XT2HU3040UFF000XXX
SE | SELA24AT0060 | 10 | SRPE60A35 | 5 | 35 | 5 | 65kA | 7 | Loose MCCB (OEM) | 2 | Distribution Protection | 1 | 600Vac (Y/D) | 2 | 80% | 1 | 10572121 | XT4VU3035AFF000XXX | No Equivalent Cross Available Based on Selections | XT4VU3040EFF000XXX | XT4VU3040FFF000XXX | XT4VU3040GFF000XXX | XT4VU3100PFF000XXX | XT4VU3100QFF000XXX | XT4VU3100TFF000XXX | XT4VU3100UFF000XXX
SE | SELA24AT0060 | 10 | SRPE60A35 | 5 | 35 | 5 | 65kA | 7 | Loose MCCB (OEM) | 2 | Distribution Protection | 1 | 480Vac (Y/D) | 1 | 100% | 2 | 10572112 | XT1HQ3035AFF000XXX | No Equivalent Cross Available Based on Selections | XT2HQ3060EFF000XXX | XT2HQ3060FFF000XXX | XT2HQ3060GFF000XXX | XT2HQ3040PFF000XXX | XT2HQ3040QFF000XXX | XT2HQ3040TFF000XXX | XT2HQ3040UFF000XXX
SE | SELA24AT0060 | 10 | SRPE60A35 | 5 | 35 | 5 | 65kA | 7 | Loose MCCB (OEM) | 2 | Distribution Protection | 1 | 600Vac (Y/D) | 2 | 100% | 2 | 10572122 | XT4VQ3035AFF000XXX | No Equivalent Cross Available Based on Selections | XT4VQ3040EFF000XXX | XT4VQ3040FFF000XXX | XT4VQ3040GFF000XXX | XT4VQ3100PFF000XXX | XT4VQ3100QFF000XXX | XT4VQ3100TFF000XXX | XT4VQ3100UFF000XXX
SE | SELA24AT0060 | 10 | SRPE60A35 | 5 | 35 | 5 | 65kA | 7 | Panelboard MRO | 1 | Distribution Protection | 1 | 480Vac (Y/D) | 1 | 80% | 1 | 10571111 | XT1HU3035AFF000XXX + SRFB6XT1FPX | No Equivalent Cross Available Based on Selections | XT4HU3040EFF000XXX + SRFB3XT4FPX | XT4HU3040FFF000XXX + SRFB3XT4FPX | XT4HU3040GFF000XXX + SRFB3XT4FPX | XT4HU3100PFF000XXX + SRFB3XT4FPX | XT4HU3100QFF000XXX + SRFB3XT4FPX | XT4HU3100TFF000XXX + SRFB3XT4FPX | XT4HU3100UFF000XXX + SRFB3XT4FPX
SE | SELA24AT0060 | 10 | SRPE60A35 | 5 | 35 | 5 | 65kA | 7 | Panelboard MRO | 1 | Distribution Protection | 1 | 600Vac (Y/D) | 2 | 80% | 1 | 10571121 | XT4VU3035AFF000XXX + SRFB6XT4FPX | No Equivalent Cross Available Based on Selections | XT4VU3040EFF000XXX + SRFB3XT4FPX | XT4VU3040FFF000XXX + SRFB3XT4FPX | XT4VU3040GFF000XXX + SRFB3XT4FPX | XT4VU3100PFF000XXX + SRFB3XT4FPX | XT4VU3100QFF000XXX + SRFB3XT4FPX | XT4VU3100TFF000XXX + SRFB3XT4FPX | XT4VU3100UFF000XXX + SRFB3XT4FPX
SE | SELA24AT0060 | 10 | SRPE60A35 | 5 | 35 | 5 | 65kA | 7 | Panelboard MRO | 1 | Distribution Protection | 1 | 480Vac (Y/D) | 1 | 100% | 2 | 10571112 | XT1HQ3035AFF000XXX + SRFB6XT1FPX | No Equivalent Cross Available Based on Selections | XT4HQ3040EFF000XXX + SRFB3XT4FPX | XT4HQ3040FFF000XXX + SRFB3XT4FPX | XT4HQ3040GFF000XXX + SRFB3XT4FPX | XT4HQ3100PFF000XXX + SRFB3XT4FPX | XT4HQ3100QFF000XXX + SRFB3XT4FPX | XT4HQ3100TFF000XXX + SRFB3XT4FPX | XT4HQ3100UFF000XXX + SRFB3XT4FPX
SE | SELA24AT0060 | 10 | SRPE60A35 | 5 | 35 | 5 | 65kA | 7 | Panelboard MRO | 1 | Distribution Protection | 1 | 600Vac (Y/D) | 2 | 100% | 2 | 10571122 | XT4VQ3035AFF000XXX + SRFB6XT4FPX | No Equivalent Cross Available Based on Selections | XT4VQ3040EFF000XXX + SRFB3XT4FPX | XT4VQ3040FFF000XXX + SRFB3XT4FPX | XT4VQ3040GFF000XXX + SRFB3XT4FPX | XT4VQ3100PFF000XXX + SRFB3XT4FPX | XT4VQ3100QFF000XXX + SRFB3XT4FPX | XT4VQ3100TFF000XXX + SRFB3XT4FPX | XT4VQ3100UFF000XXX + SRFB3XT4FPX
SE | SELA24AT0060 | 10 | SRPE60A40 | 6 | 40 | 6 | 35kA | 5 | Loose MCCB (OEM) | 2 | Distribution Protection | 1 | 480Vac (Y/D) | 1 | 80% | 1 | 10652111 | XT1SU3040AFF000XXX | No Equivalent Cross Available Based on Selections | XT2SU3060EFF000XXX | XT2SU3060FFF000XXX | XT2SU3060GFF000XXX | XT2SU3040PFF000XXX | XT2SU3040QFF000XXX | XT2SU3040TFF000XXX | XT2SU3040UFF000XXX
SE | SELA24AT0060 | 10 | SRPE60A40 | 6 | 40 | 6 | 35kA | 5 | Loose MCCB (OEM) | 2 | Distribution Protection | 1 | 600Vac (Y/D) | 2 | 80% | 1 | 10652121 | XT4LU3040AFF000XXX | No Equivalent Cross Available Based on Selections | XT4LU3040EFF000XXX | XT4LU3040FFF000XXX | XT4LU3040GFF000XXX | XT4LU3100PFF000XXX | XT4LU3100QFF000XXX | XT4LU3100TFF000XXX | XT4LU3100UFF000XXX
SE | SELA24AT0060 | 10 | SRPE60A40 | 6 | 40 | 6 | 35kA | 5 | Loose MCCB (OEM) | 2 | Distribution Protection | 1 | 480Vac (Y/D) | 1 | 100% | 2 | 10652112 | XT1SQ3040AFF000XXX | No Equivalent Cross Available Based on Selections | XT2SQ3060EFF000XXX | XT2SQ3060FFF000XXX | XT2SQ3060GFF000XXX | XT2SQ3040PFF000XXX | XT2SQ3040QFF000XXX | XT2SQ3040TFF000XXX | XT2SQ3040UFF000XXX
SE | SELA24AT0060 | 10 | SRPE60A40 | 6 | 40 | 6 | 35kA | 5 | Loose MCCB (OEM) | 2 | Distribution Protection | 1 | 600Vac (Y/D) | 2 | 100% | 2 | 10652122 | XT4LQ3040AFF000XXX | No Equivalent Cross Available Based on Selections | XT4LQ3040EFF000XXX | XT4LQ3040FFF000XXX | XT4LQ3040GFF000XXX | XT4LQ3100PFF000XXX | XT4LQ3100QFF000XXX | XT4LQ3100TFF000XXX | XT4LQ3100UFF000XXX
SE | SELA24AT0060 | 10 | SRPE60A40 | 6 | 40 | 6 | 35kA | 5 | Panelboard MRO | 1 | Distribution Protection | 1 | 480Vac (Y/D) | 1 | 80% | 1 | 10651111 | XT1SU3040AFF000XXX + SRFB6XT1FPX | No Equivalent Cross Available Based on Selections | XT4SU3040EFF000XXX + SRFB3XT4FPX | XT4SU3040FFF000XXX + SRFB3XT4FPX | XT4SU3040GFF000XXX + SRFB3XT4FPX | XT4SU3100PFF000XXX + SRFB3XT4FPX | XT4SU3100QFF000XXX + SRFB3XT4FPX | XT4SU3100TFF000XXX + SRFB3XT4FPX | XT4SU3100UFF000XXX + SRFB3XT4FPX
SE | SELA24AT0060 | 10 | SRPE60A40 | 6 | 40 | 6 | 35kA | 5 | Panelboard MRO | 1 | Distribution Protection | 1 | 600Vac (Y/D) | 2 | 80% | 1 | 10651121 | XT4LU3040AFF000XXX + SRFB6XT4FPX | No Equivalent Cross Available Based on Selections | XT4LU3040EFF000XXX + SRFB3XT4FPX | XT4LU3040FFF000XXX + SRFB3XT4FPX | XT4LU3040GFF000XXX + SRFB3XT4FPX | XT4LU3100PFF000XXX + SRFB3XT4FPX | XT4LU3100QFF000XXX + SRFB3XT4FPX | XT4LU3100TFF000XXX + SRFB3XT4FPX | XT4LU3100UFF000XXX + SRFB3XT4FPX
SE | SELA24AT0060 | 10 | SRPE60A40 | 6 | 40 | 6 | 35kA | 5 | Panelboard MRO | 1 | Distribution Protection | 1 | 480Vac (Y/D) | 1 | 100% | 2 | 10651112 | XT1SQ3040AFF000XXX + SRFB6XT1FPX | No Equivalent Cross Available Based on Selections | XT4SQ3040EFF000XXX + SRFB3XT4FPX | XT4SQ3040FFF000XXX + SRFB3XT4FPX | XT4SQ3040GFF000XXX + SRFB3XT4FPX | XT4SQ3100PFF000XXX + SRFB3XT4FPX | XT4SQ3100QFF000XXX + SRFB3XT4FPX | XT4SQ3100TFF000XXX + SRFB3XT4FPX | XT4SQ3100UFF000XXX + SRFB3XT4FPX
SE | SELA24AT0060 | 10 | SRPE60A40 | 6 | 40 | 6 | 35kA | 5 | Panelboard MRO | 1 | Distribution Protection | 1 | 600Vac (Y/D) | 2 | 100% | 2 | 10651122 | XT4LQ3040AFF000XXX + SRFB6XT4FPX | No Equivalent Cross Available Based on Selections | XT4LQ3040EFF000XXX + SRFB3XT4FPX | XT4LQ3040FFF000XXX + SRFB3XT4FPX | XT4LQ3040GFF000XXX + SRFB3XT4FPX | XT4LQ3100PFF000XXX + SRFB3XT4FPX | XT4LQ3100QFF000XXX + SRFB3XT4FPX | XT4LQ3100TFF000XXX + SRFB3XT4FPX | XT4LQ3100UFF000XXX + SRFB3XT4FPX
SE | SELA24AT0060 | 10 | SRPE60A40 | 6 | 40 | 6 | 65kA | 7 | Loose MCCB (OEM) | 2 | Distribution Protection | 1 | 480Vac (Y/D) | 1 | 80% | 1 | 10672111 | XT1HU3040AFF000XXX | No Equivalent Cross Available Based on Selections | XT2HU3060EFF000XXX | XT2HU3060FFF000XXX | XT2HU3060GFF000XXX | XT2HU3040PFF000XXX | XT2HU3040QFF000XXX | XT2HU3040TFF000XXX | XT2HU3040UFF000XXX
SE | SELA24AT0060 | 10 | SRPE60A40 | 6 | 40 | 6 | 65kA | 7 | Loose MCCB (OEM) | 2 | Distribution Protection | 1 | 600Vac (Y/D) | 2 | 80% | 1 | 10672121 | XT4VU3040AFF000XXX | No Equivalent Cross Available Based on Selections | XT4VU3040EFF000XXX | XT4VU3040FFF000XXX | XT4VU3040GFF000XXX | XT4VU3100PFF000XXX | XT4VU3100QFF000XXX | XT4VU3100TFF000XXX | XT4VU3100UFF000XXX
SE | SELA24AT0060 | 10 | SRPE60A40 | 6 | 40 | 6 | 65kA | 7 | Loose MCCB (OEM) | 2 | Distribution Protection | 1 | 480Vac (Y/D) | 1 | 100% | 2 | 10672112 | XT1HQ3040AFF000XXX | No Equivalent Cross Available Based on Selections | XT2HQ3060EFF000XXX | XT2HQ3060FFF000XXX | XT2HQ3060GFF000XXX | XT2HQ3040PFF000XXX | XT2HQ3040QFF000XXX | XT2HQ3040TFF000XXX | XT2HQ3040UFF000XXX
SE | SELA24AT0060 | 10 | SRPE60A40 | 6 | 40 | 6 | 65kA | 7 | Loose MCCB (OEM) | 2 | Distribution Protection | 1 | 600Vac (Y/D) | 2 | 100% | 2 | 10672122 | XT4VQ3040AFF000XXX | No Equivalent Cross Available Based on Selections | XT4VQ3040EFF000XXX | XT4VQ3040FFF000XXX | XT4VQ3040GFF000XXX | XT4VQ3100PFF000XXX | XT4VQ3100QFF000XXX | XT4VQ3100TFF000XXX | XT4VQ3100UFF000XXX
SE | SELA24AT0060 | 10 | SRPE60A40 | 6 | 40 | 6 | 65kA | 7 | Panelboard MRO | 1 | Distribution Protection | 1 | 480Vac (Y/D) | 1 | 80% | 1 | 10671111 | XT1HU3040AFF000XXX + SRFB6XT1FPX | No Equivalent Cross Available Based on Selections | XT4HU3040EFF000XXX + SRFB3XT4FPX | XT4HU3040FFF000XXX + SRFB3XT4FPX | XT4HU3040GFF000XXX + SRFB3XT4FPX | XT4HU3100PFF000XXX + SRFB3XT4FPX | XT4HU3100QFF000XXX + SRFB3XT4FPX | XT4HU3100TFF000XXX + SRFB3XT4FPX | XT4HU3100UFF000XXX + SRFB3XT4FPX
SE | SELA24AT0060 | 10 | SRPE60A40 | 6 | 40 | 6 | 65kA | 7 | Panelboard MRO | 1 | Distribution Protection | 1 | 600Vac (Y/D) | 2 | 80% | 1 | 10671121 | XT4VU3040AFF000XXX + SRFB6XT4FPX | No Equivalent Cross Available Based on Selections | XT4VU3040EFF000XXX + SRFB3XT4FPX | XT4VU3040FFF000XXX + SRFB3XT4FPX | XT4VU3040GFF000XXX + SRFB3XT4FPX | XT4VU3100PFF000XXX + SRFB3XT4FPX | XT4VU3100QFF000XXX + SRFB3XT4FPX | XT4VU3100TFF000XXX + SRFB3XT4FPX | XT4VU3100UFF000XXX + SRFB3XT4FPX
SE | SELA24AT0060 | 10 | SRPE60A40 | 6 | 40 | 6 | 65kA | 7 | Panelboard MRO | 1 | Distribution Protection | 1 | 480Vac (Y/D) | 1 | 100% | 2 | 10671112 | XT1HQ3040AFF000XXX + SRFB6XT1FPX | No Equivalent Cross Available Based on Selections | XT4HQ3040EFF000XXX + SRFB3XT4FPX | XT4HQ3040FFF000XXX + SRFB3XT4FPX | XT4HQ3040GFF000XXX + SRFB3XT4FPX | XT4HQ3100PFF000XXX + SRFB3XT4FPX | XT4HQ3100QFF000XXX + SRFB3XT4FPX | XT4HQ3100TFF000XXX + SRFB3XT4FPX | XT4HQ3100UFF000XXX + SRFB3XT4FPX
SE | SELA24AT0060 | 10 | SRPE60A40 | 6 | 40 | 6 | 65kA | 7 | Panelboard MRO | 1 | Distribution Protection | 1 | 600Vac (Y/D) | 2 | 100% | 2 | 10671122 | XT4VQ3040AFF000XXX + SRFB6XT4FPX | No Equivalent Cross Available Based on Selections | XT4VQ3040EFF000XXX + SRFB3XT4FPX | XT4VQ3040FFF000XXX + SRFB3XT4FPX | XT4VQ3040GFF000XXX + SRFB3XT4FPX | XT4VQ3100PFF000XXX + SRFB3XT4FPX | XT4VQ3100QFF000XXX + SRFB3XT4FPX | XT4VQ3100TFF000XXX + SRFB3XT4FPX | XT4VQ3100UFF000XXX + SRFB3XT4FPX
SE | SELA24AT0060 | 10 | SRPE60A45 | 7 | 45 | 7 | 35kA | 5 | Loose MCCB (OEM) | 2 | Distribution Protection | 1 | 480Vac (Y/D) | 1 | 80% | 1 | 10752111 | XT1SU3045AFF000XXX | No Equivalent Cross Available Based on Selections | XT2SU3060EFF000XXX | XT2SU3060FFF000XXX | XT2SU3060GFF000XXX | XT2SU3060PFF000XXX | XT2SU3060QFF000XXX | XT2SU3060TFF000XXX | XT2SU3060UFF000XXX
SE | SELA24AT0060 | 10 | SRPE60A45 | 7 | 45 | 7 | 35kA | 5 | Loose MCCB (OEM) | 2 | Distribution Protection | 1 | 600Vac (Y/D) | 2 | 80% | 1 | 10752121 | XT4LU3050AFF000XXX | No Equivalent Cross Available Based on Selections | XT4LU3060EFF000XXX | XT4LU3060FFF000XXX | XT4LU3060GFF000XXX | XT4LU3100PFF000XXX | XT4LU3100QFF000XXX | XT4LU3100TFF000XXX | XT4LU3100UFF000XXX
SE | SELA24AT0060 | 10 | SRPE60A45 | 7 | 45 | 7 | 35kA | 5 | Loose MCCB (OEM) | 2 | Distribution Protection | 1 | 480Vac (Y/D) | 1 | 100% | 2 | 10752112 | XT1SQ3045AFF000XXX | No Equivalent Cross Available Based on Selections | XT2SQ3060EFF000XXX | XT2SQ3060FFF000XXX | XT2SQ3060GFF000XXX | XT2SQ3060PFF000XXX | XT2SQ3060QFF000XXX | XT2SQ3060TFF000XXX | XT2SQ3060UFF000XXX
SE | SELA24AT0060 | 10 | SRPE60A45 | 7 | 45 | 7 | 35kA | 5 | Loose MCCB (OEM) | 2 | Distribution Protection | 1 | 600Vac (Y/D) | 2 | 100% | 2 | 10752122 | XT4LQ3050AFF000XXX | No Equivalent Cross Available Based on Selections | XT4LQ3060EFF000XXX | XT4LQ3060FFF000XXX | XT4LQ3060GFF000XXX | XT4LQ3100PFF000XXX | XT4LQ3100QFF000XXX | XT4LQ3100TFF000XXX | XT4LQ3100UFF000XXX
SE | SELA24AT0060 | 10 | SRPE60A45 | 7 | 45 | 7 | 35kA | 5 | Panelboard MRO | 1 | Distribution Protection | 1 | 480Vac (Y/D) | 1 | 80% | 1 | 10751111 | XT1SU3045AFF000XXX + SRFB6XT1FPX | No Equivalent Cross Available Based on Selections | XT4SU3060EFF000XXX + SRFB3XT4FPX | XT4SU3060FFF000XXX + SRFB3XT4FPX | XT4SU3060GFF000XXX + SRFB3XT4FPX | XT4SU3100PFF000XXX + SRFB3XT4FPX | XT4SU3100QFF000XXX + SRFB3XT4FPX | XT4SU3100TFF000XXX + SRFB3XT4FPX | XT4SU3100UFF000XXX + SRFB3XT4FPX
SE | SELA24AT0060 | 10 | SRPE60A45 | 7 | 45 | 7 | 35kA | 5 | Panelboard MRO | 1 | Distribution Protection | 1 | 600Vac (Y/D) | 2 | 80% | 1 | 10751121 | XT4LU3050AFF000XXX + SRFB6XT4FPX | No Equivalent Cross Available Based on Selections | XT4LU3060EFF000XXX + SRFB3XT4FPX | XT4LU3060FFF000XXX + SRFB3XT4FPX | XT4LU3060GFF000XXX + SRFB3XT4FPX | XT4LU3100PFF000XXX + SRFB3XT4FPX | XT4LU3100QFF000XXX + SRFB3XT4FPX | XT4LU3100TFF000XXX + SRFB3XT4FPX | XT4LU3100UFF000XXX + SRFB3XT4FPX
SE | SELA24AT0060 | 10 | SRPE60A45 | 7 | 45 | 7 | 35kA | 5 | Panelboard MRO | 1 | Distribution Protection | 1 | 480Vac (Y/D) | 1 | 100% | 2 | 10751112 | XT1SQ3045AFF000XXX + SRFB6XT1FPX | No Equivalent Cross Available Based on Selections | XT4SQ3060EFF000XXX + SRFB3XT4FPX | XT4SQ3060FFF000XXX + SRFB3XT4FPX | XT4SQ3060GFF000XXX + SRFB3XT4FPX | XT4SQ3100PFF000XXX + SRFB3XT4FPX | XT4SQ3100QFF000XXX + SRFB3XT4FPX | XT4SQ3100TFF000XXX + SRFB3XT4FPX | XT4SQ3100UFF000XXX + SRFB3XT4FPX
SE | SELA24AT0060 | 10 | SRPE60A45 | 7 | 45 | 7 | 35kA | 5 | Panelboard MRO | 1 | Distribution Protection | 1 | 600Vac (Y/D) | 2 | 100% | 2 | 10751122 | XT4LQ3050AFF000XXX + SRFB6XT4FPX | No Equivalent Cross Available Based on Selections | XT4LQ3060EFF000XXX + SRFB3XT4FPX | XT4LQ3060FFF000XXX + SRFB3XT4FPX | XT4LQ3060GFF000XXX + SRFB3XT4FPX | XT4LQ3100PFF000XXX + SRFB3XT4FPX | XT4LQ3100QFF000XXX + SRFB3XT4FPX | XT4LQ3100TFF000XXX + SRFB3XT4FPX | XT4LQ3100UFF000XXX + SRFB3XT4FPX
SE | SELA24AT0060 | 10 | SRPE60A45 | 7 | 45 | 7 | 65kA | 7 | Loose MCCB (OEM) | 2 | Distribution Protection | 1 | 480Vac (Y/D) | 1 | 80% | 1 | 10772111 | XT1HU3045AFF000XXX | No Equivalent Cross Available Based on Selections | XT2HU3060EFF000XXX | XT2HU3060FFF000XXX | XT2HU3060GFF000XXX | XT2HU3060PFF000XXX | XT2HU3060QFF000XXX | XT2HU3060TFF000XXX | XT2HU3060UFF000XXX
SE | SELA24AT0060 | 10 | SRPE60A45 | 7 | 45 | 7 | 65kA | 7 | Loose MCCB (OEM) | 2 | Distribution Protection | 1 | 600Vac (Y/D) | 2 | 80% | 1 | 10772121 | XT4VU3050AFF000XXX | No Equivalent Cross Available Based on Selections | XT4VU3060EFF000XXX | XT4VU3060FFF000XXX | XT4VU3060GFF000XXX | XT4VU3100PFF000XXX | XT4VU3100QFF000XXX | XT4VU3100TFF000XXX | XT4VU3100UFF000XXX
SE | SELA24AT0060 | 10 | SRPE60A45 | 7 | 45 | 7 | 65kA | 7 | Loose MCCB (OEM) | 2 | Distribution Protection | 1 | 480Vac (Y/D) | 1 | 100% | 2 | 10772112 | XT1HQ3045AFF000XXX | No Equivalent Cross Available Based on Selections | XT2HQ3060EFF000XXX | XT2HQ3060FFF000XXX | XT2HQ3060GFF000XXX | XT2HQ3060PFF000XXX | XT2HQ3060QFF000XXX | XT2HQ3060TFF000XXX | XT2HQ3060UFF000XXX
SE | SELA24AT0060 | 10 | SRPE60A45 | 7 | 45 | 7 | 65kA | 7 | Loose MCCB (OEM) | 2 | Distribution Protection | 1 | 600Vac (Y/D) | 2 | 100% | 2 | 10772122 | XT4VQ3050AFF000XXX | No Equivalent Cross Available Based on Selections | XT4VQ3060EFF000XXX | XT4VQ3060FFF000XXX | XT4VQ3060GFF000XXX | XT4VQ3100PFF000XXX | XT4VQ3100QFF000XXX | XT4VQ3100TFF000XXX | XT4VQ3100UFF000XXX
SE | SELA24AT0060 | 10 | SRPE60A45 | 7 | 45 | 7 | 65kA | 7 | Panelboard MRO | 1 | Distribution Protection | 1 | 480Vac (Y/D) | 1 | 80% | 1 | 10771111 | XT1HU3045AFF000XXX + SRFB6XT1FPX | No Equivalent Cross Available Based on Selections | XT4HU3060EFF000XXX + SRFB3XT4FPX | XT4HU3060FFF000XXX + SRFB3XT4FPX | XT4HU3060GFF000XXX + SRFB3XT4FPX | XT4HU3100PFF000XXX + SRFB3XT4FPX | XT4HU3100QFF000XXX + SRFB3XT4FPX | XT4HU3100TFF000XXX + SRFB3XT4FPX | XT4HU3100UFF000XXX + SRFB3XT4FPX
SE | SELA24AT0060 | 10 | SRPE60A45 | 7 | 45 | 7 | 65kA | 7 | Panelboard MRO | 1 | Distribution Protection | 1 | 600Vac (Y/D) | 2 | 80% | 1 | 10771121 | XT4VU3050AFF000XXX + SRFB6XT4FPX | No Equivalent Cross Available Based on Selections | XT4VU3060EFF000XXX + SRFB3XT4FPX | XT4VU3060FFF000XXX + SRFB3XT4FPX | XT4VU3060GFF000XXX + SRFB3XT4FPX | XT4VU3100PFF000XXX + SRFB3XT4FPX | XT4VU3100QFF000XXX + SRFB3XT4FPX | XT4VU3100TFF000XXX + SRFB3XT4FPX | XT4VU3100UFF000XXX + SRFB3XT4FPX
SE | SELA24AT0060 | 10 | SRPE60A45 | 7 | 45 | 7 | 65kA | 7 | Panelboard MRO | 1 | Distribution Protection | 1 | 480Vac (Y/D) | 1 | 100% | 2 | 10771112 | XT1HQ3045AFF000XXX + SRFB6XT1FPX | No Equivalent Cross Available Based on Selections | XT4HQ3060EFF000XXX + SRFB3XT4FPX | XT4HQ3060FFF000XXX + SRFB3XT4FPX | XT4HQ3060GFF000XXX + SRFB3XT4FPX | XT4HQ3100PFF000XXX + SRFB3XT4FPX | XT4HQ3100QFF000XXX + SRFB3XT4FPX | XT4HQ3100TFF000XXX + SRFB3XT4FPX | XT4HQ3100UFF000XXX + SRFB3XT4FPX
SE | SELA24AT0060 | 10 | SRPE60A45 | 7 | 45 | 7 | 65kA | 7 | Panelboard MRO | 1 | Distribution Protection | 1 | 600Vac (Y/D) | 2 | 100% | 2 | 10771122 | XT4VQ3050AFF000XXX + SRFB6XT4FPX | No Equivalent Cross Available Based on Selections | XT4VQ3060EFF000XXX + SRFB3XT4FPX | XT4VQ3060FFF000XXX + SRFB3XT4FPX | XT4VQ3060GFF000XXX + SRFB3XT4FPX | XT4VQ3100PFF000XXX + SRFB3XT4FPX | XT4VQ3100QFF000XXX + SRFB3XT4FPX | XT4VQ3100TFF000XXX + SRFB3XT4FPX | XT4VQ3100UFF000XXX + SRFB3XT4FPX
SE | SELA24AT0060 | 10 | SRPE60A50 | 8 | 50 | 8 | 35kA | 5 | Loose MCCB (OEM) | 2 | Distribution Protection | 1 | 480Vac (Y/D) | 1 | 80% | 1 | 10852111 | XT1SU3050AFF000XXX | No Equivalent Cross Available Based on Selections | XT2SU3060EFF000XXX | XT2SU3060FFF000XXX | XT2SU3060GFF000XXX | XT2SU3060PFF000XXX | XT2SU3060QFF000XXX | XT2SU3060TFF000XXX | XT2SU3060UFF000XXX
SE | SELA24AT0060 | 10 | SRPE60A50 | 8 | 50 | 8 | 35kA | 5 | Loose MCCB (OEM) | 2 | Distribution Protection | 1 | 600Vac (Y/D) | 2 | 80% | 1 | 10852121 | XT4LU3050AFF000XXX | No Equivalent Cross Available Based on Selections | XT4LU3060EFF000XXX | XT4LU3060FFF000XXX | XT4LU3060GFF000XXX | XT4LU3100PFF000XXX | XT4LU3100QFF000XXX | XT4LU3100TFF000XXX | XT4LU3100UFF000XXX
SE | SELA24AT0060 | 10 | SRPE60A50 | 8 | 50 | 8 | 35kA | 5 | Loose MCCB (OEM) | 2 | Distribution Protection | 1 | 480Vac (Y/D) | 1 | 100% | 2 | 10852112 | XT1SQ3050AFF000XXX | No Equivalent Cross Available Based on Selections | XT2SQ3060EFF000XXX | XT2SQ3060FFF000XXX | XT2SQ3060GFF000XXX | XT2SQ3060PFF000XXX | XT2SQ3060QFF000XXX | XT2SQ3060TFF000XXX | XT2SQ3060UFF000XXX
SE | SELA24AT0060 | 10 | SRPE60A50 | 8 | 50 | 8 | 35kA | 5 | Loose MCCB (OEM) | 2 | Distribution Protection | 1 | 600Vac (Y/D) | 2 | 100% | 2 | 10852122 | XT4LQ3050AFF000XXX | No Equivalent Cross Available Based on Selections | XT4LQ3060EFF000XXX | XT4LQ3060FFF000XXX | XT4LQ3060GFF000XXX | XT4LQ3100PFF000XXX | XT4LQ3100QFF000XXX | XT4LQ3100TFF000XXX | XT4LQ3100UFF000XXX
SE | SELA24AT0060 | 10 | SRPE60A50 | 8 | 50 | 8 | 35kA | 5 | Panelboard MRO | 1 | Distribution Protection | 1 | 480Vac (Y/D) | 1 | 80% | 1 | 10851111 | XT1SU3050AFF000XXX + SRFB6XT1FPX | No Equivalent Cross Available Based on Selections | XT4SU3060EFF000XXX + SRFB3XT4FPX | XT4SU3060FFF000XXX + SRFB3XT4FPX | XT4SU3060GFF000XXX + SRFB3XT4FPX | XT4SU3100PFF000XXX + SRFB3XT4FPX | XT4SU3100QFF000XXX + SRFB3XT4FPX | XT4SU3100TFF000XXX + SRFB3XT4FPX | XT4SU3100UFF000XXX + SRFB3XT4FPX
SE | SELA24AT0060 | 10 | SRPE60A50 | 8 | 50 | 8 | 35kA | 5 | Panelboard MRO | 1 | Distribution Protection | 1 | 600Vac (Y/D) | 2 | 80% | 1 | 10851121 | XT4LU3050AFF000XXX + SRFB6XT4FPX | No Equivalent Cross Available Based on Selections | XT4LU3060EFF000XXX + SRFB3XT4FPX | XT4LU3060FFF000XXX + SRFB3XT4FPX | XT4LU3060GFF000XXX + SRFB3XT4FPX | XT4LU3100PFF000XXX + SRFB3XT4FPX | XT4LU3100QFF000XXX + SRFB3XT4FPX | XT4LU3100TFF000XXX + SRFB3XT4FPX | XT4LU3100UFF000XXX + SRFB3XT4FPX
SE | SELA24AT0060 | 10 | SRPE60A50 | 8 | 50 | 8 | 35kA | 5 | Panelboard MRO | 1 | Distribution Protection | 1 | 480Vac (Y/D) | 1 | 100% | 2 | 10851112 | XT1SQ3050AFF000XXX + SRFB6XT1FPX | No Equivalent Cross Available Based on Selections | XT4SQ3060EFF000XXX + SRFB3XT4FPX | XT4SQ3060FFF000XXX + SRFB3XT4FPX | XT4SQ3060GFF000XXX + SRFB3XT4FPX | XT4SQ3100PFF000XXX + SRFB3XT4FPX | XT4SQ3100QFF000XXX + SRFB3XT4FPX | XT4SQ3100TFF000XXX + SRFB3XT4FPX | XT4SQ3100UFF000XXX + SRFB3XT4FPX
SE | SELA24AT0060 | 10 | SRPE60A50 | 8 | 50 | 8 | 35kA | 5 | Panelboard MRO | 1 | Distribution Protection | 1 | 600Vac (Y/D) | 2 | 100% | 2 | 10851122 | XT4LQ3050AFF000XXX + SRFB6XT4FPX | No Equivalent Cross Available Based on Selections | XT4LQ3060EFF000XXX + SRFB3XT4FPX | XT4LQ3060FFF000XXX + SRFB3XT4FPX | XT4LQ3060GFF000XXX + SRFB3XT4FPX | XT4LQ3100PFF000XXX + SRFB3XT4FPX | XT4LQ3100QFF000XXX + SRFB3XT4FPX | XT4LQ3100TFF000XXX + SRFB3XT4FPX | XT4LQ3100UFF000XXX + SRFB3XT4FPX
SE | SELA24AT0060 | 10 | SRPE60A50 | 8 | 50 | 8 | 65kA | 7 | Loose MCCB (OEM) | 2 | Distribution Protection | 1 | 480Vac (Y/D) | 1 | 80% | 1 | 10872111 | XT1HU3050AFF000XXX | No Equivalent Cross Available Based on Selections | XT2HU3060EFF000XXX | XT2HU3060FFF000XXX | XT2HU3060GFF000XXX | XT2HU3060PFF000XXX | XT2HU3060QFF000XXX | XT2HU3060TFF000XXX | XT2HU3060UFF000XXX
SE | SELA24AT0060 | 10 | SRPE60A50 | 8 | 50 | 8 | 65kA | 7 | Loose MCCB (OEM) | 2 | Distribution Protection | 1 | 600Vac (Y/D) | 2 | 80% | 1 | 10872121 | XT4VU3050AFF000XXX | No Equivalent Cross Available Based on Selections | XT4VU3060EFF000XXX | XT4VU3060FFF000XXX | XT4VU3060GFF000XXX | XT4VU3100PFF000XXX | XT4VU3100QFF000XXX | XT4VU3100TFF000XXX | XT4VU3100UFF000XXX
SE | SELA24AT0060 | 10 | SRPE60A50 | 8 | 50 | 8 | 65kA | 7 | Loose MCCB (OEM) | 2 | Distribution Protection | 1 | 480Vac (Y/D) | 1 | 100% | 2 | 10872112 | XT1HQ3050AFF000XXX | No Equivalent Cross Available Based on Selections | XT2HQ3060EFF000XXX | XT2HQ3060FFF000XXX | XT2HQ3060GFF000XXX | XT2HQ3060PFF000XXX | XT2HQ3060QFF000XXX | XT2HQ3060TFF000XXX | XT2HQ3060UFF000XXX
SE | SELA24AT0060 | 10 | SRPE60A50 | 8 | 50 | 8 | 65kA | 7 | Loose MCCB (OEM) | 2 | Distribution Protection | 1 | 600Vac (Y/D) | 2 | 100% | 2 | 10872122 | XT4VQ3050AFF000XXX | No Equivalent Cross Available Based on Selections | XT4VQ3060EFF000XXX | XT4VQ3060FFF000XXX | XT4VQ3060GFF000XXX | XT4VQ3100PFF000XXX | XT4VQ3100QFF000XXX | XT4VQ3100TFF000XXX | XT4VQ3100UFF000XXX
SE | SELA24AT0060 | 10 | SRPE60A50 | 8 | 50 | 8 | 65kA | 7 | Panelboard MRO | 1 | Distribution Protection | 1 | 480Vac (Y/D) | 1 | 80% | 1 | 10871111 | XT1HU3050AFF000XXX + SRFB6XT1FPX | No Equivalent Cross Available Based on Selections | XT4HU3060EFF000XXX + SRFB3XT4FPX | XT4HU3060FFF000XXX + SRFB3XT4FPX | XT4HU3060GFF000XXX + SRFB3XT4FPX | XT4HU3100PFF000XXX + SRFB3XT4FPX | XT4HU3100QFF000XXX + SRFB3XT4FPX | XT4HU3100TFF000XXX + SRFB3XT4FPX | XT4HU3100UFF000XXX + SRFB3XT4FPX
SE | SELA24AT0060 | 10 | SRPE60A50 | 8 | 50 | 8 | 65kA | 7 | Panelboard MRO | 1 | Distribution Protection | 1 | 600Vac (Y/D) | 2 | 80% | 1 | 10871121 | XT4VU3050AFF000XXX + SRFB6XT4FPX | No Equivalent Cross Available Based on Selections | XT4VU3060EFF000XXX + SRFB3XT4FPX | XT4VU3060FFF000XXX + SRFB3XT4FPX | XT4VU3060GFF000XXX + SRFB3XT4FPX | XT4VU3100PFF000XXX + SRFB3XT4FPX | XT4VU3100QFF000XXX + SRFB3XT4FPX | XT4VU3100TFF000XXX + SRFB3XT4FPX | XT4VU3100UFF000XXX + SRFB3XT4FPX
SE | SELA24AT0060 | 10 | SRPE60A50 | 8 | 50 | 8 | 65kA | 7 | Panelboard MRO | 1 | Distribution Protection | 1 | 480Vac (Y/D) | 1 | 100% | 2 | 10871112 | XT1HQ3050AFF000XXX + SRFB6XT1FPX | No Equivalent Cross Available Based on Selections | XT4HQ3060EFF000XXX + SRFB3XT4FPX | XT4HQ3060FFF000XXX + SRFB3XT4FPX | XT4HQ3060GFF000XXX + SRFB3XT4FPX | XT4HQ3100PFF000XXX + SRFB3XT4FPX | XT4HQ3100QFF000XXX + SRFB3XT4FPX | XT4HQ3100TFF000XXX + SRFB3XT4FPX | XT4HQ3100UFF000XXX + SRFB3XT4FPX
SE | SELA24AT0060 | 10 | SRPE60A50 | 8 | 50 | 8 | 65kA | 7 | Panelboard MRO | 1 | Distribution Protection | 1 | 600Vac (Y/D) | 2 | 100% | 2 | 10871122 | XT4VQ3050AFF000XXX + SRFB6XT4FPX | No Equivalent Cross Available Based on Selections | XT4VQ3060EFF000XXX + SRFB3XT4FPX | XT4VQ3060FFF000XXX + SRFB3XT4FPX | XT4VQ3060GFF000XXX + SRFB3XT4FPX | XT4VQ3100PFF000XXX + SRFB3XT4FPX | XT4VQ3100QFF000XXX + SRFB3XT4FPX | XT4VQ3100TFF000XXX + SRFB3XT4FPX | XT4VQ3100UFF000XXX + SRFB3XT4FPX
SE | SELA24AT0060 | 10 | SRPE60A60 | 9 | 60 | 9 | 35kA | 5 | Loose MCCB (OEM) | 2 | Distribution Protection | 1 | 480Vac (Y/D) | 1 | 80% | 1 | 10952111 | XT1SU3060AFF000XXX | XT2SU3080BFF000XXX | XT2SU3060EFF000XXX | XT2SU3060FFF000XXX | XT2SU3060GFF000XXX | XT2SU3060PFF000XXX | XT2SU3060QFF000XXX | XT2SU3060TFF000XXX | XT2SU3060UFF000XXX
SE | SELA24AT0060 | 10 | SRPE60A60 | 9 | 60 | 9 | 35kA | 5 | Loose MCCB (OEM) | 2 | Distribution Protection | 1 | 600Vac (Y/D) | 2 | 80% | 1 | 10952121 | XT4LU3060AFF000XXX | XT4LU3080BFF000XXX | XT4LU3060EFF000XXX | XT4LU3060FFF000XXX | XT4LU3060GFF000XXX | XT4LU3100PFF000XXX | XT4LU3100QFF000XXX | XT4LU3100TFF000XXX | XT4LU3100UFF000XXX
SE | SELA24AT0060 | 10 | SRPE60A60 | 9 | 60 | 9 | 35kA | 5 | Loose MCCB (OEM) | 2 | Distribution Protection | 1 | 480Vac (Y/D) | 1 | 100% | 2 | 10952112 | XT1SQ3060AFF000XXX | XT2SQ3080BFF000XXX | XT2SQ3060EFF000XXX | XT2SQ3060FFF000XXX | XT2SQ3060GFF000XXX | XT2SQ3060PFF000XXX | XT2SQ3060QFF000XXX | XT2SQ3060TFF000XXX | XT2SQ3060UFF000XXX
SE | SELA24AT0060 | 10 | SRPE60A60 | 9 | 60 | 9 | 35kA | 5 | Loose MCCB (OEM) | 2 | Distribution Protection | 1 | 600Vac (Y/D) | 2 | 100% | 2 | 10952122 | XT4LQ3060AFF000XXX | XT4LQ3080BFF000XXX | XT4LQ3060EFF000XXX | XT4LQ3060FFF000XXX | XT4LQ3060GFF000XXX | XT4LQ3100PFF000XXX | XT4LQ3100QFF000XXX | XT4LQ3100TFF000XXX | XT4LQ3100UFF000XXX
SE | SELA24AT0060 | 10 | SRPE60A60 | 9 | 60 | 9 | 35kA | 5 | Panelboard MRO | 1 | Distribution Protection | 1 | 480Vac (Y/D) | 1 | 80% | 1 | 10951111 | XT1SU3060AFF000XXX + SRFB6XT1FPX | XT4SU3080BFF000XXX + SRFB6XT4FPX | XT4SU3060EFF000XXX + SRFB3XT4FPX | XT4SU3060FFF000XXX + SRFB3XT4FPX | XT4SU3060GFF000XXX + SRFB3XT4FPX | XT4SU3100PFF000XXX + SRFB3XT4FPX | XT4SU3100QFF000XXX + SRFB3XT4FPX | XT4SU3100TFF000XXX + SRFB3XT4FPX | XT4SU3100UFF000XXX + SRFB3XT4FPX
SE | SELA24AT0060 | 10 | SRPE60A60 | 9 | 60 | 9 | 35kA | 5 | Panelboard MRO | 1 | Distribution Protection | 1 | 600Vac (Y/D) | 2 | 80% | 1 | 10951121 | XT4LU3060AFF000XXX + SRFB6XT4FPX | XT4LU3080BFF000XXX + SRFB6XT4FPX | XT4LU3060EFF000XXX + SRFB3XT4FPX | XT4LU3060FFF000XXX + SRFB3XT4FPX | XT4LU3060GFF000XXX + SRFB3XT4FPX | XT4LU3100PFF000XXX + SRFB3XT4FPX | XT4LU3100QFF000XXX + SRFB3XT4FPX | XT4LU3100TFF000XXX + SRFB3XT4FPX | XT4LU3100UFF000XXX + SRFB3XT4FPX
SE | SELA24AT0060 | 10 | SRPE60A60 | 9 | 60 | 9 | 35kA | 5 | Panelboard MRO | 1 | Distribution Protection | 1 | 480Vac (Y/D) | 1 | 100% | 2 | 10951112 | XT1SQ3060AFF000XXX + SRFB6XT1FPX | XT4SQ3080BFF000XXX + SRFB6XT4FPX | XT4SQ3060EFF000XXX + SRFB3XT4FPX | XT4SQ3060FFF000XXX + SRFB3XT4FPX | XT4SQ3060GFF000XXX + SRFB3XT4FPX | XT4SQ3100PFF000XXX + SRFB3XT4FPX | XT4SQ3100QFF000XXX + SRFB3XT4FPX | XT4SQ3100TFF000XXX + SRFB3XT4FPX | XT4SQ3100UFF000XXX + SRFB3XT4FPX
SE | SELA24AT0060 | 10 | SRPE60A60 | 9 | 60 | 9 | 35kA | 5 | Panelboard MRO | 1 | Distribution Protection | 1 | 600Vac (Y/D) | 2 | 100% | 2 | 10951122 | XT4LQ3060AFF000XXX + SRFB6XT4FPX | XT4LQ3080BFF000XXX + SRFB6XT4FPX | XT4LQ3060EFF000XXX + SRFB3XT4FPX | XT4LQ3060FFF000XXX + SRFB3XT4FPX | XT4LQ3060GFF000XXX + SRFB3XT4FPX | XT4LQ3100PFF000XXX + SRFB3XT4FPX | XT4LQ3100QFF000XXX + SRFB3XT4FPX | XT4LQ3100TFF000XXX + SRFB3XT4FPX | XT4LQ3100UFF000XXX + SRFB3XT4FPX
SE | SELA24AT0060 | 10 | SRPE60A60 | 9 | 60 | 9 | 65kA | 7 | Loose MCCB (OEM) | 2 | Distribution Protection | 1 | 480Vac (Y/D) | 1 | 80% | 1 | 10972111 | XT1HU3060AFF000XXX | XT2HU3080BFF000XXX | XT2HU3060EFF000XXX | XT2HU3060FFF000XXX | XT2HU3060GFF000XXX | XT2HU3060PFF000XXX | XT2HU3060QFF000XXX | XT2HU3060TFF000XXX | XT2HU3060UFF000XXX
SE | SELA24AT0060 | 10 | SRPE60A60 | 9 | 60 | 9 | 65kA | 7 | Loose MCCB (OEM) | 2 | Distribution Protection | 1 | 600Vac (Y/D) | 2 | 80% | 1 | 10972121 | XT4VU3060AFF000XXX | XT4VU3080BFF000XXX | XT4VU3060EFF000XXX | XT4VU3060FFF000XXX | XT4VU3060GFF000XXX | XT4VU3100PFF000XXX | XT4VU3100QFF000XXX | XT4VU3100TFF000XXX | XT4VU3100UFF000XXX
SE | SELA24AT0060 | 10 | SRPE60A60 | 9 | 60 | 9 | 65kA | 7 | Loose MCCB (OEM) | 2 | Distribution Protection | 1 | 480Vac (Y/D) | 1 | 100% | 2 | 10972112 | XT1HQ3060AFF000XXX | XT2HQ3080BFF000XXX | XT2HQ3060EFF000XXX | XT2HQ3060FFF000XXX | XT2HQ3060GFF000XXX | XT2HQ3060PFF000XXX | XT2HQ3060QFF000XXX | XT2HQ3060TFF000XXX | XT2HQ3060UFF000XXX
SE | SELA24AT0060 | 10 | SRPE60A60 | 9 | 60 | 9 | 65kA | 7 | Loose MCCB (OEM) | 2 | Distribution Protection | 1 | 600Vac (Y/D) | 2 | 100% | 2 | 10972122 | XT4VQ3060AFF000XXX | XT4VQ3080BFF000XXX | XT4VQ3060EFF000XXX | XT4VQ3060FFF000XXX | XT4VQ3060GFF000XXX | XT4VQ3100PFF000XXX | XT4VQ3100QFF000XXX | XT4VQ3100TFF000XXX | XT4VQ3100UFF000XXX
SE | SELA24AT0060 | 10 | SRPE60A60 | 9 | 60 | 9 | 65kA | 7 | Panelboard MRO | 1 | Distribution Protection | 1 | 480Vac (Y/D) | 1 | 80% | 1 | 10971111 | XT1HU3060AFF000XXX + SRFB6XT1FPX | XT4HU3080BFF000XXX + SRFB6XT4FPX | XT4HU3060EFF000XXX + SRFB3XT4FPX | XT4HU3060FFF000XXX + SRFB3XT4FPX | XT4HU3060GFF000XXX + SRFB3XT4FPX | XT4HU3100PFF000XXX + SRFB3XT4FPX | XT4HU3100QFF000XXX + SRFB3XT4FPX | XT4HU3100TFF000XXX + SRFB3XT4FPX | XT4HU3100UFF000XXX + SRFB3XT4FPX
SE | SELA24AT0060 | 10 | SRPE60A60 | 9 | 60 | 9 | 65kA | 7 | Panelboard MRO | 1 | Distribution Protection | 1 | 600Vac (Y/D) | 2 | 80% | 1 | 10971121 | XT4VU3060AFF000XXX + SRFB6XT4FPX | XT4VU3080BFF000XXX + SRFB6XT4FPX | XT4VU3060EFF000XXX + SRFB3XT4FPX | XT4VU3060FFF000XXX + SRFB3XT4FPX | XT4VU3060GFF000XXX + SRFB3XT4FPX | XT4VU3100PFF000XXX + SRFB3XT4FPX | XT4VU3100QFF000XXX + SRFB3XT4FPX | XT4VU3100TFF000XXX + SRFB3XT4FPX | XT4VU3100UFF000XXX + SRFB3XT4FPX
SE | SELA24AT0060 | 10 | SRPE60A60 | 9 | 60 | 9 | 65kA | 7 | Panelboard MRO | 1 | Distribution Protection | 1 | 480Vac (Y/D) | 1 | 100% | 2 | 10971112 | XT1HQ3060AFF000XXX + SRFB6XT1FPX | XT4HQ3080BFF000XXX + SRFB6XT4FPX | XT4HQ3060EFF000XXX + SRFB3XT4FPX | XT4HQ3060FFF000XXX + SRFB3XT4FPX | XT4HQ3060GFF000XXX + SRFB3XT4FPX | XT4HQ3100PFF000XXX + SRFB3XT4FPX | XT4HQ3100QFF000XXX + SRFB3XT4FPX | XT4HQ3100TFF000XXX + SRFB3XT4FPX | XT4HQ3100UFF000XXX + SRFB3XT4FPX
SE | SELA24AT0060 | 10 | SRPE60A60 | 9 | 60 | 9 | 65kA | 7 | Panelboard MRO | 1 | Distribution Protection | 1 | 600Vac (Y/D) | 2 | 100% | 2 | 10971122 | XT4VQ3060AFF000XXX + SRFB6XT4FPX | XT4VQ3080BFF000XXX + SRFB6XT4FPX | XT4VQ3060EFF000XXX + SRFB3XT4FPX | XT4VQ3060FFF000XXX + SRFB3XT4FPX | XT4VQ3060GFF000XXX + SRFB3XT4FPX | XT4VQ3100PFF000XXX + SRFB3XT4FPX | XT4VQ3100QFF000XXX + SRFB3XT4FPX | XT4VQ3100TFF000XXX + SRFB3XT4FPX | XT4VQ3100UFF000XXX + SRFB3XT4FPX
SE | SELA24AT0100 | 11 | SRPE100A70 | 10 | 70 | 10 | 35kA | 5 | Loose MCCB (OEM) | 2 | Distribution Protection | 1 | 480Vac (Y/D) | 1 | 80% | 1 | 111052111 | XT1SU3070AFF000XXX | XT2SU3080BFF000XXX | XT2SU3100EFF000XXX | XT2SU3100FFF000XXX | XT2SU3100GFF000XXX | XT2SU3100PFF000XXX | XT2SU3100QFF000XXX | XT2SU3100TFF000XXX | XT2SU3100UFF000XXX
SE | SELA24AT0100 | 11 | SRPE100A70 | 10 | 70 | 10 | 35kA | 5 | Loose MCCB (OEM) | 2 | Distribution Protection | 1 | 600Vac (Y/D) | 2 | 80% | 1 | 111052121 | XT4LU3070AFF000XXX | XT4LU3080BFF000XXX | XT4LU3100EFF000XXX | XT4LU3100FFF000XXX | XT4LU3100GFF000XXX | XT4LU3100PFF000XXX | XT4LU3100QFF000XXX | XT4LU3100TFF000XXX | XT4LU3100UFF000XXX
SE | SELA24AT0100 | 11 | SRPE100A70 | 10 | 70 | 10 | 35kA | 5 | Loose MCCB (OEM) | 2 | Distribution Protection | 1 | 480Vac (Y/D) | 1 | 100% | 2 | 111052112 | XT1SQ3070AFF000XXX | XT2SQ3080BFF000XXX | XT2SQ3100EFF000XXX | XT2SQ3100FFF000XXX | XT2SQ3100GFF000XXX | XT2SQ3100PFF000XXX | XT2SQ3100QFF000XXX | XT2SQ3100TFF000XXX | XT2SQ3100UFF000XXX
SE | SELA24AT0100 | 11 | SRPE100A70 | 10 | 70 | 10 | 35kA | 5 | Loose MCCB (OEM) | 2 | Distribution Protection | 1 | 600Vac (Y/D) | 2 | 100% | 2 | 111052122 | XT4LQ3070AFF000XXX | XT4LQ3080BFF000XXX | XT4LQ3100EFF000XXX | XT4LQ3100FFF000XXX | XT4LQ3100GFF000XXX | XT4LQ3100PFF000XXX | XT4LQ3100QFF000XXX | XT4LQ3100TFF000XXX | XT4LQ3100UFF000XXX
SE | SELA24AT0100 | 11 | SRPE100A70 | 10 | 70 | 10 | 35kA | 5 | Panelboard MRO | 1 | Distribution Protection | 1 | 480Vac (Y/D) | 1 | 80% | 1 | 111051111 | XT1SU3070AFF000XXX + SRFB6XT1FPX | XT4SU3080BFF000XXX + SRFB6XT4FPX | XT4SU3100EFF000XXX + SRFB3XT4FPX | XT4SU3100FFF000XXX + SRFB3XT4FPX | XT4SU3100GFF000XXX + SRFB3XT4FPX | XT4SU3100PFF000XXX + SRFB3XT4FPX | XT4SU3100QFF000XXX + SRFB3XT4FPX | XT4SU3100TFF000XXX + SRFB3XT4FPX | XT4SU3100UFF000XXX + SRFB3XT4FPX
SE | SELA24AT0100 | 11 | SRPE100A70 | 10 | 70 | 10 | 35kA | 5 | Panelboard MRO | 1 | Distribution Protection | 1 | 600Vac (Y/D) | 2 | 80% | 1 | 111051121 | XT4LU3070AFF000XXX + SRFB6XT4FPX | XT4LU3080BFF000XXX + SRFB6XT4FPX | XT4LU3100EFF000XXX + SRFB3XT4FPX | XT4LU3100FFF000XXX + SRFB3XT4FPX | XT4LU3100GFF000XXX + SRFB3XT4FPX | XT4LU3100PFF000XXX + SRFB3XT4FPX | XT4LU3100QFF000XXX + SRFB3XT4FPX | XT4LU3100TFF000XXX + SRFB3XT4FPX | XT4LU3100UFF000XXX + SRFB3XT4FPX
SE | SELA24AT0100 | 11 | SRPE100A70 | 10 | 70 | 10 | 35kA | 5 | Panelboard MRO | 1 | Distribution Protection | 1 | 480Vac (Y/D) | 1 | 100% | 2 | 111051112 | XT1SQ3070AFF000XXX + SRFB6XT1FPX | XT4SQ3080BFF000XXX + SRFB6XT4FPX | XT4SQ3100EFF000XXX + SRFB3XT4FPX | XT4SQ3100FFF000XXX + SRFB3XT4FPX | XT4SQ3100GFF000XXX + SRFB3XT4FPX | XT4SQ3100PFF000XXX + SRFB3XT4FPX | XT4SQ3100QFF000XXX + SRFB3XT4FPX | XT4SQ3100TFF000XXX + SRFB3XT4FPX | XT4SQ3100UFF000XXX + SRFB3XT4FPX
SE | SELA24AT0100 | 11 | SRPE100A70 | 10 | 70 | 10 | 35kA | 5 | Panelboard MRO | 1 | Distribution Protection | 1 | 600Vac (Y/D) | 2 | 100% | 2 | 111051122 | XT4LQ3070AFF000XXX + SRFB6XT4FPX | XT4LQ3080BFF000XXX + SRFB6XT4FPX | XT4LQ3100EFF000XXX + SRFB3XT4FPX | XT4LQ3100FFF000XXX + SRFB3XT4FPX | XT4LQ3100GFF000XXX + SRFB3XT4FPX | XT4LQ3100PFF000XXX + SRFB3XT4FPX | XT4LQ3100QFF000XXX + SRFB3XT4FPX | XT4LQ3100TFF000XXX + SRFB3XT4FPX | XT4LQ3100UFF000XXX + SRFB3XT4FPX
SE | SELA24AT0100 | 11 | SRPE100A70 | 10 | 70 | 10 | 65kA | 7 | Loose MCCB (OEM) | 2 | Distribution Protection | 1 | 480Vac (Y/D) | 1 | 80% | 1 | 111072111 | XT1HU3070AFF000XXX | XT2HU3080BFF000XXX | XT2HU3100EFF000XXX | XT2HU3100FFF000XXX | XT2HU3100GFF000XXX | XT2HU3100PFF000XXX | XT2HU3100QFF000XXX | XT2HU3100TFF000XXX | XT2HU3100UFF000XXX
SE | SELA24AT0100 | 11 | SRPE100A70 | 10 | 70 | 10 | 65kA | 7 | Loose MCCB (OEM) | 2 | Distribution Protection | 1 | 600Vac (Y/D) | 2 | 80% | 1 | 111072121 | XT4VU3070AFF000XXX | XT4VU3080BFF000XXX | XT4VU3100EFF000XXX | XT4VU3100FFF000XXX | XT4VU3100GFF000XXX | XT4VU3100PFF000XXX | XT4VU3100QFF000XXX | XT4VU3100TFF000XXX | XT4VU3100UFF000XXX
SE | SELA24AT0100 | 11 | SRPE100A70 | 10 | 70 | 10 | 65kA | 7 | Loose MCCB (OEM) | 2 | Distribution Protection | 1 | 480Vac (Y/D) | 1 | 100% | 2 | 111072112 | XT1HQ3070AFF000XXX | XT2HQ3080BFF000XXX | XT2HQ3100EFF000XXX | XT2HQ3100FFF000XXX | XT2HQ3100GFF000XXX | XT2HQ3100PFF000XXX | XT2HQ3100QFF000XXX | XT2HQ3100TFF000XXX | XT2HQ3100UFF000XXX
SE | SELA24AT0100 | 11 | SRPE100A70 | 10 | 70 | 10 | 65kA | 7 | Loose MCCB (OEM) | 2 | Distribution Protection | 1 | 600Vac (Y/D) | 2 | 100% | 2 | 111072122 | XT4VQ3070AFF000XXX | XT4VQ3080BFF000XXX | XT4VQ3100EFF000XXX | XT4VQ3100FFF000XXX | XT4VQ3100GFF000XXX | XT4VQ3100PFF000XXX | XT4VQ3100QFF000XXX | XT4VQ3100TFF000XXX | XT4VQ3100UFF000XXX
SE | SELA24AT0100 | 11 | SRPE100A70 | 10 | 70 | 10 | 65kA | 7 | Panelboard MRO | 1 | Distribution Protection | 1 | 480Vac (Y/D) | 1 | 80% | 1 | 111071111 | XT1HU3070AFF000XXX + SRFB6XT1FPX | XT4HU3080BFF000XXX + SRFB6XT4FPX | XT4HU3100EFF000XXX + SRFB3XT4FPX | XT4HU3100FFF000XXX + SRFB3XT4FPX | XT4HU3100GFF000XXX + SRFB3XT4FPX | XT4HU3100PFF000XXX + SRFB3XT4FPX | XT4HU3100QFF000XXX + SRFB3XT4FPX | XT4HU3100TFF000XXX + SRFB3XT4FPX | XT4HU3100UFF000XXX + SRFB3XT4FPX
SE | SELA24AT0100 | 11 | SRPE100A70 | 10 | 70 | 10 | 65kA | 7 | Panelboard MRO | 1 | Distribution Protection | 1 | 600Vac (Y/D) | 2 | 80% | 1 | 111071121 | XT4VU3070AFF000XXX + SRFB6XT4FPX | XT4VU3080BFF000XXX + SRFB6XT4FPX | XT4VU3100EFF000XXX + SRFB3XT4FPX | XT4VU3100FFF000XXX + SRFB3XT4FPX | XT4VU3100GFF000XXX + SRFB3XT4FPX | XT4VU3100PFF000XXX + SRFB3XT4FPX | XT4VU3100QFF000XXX + SRFB3XT4FPX | XT4VU3100TFF000XXX + SRFB3XT4FPX | XT4VU3100UFF000XXX + SRFB3XT4FPX
SE | SELA24AT0100 | 11 | SRPE100A70 | 10 | 70 | 10 | 65kA | 7 | Panelboard MRO | 1 | Distribution Protection | 1 | 480Vac (Y/D) | 1 | 100% | 2 | 111071112 | XT1HQ3070AFF000XXX + SRFB6XT1FPX | XT4HQ3080BFF000XXX + SRFB6XT4FPX | XT4HQ3100EFF000XXX + SRFB3XT4FPX | XT4HQ3100FFF000XXX + SRFB3XT4FPX | XT4HQ3100GFF000XXX + SRFB3XT4FPX | XT4HQ3100PFF000XXX + SRFB3XT4FPX | XT4HQ3100QFF000XXX + SRFB3XT4FPX | XT4HQ3100TFF000XXX + SRFB3XT4FPX | XT4HQ3100UFF000XXX + SRFB3XT4FPX
SE | SELA24AT0100 | 11 | SRPE100A70 | 10 | 70 | 10 | 65kA | 7 | Panelboard MRO | 1 | Distribution Protection | 1 | 600Vac (Y/D) | 2 | 100% | 2 | 111071122 | XT4VQ3070AFF000XXX + SRFB6XT4FPX | XT4VQ3080BFF000XXX + SRFB6XT4FPX | XT4VQ3100EFF000XXX + SRFB3XT4FPX | XT4VQ3100FFF000XXX + SRFB3XT4FPX | XT4VQ3100GFF000XXX + SRFB3XT4FPX | XT4VQ3100PFF000XXX + SRFB3XT4FPX | XT4VQ3100QFF000XXX + SRFB3XT4FPX | XT4VQ3100TFF000XXX + SRFB3XT4FPX | XT4VQ3100UFF000XXX + SRFB3XT4FPX
SE | SELA24AT0100 | 11 | SRPE100A80 | 11 | 80 | 11 | 35kA | 5 | Loose MCCB (OEM) | 2 | Distribution Protection | 1 | 480Vac (Y/D) | 1 | 80% | 1 | 111152111 | XT1SU3080AFF000XXX | XT2SU3080BFF000XXX | XT2SU3100EFF000XXX | XT2SU3100FFF000XXX | XT2SU3100GFF000XXX | XT2SU3100PFF000XXX | XT2SU3100QFF000XXX | XT2SU3100TFF000XXX | XT2SU3100UFF000XXX
SE | SELA24AT0100 | 11 | SRPE100A80 | 11 | 80 | 11 | 35kA | 5 | Loose MCCB (OEM) | 2 | Distribution Protection | 1 | 600Vac (Y/D) | 2 | 80% | 1 | 111152121 | XT4LU3080AFF000XXX | XT4LU3080BFF000XXX | XT4LU3100EFF000XXX | XT4LU3100FFF000XXX | XT4LU3100GFF000XXX | XT4LU3100PFF000XXX | XT4LU3100QFF000XXX | XT4LU3100TFF000XXX | XT4LU3100UFF000XXX
SE | SELA24AT0100 | 11 | SRPE100A80 | 11 | 80 | 11 | 35kA | 5 | Loose MCCB (OEM) | 2 | Distribution Protection | 1 | 480Vac (Y/D) | 1 | 100% | 2 | 111152112 | XT1SQ3080AFF000XXX | XT2SQ3080BFF000XXX | XT2SQ3100EFF000XXX | XT2SQ3100FFF000XXX | XT2SQ3100GFF000XXX | XT2SQ3100PFF000XXX | XT2SQ3100QFF000XXX | XT2SQ3100TFF000XXX | XT2SQ3100UFF000XXX
SE | SELA24AT0100 | 11 | SRPE100A80 | 11 | 80 | 11 | 35kA | 5 | Loose MCCB (OEM) | 2 | Distribution Protection | 1 | 600Vac (Y/D) | 2 | 100% | 2 | 111152122 | XT4LQ3080AFF000XXX | XT4LQ3080BFF000XXX | XT4LQ3100EFF000XXX | XT4LQ3100FFF000XXX | XT4LQ3100GFF000XXX | XT4LQ3100PFF000XXX | XT4LQ3100QFF000XXX | XT4LQ3100TFF000XXX | XT4LQ3100UFF000XXX
SE | SELA24AT0100 | 11 | SRPE100A80 | 11 | 80 | 11 | 35kA | 5 | Panelboard MRO | 1 | Distribution Protection | 1 | 480Vac (Y/D) | 1 | 80% | 1 | 111151111 | XT1SU3080AFF000XXX + SRFB6XT1FPX | XT4SU3080BFF000XXX + SRFB6XT4FPX | XT4SU3100EFF000XXX + SRFB3XT4FPX | XT4SU3100FFF000XXX + SRFB3XT4FPX | XT4SU3100GFF000XXX + SRFB3XT4FPX | XT4SU3100PFF000XXX + SRFB3XT4FPX | XT4SU3100QFF000XXX + SRFB3XT4FPX | XT4SU3100TFF000XXX + SRFB3XT4FPX | XT4SU3100UFF000XXX + SRFB3XT4FPX
SE | SELA24AT0100 | 11 | SRPE100A80 | 11 | 80 | 11 | 35kA | 5 | Panelboard MRO | 1 | Distribution Protection | 1 | 600Vac (Y/D) | 2 | 80% | 1 | 111151121 | XT4LU3080AFF000XXX + SRFB6XT4FPX | XT4LU3080BFF000XXX + SRFB6XT4FPX | XT4LU3100EFF000XXX + SRFB3XT4FPX | XT4LU3100FFF000XXX + SRFB3XT4FPX | XT4LU3100GFF000XXX + SRFB3XT4FPX | XT4LU3100PFF000XXX + SRFB3XT4FPX | XT4LU3100QFF000XXX + SRFB3XT4FPX | XT4LU3100TFF000XXX + SRFB3XT4FPX | XT4LU3100UFF000XXX + SRFB3XT4FPX
SE | SELA24AT0100 | 11 | SRPE100A80 | 11 | 80 | 11 | 35kA | 5 | Panelboard MRO | 1 | Distribution Protection | 1 | 480Vac (Y/D) | 1 | 100% | 2 | 111151112 | XT1SQ3080AFF000XXX + SRFB6XT1FPX | XT4SQ3080BFF000XXX + SRFB6XT4FPX | XT4SQ3100EFF000XXX + SRFB3XT4FPX | XT4SQ3100FFF000XXX + SRFB3XT4FPX | XT4SQ3100GFF000XXX + SRFB3XT4FPX | XT4SQ3100PFF000XXX + SRFB3XT4FPX | XT4SQ3100QFF000XXX + SRFB3XT4FPX | XT4SQ3100TFF000XXX + SRFB3XT4FPX | XT4SQ3100UFF000XXX + SRFB3XT4FPX
SE | SELA24AT0100 | 11 | SRPE100A80 | 11 | 80 | 11 | 35kA | 5 | Panelboard MRO | 1 | Distribution Protection | 1 | 600Vac (Y/D) | 2 | 100% | 2 | 111151122 | XT4LQ3080AFF000XXX + SRFB6XT4FPX | XT4LQ3080BFF000XXX + SRFB6XT4FPX | XT4LQ3100EFF000XXX + SRFB3XT4FPX | XT4LQ3100FFF000XXX + SRFB3XT4FPX | XT4LQ3100GFF000XXX + SRFB3XT4FPX | XT4LQ3100PFF000XXX + SRFB3XT4FPX | XT4LQ3100QFF000XXX + SRFB3XT4FPX | XT4LQ3100TFF000XXX + SRFB3XT4FPX | XT4LQ3100UFF000XXX + SRFB3XT4FPX
SE | SELA24AT0100 | 11 | SRPE100A80 | 11 | 80 | 11 | 65kA | 7 | Loose MCCB (OEM) | 2 | Distribution Protection | 1 | 480Vac (Y/D) | 1 | 80% | 1 | 111172111 | XT1HU3080AFF000XXX | XT2HU3080BFF000XXX | XT2HU3100EFF000XXX | XT2HU3100FFF000XXX | XT2HU3100GFF000XXX | XT2HU3100PFF000XXX | XT2HU3100QFF000XXX | XT2HU3100TFF000XXX | XT2HU3100UFF000XXX
SE | SELA24AT0100 | 11 | SRPE100A80 | 11 | 80 | 11 | 65kA | 7 | Loose MCCB (OEM) | 2 | Distribution Protection | 1 | 600Vac (Y/D) | 2 | 80% | 1 | 111172121 | XT4VU3080AFF000XXX | XT4VU3080BFF000XXX | XT4VU3100EFF000XXX | XT4VU3100FFF000XXX | XT4VU3100GFF000XXX | XT4VU3100PFF000XXX | XT4VU3100QFF000XXX | XT4VU3100TFF000XXX | XT4VU3100UFF000XXX
SE | SELA24AT0100 | 11 | SRPE100A80 | 11 | 80 | 11 | 65kA | 7 | Loose MCCB (OEM) | 2 | Distribution Protection | 1 | 480Vac (Y/D) | 1 | 100% | 2 | 111172112 | XT1HQ3080AFF000XXX | XT2HQ3080BFF000XXX | XT2HQ3100EFF000XXX | XT2HQ3100FFF000XXX | XT2HQ3100GFF000XXX | XT2HQ3100PFF000XXX | XT2HQ3100QFF000XXX | XT2HQ3100TFF000XXX | XT2HQ3100UFF000XXX
SE | SELA24AT0100 | 11 | SRPE100A80 | 11 | 80 | 11 | 65kA | 7 | Loose MCCB (OEM) | 2 | Distribution Protection | 1 | 600Vac (Y/D) | 2 | 100% | 2 | 111172122 | XT4VQ3080AFF000XXX | XT4VQ3080BFF000XXX | XT4VQ3100EFF000XXX | XT4VQ3100FFF000XXX | XT4VQ3100GFF000XXX | XT4VQ3100PFF000XXX | XT4VQ3100QFF000XXX | XT4VQ3100TFF000XXX | XT4VQ3100UFF000XXX
SE | SELA24AT0100 | 11 | SRPE100A80 | 11 | 80 | 11 | 65kA | 7 | Panelboard MRO | 1 | Distribution Protection | 1 | 480Vac (Y/D) | 1 | 80% | 1 | 111171111 | XT1HU3080AFF000XXX + SRFB6XT1FPX | XT4HU3080BFF000XXX + SRFB6XT4FPX | XT4HU3100EFF000XXX + SRFB3XT4FPX | XT4HU3100FFF000XXX + SRFB3XT4FPX | XT4HU3100GFF000XXX + SRFB3XT4FPX | XT4HU3100PFF000XXX + SRFB3XT4FPX | XT4HU3100QFF000XXX + SRFB3XT4FPX | XT4HU3100TFF000XXX + SRFB3XT4FPX | XT4HU3100UFF000XXX + SRFB3XT4FPX
SE | SELA24AT0100 | 11 | SRPE100A80 | 11 | 80 | 11 | 65kA | 7 | Panelboard MRO | 1 | Distribution Protection | 1 | 600Vac (Y/D) | 2 | 80% | 1 | 111171121 | XT4VU3080AFF000XXX + SRFB6XT4FPX | XT4VU3080BFF000XXX + SRFB6XT4FPX | XT4VU3100EFF000XXX + SRFB3XT4FPX | XT4VU3100FFF000XXX + SRFB3XT4FPX | XT4VU3100GFF000XXX + SRFB3XT4FPX | XT4VU3100PFF000XXX + SRFB3XT4FPX | XT4VU3100QFF000XXX + SRFB3XT4FPX | XT4VU3100TFF000XXX + SRFB3XT4FPX | XT4VU3100UFF000XXX + SRFB3XT4FPX
SE | SELA24AT0100 | 11 | SRPE100A80 | 11 | 80 | 11 | 65kA | 7 | Panelboard MRO | 1 | Distribution Protection | 1 | 480Vac (Y/D) | 1 | 100% | 2 | 111171112 | XT1HQ3080AFF000XXX + SRFB6XT1FPX | XT4HQ3080BFF000XXX + SRFB6XT4FPX | XT4HQ3100EFF000XXX + SRFB3XT4FPX | XT4HQ3100FFF000XXX + SRFB3XT4FPX | XT4HQ3100GFF000XXX + SRFB3XT4FPX | XT4HQ3100PFF000XXX + SRFB3XT4FPX | XT4HQ3100QFF000XXX + SRFB3XT4FPX | XT4HQ3100TFF000XXX + SRFB3XT4FPX | XT4HQ3100UFF000XXX + SRFB3XT4FPX
SE | SELA24AT0100 | 11 | SRPE100A80 | 11 | 80 | 11 | 65kA | 7 | Panelboard MRO | 1 | Distribution Protection | 1 | 600Vac (Y/D) | 2 | 100% | 2 | 111171122 | XT4VQ3080AFF000XXX + SRFB6XT4FPX | XT4VQ3080BFF000XXX + SRFB6XT4FPX | XT4VQ3100EFF000XXX + SRFB3XT4FPX | XT4VQ3100FFF000XXX + SRFB3XT4FPX | XT4VQ3100GFF000XXX + SRFB3XT4FPX | XT4VQ3100PFF000XXX + SRFB3XT4FPX | XT4VQ3100QFF000XXX + SRFB3XT4FPX | XT4VQ3100TFF000XXX + SRFB3XT4FPX | XT4VQ3100UFF000XXX + SRFB3XT4FPX
SE | SELA24AT0100 | 11 | SRPE100A90 | 12 | 90 | 12 | 35kA | 5 | Loose MCCB (OEM) | 2 | Distribution Protection | 1 | 480Vac (Y/D) | 1 | 80% | 1 | 111252111 | XT1SU3090AFF000XXX | XT2SU3090BFF000XXX | XT2SU3100EFF000XXX | XT2SU3100FFF000XXX | XT2SU3100GFF000XXX | XT2SU3100PFF000XXX | XT2SU3100QFF000XXX | XT2SU3100TFF000XXX | XT2SU3100UFF000XXX
SE | SELA24AT0100 | 11 | SRPE100A90 | 12 | 90 | 12 | 35kA | 5 | Loose MCCB (OEM) | 2 | Distribution Protection | 1 | 600Vac (Y/D) | 2 | 80% | 1 | 111252121 | XT4LU3090AFF000XXX | XT4LU3080BFF000XXX | XT4LU3100EFF000XXX | XT4LU3100FFF000XXX | XT4LU3100GFF000XXX | XT4LU3100PFF000XXX | XT4LU3100QFF000XXX | XT4LU3100TFF000XXX | XT4LU3100UFF000XXX
SE | SELA24AT0100 | 11 | SRPE100A90 | 12 | 90 | 12 | 35kA | 5 | Loose MCCB (OEM) | 2 | Distribution Protection | 1 | 480Vac (Y/D) | 1 | 100% | 2 | 111252112 | XT1SQ3090AFF000XXX | XT2SQ3090BFF000XXX | XT2SQ3100EFF000XXX | XT2SQ3100FFF000XXX | XT2SQ3100GFF000XXX | XT2SQ3100PFF000XXX | XT2SQ3100QFF000XXX | XT2SQ3100TFF000XXX | XT2SQ3100UFF000XXX
SE | SELA24AT0100 | 11 | SRPE100A90 | 12 | 90 | 12 | 35kA | 5 | Loose MCCB (OEM) | 2 | Distribution Protection | 1 | 600Vac (Y/D) | 2 | 100% | 2 | 111252122 | XT4LQ3090AFF000XXX | XT4LQ3080BFF000XXX | XT4LQ3100EFF000XXX | XT4LQ3100FFF000XXX | XT4LQ3100GFF000XXX | XT4LQ3100PFF000XXX | XT4LQ3100QFF000XXX | XT4LQ3100TFF000XXX | XT4LQ3100UFF000XXX
SE | SELA24AT0100 | 11 | SRPE100A90 | 12 | 90 | 12 | 35kA | 5 | Panelboard MRO | 1 | Distribution Protection | 1 | 480Vac (Y/D) | 1 | 80% | 1 | 111251111 | XT1SU3090AFF000XXX + SRFB6XT1FPX | XT4SU3090BFF000XXX + SRFB6XT4FPX | XT4SU3100EFF000XXX + SRFB3XT4FPX | XT4SU3100FFF000XXX + SRFB3XT4FPX | XT4SU3100GFF000XXX + SRFB3XT4FPX | XT4SU3100PFF000XXX + SRFB3XT4FPX | XT4SU3100QFF000XXX + SRFB3XT4FPX | XT4SU3100TFF000XXX + SRFB3XT4FPX | XT4SU3100UFF000XXX + SRFB3XT4FPX
SE | SELA24AT0100 | 11 | SRPE100A90 | 12 | 90 | 12 | 35kA | 5 | Panelboard MRO | 1 | Distribution Protection | 1 | 600Vac (Y/D) | 2 | 80% | 1 | 111251121 | XT4LU3090AFF000XXX + SRFB6XT4FPX | XT4LU3090BFF000XXX + SRFB6XT4FPX | XT4LU3100EFF000XXX + SRFB3XT4FPX | XT4LU3100FFF000XXX + SRFB3XT4FPX | XT4LU3100GFF000XXX + SRFB3XT4FPX | XT4LU3100PFF000XXX + SRFB3XT4FPX | XT4LU3100QFF000XXX + SRFB3XT4FPX | XT4LU3100TFF000XXX + SRFB3XT4FPX | XT4LU3100UFF000XXX + SRFB3XT4FPX
SE | SELA24AT0100 | 11 | SRPE100A90 | 12 | 90 | 12 | 35kA | 5 | Panelboard MRO | 1 | Distribution Protection | 1 | 480Vac (Y/D) | 1 | 100% | 2 | 111251112 | XT1SQ3090AFF000XXX + SRFB6XT1FPX | XT4SQ3090BFF000XXX + SRFB6XT4FPX | XT4SQ3100EFF000XXX + SRFB3XT4FPX | XT4SQ3100FFF000XXX + SRFB3XT4FPX | XT4SQ3100GFF000XXX + SRFB3XT4FPX | XT4SQ3100PFF000XXX + SRFB3XT4FPX | XT4SQ3100QFF000XXX + SRFB3XT4FPX | XT4SQ3100TFF000XXX + SRFB3XT4FPX | XT4SQ3100UFF000XXX + SRFB3XT4FPX
SE | SELA24AT0100 | 11 | SRPE100A90 | 12 | 90 | 12 | 35kA | 5 | Panelboard MRO | 1 | Distribution Protection | 1 | 600Vac (Y/D) | 2 | 100% | 2 | 111251122 | XT4LQ3090AFF000XXX + SRFB6XT4FPX | XT4LQ3090BFF000XXX + SRFB6XT4FPX | XT4LQ3100EFF000XXX + SRFB3XT4FPX | XT4LQ3100FFF000XXX + SRFB3XT4FPX | XT4LQ3100GFF000XXX + SRFB3XT4FPX | XT4LQ3100PFF000XXX + SRFB3XT4FPX | XT4LQ3100QFF000XXX + SRFB3XT4FPX | XT4LQ3100TFF000XXX + SRFB3XT4FPX | XT4LQ3100UFF000XXX + SRFB3XT4FPX
SE | SELA24AT0100 | 11 | SRPE100A90 | 12 | 90 | 12 | 65kA | 7 | Loose MCCB (OEM) | 2 | Distribution Protection | 1 | 480Vac (Y/D) | 1 | 80% | 1 | 111272111 | XT1HU3090AFF000XXX | XT2HU3090BFF000XXX | XT2HU3100EFF000XXX | XT2HU3100FFF000XXX | XT2HU3100GFF000XXX | XT2HU3100PFF000XXX | XT2HU3100QFF000XXX | XT2HU3100TFF000XXX | XT2HU3100UFF000XXX
SE | SELA24AT0100 | 11 | SRPE100A90 | 12 | 90 | 12 | 65kA | 7 | Loose MCCB (OEM) | 2 | Distribution Protection | 1 | 600Vac (Y/D) | 2 | 80% | 1 | 111272121 | XT4VU3090AFF000XXX | XT4VU3080BFF000XXX | XT4VU3100EFF000XXX | XT4VU3100FFF000XXX | XT4VU3100GFF000XXX | XT4VU3100PFF000XXX | XT4VU3100QFF000XXX | XT4VU3100TFF000XXX | XT4VU3100UFF000XXX
SE | SELA24AT0100 | 11 | SRPE100A90 | 12 | 90 | 12 | 65kA | 7 | Loose MCCB (OEM) | 2 | Distribution Protection | 1 | 480Vac (Y/D) | 1 | 100% | 2 | 111272112 | XT1HQ3090AFF000XXX | XT2HQ3090BFF000XXX | XT2HQ3100EFF000XXX | XT2HQ3100FFF000XXX | XT2HQ3100GFF000XXX | XT2HQ3100PFF000XXX | XT2HQ3100QFF000XXX | XT2HQ3100TFF000XXX | XT2HQ3100UFF000XXX
SE | SELA24AT0100 | 11 | SRPE100A90 | 12 | 90 | 12 | 65kA | 7 | Loose MCCB (OEM) | 2 | Distribution Protection | 1 | 600Vac (Y/D) | 2 | 100% | 2 | 111272122 | XT4VQ3090AFF000XXX | XT4VQ3080BFF000XXX | XT4VQ3100EFF000XXX | XT4VQ3100FFF000XXX | XT4VQ3100GFF000XXX | XT4VQ3100PFF000XXX | XT4VQ3100QFF000XXX | XT4VQ3100TFF000XXX | XT4VQ3100UFF000XXX
SE | SELA24AT0100 | 11 | SRPE100A90 | 12 | 90 | 12 | 65kA | 7 | Panelboard MRO | 1 | Distribution Protection | 1 | 480Vac (Y/D) | 1 | 80% | 1 | 111271111 | XT1HU3090AFF000XXX + SRFB6XT1FPX | XT4HU3090BFF000XXX + SRFB6XT4FPX | XT4HU3100EFF000XXX + SRFB3XT4FPX | XT4HU3100FFF000XXX + SRFB3XT4FPX | XT4HU3100GFF000XXX + SRFB3XT4FPX | XT4HU3100PFF000XXX + SRFB3XT4FPX | XT4HU3100QFF000XXX + SRFB3XT4FPX | XT4HU3100TFF000XXX + SRFB3XT4FPX | XT4HU3100UFF000XXX + SRFB3XT4FPX
SE | SELA24AT0100 | 11 | SRPE100A90 | 12 | 90 | 12 | 65kA | 7 | Panelboard MRO | 1 | Distribution Protection | 1 | 600Vac (Y/D) | 2 | 80% | 1 | 111271121 | XT4VU3090AFF000XXX + SRFB6XT4FPX | XT4VU3090BFF000XXX + SRFB6XT4FPX | XT4VU3100EFF000XXX + SRFB3XT4FPX | XT4VU3100FFF000XXX + SRFB3XT4FPX | XT4VU3100GFF000XXX + SRFB3XT4FPX | XT4VU3100PFF000XXX + SRFB3XT4FPX | XT4VU3100QFF000XXX + SRFB3XT4FPX | XT4VU3100TFF000XXX + SRFB3XT4FPX | XT4VU3100UFF000XXX + SRFB3XT4FPX
SE | SELA24AT0100 | 11 | SRPE100A90 | 12 | 90 | 12 | 65kA | 7 | Panelboard MRO | 1 | Distribution Protection | 1 | 480Vac (Y/D) | 1 | 100% | 2 | 111271112 | XT1HQ3090AFF000XXX + SRFB6XT1FPX | XT4HQ3090BFF000XXX + SRFB6XT4FPX | XT4HQ3100EFF000XXX + SRFB3XT4FPX | XT4HQ3100FFF000XXX + SRFB3XT4FPX | XT4HQ3100GFF000XXX + SRFB3XT4FPX | XT4HQ3100PFF000XXX + SRFB3XT4FPX | XT4HQ3100QFF000XXX + SRFB3XT4FPX | XT4HQ3100TFF000XXX + SRFB3XT4FPX | XT4HQ3100UFF000XXX + SRFB3XT4FPX
SE | SELA24AT0100 | 11 | SRPE100A90 | 12 | 90 | 12 | 65kA | 7 | Panelboard MRO | 1 | Distribution Protection | 1 | 600Vac (Y/D) | 2 | 100% | 2 | 111271122 | XT4VQ3090AFF000XXX + SRFB6XT4FPX | XT4VQ3090BFF000XXX + SRFB6XT4FPX | XT4VQ3100EFF000XXX + SRFB3XT4FPX | XT4VQ3100FFF000XXX + SRFB3XT4FPX | XT4VQ3100GFF000XXX + SRFB3XT4FPX | XT4VQ3100PFF000XXX + SRFB3XT4FPX | XT4VQ3100QFF000XXX + SRFB3XT4FPX | XT4VQ3100TFF000XXX + SRFB3XT4FPX | XT4VQ3100UFF000XXX + SRFB3XT4FPX
SE | SELA24AT0100 | 11 | SRPE100A100 | 13 | 100 | 13 | 35kA | 5 | Loose MCCB (OEM) | 2 | Distribution Protection | 1 | 480Vac (Y/D) | 1 | 80% | 1 | 111352111 | XT1SU3100AFF000XXX | XT2SU3100BFF000XXX | XT2SU3100EFF000XXX | XT2SU3100FFF000XXX | XT2SU3100GFF000XXX | XT2SU3100PFF000XXX | XT2SU3100QFF000XXX | XT2SU3100TFF000XXX | XT2SU3100UFF000XXX
SE | SELA24AT0100 | 11 | SRPE100A100 | 13 | 100 | 13 | 35kA | 5 | Loose MCCB (OEM) | 2 | Distribution Protection | 1 | 600Vac (Y/D) | 2 | 80% | 1 | 111352121 | XT4LU3100AFF000XXX | XT4LU3080BFF000XXX | XT4LU3100EFF000XXX | XT4LU3100FFF000XXX | XT4LU3100GFF000XXX | XT4LU3100PFF000XXX | XT4LU3100QFF000XXX | XT4LU3100TFF000XXX | XT4LU3100UFF000XXX
SE | SELA24AT0100 | 11 | SRPE100A100 | 13 | 100 | 13 | 35kA | 5 | Loose MCCB (OEM) | 2 | Distribution Protection | 1 | 480Vac (Y/D) | 1 | 100% | 2 | 111352112 | XT1SQ3100AFF000XXX | XT2SQ3100BFF000XXX | XT2SQ3100EFF000XXX | XT2SQ3100FFF000XXX | XT2SQ3100GFF000XXX | XT2SQ3100PFF000XXX | XT2SQ3100QFF000XXX | XT2SQ3100TFF000XXX | XT2SQ3100UFF000XXX
SE | SELA24AT0100 | 11 | SRPE100A100 | 13 | 100 | 13 | 35kA | 5 | Loose MCCB (OEM) | 2 | Distribution Protection | 1 | 600Vac (Y/D) | 2 | 100% | 2 | 111352122 | XT4LQ3100AFF000XXX | XT4LQ3080BFF000XXX | XT4LQ3100EFF000XXX | XT4LQ3100FFF000XXX | XT4LQ3100GFF000XXX | XT4LQ3100PFF000XXX | XT4LQ3100QFF000XXX | XT4LQ3100TFF000XXX | XT4LQ3100UFF000XXX
SE | SELA24AT0100 | 11 | SRPE100A100 | 13 | 100 | 13 | 35kA | 5 | Panelboard MRO | 1 | Distribution Protection | 1 | 480Vac (Y/D) | 1 | 80% | 1 | 111351111 | XT1SU3100AFF000XXX + SRFB6XT1FPX | XT4SU3100BFF000XXX + SRFB6XT4FPX | XT4SU3100EFF000XXX + SRFB3XT4FPX | XT4SU3100FFF000XXX + SRFB3XT4FPX | XT4SU3100GFF000XXX + SRFB3XT4FPX | XT4SU3100PFF000XXX + SRFB3XT4FPX | XT4SU3100QFF000XXX + SRFB3XT4FPX | XT4SU3100TFF000XXX + SRFB3XT4FPX | XT4SU3100UFF000XXX + SRFB3XT4FPX
SE | SELA24AT0100 | 11 | SRPE100A100 | 13 | 100 | 13 | 35kA | 5 | Panelboard MRO | 1 | Distribution Protection | 1 | 600Vac (Y/D) | 2 | 80% | 1 | 111351121 | XT4LU3100AFF000XXX + SRFB6XT4FPX | XT4LU3100BFF000XXX + SRFB6XT4FPX | XT4LU3100EFF000XXX + SRFB3XT4FPX | XT4LU3100FFF000XXX + SRFB3XT4FPX | XT4LU3100GFF000XXX + SRFB3XT4FPX | XT4LU3100PFF000XXX + SRFB3XT4FPX | XT4LU3100QFF000XXX + SRFB3XT4FPX | XT4LU3100TFF000XXX + SRFB3XT4FPX | XT4LU3100UFF000XXX + SRFB3XT4FPX
SE | SELA24AT0100 | 11 | SRPE100A100 | 13 | 100 | 13 | 35kA | 5 | Panelboard MRO | 1 | Distribution Protection | 1 | 480Vac (Y/D) | 1 | 100% | 2 | 111351112 | XT1SQ3100AFF000XXX + SRFB6XT1FPX | XT4SQ3100BFF000XXX + SRFB6XT4FPX | XT4SQ3100EFF000XXX + SRFB3XT4FPX | XT4SQ3100FFF000XXX + SRFB3XT4FPX | XT4SQ3100GFF000XXX + SRFB3XT4FPX | XT4SQ3100PFF000XXX + SRFB3XT4FPX | XT4SQ3100QFF000XXX + SRFB3XT4FPX | XT4SQ3100TFF000XXX + SRFB3XT4FPX | XT4SQ3100UFF000XXX + SRFB3XT4FPX
SE | SELA24AT0100 | 11 | SRPE100A100 | 13 | 100 | 13 | 35kA | 5 | Panelboard MRO | 1 | Distribution Protection | 1 | 600Vac (Y/D) | 2 | 100% | 2 | 111351122 | XT4LQ3100AFF000XXX + SRFB6XT4FPX | XT4LQ3100BFF000XXX + SRFB6XT4FPX | XT4LQ3100EFF000XXX + SRFB3XT4FPX | XT4LQ3100FFF000XXX + SRFB3XT4FPX | XT4LQ3100GFF000XXX + SRFB3XT4FPX | XT4LQ3100PFF000XXX + SRFB3XT4FPX | XT4LQ3100QFF000XXX + SRFB3XT4FPX | XT4LQ3100TFF000XXX + SRFB3XT4FPX | XT4LQ3100UFF000XXX + SRFB3XT4FPX
SE | SELA24AT0100 | 11 | SRPE100A100 | 13 | 100 | 13 | 65kA | 7 | Loose MCCB (OEM) | 2 | Distribution Protection | 1 | 480Vac (Y/D) | 1 | 80% | 1 | 111372111 | XT1HU3100AFF000XXX | XT2HU3100BFF000XXX | XT2HU3100EFF000XXX | XT2HU3100FFF000XXX | XT2HU3100GFF000XXX | XT2HU3100PFF000XXX | XT2HU3100QFF000XXX | XT2HU3100TFF000XXX | XT2HU3100UFF000XXX
SE | SELA24AT0100 | 11 | SRPE100A100 | 13 | 100 | 13 | 65kA | 7 | Loose MCCB (OEM) | 2 | Distribution Protection | 1 | 600Vac (Y/D) | 2 | 80% | 1 | 111372121 | XT4VU3100AFF000XXX | XT4VU3080BFF000XXX | XT4VU3100EFF000XXX | XT4VU3100FFF000XXX | XT4VU3100GFF000XXX | XT4VU3100PFF000XXX | XT4VU3100QFF000XXX | XT4VU3100TFF000XXX | XT4VU3100UFF000XXX
SE | SELA24AT0100 | 11 | SRPE100A100 | 13 | 100 | 13 | 65kA | 7 | Loose MCCB (OEM) | 2 | Distribution Protection | 1 | 480Vac (Y/D) | 1 | 100% | 2 | 111372112 | XT1HQ3100AFF000XXX | XT2HQ3100BFF000XXX | XT2HQ3100EFF000XXX | XT2HQ3100FFF000XXX | XT2HQ3100GFF000XXX | XT2HQ3100PFF000XXX | XT2HQ3100QFF000XXX | XT2HQ3100TFF000XXX | XT2HQ3100UFF000XXX
SE | SELA24AT0100 | 11 | SRPE100A100 | 13 | 100 | 13 | 65kA | 7 | Loose MCCB (OEM) | 2 | Distribution Protection | 1 | 600Vac (Y/D) | 2 | 100% | 2 | 111372122 | XT4VQ3100AFF000XXX | XT4VQ3080BFF000XXX | XT4VQ3100EFF000XXX | XT4VQ3100FFF000XXX | XT4VQ3100GFF000XXX | XT4VQ3100PFF000XXX | XT4VQ3100QFF000XXX | XT4VQ3100TFF000XXX | XT4VQ3100UFF000XXX
SE | SELA24AT0100 | 11 | SRPE100A100 | 13 | 100 | 13 | 65kA | 7 | Panelboard MRO | 1 | Distribution Protection | 1 | 480Vac (Y/D) | 1 | 80% | 1 | 111371111 | XT1HU3100AFF000XXX + SRFB6XT1FPX | XT4HU3100BFF000XXX + SRFB6XT4FPX | XT4HU3100EFF000XXX + SRFB3XT4FPX | XT4HU3100FFF000XXX + SRFB3XT4FPX | XT4HU3100GFF000XXX + SRFB3XT4FPX | XT4HU3100PFF000XXX + SRFB3XT4FPX | XT4HU3100QFF000XXX + SRFB3XT4FPX | XT4HU3100TFF000XXX + SRFB3XT4FPX | XT4HU3100UFF000XXX + SRFB3XT4FPX
SE | SELA24AT0100 | 11 | SRPE100A100 | 13 | 100 | 13 | 65kA | 7 | Panelboard MRO | 1 | Distribution Protection | 1 | 600Vac (Y/D) | 2 | 80% | 1 | 111371121 | XT4VU3100AFF000XXX + SRFB6XT4FPX | XT4VU3100BFF000XXX + SRFB6XT4FPX | XT4VU3100EFF000XXX + SRFB3XT4FPX | XT4VU3100FFF000XXX + SRFB3XT4FPX | XT4VU3100GFF000XXX + SRFB3XT4FPX | XT4VU3100PFF000XXX + SRFB3XT4FPX | XT4VU3100QFF000XXX + SRFB3XT4FPX | XT4VU3100TFF000XXX + SRFB3XT4FPX | XT4VU3100UFF000XXX + SRFB3XT4FPX
SE | SELA24AT0100 | 11 | SRPE100A100 | 13 | 100 | 13 | 65kA | 7 | Panelboard MRO | 1 | Distribution Protection | 1 | 480Vac (Y/D) | 1 | 100% | 2 | 111371112 | XT1HQ3100AFF000XXX + SRFB6XT1FPX | XT4HQ3100BFF000XXX + SRFB6XT4FPX | XT4HQ3100EFF000XXX + SRFB3XT4FPX | XT4HQ3100FFF000XXX + SRFB3XT4FPX | XT4HQ3100GFF000XXX + SRFB3XT4FPX | XT4HQ3100PFF000XXX + SRFB3XT4FPX | XT4HQ3100QFF000XXX + SRFB3XT4FPX | XT4HQ3100TFF000XXX + SRFB3XT4FPX | XT4HQ3100UFF000XXX + SRFB3XT4FPX
SE | SELA24AT0100 | 11 | SRPE100A100 | 13 | 100 | 13 | 65kA | 7 | Panelboard MRO | 1 | Distribution Protection | 1 | 600Vac (Y/D) | 2 | 100% | 2 | 111371122 | XT4VQ3100AFF000XXX + SRFB6XT4FPX | XT4VQ3100BFF000XXX + SRFB6XT4FPX | XT4VQ3100EFF000XXX + SRFB3XT4FPX | XT4VQ3100FFF000XXX + SRFB3XT4FPX | XT4VQ3100GFF000XXX + SRFB3XT4FPX | XT4VQ3100PFF000XXX + SRFB3XT4FPX | XT4VQ3100QFF000XXX + SRFB3XT4FPX | XT4VQ3100TFF000XXX + SRFB3XT4FPX | XT4VQ3100UFF000XXX + SRFB3XT4FPX
SE | SELA24AT0150 | 12 | SRPE150A110 | 14 | 110 | 14 | 35kA | 5 | Loose MCCB (OEM) | 2 | Distribution Protection | 1 | 480Vac (Y/D) | 1 | 80% | 1 | 121452111 | XT1SU3110AFF000XXX | XT2SU3110BFF000XXX | XT2SU3125EFF000XXX | XT2SU3110FFF000XXX | XT2SU3125GFF000XXX | XT2SU3125PFF000XXX | XT2SU3125QFF000XXX | XT2SU3125TFF000XXX | XT2SU3110UFF000XXX
SE | SELA24AT0150 | 12 | SRPE150A110 | 14 | 110 | 14 | 35kA | 5 | Loose MCCB (OEM) | 2 | Distribution Protection | 1 | 600Vac (Y/D) | 2 | 80% | 1 | 121452121 | XT4LU3110AFF000XXX | XT4LU3110BFF000XXX | XT4LU3150EFF000XXX | XT4LU3150FFF000XXX | XT4LU3150GFF000XXX | XT4LU3150PFF000XXX | XT4LU3150QFF000XXX | XT4LU3150TFF000XXX | XT4LU3150UFF000XXX
SE | SELA24AT0150 | 12 | SRPE150A110 | 14 | 110 | 14 | 35kA | 5 | Loose MCCB (OEM) | 2 | Distribution Protection | 1 | 480Vac (Y/D) | 1 | 100% | 2 | 121452112 | XT4SQ3110AFF000XXX | XT4SQ3110BFF000XXX | XT4SQ3150EFF000XXX | XT4SQ3110FFF000XXX | XT4SQ3150GFF000XXX | XT4SQ3150PFF000XXX | XT4SQ3150QFF000XXX | XT4SQ3150TFF000XXX | XT4SQ3110UFF000XXX
SE | SELA24AT0150 | 12 | SRPE150A110 | 14 | 110 | 14 | 35kA | 5 | Loose MCCB (OEM) | 2 | Distribution Protection | 1 | 600Vac (Y/D) | 2 | 100% | 2 | 121452122 | XT4LQ3110AFF000XXX | XT4LQ3110BFF000XXX | XT4LQ3150EFF000XXX | XT4LQ3150FFF000XXX | XT4LQ3150GFF000XXX | XT4LQ3150PFF000XXX | XT4LQ3150QFF000XXX | XT4LQ3150TFF000XXX | XT4LQ3150UFF000XXX
SE | SELA24AT0150 | 12 | SRPE150A110 | 14 | 110 | 14 | 35kA | 5 | Panelboard MRO | 1 | Distribution Protection | 1 | 480Vac (Y/D) | 1 | 80% | 1 | 121451111 | XT1SU3110AFF000XXX + SRFB6XT1FPX | XT4SU3110BFF000XXX + SRFB6XT4FPX | XT4SU3150EFF000XXX + SRFB3XT4FPX | XT4SU3150FFF000XXX + SRFB3XT4FPX | XT4SU3150GFF000XXX + SRFB3XT4FPX | XT4SU3150PFF000XXX + SRFB3XT4FPX | XT4SU3150QFF000XXX + SRFB3XT4FPX | XT4SU3150TFF000XXX + SRFB3XT4FPX | XT4SU3150UFF000XXX + SRFB3XT4FPX
SE | SELA24AT0150 | 12 | SRPE150A110 | 14 | 110 | 14 | 35kA | 5 | Panelboard MRO | 1 | Distribution Protection | 1 | 600Vac (Y/D) | 2 | 80% | 1 | 121451121 | XT4LU3110AFF000XXX + SRFB6XT4FPX | XT4LU3110BFF000XXX + SRFB6XT4FPX | XT4LU3150EFF000XXX + SRFB3XT4FPX | XT4LU3150FFF000XXX + SRFB3XT4FPX | XT4LU3150GFF000XXX + SRFB3XT4FPX | XT4LU3150PFF000XXX + SRFB3XT4FPX | XT4LU3150QFF000XXX + SRFB3XT4FPX | XT4LU3150TFF000XXX + SRFB3XT4FPX | XT4LU3150UFF000XXX + SRFB3XT4FPX
SE | SELA24AT0150 | 12 | SRPE150A110 | 14 | 110 | 14 | 35kA | 5 | Panelboard MRO | 1 | Distribution Protection | 1 | 480Vac (Y/D) | 1 | 100% | 2 | 121451112 | XT4SQ3110AFF000XXX + SRFB6XT4FPX | XT4SQ3110BFF000XXX + SRFB6XT4FPX | XT4SQ3150EFF000XXX + SRFB3XT4FPX | XT4SQ3150FFF000XXX + SRFB3XT4FPX | XT4SQ3150GFF000XXX + SRFB3XT4FPX | XT4SQ3150PFF000XXX + SRFB3XT4FPX | XT4SQ3150QFF000XXX + SRFB3XT4FPX | XT4SQ3150TFF000XXX + SRFB3XT4FPX | XT4SQ3150UFF000XXX + SRFB3XT4FPX
SE | SELA24AT0150 | 12 | SRPE150A110 | 14 | 110 | 14 | 35kA | 5 | Panelboard MRO | 1 | Distribution Protection | 1 | 600Vac (Y/D) | 2 | 100% | 2 | 121451122 | XT4LQ3110AFF000XXX + SRFB6XT4FPX | XT4LQ3110BFF000XXX + SRFB6XT4FPX | XT4LQ3150EFF000XXX + SRFB3XT4FPX | XT4LQ3150FFF000XXX + SRFB3XT4FPX | XT4LQ3150GFF000XXX + SRFB3XT4FPX | XT4LQ3150PFF000XXX + SRFB3XT4FPX | XT4LQ3150QFF000XXX + SRFB3XT4FPX | XT4LQ3150TFF000XXX + SRFB3XT4FPX | XT4LQ3150UFF000XXX + SRFB3XT4FPX
SE | SELA24AT0150 | 12 | SRPE150A110 | 14 | 110 | 14 | 65kA | 7 | Loose MCCB (OEM) | 2 | Distribution Protection | 1 | 480Vac (Y/D) | 1 | 80% | 1 | 121472111 | XT1HU3110AFF000XXX | XT2HU3110BFF000XXX | XT2HU3125EFF000XXX | XT2HU3110FFF000XXX | XT2HU3125GFF000XXX | XT2HU3125PFF000XXX | XT2HU3125QFF000XXX | XT2HU3125TFF000XXX | XT2HU3110UFF000XXX
SE | SELA24AT0150 | 12 | SRPE150A110 | 14 | 110 | 14 | 65kA | 7 | Loose MCCB (OEM) | 2 | Distribution Protection | 1 | 600Vac (Y/D) | 2 | 80% | 1 | 121472121 | XT4VU3110AFF000XXX | XT4VU3110BFF000XXX | XT4VU3150EFF000XXX | XT4VU3150FFF000XXX | XT4VU3150GFF000XXX | XT4VU3150PFF000XXX | XT4VU3150QFF000XXX | XT4VU3150TFF000XXX | XT4VU3150UFF000XXX
SE | SELA24AT0150 | 12 | SRPE150A110 | 14 | 110 | 14 | 65kA | 7 | Loose MCCB (OEM) | 2 | Distribution Protection | 1 | 480Vac (Y/D) | 1 | 100% | 2 | 121472112 | XT4HQ3110AFF000XXX | XT4HQ3110BFF000XXX | XT4HQ3150EFF000XXX | XT4HQ3110FFF000XXX | XT4HQ3150GFF000XXX | XT4HQ3150PFF000XXX | XT4HQ3150QFF000XXX | XT4HQ3150TFF000XXX | XT4HQ3110UFF000XXX
SE | SELA24AT0150 | 12 | SRPE150A110 | 14 | 110 | 14 | 65kA | 7 | Loose MCCB (OEM) | 2 | Distribution Protection | 1 | 600Vac (Y/D) | 2 | 100% | 2 | 121472122 | XT4VQ3110AFF000XXX | XT4VQ3110BFF000XXX | XT4VQ3150EFF000XXX | XT4VQ3150FFF000XXX | XT4VQ3150GFF000XXX | XT4VQ3150PFF000XXX | XT4VQ3150QFF000XXX | XT4VQ3150TFF000XXX | XT4VQ3150UFF000XXX
SE | SELA24AT0150 | 12 | SRPE150A110 | 14 | 110 | 14 | 65kA | 7 | Panelboard MRO | 1 | Distribution Protection | 1 | 480Vac (Y/D) | 1 | 80% | 1 | 121471111 | XT1HU3110AFF000XXX + SRFB6XT1FPX | XT4HU3110BFF000XXX + SRFB6XT4FPX | XT4HU3150EFF000XXX + SRFB3XT4FPX | XT4HU3150FFF000XXX + SRFB3XT4FPX | XT4HU3150GFF000XXX + SRFB3XT4FPX | XT4HU3150PFF000XXX + SRFB3XT4FPX | XT4HU3150QFF000XXX + SRFB3XT4FPX | XT4HU3150TFF000XXX + SRFB3XT4FPX | XT4HU3150UFF000XXX + SRFB3XT4FPX
SE | SELA24AT0150 | 12 | SRPE150A110 | 14 | 110 | 14 | 65kA | 7 | Panelboard MRO | 1 | Distribution Protection | 1 | 600Vac (Y/D) | 2 | 80% | 1 | 121471121 | XT4VU3110AFF000XXX + SRFB6XT4FPX | XT4VU3110BFF000XXX + SRFB6XT4FPX | XT4VU3150EFF000XXX + SRFB3XT4FPX | XT4VU3150FFF000XXX + SRFB3XT4FPX | XT4VU3150GFF000XXX + SRFB3XT4FPX | XT4VU3150PFF000XXX + SRFB3XT4FPX | XT4VU3150QFF000XXX + SRFB3XT4FPX | XT4VU3150TFF000XXX + SRFB3XT4FPX | XT4VU3150UFF000XXX + SRFB3XT4FPX
SE | SELA24AT0150 | 12 | SRPE150A110 | 14 | 110 | 14 | 65kA | 7 | Panelboard MRO | 1 | Distribution Protection | 1 | 480Vac (Y/D) | 1 | 100% | 2 | 121471112 | XT4HQ3110AFF000XXX + SRFB6XT4FPX | XT4HQ3110BFF000XXX + SRFB6XT4FPX | XT4HQ3150EFF000XXX + SRFB3XT4FPX | XT4HQ3150FFF000XXX + SRFB3XT4FPX | XT4HQ3150GFF000XXX + SRFB3XT4FPX | XT4HQ3150PFF000XXX + SRFB3XT4FPX | XT4HQ3150QFF000XXX + SRFB3XT4FPX | XT4HQ3150TFF000XXX + SRFB3XT4FPX | XT4HQ3150UFF000XXX + SRFB3XT4FPX
SE | SELA24AT0150 | 12 | SRPE150A110 | 14 | 110 | 14 | 65kA | 7 | Panelboard MRO | 1 | Distribution Protection | 1 | 600Vac (Y/D) | 2 | 100% | 2 | 121471122 | XT4VQ3110AFF000XXX + SRFB6XT4FPX | XT4VQ3110BFF000XXX + SRFB6XT4FPX | XT4VQ3150EFF000XXX + SRFB3XT4FPX | XT4VQ3150FFF000XXX + SRFB3XT4FPX | XT4VQ3150GFF000XXX + SRFB3XT4FPX | XT4VQ3150PFF000XXX + SRFB3XT4FPX | XT4VQ3150QFF000XXX + SRFB3XT4FPX | XT4VQ3150TFF000XXX + SRFB3XT4FPX | XT4VQ3150UFF000XXX + SRFB3XT4FPX
SE | SELA24AT0150 | 12 | SRPE150A125 | 15 | 125 | 15 | 35kA | 5 | Loose MCCB (OEM) | 2 | Distribution Protection | 1 | 480Vac (Y/D) | 1 | 100% | 2 | 121552112 | XT4SQ3125AFF000XXX | XT4SQ3125BFF000XXX | XT4SQ3150EFF000XXX | XT4SQ3150FFF000XXX | XT4SQ3150GFF000XXX | XT4SQ3150PFF000XXX | XT4SQ3150QFF000XXX | XT4SQ3150TFF000XXX | XT4SQ3150UFF000XXX
SE | SELA24AT0150 | 12 | SRPE150A125 | 15 | 125 | 15 | 35kA | 5 | Loose MCCB (OEM) | 2 | Distribution Protection | 1 | 480Vac (Y/D) | 1 | 80% | 1 | 121552111 | XT1SU3125AFF000XXX | XT2SU3125BFF000XXX | XT2SU3125EFF000XXX | XT2SU3125FFF000XXX | XT2SU3125GFF000XXX | XT2SU3125PFF000XXX | XT2SU3125QFF000XXX | XT2SU3125TFF000XXX | XT2SU3125UFF000XXX
SE | SELA24AT0150 | 12 | SRPE150A125 | 15 | 125 | 15 | 35kA | 5 | Loose MCCB (OEM) | 2 | Distribution Protection | 1 | 600Vac (Y/D) | 2 | 80% | 1 | 121552121 | XT4LU3125AFF000XXX | XT4LU3125BFF000XXX | XT4LU3150EFF000XXX | XT4LU3150FFF000XXX | XT4LU3150GFF000XXX | XT4LU3150PFF000XXX | XT4LU3150QFF000XXX | XT4LU3150TFF000XXX | XT4LU3150UFF000XXX
SE | SELA24AT0150 | 12 | SRPE150A125 | 15 | 125 | 15 | 35kA | 5 | Loose MCCB (OEM) | 2 | Distribution Protection | 1 | 600Vac (Y/D) | 2 | 100% | 2 | 121552122 | XT4LQ3125AFF000XXX | XT4LQ3125BFF000XXX | XT4LQ3150EFF000XXX | XT4LQ3150FFF000XXX | XT4LQ3150GFF000XXX | XT4LQ3150PFF000XXX | XT4LQ3150QFF000XXX | XT4LQ3150TFF000XXX | XT4LQ3150UFF000XXX
SE | SELA24AT0150 | 12 | SRPE150A125 | 15 | 125 | 15 | 35kA | 5 | Panelboard MRO | 1 | Distribution Protection | 1 | 480Vac (Y/D) | 1 | 80% | 1 | 121551111 | XT1SU3125AFF000XXX + SRFB6XT1FPX | XT4SU3125BFF000XXX + SRFB6XT4FPX | XT4SU3150EFF000XXX + SRFB3XT4FPX | XT4SU3150FFF000XXX + SRFB3XT4FPX | XT4SU3150GFF000XXX + SRFB3XT4FPX | XT4SU3150PFF000XXX + SRFB3XT4FPX | XT4SU3150QFF000XXX + SRFB3XT4FPX | XT4SU3150TFF000XXX + SRFB3XT4FPX | XT4SU3150UFF000XXX + SRFB3XT4FPX
SE | SELA24AT0150 | 12 | SRPE150A125 | 15 | 125 | 15 | 35kA | 5 | Panelboard MRO | 1 | Distribution Protection | 1 | 600Vac (Y/D) | 2 | 80% | 1 | 121551121 | XT4LU3125AFF000XXX + SRFB6XT4FPX | XT4LU3125BFF000XXX + SRFB6XT4FPX | XT4LU3150EFF000XXX + SRFB3XT4FPX | XT4LU3150FFF000XXX + SRFB3XT4FPX | XT4LU3150GFF000XXX + SRFB3XT4FPX | XT4LU3150PFF000XXX + SRFB3XT4FPX | XT4LU3150QFF000XXX + SRFB3XT4FPX | XT4LU3150TFF000XXX + SRFB3XT4FPX | XT4LU3150UFF000XXX + SRFB3XT4FPX
SE | SELA24AT0150 | 12 | SRPE150A125 | 15 | 125 | 15 | 35kA | 5 | Panelboard MRO | 1 | Distribution Protection | 1 | 480Vac (Y/D) | 1 | 100% | 2 | 121551112 | XT4SQ3125AFF000XXX + SRFB6XT4FPX | XT4SQ3125BFF000XXX + SRFB6XT4FPX | XT4SQ3150EFF000XXX + SRFB3XT4FPX | XT4SQ3150FFF000XXX + SRFB3XT4FPX | XT4SQ3150GFF000XXX + SRFB3XT4FPX | XT4SQ3150PFF000XXX + SRFB3XT4FPX | XT4SQ3150QFF000XXX + SRFB3XT4FPX | XT4SQ3150TFF000XXX + SRFB3XT4FPX | XT4SQ3150UFF000XXX + SRFB3XT4FPX
SE | SELA24AT0150 | 12 | SRPE150A125 | 15 | 125 | 15 | 35kA | 5 | Panelboard MRO | 1 | Distribution Protection | 1 | 600Vac (Y/D) | 2 | 100% | 2 | 121551122 | XT4LQ3125AFF000XXX + SRFB6XT4FPX | XT4LQ3125BFF000XXX + SRFB6XT4FPX | XT4LQ3150EFF000XXX + SRFB3XT4FPX | XT4LQ3150FFF000XXX + SRFB3XT4FPX | XT4LQ3150GFF000XXX + SRFB3XT4FPX | XT4LQ3150PFF000XXX + SRFB3XT4FPX | XT4LQ3150QFF000XXX + SRFB3XT4FPX | XT4LQ3150TFF000XXX + SRFB3XT4FPX | XT4LQ3150UFF000XXX + SRFB3XT4FPX
SE | SELA24AT0150 | 12 | SRPE150A125 | 15 | 125 | 15 | 65kA | 7 | Loose MCCB (OEM) | 2 | Distribution Protection | 1 | 480Vac (Y/D) | 1 | 100% | 2 | 121572112 | XT4HQ3125AFF000XXX | XT4HQ3125BFF000XXX | XT4HQ3150EFF000XXX | XT4HQ3150FFF000XXX | XT4HQ3150GFF000XXX | XT4HQ3150PFF000XXX | XT4HQ3150QFF000XXX | XT4HQ3150TFF000XXX | XT4HQ3150UFF000XXX
SE | SELA24AT0150 | 12 | SRPE150A125 | 15 | 125 | 15 | 65kA | 7 | Loose MCCB (OEM) | 2 | Distribution Protection | 1 | 480Vac (Y/D) | 1 | 80% | 1 | 121572111 | XT1HU3125AFF000XXX | XT2HU3125BFF000XXX | XT2HU3125EFF000XXX | XT2HU3125FFF000XXX | XT2HU3125GFF000XXX | XT2HU3125PFF000XXX | XT2HU3125QFF000XXX | XT2HU3125TFF000XXX | XT2HU3125UFF000XXX
SE | SELA24AT0150 | 12 | SRPE150A125 | 15 | 125 | 15 | 65kA | 7 | Loose MCCB (OEM) | 2 | Distribution Protection | 1 | 600Vac (Y/D) | 2 | 80% | 1 | 121572121 | XT4VU3125AFF000XXX | XT4VU3125BFF000XXX | XT4VU3150EFF000XXX | XT4VU3150FFF000XXX | XT4VU3150GFF000XXX | XT4VU3150PFF000XXX | XT4VU3150QFF000XXX | XT4VU3150TFF000XXX | XT4VU3150UFF000XXX
SE | SELA24AT0150 | 12 | SRPE150A125 | 15 | 125 | 15 | 65kA | 7 | Loose MCCB (OEM) | 2 | Distribution Protection | 1 | 600Vac (Y/D) | 2 | 100% | 2 | 121572122 | XT4VQ3125AFF000XXX | XT4VQ3125BFF000XXX | XT4VQ3150EFF000XXX | XT4VQ3150FFF000XXX | XT4VQ3150GFF000XXX | XT4VQ3150PFF000XXX | XT4VQ3150QFF000XXX | XT4VQ3150TFF000XXX | XT4VQ3150UFF000XXX
SE | SELA24AT0150 | 12 | SRPE150A125 | 15 | 125 | 15 | 65kA | 7 | Panelboard MRO | 1 | Distribution Protection | 1 | 480Vac (Y/D) | 1 | 80% | 1 | 121571111 | XT1HU3125AFF000XXX + SRFB6XT1FPX | XT4HU3125BFF000XXX + SRFB6XT4FPX | XT4HU3150EFF000XXX + SRFB3XT4FPX | XT4HU3150FFF000XXX + SRFB3XT4FPX | XT4HU3150GFF000XXX + SRFB3XT4FPX | XT4HU3150PFF000XXX + SRFB3XT4FPX | XT4HU3150QFF000XXX + SRFB3XT4FPX | XT4HU3150TFF000XXX + SRFB3XT4FPX | XT4HU3150UFF000XXX + SRFB3XT4FPX
SE | SELA24AT0150 | 12 | SRPE150A125 | 15 | 125 | 15 | 65kA | 7 | Panelboard MRO | 1 | Distribution Protection | 1 | 600Vac (Y/D) | 2 | 80% | 1 | 121571121 | XT4VU3125AFF000XXX + SRFB6XT4FPX | XT4VU3125BFF000XXX + SRFB6XT4FPX | XT4VU3150EFF000XXX + SRFB3XT4FPX | XT4VU3150FFF000XXX + SRFB3XT4FPX | XT4VU3150GFF000XXX + SRFB3XT4FPX | XT4VU3150PFF000XXX + SRFB3XT4FPX | XT4VU3150QFF000XXX + SRFB3XT4FPX | XT4VU3150TFF000XXX + SRFB3XT4FPX | XT4VU3150UFF000XXX + SRFB3XT4FPX
SE | SELA24AT0150 | 12 | SRPE150A125 | 15 | 125 | 15 | 65kA | 7 | Panelboard MRO | 1 | Distribution Protection | 1 | 480Vac (Y/D) | 1 | 100% | 2 | 121571112 | XT4HQ3125AFF000XXX + SRFB6XT4FPX | XT4HQ3125BFF000XXX + SRFB6XT4FPX | XT4HQ3150EFF000XXX + SRFB3XT4FPX | XT4HQ3150FFF000XXX + SRFB3XT4FPX | XT4HQ3150GFF000XXX + SRFB3XT4FPX | XT4HQ3150PFF000XXX + SRFB3XT4FPX | XT4HQ3150QFF000XXX + SRFB3XT4FPX | XT4HQ3150TFF000XXX + SRFB3XT4FPX | XT4HQ3150UFF000XXX + SRFB3XT4FPX
SE | SELA24AT0150 | 12 | SRPE150A125 | 15 | 125 | 15 | 65kA | 7 | Panelboard MRO | 1 | Distribution Protection | 1 | 600Vac (Y/D) | 2 | 100% | 2 | 121571122 | XT4VQ3125AFF000XXX + SRFB6XT4FPX | XT4VQ3125BFF000XXX + SRFB6XT4FPX | XT4VQ3150EFF000XXX + SRFB3XT4FPX | XT4VQ3150FFF000XXX + SRFB3XT4FPX | XT4VQ3150GFF000XXX + SRFB3XT4FPX | XT4VQ3150PFF000XXX + SRFB3XT4FPX | XT4VQ3150QFF000XXX + SRFB3XT4FPX | XT4VQ3150TFF000XXX + SRFB3XT4FPX | XT4VQ3150UFF000XXX + SRFB3XT4FPX
SE | SELA24AT0150 | 12 | SRPE150A150 | 16 | 150 | 16 | 35kA | 5 | Loose MCCB (OEM) | 2 | Distribution Protection | 1 | 480Vac (Y/D) | 1 | 80% | 1 | 121652111 | XT4SU3150AFF000XXX | XT4SU3150BFF000XXX | XT4SU3150EFF000XXX | XT4SU3150FFF000XXX | XT4SU3150GFF000XXX | XT4SU3150PFF000XXX | XT4SU3150QFF000XXX | XT4SU3150TFF000XXX | XT4SU3150UFF000XXX
SE | SELA24AT0150 | 12 | SRPE150A150 | 16 | 150 | 16 | 35kA | 5 | Loose MCCB (OEM) | 2 | Distribution Protection | 1 | 600Vac (Y/D) | 2 | 80% | 1 | 121652121 | XT4LU3150AFF000XXX | XT4LU3150BFF000XXX | XT4LU3150EFF000XXX | XT4LU3150FFF000XXX | XT4LU3150GFF000XXX | XT4LU3150PFF000XXX | XT4LU3150QFF000XXX | XT4LU3150TFF000XXX | XT4LU3150UFF000XXX
SE | SELA24AT0150 | 12 | SRPE150A150 | 16 | 150 | 16 | 35kA | 5 | Loose MCCB (OEM) | 2 | Distribution Protection | 1 | 480Vac (Y/D) | 1 | 100% | 2 | 121652112 | XT4SQ3150AFF000XXX | XT4SQ3150BFF000XXX | XT4SQ3150EFF000XXX | XT4SQ3150FFF000XXX | XT4SQ3150GFF000XXX | XT4SQ3150PFF000XXX | XT4SQ3150QFF000XXX | XT4SQ3150TFF000XXX | XT4SQ3150UFF000XXX
SE | SELA24AT0150 | 12 | SRPE150A150 | 16 | 150 | 16 | 35kA | 5 | Loose MCCB (OEM) | 2 | Distribution Protection | 1 | 600Vac (Y/D) | 2 | 100% | 2 | 121652122 | XT4LQ3150AFF000XXX | XT4LQ3150BFF000XXX | XT4LQ3150EFF000XXX | XT4LQ3150FFF000XXX | XT4LQ3150GFF000XXX | XT4LQ3150PFF000XXX | XT4LQ3150QFF000XXX | XT4LQ3150TFF000XXX | XT4LQ3150UFF000XXX
SE | SELA24AT0150 | 12 | SRPE150A150 | 16 | 150 | 16 | 35kA | 5 | Panelboard MRO | 1 | Distribution Protection | 1 | 480Vac (Y/D) | 1 | 80% | 1 | 121651111 | XT4SU3150AFF000XXX + SRFB6XT4FPX | XT4SU3150BFF000XXX + SRFB6XT4FPX | XT4SU3150EFF000XXX + SRFB3XT4FPX | XT4SU3150FFF000XXX + SRFB3XT4FPX | XT4SU3150GFF000XXX + SRFB3XT4FPX | XT4SU3150PFF000XXX + SRFB3XT4FPX | XT4SU3150QFF000XXX + SRFB3XT4FPX | XT4SU3150TFF000XXX + SRFB3XT4FPX | XT4SU3150UFF000XXX + SRFB3XT4FPX
SE | SELA24AT0150 | 12 | SRPE150A150 | 16 | 150 | 16 | 35kA | 5 | Panelboard MRO | 1 | Distribution Protection | 1 | 600Vac (Y/D) | 2 | 80% | 1 | 121651121 | XT4LU3150AFF000XXX + SRFB6XT4FPX | XT4LU3150BFF000XXX + SRFB6XT4FPX | XT4LU3150EFF000XXX + SRFB3XT4FPX | XT4LU3150FFF000XXX + SRFB3XT4FPX | XT4LU3150GFF000XXX + SRFB3XT4FPX | XT4LU3150PFF000XXX + SRFB3XT4FPX | XT4LU3150QFF000XXX + SRFB3XT4FPX | XT4LU3150TFF000XXX + SRFB3XT4FPX | XT4LU3150UFF000XXX + SRFB3XT4FPX
SE | SELA24AT0150 | 12 | SRPE150A150 | 16 | 150 | 16 | 35kA | 5 | Panelboard MRO | 1 | Distribution Protection | 1 | 480Vac (Y/D) | 1 | 100% | 2 | 121651112 | XT4SQ3150AFF000XXX + SRFB6XT4FPX | XT4SQ3150BFF000XXX + SRFB6XT4FPX | XT4SQ3150EFF000XXX + SRFB3XT4FPX | XT4SQ3150FFF000XXX + SRFB3XT4FPX | XT4SQ3150GFF000XXX + SRFB3XT4FPX | XT4SQ3150PFF000XXX + SRFB3XT4FPX | XT4SQ3150QFF000XXX + SRFB3XT4FPX | XT4SQ3150TFF000XXX + SRFB3XT4FPX | XT4SQ3150UFF000XXX + SRFB3XT4FPX
SE | SELA24AT0150 | 12 | SRPE150A150 | 16 | 150 | 16 | 35kA | 5 | Panelboard MRO | 1 | Distribution Protection | 1 | 600Vac (Y/D) | 2 | 100% | 2 | 121651122 | XT4LQ3150AFF000XXX + SRFB6XT4FPX | XT4LQ3150BFF000XXX + SRFB6XT4FPX | XT4LQ3150EFF000XXX + SRFB3XT4FPX | XT4LQ3150FFF000XXX + SRFB3XT4FPX | XT4LQ3150GFF000XXX + SRFB3XT4FPX | XT4LQ3150PFF000XXX + SRFB3XT4FPX | XT4LQ3150QFF000XXX + SRFB3XT4FPX | XT4LQ3150TFF000XXX + SRFB3XT4FPX | XT4LQ3150UFF000XXX + SRFB3XT4FPX
SE | SELA24AT0150 | 12 | SRPE150A150 | 16 | 150 | 16 | 65kA | 7 | Loose MCCB (OEM) | 2 | Distribution Protection | 1 | 480Vac (Y/D) | 1 | 80% | 1 | 121672111 | XT4HU3150AFF000XXX | XT4HU3150BFF000XXX | XT4HU3150EFF000XXX | XT4HU3150FFF000XXX | XT4HU3150GFF000XXX | XT4HU3150PFF000XXX | XT4HU3150QFF000XXX | XT4HU3150TFF000XXX | XT4HU3150UFF000XXX
SE | SELA24AT0150 | 12 | SRPE150A150 | 16 | 150 | 16 | 65kA | 7 | Loose MCCB (OEM) | 2 | Distribution Protection | 1 | 600Vac (Y/D) | 2 | 80% | 1 | 121672121 | XT4VU3150AFF000XXX | XT4VU3150BFF000XXX | XT4VU3150EFF000XXX | XT4VU3150FFF000XXX | XT4VU3150GFF000XXX | XT4VU3150PFF000XXX | XT4VU3150QFF000XXX | XT4VU3150TFF000XXX | XT4VU3150UFF000XXX
SE | SELA24AT0150 | 12 | SRPE150A150 | 16 | 150 | 16 | 65kA | 7 | Loose MCCB (OEM) | 2 | Distribution Protection | 1 | 480Vac (Y/D) | 1 | 100% | 2 | 121672112 | XT4HQ3150AFF000XXX | XT4HQ3150BFF000XXX | XT4HQ3150EFF000XXX | XT4HQ3150FFF000XXX | XT4HQ3150GFF000XXX | XT4HQ3150PFF000XXX | XT4HQ3150QFF000XXX | XT4HQ3150TFF000XXX | XT4HQ3150UFF000XXX
SE | SELA24AT0150 | 12 | SRPE150A150 | 16 | 150 | 16 | 65kA | 7 | Loose MCCB (OEM) | 2 | Distribution Protection | 1 | 600Vac (Y/D) | 2 | 100% | 2 | 121672122 | XT4VQ3150AFF000XXX | XT4VQ3150BFF000XXX | XT4VQ3150EFF000XXX | XT4VQ3150FFF000XXX | XT4VQ3150GFF000XXX | XT4VQ3150PFF000XXX | XT4VQ3150QFF000XXX | XT4VQ3150TFF000XXX | XT4VQ3150UFF000XXX
SE | SELA24AT0150 | 12 | SRPE150A150 | 16 | 150 | 16 | 65kA | 7 | Panelboard MRO | 1 | Distribution Protection | 1 | 480Vac (Y/D) | 1 | 80% | 1 | 121671111 | XT4HU3150AFF000XXX + SRFB6XT4FPX | XT4HU3150BFF000XXX + SRFB6XT4FPX | XT4HU3150EFF000XXX + SRFB3XT4FPX | XT4HU3150FFF000XXX + SRFB3XT4FPX | XT4HU3150GFF000XXX + SRFB3XT4FPX | XT4HU3150PFF000XXX + SRFB3XT4FPX | XT4HU3150QFF000XXX + SRFB3XT4FPX | XT4HU3150TFF000XXX + SRFB3XT4FPX | XT4HU3150UFF000XXX + SRFB3XT4FPX
SE | SELA24AT0150 | 12 | SRPE150A150 | 16 | 150 | 16 | 65kA | 7 | Panelboard MRO | 1 | Distribution Protection | 1 | 600Vac (Y/D) | 2 | 80% | 1 | 121671121 | XT4VU3150AFF000XXX + SRFB6XT4FPX | XT4VU3150BFF000XXX + SRFB6XT4FPX | XT4VU3150EFF000XXX + SRFB3XT4FPX | XT4VU3150FFF000XXX + SRFB3XT4FPX | XT4VU3150GFF000XXX + SRFB3XT4FPX | XT4VU3150PFF000XXX + SRFB3XT4FPX | XT4VU3150QFF000XXX + SRFB3XT4FPX | XT4VU3150TFF000XXX + SRFB3XT4FPX | XT4VU3150UFF000XXX + SRFB3XT4FPX
SE | SELA24AT0150 | 12 | SRPE150A150 | 16 | 150 | 16 | 65kA | 7 | Panelboard MRO | 1 | Distribution Protection | 1 | 480Vac (Y/D) | 1 | 100% | 2 | 121671112 | XT4HQ3150AFF000XXX + SRFB6XT4FPX | XT4HQ3150BFF000XXX + SRFB6XT4FPX | XT4HQ3150EFF000XXX + SRFB3XT4FPX | XT4HQ3150FFF000XXX + SRFB3XT4FPX | XT4HQ3150GFF000XXX + SRFB3XT4FPX | XT4HQ3150PFF000XXX + SRFB3XT4FPX | XT4HQ3150QFF000XXX + SRFB3XT4FPX | XT4HQ3150TFF000XXX + SRFB3XT4FPX | XT4HQ3150UFF000XXX + SRFB3XT4FPX
SE | SELA24AT0150 | 12 | SRPE150A150 | 16 | 150 | 16 | 65kA | 7 | Panelboard MRO | 1 | Distribution Protection | 1 | 600Vac (Y/D) | 2 | 100% | 2 | 121671122 | XT4VQ3150AFF000XXX + SRFB6XT4FPX | XT4VQ3150BFF000XXX + SRFB6XT4FPX | XT4VQ3150EFF000XXX + SRFB3XT4FPX | XT4VQ3150FFF000XXX + SRFB3XT4FPX | XT4VQ3150GFF000XXX + SRFB3XT4FPX | XT4VQ3150PFF000XXX + SRFB3XT4FPX | XT4VQ3150QFF000XXX + SRFB3XT4FPX | XT4VQ3150TFF000XXX + SRFB3XT4FPX | XT4VQ3150UFF000XXX + SRFB3XT4FPX
SE | SEPA24AT0030 | 13 | SRPE30A15 | 1 | 15 | 1 | 100kA | 8 | Loose MCCB (OEM) | 2 | Distribution Protection | 1 | 480Vac (Y/D) | 1 | 80% | 1 | 13182111 | XT2LU3015AFF000XXX | No Equivalent Cross Available Based on Selections | XT2LU3025EFF000XXX | XT2LU3025FFF000XXX | XT2LU3025GFF000XXX | XT2LU3040PFF000XXX | XT2LU3040QFF000XXX | XT2LU3040TFF000XXX | XT2LU3040UFF000XXX
SE | SEPA24AT0030 | 13 | SRPE30A15 | 1 | 15 | 1 | 100kA | 8 | Loose MCCB (OEM) | 2 | Distribution Protection | 1 | 600Vac (Y/D) | 2 | 80% | 1 | 13182121 | XT4XU3025AFF000XXX | No Equivalent Cross Available Based on Selections | XT4XU3040EFF000XXX | XT4XU3040FFF000XXX | XT4XU3040GFF000XXX | XT4XU3100PFF000XXX | XT4XU3100QFF000XXX | XT4XU3100TFF000XXX | XT4XU3100UFF000XXX
SE | SEPA24AT0030 | 13 | SRPE30A15 | 1 | 15 | 1 | 100kA | 8 | Loose MCCB (OEM) | 2 | Distribution Protection | 1 | 480Vac (Y/D) | 1 | 100% | 2 | 13182112 | XT2LQ3015AFF000XXX | No Equivalent Cross Available Based on Selections | XT2LQ3025EFF000XXX | XT2LQ3025FFF000XXX | XT2LQ3025GFF000XXX | XT2LQ3040PFF000XXX | XT2LQ3040QFF000XXX | XT2LQ3040TFF000XXX | XT2LQ3040UFF000XXX
SE | SEPA24AT0030 | 13 | SRPE30A15 | 1 | 15 | 1 | 100kA | 8 | Loose MCCB (OEM) | 2 | Distribution Protection | 1 | 600Vac (Y/D) | 2 | 100% | 2 | 13182122 | XT4XQ3025AFF000XXX | No Equivalent Cross Available Based on Selections | XT4XQ3040EFF000XXX | XT4XQ3040FFF000XXX | XT4XQ3040GFF000XXX | XT4XQ3100PFF000XXX | XT4XQ3100QFF000XXX | XT4XQ3100TFF000XXX | XT4XQ3100UFF000XXX
SE | SEPA24AT0030 | 13 | SRPE30A15 | 1 | 15 | 1 | 100kA | 8 | Panelboard MRO | 1 | Distribution Protection | 1 | 480Vac (Y/D) | 1 | 80% | 1 | 13181111 | XT4LU3025AFF000XXX + SRFB6XT4FPX | No Equivalent Cross Available Based on Selections | XT4LU3040EFF000XXX + SRFB3XT4FPX | XT4LU3040FFF000XXX + SRFB3XT4FPX | XT4LU3040GFF000XXX + SRFB3XT4FPX | XT4LU3100PFF000XXX + SRFB3XT4FPX | XT4LU3100QFF000XXX + SRFB3XT4FPX | XT4LU3100TFF000XXX + SRFB3XT4FPX | XT4LU3100UFF000XXX + SRFB3XT4FPX
SE | SEPA24AT0030 | 13 | SRPE30A15 | 1 | 15 | 1 | 100kA | 8 | Panelboard MRO | 1 | Distribution Protection | 1 | 600Vac (Y/D) | 2 | 80% | 1 | 13181121 | XT4XU3025AFF000XXX + SRFB6XT4FPX | No Equivalent Cross Available Based on Selections | XT4XU3040EFF000XXX + SRFB3XT4FPX | XT4XU3040FFF000XXX + SRFB3XT4FPX | XT4XU3040GFF000XXX + SRFB3XT4FPX | XT4XU3100PFF000XXX + SRFB3XT4FPX | XT4XU3100QFF000XXX + SRFB3XT4FPX | XT4XU3100TFF000XXX + SRFB3XT4FPX | XT4XU3100UFF000XXX + SRFB3XT4FPX
SE | SEPA24AT0030 | 13 | SRPE30A15 | 1 | 15 | 1 | 100kA | 8 | Panelboard MRO | 1 | Distribution Protection | 1 | 480Vac (Y/D) | 1 | 100% | 2 | 13181112 | XT4LQ3025AFF000XXX + SRFB6XT4FPX | No Equivalent Cross Available Based on Selections | XT4LQ3040EFF000XXX + SRFB3XT4FPX | XT4LQ3040FFF000XXX + SRFB3XT4FPX | XT4LQ3040GFF000XXX + SRFB3XT4FPX | XT4LQ3100PFF000XXX + SRFB3XT4FPX | XT4LQ3100QFF000XXX + SRFB3XT4FPX | XT4LQ3100TFF000XXX + SRFB3XT4FPX | XT4LQ3100UFF000XXX + SRFB3XT4FPX
SE | SEPA24AT0030 | 13 | SRPE30A15 | 1 | 15 | 1 | 100kA | 8 | Panelboard MRO | 1 | Distribution Protection | 1 | 600Vac (Y/D) | 2 | 100% | 2 | 13181122 | XT4XQ3025AFF000XXX + SRFB6XT4FPX | No Equivalent Cross Available Based on Selections | XT4XQ3040EFF000XXX + SRFB3XT4FPX | XT4XQ3040FFF000XXX + SRFB3XT4FPX | XT4XQ3040GFF000XXX + SRFB3XT4FPX | XT4XQ3100PFF000XXX + SRFB3XT4FPX | XT4XQ3100QFF000XXX + SRFB3XT4FPX | XT4XQ3100TFF000XXX + SRFB3XT4FPX | XT4XQ3100UFF000XXX + SRFB3XT4FPX
SE | SEPA24AT0030 | 13 | SRPE30A20 | 2 | 20 | 2 | 100kA | 8 | Loose MCCB (OEM) | 2 | Distribution Protection | 1 | 480Vac (Y/D) | 1 | 80% | 1 | 13282111 | XT2LU3020AFF000XXX | No Equivalent Cross Available Based on Selections | XT2LU3025EFF000XXX | XT2LU3025FFF000XXX | XT2LU3025GFF000XXX | XT2LU3040PFF000XXX | XT2LU3040QFF000XXX | XT2LU3040TFF000XXX | XT2LU3040UFF000XXX
SE | SEPA24AT0030 | 13 | SRPE30A20 | 2 | 20 | 2 | 100kA | 8 | Loose MCCB (OEM) | 2 | Distribution Protection | 1 | 600Vac (Y/D) | 2 | 80% | 1 | 13282121 | XT4XU3025AFF000XXX | No Equivalent Cross Available Based on Selections | XT4XU3040EFF000XXX | XT4XU3040FFF000XXX | XT4XU3040GFF000XXX | XT4XU3100PFF000XXX | XT4XU3100QFF000XXX | XT4XU3100TFF000XXX | XT4XU3100UFF000XXX
SE | SEPA24AT0030 | 13 | SRPE30A20 | 2 | 20 | 2 | 100kA | 8 | Loose MCCB (OEM) | 2 | Distribution Protection | 1 | 480Vac (Y/D) | 1 | 100% | 2 | 13282112 | XT2LQ3020AFF000XXX | No Equivalent Cross Available Based on Selections | XT2LQ3025EFF000XXX | XT2LQ3025FFF000XXX | XT2LQ3025GFF000XXX | XT2LQ3040PFF000XXX | XT2LQ3040QFF000XXX | XT2LQ3040TFF000XXX | XT2LQ3040UFF000XXX
SE | SEPA24AT0030 | 13 | SRPE30A20 | 2 | 20 | 2 | 100kA | 8 | Loose MCCB (OEM) | 2 | Distribution Protection | 1 | 600Vac (Y/D) | 2 | 100% | 2 | 13282122 | XT4XQ3025AFF000XXX | No Equivalent Cross Available Based on Selections | XT4XQ3040EFF000XXX | XT4XQ3040FFF000XXX | XT4XQ3040GFF000XXX | XT4XQ3100PFF000XXX | XT4XQ3100QFF000XXX | XT4XQ3100TFF000XXX | XT4XQ3100UFF000XXX
SE | SEPA24AT0030 | 13 | SRPE30A20 | 2 | 20 | 2 | 100kA | 8 | Panelboard MRO | 1 | Distribution Protection | 1 | 480Vac (Y/D) | 1 | 80% | 1 | 13281111 | XT4LU3025AFF000XXX + SRFB6XT4FPX | No Equivalent Cross Available Based on Selections | XT4LU3040EFF000XXX + SRFB3XT4FPX | XT4LU3040FFF000XXX + SRFB3XT4FPX | XT4LU3040GFF000XXX + SRFB3XT4FPX | XT4LU3100PFF000XXX + SRFB3XT4FPX | XT4LU3100QFF000XXX + SRFB3XT4FPX | XT4LU3100TFF000XXX + SRFB3XT4FPX | XT4LU3100UFF000XXX + SRFB3XT4FPX
SE | SEPA24AT0030 | 13 | SRPE30A20 | 2 | 20 | 2 | 100kA | 8 | Panelboard MRO | 1 | Distribution Protection | 1 | 600Vac (Y/D) | 2 | 80% | 1 | 13281121 | XT4XU3025AFF000XXX + SRFB6XT4FPX | No Equivalent Cross Available Based on Selections | XT4XU3040EFF000XXX + SRFB3XT4FPX | XT4XU3040FFF000XXX + SRFB3XT4FPX | XT4XU3040GFF000XXX + SRFB3XT4FPX | XT4XU3100PFF000XXX + SRFB3XT4FPX | XT4XU3100QFF000XXX + SRFB3XT4FPX | XT4XU3100TFF000XXX + SRFB3XT4FPX | XT4XU3100UFF000XXX + SRFB3XT4FPX
SE | SEPA24AT0030 | 13 | SRPE30A20 | 2 | 20 | 2 | 100kA | 8 | Panelboard MRO | 1 | Distribution Protection | 1 | 480Vac (Y/D) | 1 | 100% | 2 | 13281112 | XT4LQ3025AFF000XXX + SRFB6XT4FPX | No Equivalent Cross Available Based on Selections | XT4LQ3040EFF000XXX + SRFB3XT4FPX | XT4LQ3040FFF000XXX + SRFB3XT4FPX | XT4LQ3040GFF000XXX + SRFB3XT4FPX | XT4LQ3100PFF000XXX + SRFB3XT4FPX | XT4LQ3100QFF000XXX + SRFB3XT4FPX | XT4LQ3100TFF000XXX + SRFB3XT4FPX | XT4LQ3100UFF000XXX + SRFB3XT4FPX
SE | SEPA24AT0030 | 13 | SRPE30A20 | 2 | 20 | 2 | 100kA | 8 | Panelboard MRO | 1 | Distribution Protection | 1 | 600Vac (Y/D) | 2 | 100% | 2 | 13281122 | XT4XQ3025AFF000XXX + SRFB6XT4FPX | No Equivalent Cross Available Based on Selections | XT4XQ3040EFF000XXX + SRFB3XT4FPX | XT4XQ3040FFF000XXX + SRFB3XT4FPX | XT4XQ3040GFF000XXX + SRFB3XT4FPX | XT4XQ3100PFF000XXX + SRFB3XT4FPX | XT4XQ3100QFF000XXX + SRFB3XT4FPX | XT4XQ3100TFF000XXX + SRFB3XT4FPX | XT4XQ3100UFF000XXX + SRFB3XT4FPX
SE | SEPA24AT0030 | 13 | SRPE30A25 | 3 | 25 | 3 | 100kA | 8 | Loose MCCB (OEM) | 2 | Distribution Protection | 1 | 480Vac (Y/D) | 1 | 80% | 1 | 13382111 | XT2LU3025AFF000XXX | No Equivalent Cross Available Based on Selections | XT2LU3025EFF000XXX | XT2LU3025FFF000XXX | XT2LU3025GFF000XXX | XT2LU3040PFF000XXX | XT2LU3040QFF000XXX | XT2LU3040TFF000XXX | XT2LU3040UFF000XXX
SE | SEPA24AT0030 | 13 | SRPE30A25 | 3 | 25 | 3 | 100kA | 8 | Loose MCCB (OEM) | 2 | Distribution Protection | 1 | 600Vac (Y/D) | 2 | 80% | 1 | 13382121 | XT4XU3025AFF000XXX | No Equivalent Cross Available Based on Selections | XT4XU3040EFF000XXX | XT4XU3040FFF000XXX | XT4XU3040GFF000XXX | XT4XU3100PFF000XXX | XT4XU3100QFF000XXX | XT4XU3100TFF000XXX | XT4XU3100UFF000XXX
SE | SEPA24AT0030 | 13 | SRPE30A25 | 3 | 25 | 3 | 100kA | 8 | Loose MCCB (OEM) | 2 | Distribution Protection | 1 | 480Vac (Y/D) | 1 | 100% | 2 | 13382112 | XT2LQ3025AFF000XXX | No Equivalent Cross Available Based on Selections | XT2LQ3025EFF000XXX | XT2LQ3025FFF000XXX | XT2LQ3025GFF000XXX | XT2LQ3040PFF000XXX | XT2LQ3040QFF000XXX | XT2LQ3040TFF000XXX | XT2LQ3040UFF000XXX
SE | SEPA24AT0030 | 13 | SRPE30A25 | 3 | 25 | 3 | 100kA | 8 | Loose MCCB (OEM) | 2 | Distribution Protection | 1 | 600Vac (Y/D) | 2 | 100% | 2 | 13382122 | XT4XQ3025AFF000XXX | No Equivalent Cross Available Based on Selections | XT4XQ3040EFF000XXX | XT4XQ3040FFF000XXX | XT4XQ3040GFF000XXX | XT4XQ3100PFF000XXX | XT4XQ3100QFF000XXX | XT4XQ3100TFF000XXX | XT4XQ3100UFF000XXX
SE | SEPA24AT0030 | 13 | SRPE30A25 | 3 | 25 | 3 | 100kA | 8 | Panelboard MRO | 1 | Distribution Protection | 1 | 480Vac (Y/D) | 1 | 80% | 1 | 13381111 | XT4LU3025AFF000XXX + SRFB6XT4FPX | No Equivalent Cross Available Based on Selections | XT4LU3040EFF000XXX + SRFB3XT4FPX | XT4LU3040FFF000XXX + SRFB3XT4FPX | XT4LU3040GFF000XXX + SRFB3XT4FPX | XT4LU3100PFF000XXX + SRFB3XT4FPX | XT4LU3100QFF000XXX + SRFB3XT4FPX | XT4LU3100TFF000XXX + SRFB3XT4FPX | XT4LU3100UFF000XXX + SRFB3XT4FPX
SE | SEPA24AT0030 | 13 | SRPE30A25 | 3 | 25 | 3 | 100kA | 8 | Panelboard MRO | 1 | Distribution Protection | 1 | 600Vac (Y/D) | 2 | 80% | 1 | 13381121 | XT4XU3025AFF000XXX + SRFB6XT4FPX | No Equivalent Cross Available Based on Selections | XT4XU3040EFF000XXX + SRFB3XT4FPX | XT4XU3040FFF000XXX + SRFB3XT4FPX | XT4XU3040GFF000XXX + SRFB3XT4FPX | XT4XU3100PFF000XXX + SRFB3XT4FPX | XT4XU3100QFF000XXX + SRFB3XT4FPX | XT4XU3100TFF000XXX + SRFB3XT4FPX | XT4XU3100UFF000XXX + SRFB3XT4FPX
SE | SEPA24AT0030 | 13 | SRPE30A25 | 3 | 25 | 3 | 100kA | 8 | Panelboard MRO | 1 | Distribution Protection | 1 | 480Vac (Y/D) | 1 | 100% | 2 | 13381112 | XT4LQ3025AFF000XXX + SRFB6XT4FPX | No Equivalent Cross Available Based on Selections | XT4LQ3040EFF000XXX + SRFB3XT4FPX | XT4LQ3040FFF000XXX + SRFB3XT4FPX | XT4LQ3040GFF000XXX + SRFB3XT4FPX | XT4LQ3100PFF000XXX + SRFB3XT4FPX | XT4LQ3100QFF000XXX + SRFB3XT4FPX | XT4LQ3100TFF000XXX + SRFB3XT4FPX | XT4LQ3100UFF000XXX + SRFB3XT4FPX
SE | SEPA24AT0030 | 13 | SRPE30A25 | 3 | 25 | 3 | 100kA | 8 | Panelboard MRO | 1 | Distribution Protection | 1 | 600Vac (Y/D) | 2 | 100% | 2 | 13381122 | XT4XQ3025AFF000XXX + SRFB6XT4FPX | No Equivalent Cross Available Based on Selections | XT4XQ3040EFF000XXX + SRFB3XT4FPX | XT4XQ3040FFF000XXX + SRFB3XT4FPX | XT4XQ3040GFF000XXX + SRFB3XT4FPX | XT4XQ3100PFF000XXX + SRFB3XT4FPX | XT4XQ3100QFF000XXX + SRFB3XT4FPX | XT4XQ3100TFF000XXX + SRFB3XT4FPX | XT4XQ3100UFF000XXX + SRFB3XT4FPX
SE | SEPA24AT0030 | 13 | SRPE30A30 | 4 | 30 | 4 | 100kA | 8 | Loose MCCB (OEM) | 2 | Distribution Protection | 1 | 480Vac (Y/D) | 1 | 80% | 1 | 13482111 | XT2LU3030AFF000XXX | No Equivalent Cross Available Based on Selections | XT2LU3060EFF000XXX | XT2LU3060FFF000XXX | XT2LU3060GFF000XXX | XT2LU3040PFF000XXX | XT2LU3040QFF000XXX | XT2LU3040TFF000XXX | XT2LU3040UFF000XXX
SE | SEPA24AT0030 | 13 | SRPE30A30 | 4 | 30 | 4 | 100kA | 8 | Loose MCCB (OEM) | 2 | Distribution Protection | 1 | 600Vac (Y/D) | 2 | 80% | 1 | 13482121 | XT4XU3030AFF000XXX | No Equivalent Cross Available Based on Selections | XT4XU3040EFF000XXX | XT4XU3040FFF000XXX | XT4XU3040GFF000XXX | XT4XU3100PFF000XXX | XT4XU3100QFF000XXX | XT4XU3100TFF000XXX | XT4XU3100UFF000XXX
SE | SEPA24AT0030 | 13 | SRPE30A30 | 4 | 30 | 4 | 100kA | 8 | Loose MCCB (OEM) | 2 | Distribution Protection | 1 | 480Vac (Y/D) | 1 | 100% | 2 | 13482112 | XT2LQ3030AFF000XXX | No Equivalent Cross Available Based on Selections | XT2LQ3060EFF000XXX | XT2LQ3060FFF000XXX | XT2LQ3060GFF000XXX | XT2LQ3040PFF000XXX | XT2LQ3040QFF000XXX | XT2LQ3040TFF000XXX | XT2LQ3040UFF000XXX
SE | SEPA24AT0030 | 13 | SRPE30A30 | 4 | 30 | 4 | 100kA | 8 | Loose MCCB (OEM) | 2 | Distribution Protection | 1 | 600Vac (Y/D) | 2 | 100% | 2 | 13482122 | XT4XQ3030AFF000XXX | No Equivalent Cross Available Based on Selections | XT4XQ3040EFF000XXX | XT4XQ3040FFF000XXX | XT4XQ3040GFF000XXX | XT4XQ3100PFF000XXX | XT4XQ3100QFF000XXX | XT4XQ3100TFF000XXX | XT4XQ3100UFF000XXX
SE | SEPA24AT0030 | 13 | SRPE30A30 | 4 | 30 | 4 | 100kA | 8 | Panelboard MRO | 1 | Distribution Protection | 1 | 480Vac (Y/D) | 1 | 80% | 1 | 13481111 | XT4LU3030AFF000XXX + SRFB6XT4FPX | No Equivalent Cross Available Based on Selections | XT4LU3040EFF000XXX + SRFB3XT4FPX | XT4LU3040FFF000XXX + SRFB3XT4FPX | XT4LU3040GFF000XXX + SRFB3XT4FPX | XT4LU3100PFF000XXX + SRFB3XT4FPX | XT4LU3100QFF000XXX + SRFB3XT4FPX | XT4LU3100TFF000XXX + SRFB3XT4FPX | XT4LU3100UFF000XXX + SRFB3XT4FPX
SE | SEPA24AT0030 | 13 | SRPE30A30 | 4 | 30 | 4 | 100kA | 8 | Panelboard MRO | 1 | Distribution Protection | 1 | 600Vac (Y/D) | 2 | 80% | 1 | 13481121 | XT4XU3030AFF000XXX + SRFB6XT4FPX | No Equivalent Cross Available Based on Selections | XT4XU3040EFF000XXX + SRFB3XT4FPX | XT4XU3040FFF000XXX + SRFB3XT4FPX | XT4XU3040GFF000XXX + SRFB3XT4FPX | XT4XU3100PFF000XXX + SRFB3XT4FPX | XT4XU3100QFF000XXX + SRFB3XT4FPX | XT4XU3100TFF000XXX + SRFB3XT4FPX | XT4XU3100UFF000XXX + SRFB3XT4FPX
SE | SEPA24AT0030 | 13 | SRPE30A30 | 4 | 30 | 4 | 100kA | 8 | Panelboard MRO | 1 | Distribution Protection | 1 | 480Vac (Y/D) | 1 | 100% | 2 | 13481112 | XT4LQ3030AFF000XXX + SRFB6XT4FPX | No Equivalent Cross Available Based on Selections | XT4LQ3040EFF000XXX + SRFB3XT4FPX | XT4LQ3040FFF000XXX + SRFB3XT4FPX | XT4LQ3040GFF000XXX + SRFB3XT4FPX | XT4LQ3100PFF000XXX + SRFB3XT4FPX | XT4LQ3100QFF000XXX + SRFB3XT4FPX | XT4LQ3100TFF000XXX + SRFB3XT4FPX | XT4LQ3100UFF000XXX + SRFB3XT4FPX
SE | SEPA24AT0030 | 13 | SRPE30A30 | 4 | 30 | 4 | 100kA | 8 | Panelboard MRO | 1 | Distribution Protection | 1 | 600Vac (Y/D) | 2 | 100% | 2 | 13481122 | XT4XQ3030AFF000XXX + SRFB6XT4FPX | No Equivalent Cross Available Based on Selections | XT4XQ3040EFF000XXX + SRFB3XT4FPX | XT4XQ3040FFF000XXX + SRFB3XT4FPX | XT4XQ3040GFF000XXX + SRFB3XT4FPX | XT4XQ3100PFF000XXX + SRFB3XT4FPX | XT4XQ3100QFF000XXX + SRFB3XT4FPX | XT4XQ3100TFF000XXX + SRFB3XT4FPX | XT4XQ3100UFF000XXX + SRFB3XT4FPX
SE | SEPA24AT0060 | 14 | SRPE60A35 | 5 | 35 | 5 | 100kA | 8 | Loose MCCB (OEM) | 2 | Distribution Protection | 1 | 480Vac (Y/D) | 1 | 80% | 1 | 14582111 | XT2LU3035AFF000XXX | No Equivalent Cross Available Based on Selections | XT2LU3060EFF000XXX | XT2LU3060FFF000XXX | XT2LU3060GFF000XXX | XT2LU3040PFF000XXX | XT2LU3040QFF000XXX | XT2LU3040TFF000XXX | XT2LU3040UFF000XXX
SE | SEPA24AT0060 | 14 | SRPE60A35 | 5 | 35 | 5 | 100kA | 8 | Loose MCCB (OEM) | 2 | Distribution Protection | 1 | 600Vac (Y/D) | 2 | 80% | 1 | 14582121 | XT4XU3035AFF000XXX | No Equivalent Cross Available Based on Selections | XT4XU3040EFF000XXX | XT4XU3040FFF000XXX | XT4XU3040GFF000XXX | XT4XU3100PFF000XXX | XT4XU3100QFF000XXX | XT4XU3100TFF000XXX | XT4XU3100UFF000XXX
SE | SEPA24AT0060 | 14 | SRPE60A35 | 5 | 35 | 5 | 100kA | 8 | Loose MCCB (OEM) | 2 | Distribution Protection | 1 | 480Vac (Y/D) | 1 | 100% | 2 | 14582112 | XT2LQ3035AFF000XXX | No Equivalent Cross Available Based on Selections | XT2LQ3060EFF000XXX | XT2LQ3060FFF000XXX | XT2LQ3060GFF000XXX | XT2LQ3040PFF000XXX | XT2LQ3040QFF000XXX | XT2LQ3040TFF000XXX | XT2LQ3040UFF000XXX
SE | SEPA24AT0060 | 14 | SRPE60A35 | 5 | 35 | 5 | 100kA | 8 | Loose MCCB (OEM) | 2 | Distribution Protection | 1 | 600Vac (Y/D) | 2 | 100% | 2 | 14582122 | XT4XQ3035AFF000XXX | No Equivalent Cross Available Based on Selections | XT4XQ3040EFF000XXX | XT4XQ3040FFF000XXX | XT4XQ3040GFF000XXX | XT4XQ3100PFF000XXX | XT4XQ3100QFF000XXX | XT4XQ3100TFF000XXX | XT4XQ3100UFF000XXX
SE | SEPA24AT0060 | 14 | SRPE60A35 | 5 | 35 | 5 | 100kA | 8 | Panelboard MRO | 1 | Distribution Protection | 1 | 480Vac (Y/D) | 1 | 80% | 1 | 14581111 | XT4LU3035AFF000XXX + SRFB6XT4FPX | No Equivalent Cross Available Based on Selections | XT4LU3040EFF000XXX + SRFB3XT4FPX | XT4LU3040FFF000XXX + SRFB3XT4FPX | XT4LU3040GFF000XXX + SRFB3XT4FPX | XT4LU3100PFF000XXX + SRFB3XT4FPX | XT4LU3100QFF000XXX + SRFB3XT4FPX | XT4LU3100TFF000XXX + SRFB3XT4FPX | XT4LU3100UFF000XXX + SRFB3XT4FPX
SE | SEPA24AT0060 | 14 | SRPE60A35 | 5 | 35 | 5 | 100kA | 8 | Panelboard MRO | 1 | Distribution Protection | 1 | 600Vac (Y/D) | 2 | 80% | 1 | 14581121 | XT4XU3035AFF000XXX + SRFB6XT4FPX | No Equivalent Cross Available Based on Selections | XT4XU3040EFF000XXX + SRFB3XT4FPX | XT4XU3040FFF000XXX + SRFB3XT4FPX | XT4XU3040GFF000XXX + SRFB3XT4FPX | XT4XU3100PFF000XXX + SRFB3XT4FPX | XT4XU3100QFF000XXX + SRFB3XT4FPX | XT4XU3100TFF000XXX + SRFB3XT4FPX | XT4XU3100UFF000XXX + SRFB3XT4FPX
SE | SEPA24AT0060 | 14 | SRPE60A35 | 5 | 35 | 5 | 100kA | 8 | Panelboard MRO | 1 | Distribution Protection | 1 | 480Vac (Y/D) | 1 | 100% | 2 | 14581112 | XT4LQ3035AFF000XXX + SRFB6XT4FPX | No Equivalent Cross Available Based on Selections | XT4LQ3040EFF000XXX + SRFB3XT4FPX | XT4LQ3040FFF000XXX + SRFB3XT4FPX | XT4LQ3040GFF000XXX + SRFB3XT4FPX | XT4LQ3100PFF000XXX + SRFB3XT4FPX | XT4LQ3100QFF000XXX + SRFB3XT4FPX | XT4LQ3100TFF000XXX + SRFB3XT4FPX | XT4LQ3100UFF000XXX + SRFB3XT4FPX
SE | SEPA24AT0060 | 14 | SRPE60A35 | 5 | 35 | 5 | 100kA | 8 | Panelboard MRO | 1 | Distribution Protection | 1 | 600Vac (Y/D) | 2 | 100% | 2 | 14581122 | XT4XQ3035AFF000XXX + SRFB6XT4FPX | No Equivalent Cross Available Based on Selections | XT4XQ3040EFF000XXX + SRFB3XT4FPX | XT4XQ3040FFF000XXX + SRFB3XT4FPX | XT4XQ3040GFF000XXX + SRFB3XT4FPX | XT4XQ3100PFF000XXX + SRFB3XT4FPX | XT4XQ3100QFF000XXX + SRFB3XT4FPX | XT4XQ3100TFF000XXX + SRFB3XT4FPX | XT4XQ3100UFF000XXX + SRFB3XT4FPX
SE | SEPA24AT0060 | 14 | SRPE60A40 | 6 | 40 | 6 | 100kA | 8 | Loose MCCB (OEM) | 2 | Distribution Protection | 1 | 480Vac (Y/D) | 1 | 80% | 1 | 14682111 | XT2LU3040AFF000XXX | No Equivalent Cross Available Based on Selections | XT2LU3060EFF000XXX | XT2LU3060FFF000XXX | XT2LU3060GFF000XXX | XT2LU3040PFF000XXX | XT2LU3040QFF000XXX | XT2LU3040TFF000XXX | XT2LU3040UFF000XXX
SE | SEPA24AT0060 | 14 | SRPE60A40 | 6 | 40 | 6 | 100kA | 8 | Loose MCCB (OEM) | 2 | Distribution Protection | 1 | 600Vac (Y/D) | 2 | 80% | 1 | 14682121 | XT4XU3040AFF000XXX | No Equivalent Cross Available Based on Selections | XT4XU3040EFF000XXX | XT4XU3040FFF000XXX | XT4XU3040GFF000XXX | XT4XU3100PFF000XXX | XT4XU3100QFF000XXX | XT4XU3100TFF000XXX | XT4XU3100UFF000XXX
SE | SEPA24AT0060 | 14 | SRPE60A40 | 6 | 40 | 6 | 100kA | 8 | Loose MCCB (OEM) | 2 | Distribution Protection | 1 | 480Vac (Y/D) | 1 | 100% | 2 | 14682112 | XT2LQ3040AFF000XXX | No Equivalent Cross Available Based on Selections | XT2LQ3060EFF000XXX | XT2LQ3060FFF000XXX | XT2LQ3060GFF000XXX | XT2LQ3040PFF000XXX | XT2LQ3040QFF000XXX | XT2LQ3040TFF000XXX | XT2LQ3040UFF000XXX
SE | SEPA24AT0060 | 14 | SRPE60A40 | 6 | 40 | 6 | 100kA | 8 | Loose MCCB (OEM) | 2 | Distribution Protection | 1 | 600Vac (Y/D) | 2 | 100% | 2 | 14682122 | XT4XQ3040AFF000XXX | No Equivalent Cross Available Based on Selections | XT4XQ3040EFF000XXX | XT4XQ3040FFF000XXX | XT4XQ3040GFF000XXX | XT4XQ3100PFF000XXX | XT4XQ3100QFF000XXX | XT4XQ3100TFF000XXX | XT4XQ3100UFF000XXX
SE | SEPA24AT0060 | 14 | SRPE60A40 | 6 | 40 | 6 | 100kA | 8 | Panelboard MRO | 1 | Distribution Protection | 1 | 480Vac (Y/D) | 1 | 80% | 1 | 14681111 | XT4LU3040AFF000XXX + SRFB6XT4FPX | No Equivalent Cross Available Based on Selections | XT4LU3040EFF000XXX + SRFB3XT4FPX | XT4LU3040FFF000XXX + SRFB3XT4FPX | XT4LU3040GFF000XXX + SRFB3XT4FPX | XT4LU3100PFF000XXX + SRFB3XT4FPX | XT4LU3100QFF000XXX + SRFB3XT4FPX | XT4LU3100TFF000XXX + SRFB3XT4FPX | XT4LU3100UFF000XXX + SRFB3XT4FPX
SE | SEPA24AT0060 | 14 | SRPE60A40 | 6 | 40 | 6 | 100kA | 8 | Panelboard MRO | 1 | Distribution Protection | 1 | 600Vac (Y/D) | 2 | 80% | 1 | 14681121 | XT4XU3040AFF000XXX + SRFB6XT4FPX | No Equivalent Cross Available Based on Selections | XT4XU3040EFF000XXX + SRFB3XT4FPX | XT4XU3040FFF000XXX + SRFB3XT4FPX | XT4XU3040GFF000XXX + SRFB3XT4FPX | XT4XU3100PFF000XXX + SRFB3XT4FPX | XT4XU3100QFF000XXX + SRFB3XT4FPX | XT4XU3100TFF000XXX + SRFB3XT4FPX | XT4XU3100UFF000XXX + SRFB3XT4FPX
SE | SEPA24AT0060 | 14 | SRPE60A40 | 6 | 40 | 6 | 100kA | 8 | Panelboard MRO | 1 | Distribution Protection | 1 | 480Vac (Y/D) | 1 | 100% | 2 | 14681112 | XT4LQ3040AFF000XXX + SRFB6XT4FPX | No Equivalent Cross Available Based on Selections | XT4LQ3040EFF000XXX + SRFB3XT4FPX | XT4LQ3040FFF000XXX + SRFB3XT4FPX | XT4LQ3040GFF000XXX + SRFB3XT4FPX | XT4LQ3100PFF000XXX + SRFB3XT4FPX | XT4LQ3100QFF000XXX + SRFB3XT4FPX | XT4LQ3100TFF000XXX + SRFB3XT4FPX | XT4LQ3100UFF000XXX + SRFB3XT4FPX
SE | SEPA24AT0060 | 14 | SRPE60A40 | 6 | 40 | 6 | 100kA | 8 | Panelboard MRO | 1 | Distribution Protection | 1 | 600Vac (Y/D) | 2 | 100% | 2 | 14681122 | XT4XQ3040AFF000XXX + SRFB6XT4FPX | No Equivalent Cross Available Based on Selections | XT4XQ3040EFF000XXX + SRFB3XT4FPX | XT4XQ3040FFF000XXX + SRFB3XT4FPX | XT4XQ3040GFF000XXX + SRFB3XT4FPX | XT4XQ3100PFF000XXX + SRFB3XT4FPX | XT4XQ3100QFF000XXX + SRFB3XT4FPX | XT4XQ3100TFF000XXX + SRFB3XT4FPX | XT4XQ3100UFF000XXX + SRFB3XT4FPX
SE | SEPA24AT0060 | 14 | SRPE60A45 | 7 | 45 | 7 | 100kA | 8 | Loose MCCB (OEM) | 2 | Distribution Protection | 1 | 480Vac (Y/D) | 1 | 80% | 1 | 14782111 | XT2LU3050AFF000XXX | No Equivalent Cross Available Based on Selections | XT2LU3060EFF000XXX | XT2LU3060FFF000XXX | XT2LU3060GFF000XXX | XT2LU3060PFF000XXX | XT2LU3060QFF000XXX | XT2LU3060TFF000XXX | XT2LU3060UFF000XXX
SE | SEPA24AT0060 | 14 | SRPE60A45 | 7 | 45 | 7 | 100kA | 8 | Loose MCCB (OEM) | 2 | Distribution Protection | 1 | 600Vac (Y/D) | 2 | 80% | 1 | 14782121 | XT4XU3050AFF000XXX | No Equivalent Cross Available Based on Selections | XT4XU3060EFF000XXX | XT4XU3060FFF000XXX | XT4XU3060GFF000XXX | XT4XU3100PFF000XXX | XT4XU3100QFF000XXX | XT4XU3100TFF000XXX | XT4XU3100UFF000XXX
SE | SEPA24AT0060 | 14 | SRPE60A45 | 7 | 45 | 7 | 100kA | 8 | Loose MCCB (OEM) | 2 | Distribution Protection | 1 | 480Vac (Y/D) | 1 | 100% | 2 | 14782112 | XT2LQ3050AFF000XXX | No Equivalent Cross Available Based on Selections | XT2LQ3060EFF000XXX | XT2LQ3060FFF000XXX | XT2LQ3060GFF000XXX | XT2LQ3060PFF000XXX | XT2LQ3060QFF000XXX | XT2LQ3060TFF000XXX | XT2LQ3060UFF000XXX
SE | SEPA24AT0060 | 14 | SRPE60A45 | 7 | 45 | 7 | 100kA | 8 | Loose MCCB (OEM) | 2 | Distribution Protection | 1 | 600Vac (Y/D) | 2 | 100% | 2 | 14782122 | XT4XQ3050AFF000XXX | No Equivalent Cross Available Based on Selections | XT4XQ3060EFF000XXX | XT4XQ3060FFF000XXX | XT4XQ3060GFF000XXX | XT4XQ3100PFF000XXX | XT4XQ3100QFF000XXX | XT4XQ3100TFF000XXX | XT4XQ3100UFF000XXX
SE | SEPA24AT0060 | 14 | SRPE60A45 | 7 | 45 | 7 | 100kA | 8 | Panelboard MRO | 1 | Distribution Protection | 1 | 480Vac (Y/D) | 1 | 80% | 1 | 14781111 | XT4LU3050AFF000XXX + SRFB6XT4FPX | No Equivalent Cross Available Based on Selections | XT4LU3060EFF000XXX + SRFB3XT4FPX | XT4LU3060FFF000XXX + SRFB3XT4FPX | XT4LU3060GFF000XXX + SRFB3XT4FPX | XT4LU3100PFF000XXX + SRFB3XT4FPX | XT4LU3100QFF000XXX + SRFB3XT4FPX | XT4LU3100TFF000XXX + SRFB3XT4FPX | XT4LU3100UFF000XXX + SRFB3XT4FPX
SE | SEPA24AT0060 | 14 | SRPE60A45 | 7 | 45 | 7 | 100kA | 8 | Panelboard MRO | 1 | Distribution Protection | 1 | 600Vac (Y/D) | 2 | 80% | 1 | 14781121 | XT4XU3050AFF000XXX + SRFB6XT4FPX | No Equivalent Cross Available Based on Selections | XT4XU3060EFF000XXX + SRFB3XT4FPX | XT4XU3060FFF000XXX + SRFB3XT4FPX | XT4XU3060GFF000XXX + SRFB3XT4FPX | XT4XU3100PFF000XXX + SRFB3XT4FPX | XT4XU3100QFF000XXX + SRFB3XT4FPX | XT4XU3100TFF000XXX + SRFB3XT4FPX | XT4XU3100UFF000XXX + SRFB3XT4FPX
SE | SEPA24AT0060 | 14 | SRPE60A45 | 7 | 45 | 7 | 100kA | 8 | Panelboard MRO | 1 | Distribution Protection | 1 | 480Vac (Y/D) | 1 | 100% | 2 | 14781112 | XT4LQ3050AFF000XXX + SRFB6XT4FPX | No Equivalent Cross Available Based on Selections | XT4LQ3060EFF000XXX + SRFB3XT4FPX | XT4LQ3060FFF000XXX + SRFB3XT4FPX | XT4LQ3060GFF000XXX + SRFB3XT4FPX | XT4LQ3100PFF000XXX + SRFB3XT4FPX | XT4LQ3100QFF000XXX + SRFB3XT4FPX | XT4LQ3100TFF000XXX + SRFB3XT4FPX | XT4LQ3100UFF000XXX + SRFB3XT4FPX
SE | SEPA24AT0060 | 14 | SRPE60A45 | 7 | 45 | 7 | 100kA | 8 | Panelboard MRO | 1 | Distribution Protection | 1 | 600Vac (Y/D) | 2 | 100% | 2 | 14781122 | XT4XQ3050AFF000XXX + SRFB6XT4FPX | No Equivalent Cross Available Based on Selections | XT4XQ3060EFF000XXX + SRFB3XT4FPX | XT4XQ3060FFF000XXX + SRFB3XT4FPX | XT4XQ3060GFF000XXX + SRFB3XT4FPX | XT4XQ3100PFF000XXX + SRFB3XT4FPX | XT4XQ3100QFF000XXX + SRFB3XT4FPX | XT4XQ3100TFF000XXX + SRFB3XT4FPX | XT4XQ3100UFF000XXX + SRFB3XT4FPX
SE | SEPA24AT0060 | 14 | SRPE60A50 | 8 | 50 | 8 | 100kA | 8 | Loose MCCB (OEM) | 2 | Distribution Protection | 1 | 480Vac (Y/D) | 1 | 80% | 1 | 14882111 | XT2LU3050AFF000XXX | No Equivalent Cross Available Based on Selections | XT2LU3060EFF000XXX | XT2LU3060FFF000XXX | XT2LU3060GFF000XXX | XT2LU3060PFF000XXX | XT2LU3060QFF000XXX | XT2LU3060TFF000XXX | XT2LU3060UFF000XXX
SE | SEPA24AT0060 | 14 | SRPE60A50 | 8 | 50 | 8 | 100kA | 8 | Loose MCCB (OEM) | 2 | Distribution Protection | 1 | 600Vac (Y/D) | 2 | 80% | 1 | 14882121 | XT4XU3050AFF000XXX | No Equivalent Cross Available Based on Selections | XT4XU3060EFF000XXX | XT4XU3060FFF000XXX | XT4XU3060GFF000XXX | XT4XU3100PFF000XXX | XT4XU3100QFF000XXX | XT4XU3100TFF000XXX | XT4XU3100UFF000XXX
SE | SEPA24AT0060 | 14 | SRPE60A50 | 8 | 50 | 8 | 100kA | 8 | Loose MCCB (OEM) | 2 | Distribution Protection | 1 | 480Vac (Y/D) | 1 | 100% | 2 | 14882112 | XT2LQ3050AFF000XXX | No Equivalent Cross Available Based on Selections | XT2LQ3060EFF000XXX | XT2LQ3060FFF000XXX | XT2LQ3060GFF000XXX | XT2LQ3060PFF000XXX | XT2LQ3060QFF000XXX | XT2LQ3060TFF000XXX | XT2LQ3060UFF000XXX
SE | SEPA24AT0060 | 14 | SRPE60A50 | 8 | 50 | 8 | 100kA | 8 | Loose MCCB (OEM) | 2 | Distribution Protection | 1 | 600Vac (Y/D) | 2 | 100% | 2 | 14882122 | XT4XQ3050AFF000XXX | No Equivalent Cross Available Based on Selections | XT4XQ3060EFF000XXX | XT4XQ3060FFF000XXX | XT4XQ3060GFF000XXX | XT4XQ3100PFF000XXX | XT4XQ3100QFF000XXX | XT4XQ3100TFF000XXX | XT4XQ3100UFF000XXX
SE | SEPA24AT0060 | 14 | SRPE60A50 | 8 | 50 | 8 | 100kA | 8 | Panelboard MRO | 1 | Distribution Protection | 1 | 480Vac (Y/D) | 1 | 80% | 1 | 14881111 | XT4LU3050AFF000XXX + SRFB6XT4FPX | No Equivalent Cross Available Based on Selections | XT4LU3060EFF000XXX + SRFB3XT4FPX | XT4LU3060FFF000XXX + SRFB3XT4FPX | XT4LU3060GFF000XXX + SRFB3XT4FPX | XT4LU3100PFF000XXX + SRFB3XT4FPX | XT4LU3100QFF000XXX + SRFB3XT4FPX | XT4LU3100TFF000XXX + SRFB3XT4FPX | XT4LU3100UFF000XXX + SRFB3XT4FPX
SE | SEPA24AT0060 | 14 | SRPE60A50 | 8 | 50 | 8 | 100kA | 8 | Panelboard MRO | 1 | Distribution Protection | 1 | 600Vac (Y/D) | 2 | 80% | 1 | 14881121 | XT4XU3050AFF000XXX + SRFB6XT4FPX | No Equivalent Cross Available Based on Selections | XT4XU3060EFF000XXX + SRFB3XT4FPX | XT4XU3060FFF000XXX + SRFB3XT4FPX | XT4XU3060GFF000XXX + SRFB3XT4FPX | XT4XU3100PFF000XXX + SRFB3XT4FPX | XT4XU3100QFF000XXX + SRFB3XT4FPX | XT4XU3100TFF000XXX + SRFB3XT4FPX | XT4XU3100UFF000XXX + SRFB3XT4FPX
SE | SEPA24AT0060 | 14 | SRPE60A50 | 8 | 50 | 8 | 100kA | 8 | Panelboard MRO | 1 | Distribution Protection | 1 | 480Vac (Y/D) | 1 | 100% | 2 | 14881112 | XT4LQ3050AFF000XXX + SRFB6XT4FPX | No Equivalent Cross Available Based on Selections | XT4LQ3060EFF000XXX + SRFB3XT4FPX | XT4LQ3060FFF000XXX + SRFB3XT4FPX | XT4LQ3060GFF000XXX + SRFB3XT4FPX | XT4LQ3100PFF000XXX + SRFB3XT4FPX | XT4LQ3100QFF000XXX + SRFB3XT4FPX | XT4LQ3100TFF000XXX + SRFB3XT4FPX | XT4LQ3100UFF000XXX + SRFB3XT4FPX
SE | SEPA24AT0060 | 14 | SRPE60A50 | 8 | 50 | 8 | 100kA | 8 | Panelboard MRO | 1 | Distribution Protection | 1 | 600Vac (Y/D) | 2 | 100% | 2 | 14881122 | XT4XQ3050AFF000XXX + SRFB6XT4FPX | No Equivalent Cross Available Based on Selections | XT4XQ3060EFF000XXX + SRFB3XT4FPX | XT4XQ3060FFF000XXX + SRFB3XT4FPX | XT4XQ3060GFF000XXX + SRFB3XT4FPX | XT4XQ3100PFF000XXX + SRFB3XT4FPX | XT4XQ3100QFF000XXX + SRFB3XT4FPX | XT4XQ3100TFF000XXX + SRFB3XT4FPX | XT4XQ3100UFF000XXX + SRFB3XT4FPX
SE | SEPA24AT0060 | 14 | SRPE60A60 | 9 | 60 | 9 | 100kA | 8 | Loose MCCB (OEM) | 2 | Distribution Protection | 1 | 480Vac (Y/D) | 1 | 80% | 1 | 14982111 | XT2LU3060AFF000XXX | XT2LU3080BFF000XXX | XT2LU3060EFF000XXX | XT2LU3060FFF000XXX | XT2LU3060GFF000XXX | XT2LU3060PFF000XXX | XT2LU3060QFF000XXX | XT2LU3060TFF000XXX | XT2LU3060UFF000XXX
SE | SEPA24AT0060 | 14 | SRPE60A60 | 9 | 60 | 9 | 100kA | 8 | Loose MCCB (OEM) | 2 | Distribution Protection | 1 | 600Vac (Y/D) | 2 | 80% | 1 | 14982121 | XT4XU3060AFF000XXX | XT4XU3080BFF000XXX | XT4XU3060EFF000XXX | XT4XU3060FFF000XXX | XT4XU3060GFF000XXX | XT4XU3100PFF000XXX | XT4XU3100QFF000XXX | XT4XU3100TFF000XXX | XT4XU3100UFF000XXX
SE | SEPA24AT0060 | 14 | SRPE60A60 | 9 | 60 | 9 | 100kA | 8 | Loose MCCB (OEM) | 2 | Distribution Protection | 1 | 480Vac (Y/D) | 1 | 100% | 2 | 14982112 | XT2LQ3060AFF000XXX | XT2LQ3080BFF000XXX | XT2LQ3060EFF000XXX | XT2LQ3060FFF000XXX | XT2LQ3060GFF000XXX | XT2LQ3060PFF000XXX | XT2LQ3060QFF000XXX | XT2LQ3060TFF000XXX | XT2LQ3060UFF000XXX
SE | SEPA24AT0060 | 14 | SRPE60A60 | 9 | 60 | 9 | 100kA | 8 | Loose MCCB (OEM) | 2 | Distribution Protection | 1 | 600Vac (Y/D) | 2 | 100% | 2 | 14982122 | XT4XQ3060AFF000XXX | XT4XQ3080BFF000XXX | XT4XQ3060EFF000XXX | XT4XQ3060FFF000XXX | XT4XQ3060GFF000XXX | XT4XQ3100PFF000XXX | XT4XQ3100QFF000XXX | XT4XQ3100TFF000XXX | XT4XQ3100UFF000XXX
SE | SEPA24AT0060 | 14 | SRPE60A60 | 9 | 60 | 9 | 100kA | 8 | Panelboard MRO | 1 | Distribution Protection | 1 | 480Vac (Y/D) | 1 | 80% | 1 | 14981111 | XT4LU3060AFF000XXX + SRFB6XT4FPX | XT4LU3080BFF000XXX + SRFB6XT4FPX | XT4LU3060EFF000XXX + SRFB3XT4FPX | XT4LU3060FFF000XXX + SRFB3XT4FPX | XT4LU3060GFF000XXX + SRFB3XT4FPX | XT4LU3100PFF000XXX + SRFB3XT4FPX | XT4LU3100QFF000XXX + SRFB3XT4FPX | XT4LU3100TFF000XXX + SRFB3XT4FPX | XT4LU3100UFF000XXX + SRFB3XT4FPX
SE | SEPA24AT0060 | 14 | SRPE60A60 | 9 | 60 | 9 | 100kA | 8 | Panelboard MRO | 1 | Distribution Protection | 1 | 600Vac (Y/D) | 2 | 80% | 1 | 14981121 | XT4XU3060AFF000XXX + SRFB6XT4FPX | XT4XU3080BFF000XXX + SRFB6XT4FPX | XT4XU3060EFF000XXX + SRFB3XT4FPX | XT4XU3060FFF000XXX + SRFB3XT4FPX | XT4XU3060GFF000XXX + SRFB3XT4FPX | XT4XU3100PFF000XXX + SRFB3XT4FPX | XT4XU3100QFF000XXX + SRFB3XT4FPX | XT4XU3100TFF000XXX + SRFB3XT4FPX | XT4XU3100UFF000XXX + SRFB3XT4FPX
SE | SEPA24AT0060 | 14 | SRPE60A60 | 9 | 60 | 9 | 100kA | 8 | Panelboard MRO | 1 | Distribution Protection | 1 | 480Vac (Y/D) | 1 | 100% | 2 | 14981112 | XT4LQ3060AFF000XXX + SRFB6XT4FPX | XT4LQ3080BFF000XXX + SRFB6XT4FPX | XT4LQ3060EFF000XXX + SRFB3XT4FPX | XT4LQ3060FFF000XXX + SRFB3XT4FPX | XT4LQ3060GFF000XXX + SRFB3XT4FPX | XT4LQ3100PFF000XXX + SRFB3XT4FPX | XT4LQ3100QFF000XXX + SRFB3XT4FPX | XT4LQ3100TFF000XXX + SRFB3XT4FPX | XT4LQ3100UFF000XXX + SRFB3XT4FPX
SE | SEPA24AT0060 | 14 | SRPE60A60 | 9 | 60 | 9 | 100kA | 8 | Panelboard MRO | 1 | Distribution Protection | 1 | 600Vac (Y/D) | 2 | 100% | 2 | 14981122 | XT4XQ3060AFF000XXX + SRFB6XT4FPX | XT4XQ3080BFF000XXX + SRFB6XT4FPX | XT4XQ3060EFF000XXX + SRFB3XT4FPX | XT4XQ3060FFF000XXX + SRFB3XT4FPX | XT4XQ3060GFF000XXX + SRFB3XT4FPX | XT4XQ3100PFF000XXX + SRFB3XT4FPX | XT4XQ3100QFF000XXX + SRFB3XT4FPX | XT4XQ3100TFF000XXX + SRFB3XT4FPX | XT4XQ3100UFF000XXX + SRFB3XT4FPX
SE | SEPA24AT0100 | 15 | SRPE100A70 | 10 | 70 | 10 | 100kA | 8 | Loose MCCB (OEM) | 2 | Distribution Protection | 1 | 480Vac (Y/D) | 1 | 80% | 1 | 151082111 | XT2LU3070AFF000XXX | XT2LU3080BFF000XXX | XT2LU3100EFF000XXX | XT2LU3100FFF000XXX | XT2LU3100GFF000XXX | XT2LU3100PFF000XXX | XT2LU3100QFF000XXX | XT2LU3100TFF000XXX | XT2LU3100UFF000XXX
SE | SEPA24AT0100 | 15 | SRPE100A70 | 10 | 70 | 10 | 100kA | 8 | Loose MCCB (OEM) | 2 | Distribution Protection | 1 | 600Vac (Y/D) | 2 | 80% | 1 | 151082121 | XT4XU3070AFF000XXX | XT4XU3080BFF000XXX | XT4XU3100EFF000XXX | XT4XU3100FFF000XXX | XT4XU3100GFF000XXX | XT4XU3100PFF000XXX | XT4XU3100QFF000XXX | XT4XU3100TFF000XXX | XT4XU3100UFF000XXX
SE | SEPA24AT0100 | 15 | SRPE100A70 | 10 | 70 | 10 | 100kA | 8 | Loose MCCB (OEM) | 2 | Distribution Protection | 1 | 480Vac (Y/D) | 1 | 100% | 2 | 151082112 | XT2LQ3070AFF000XXX | XT2LQ3080BFF000XXX | XT2LQ3100EFF000XXX | XT2LQ3100FFF000XXX | XT2LQ3100GFF000XXX | XT2LQ3100PFF000XXX | XT2LQ3100QFF000XXX | XT2LQ3100TFF000XXX | XT2LQ3100UFF000XXX
SE | SEPA24AT0100 | 15 | SRPE100A70 | 10 | 70 | 10 | 100kA | 8 | Loose MCCB (OEM) | 2 | Distribution Protection | 1 | 600Vac (Y/D) | 2 | 100% | 2 | 151082122 | XT4XQ3070AFF000XXX | XT4XQ3080BFF000XXX | XT4XQ3100EFF000XXX | XT4XQ3100FFF000XXX | XT4XQ3100GFF000XXX | XT4XQ3100PFF000XXX | XT4XQ3100QFF000XXX | XT4XQ3100TFF000XXX | XT4XQ3100UFF000XXX
SE | SEPA24AT0100 | 15 | SRPE100A70 | 10 | 70 | 10 | 100kA | 8 | Panelboard MRO | 1 | Distribution Protection | 1 | 480Vac (Y/D) | 1 | 80% | 1 | 151081111 | XT4LU3070AFF000XXX + SRFB6XT4FPX | XT4LU3080BFF000XXX + SRFB6XT4FPX | XT4LU3100EFF000XXX + SRFB3XT4FPX | XT4LU3100FFF000XXX + SRFB3XT4FPX | XT4LU3100GFF000XXX + SRFB3XT4FPX | XT4LU3100PFF000XXX + SRFB3XT4FPX | XT4LU3100QFF000XXX + SRFB3XT4FPX | XT4LU3100TFF000XXX + SRFB3XT4FPX | XT4LU3100UFF000XXX + SRFB3XT4FPX
SE | SEPA24AT0100 | 15 | SRPE100A70 | 10 | 70 | 10 | 100kA | 8 | Panelboard MRO | 1 | Distribution Protection | 1 | 600Vac (Y/D) | 2 | 80% | 1 | 151081121 | XT4XU3070AFF000XXX + SRFB6XT4FPX | XT4XU3080BFF000XXX + SRFB6XT4FPX | XT4XU3100EFF000XXX + SRFB3XT4FPX | XT4XU3100FFF000XXX + SRFB3XT4FPX | XT4XU3100GFF000XXX + SRFB3XT4FPX | XT4XU3100PFF000XXX + SRFB3XT4FPX | XT4XU3100QFF000XXX + SRFB3XT4FPX | XT4XU3100TFF000XXX + SRFB3XT4FPX | XT4XU3100UFF000XXX + SRFB3XT4FPX
SE | SEPA24AT0100 | 15 | SRPE100A70 | 10 | 70 | 10 | 100kA | 8 | Panelboard MRO | 1 | Distribution Protection | 1 | 480Vac (Y/D) | 1 | 100% | 2 | 151081112 | XT4LQ3070AFF000XXX + SRFB6XT4FPX | XT4LQ3080BFF000XXX + SRFB6XT4FPX | XT4LQ3100EFF000XXX + SRFB3XT4FPX | XT4LQ3100FFF000XXX + SRFB3XT4FPX | XT4LQ3100GFF000XXX + SRFB3XT4FPX | XT4LQ3100PFF000XXX + SRFB3XT4FPX | XT4LQ3100QFF000XXX + SRFB3XT4FPX | XT4LQ3100TFF000XXX + SRFB3XT4FPX | XT4LQ3100UFF000XXX + SRFB3XT4FPX
SE | SEPA24AT0100 | 15 | SRPE100A70 | 10 | 70 | 10 | 100kA | 8 | Panelboard MRO | 1 | Distribution Protection | 1 | 600Vac (Y/D) | 2 | 100% | 2 | 151081122 | XT4XQ3070AFF000XXX + SRFB6XT4FPX | XT4XQ3080BFF000XXX + SRFB6XT4FPX | XT4XQ3100EFF000XXX + SRFB3XT4FPX | XT4XQ3100FFF000XXX + SRFB3XT4FPX | XT4XQ3100GFF000XXX + SRFB3XT4FPX | XT4XQ3100PFF000XXX + SRFB3XT4FPX | XT4XQ3100QFF000XXX + SRFB3XT4FPX | XT4XQ3100TFF000XXX + SRFB3XT4FPX | XT4XQ3100UFF000XXX + SRFB3XT4FPX
SE | SEPA24AT0100 | 15 | SRPE100A80 | 11 | 80 | 11 | 100kA | 8 | Loose MCCB (OEM) | 2 | Distribution Protection | 1 | 480Vac (Y/D) | 1 | 80% | 1 | 151182111 | XT4LU3080AFF000XXX | XT2LU3080BFF000XXX | XT2LU3100EFF000XXX | XT2LU3100FFF000XXX | XT2LU3100GFF000XXX | XT2LU3100PFF000XXX | XT2LU3100QFF000XXX | XT2LU3100TFF000XXX | XT2LU3100UFF000XXX
SE | SEPA24AT0100 | 15 | SRPE100A80 | 11 | 80 | 11 | 100kA | 8 | Loose MCCB (OEM) | 2 | Distribution Protection | 1 | 600Vac (Y/D) | 2 | 80% | 1 | 151182121 | XT4XU3080AFF000XXX | XT4XU3080BFF000XXX | XT4XU3100EFF000XXX | XT4XU3100FFF000XXX | XT4XU3100GFF000XXX | XT4XU3100PFF000XXX | XT4XU3100QFF000XXX | XT4XU3100TFF000XXX | XT4XU3100UFF000XXX
SE | SEPA24AT0100 | 15 | SRPE100A80 | 11 | 80 | 11 | 100kA | 8 | Loose MCCB (OEM) | 2 | Distribution Protection | 1 | 480Vac (Y/D) | 1 | 100% | 2 | 151182112 | XT4LQ3080AFF000XXX | XT2LQ3080BFF000XXX | XT2LQ3100EFF000XXX | XT2LQ3100FFF000XXX | XT2LQ3100GFF000XXX | XT2LQ3100PFF000XXX | XT2LQ3100QFF000XXX | XT2LQ3100TFF000XXX | XT2LQ3100UFF000XXX
SE | SEPA24AT0100 | 15 | SRPE100A80 | 11 | 80 | 11 | 100kA | 8 | Loose MCCB (OEM) | 2 | Distribution Protection | 1 | 600Vac (Y/D) | 2 | 100% | 2 | 151182122 | XT4XQ3080AFF000XXX | XT4XQ3080BFF000XXX | XT4XQ3100EFF000XXX | XT4XQ3100FFF000XXX | XT4XQ3100GFF000XXX | XT4XQ3100PFF000XXX | XT4XQ3100QFF000XXX | XT4XQ3100TFF000XXX | XT4XQ3100UFF000XXX
SE | SEPA24AT0100 | 15 | SRPE100A80 | 11 | 80 | 11 | 100kA | 8 | Panelboard MRO | 1 | Distribution Protection | 1 | 480Vac (Y/D) | 1 | 80% | 1 | 151181111 | XT4LU3080AFF000XXX + SRFB6XT4FPX | XT4LU3080BFF000XXX + SRFB6XT4FPX | XT4LU3100EFF000XXX + SRFB3XT4FPX | XT4LU3100FFF000XXX + SRFB3XT4FPX | XT4LU3100GFF000XXX + SRFB3XT4FPX | XT4LU3100PFF000XXX + SRFB3XT4FPX | XT4LU3100QFF000XXX + SRFB3XT4FPX | XT4LU3100TFF000XXX + SRFB3XT4FPX | XT4LU3100UFF000XXX + SRFB3XT4FPX
SE | SEPA24AT0100 | 15 | SRPE100A80 | 11 | 80 | 11 | 100kA | 8 | Panelboard MRO | 1 | Distribution Protection | 1 | 600Vac (Y/D) | 2 | 80% | 1 | 151181121 | XT4XU3080AFF000XXX + SRFB6XT4FPX | XT4XU3080BFF000XXX + SRFB6XT4FPX | XT4XU3100EFF000XXX + SRFB3XT4FPX | XT4XU3100FFF000XXX + SRFB3XT4FPX | XT4XU3100GFF000XXX + SRFB3XT4FPX | XT4XU3100PFF000XXX + SRFB3XT4FPX | XT4XU3100QFF000XXX + SRFB3XT4FPX | XT4XU3100TFF000XXX + SRFB3XT4FPX | XT4XU3100UFF000XXX + SRFB3XT4FPX
SE | SEPA24AT0100 | 15 | SRPE100A80 | 11 | 80 | 11 | 100kA | 8 | Panelboard MRO | 1 | Distribution Protection | 1 | 480Vac (Y/D) | 1 | 100% | 2 | 151181112 | XT4LQ3080AFF000XXX + SRFB6XT4FPX | XT4LQ3080BFF000XXX + SRFB6XT4FPX | XT4LQ3100EFF000XXX + SRFB3XT4FPX | XT4LQ3100FFF000XXX + SRFB3XT4FPX | XT4LQ3100GFF000XXX + SRFB3XT4FPX | XT4LQ3100PFF000XXX + SRFB3XT4FPX | XT4LQ3100QFF000XXX + SRFB3XT4FPX | XT4LQ3100TFF000XXX + SRFB3XT4FPX | XT4LQ3100UFF000XXX + SRFB3XT4FPX
SE | SEPA24AT0100 | 15 | SRPE100A80 | 11 | 80 | 11 | 100kA | 8 | Panelboard MRO | 1 | Distribution Protection | 1 | 600Vac (Y/D) | 2 | 100% | 2 | 151181122 | XT4XQ3080AFF000XXX + SRFB6XT4FPX | XT4XQ3080BFF000XXX + SRFB6XT4FPX | XT4XQ3100EFF000XXX + SRFB3XT4FPX | XT4XQ3100FFF000XXX + SRFB3XT4FPX | XT4XQ3100GFF000XXX + SRFB3XT4FPX | XT4XQ3100PFF000XXX + SRFB3XT4FPX | XT4XQ3100QFF000XXX + SRFB3XT4FPX | XT4XQ3100TFF000XXX + SRFB3XT4FPX | XT4XQ3100UFF000XXX + SRFB3XT4FPX
SE | SEPA24AT0100 | 15 | SRPE100A90 | 12 | 90 | 12 | 100kA | 8 | Loose MCCB (OEM) | 2 | Distribution Protection | 1 | 480Vac (Y/D) | 1 | 80% | 1 | 151282111 | XT4LU3090AFF000XXX | XT2LU3090BFF000XXX | XT2LU3100EFF000XXX | XT2LU3100FFF000XXX | XT2LU3100GFF000XXX | XT2LU3100PFF000XXX | XT2LU3100QFF000XXX | XT2LU3100TFF000XXX | XT2LU3100UFF000XXX
SE | SEPA24AT0100 | 15 | SRPE100A90 | 12 | 90 | 12 | 100kA | 8 | Loose MCCB (OEM) | 2 | Distribution Protection | 1 | 600Vac (Y/D) | 2 | 80% | 1 | 151282121 | XT4XU3090AFF000XXX | XT4XU3090BFF000XXX | XT4XU3100EFF000XXX | XT4XU3100FFF000XXX | XT4XU3100GFF000XXX | XT4XU3100PFF000XXX | XT4XU3100QFF000XXX | XT4XU3100TFF000XXX | XT4XU3100UFF000XXX
SE | SEPA24AT0100 | 15 | SRPE100A90 | 12 | 90 | 12 | 100kA | 8 | Loose MCCB (OEM) | 2 | Distribution Protection | 1 | 480Vac (Y/D) | 1 | 100% | 2 | 151282112 | XT4LQ3090AFF000XXX | XT2LQ3090BFF000XXX | XT2LQ3100EFF000XXX | XT2LQ3100FFF000XXX | XT2LQ3100GFF000XXX | XT2LQ3100PFF000XXX | XT2LQ3100QFF000XXX | XT2LQ3100TFF000XXX | XT2LQ3100UFF000XXX
SE | SEPA24AT0100 | 15 | SRPE100A90 | 12 | 90 | 12 | 100kA | 8 | Loose MCCB (OEM) | 2 | Distribution Protection | 1 | 600Vac (Y/D) | 2 | 100% | 2 | 151282122 | XT4XQ3090AFF000XXX | XT4XQ3090BFF000XXX | XT4XQ3100EFF000XXX | XT4XQ3100FFF000XXX | XT4XQ3100GFF000XXX | XT4XQ3100PFF000XXX | XT4XQ3100QFF000XXX | XT4XQ3100TFF000XXX | XT4XQ3100UFF000XXX
SE | SEPA24AT0100 | 15 | SRPE100A90 | 12 | 90 | 12 | 100kA | 8 | Panelboard MRO | 1 | Distribution Protection | 1 | 480Vac (Y/D) | 1 | 80% | 1 | 151281111 | XT4LU3090AFF000XXX + SRFB6XT4FPX | XT4LU3090BFF000XXX + SRFB6XT4FPX | XT4LU3100EFF000XXX + SRFB3XT4FPX | XT4LU3100FFF000XXX + SRFB3XT4FPX | XT4LU3100GFF000XXX + SRFB3XT4FPX | XT4LU3100PFF000XXX + SRFB3XT4FPX | XT4LU3100QFF000XXX + SRFB3XT4FPX | XT4LU3100TFF000XXX + SRFB3XT4FPX | XT4LU3100UFF000XXX + SRFB3XT4FPX
SE | SEPA24AT0100 | 15 | SRPE100A90 | 12 | 90 | 12 | 100kA | 8 | Panelboard MRO | 1 | Distribution Protection | 1 | 600Vac (Y/D) | 2 | 80% | 1 | 151281121 | XT4XU3090AFF000XXX + SRFB6XT4FPX | XT4XU3090BFF000XXX + SRFB6XT4FPX | XT4XU3100EFF000XXX + SRFB3XT4FPX | XT4XU3100FFF000XXX + SRFB3XT4FPX | XT4XU3100GFF000XXX + SRFB3XT4FPX | XT4XU3100PFF000XXX + SRFB3XT4FPX | XT4XU3100QFF000XXX + SRFB3XT4FPX | XT4XU3100TFF000XXX + SRFB3XT4FPX | XT4XU3100UFF000XXX + SRFB3XT4FPX
SE | SEPA24AT0100 | 15 | SRPE100A90 | 12 | 90 | 12 | 100kA | 8 | Panelboard MRO | 1 | Distribution Protection | 1 | 480Vac (Y/D) | 1 | 100% | 2 | 151281112 | XT4LQ3090AFF000XXX + SRFB6XT4FPX | XT4LQ3090BFF000XXX + SRFB6XT4FPX | XT4LQ3100EFF000XXX + SRFB3XT4FPX | XT4LQ3100FFF000XXX + SRFB3XT4FPX | XT4LQ3100GFF000XXX + SRFB3XT4FPX | XT4LQ3100PFF000XXX + SRFB3XT4FPX | XT4LQ3100QFF000XXX + SRFB3XT4FPX | XT4LQ3100TFF000XXX + SRFB3XT4FPX | XT4LQ3100UFF000XXX + SRFB3XT4FPX
SE | SEPA24AT0100 | 15 | SRPE100A90 | 12 | 90 | 12 | 100kA | 8 | Panelboard MRO | 1 | Distribution Protection | 1 | 600Vac (Y/D) | 2 | 100% | 2 | 151281122 | XT4XQ3090AFF000XXX + SRFB6XT4FPX | XT4XQ3090BFF000XXX + SRFB6XT4FPX | XT4XQ3100EFF000XXX + SRFB3XT4FPX | XT4XQ3100FFF000XXX + SRFB3XT4FPX | XT4XQ3100GFF000XXX + SRFB3XT4FPX | XT4XQ3100PFF000XXX + SRFB3XT4FPX | XT4XQ3100QFF000XXX + SRFB3XT4FPX | XT4XQ3100TFF000XXX + SRFB3XT4FPX | XT4XQ3100UFF000XXX + SRFB3XT4FPX
SE | SEPA24AT0100 | 15 | SRPE100A100 | 13 | 100 | 13 | 100kA | 8 | Loose MCCB (OEM) | 2 | Distribution Protection | 1 | 480Vac (Y/D) | 1 | 80% | 1 | 151382111 | XT4LU3100AFF000XXX | XT2LU3100BFF000XXX | XT2LU3100EFF000XXX | XT2LU3100FFF000XXX | XT2LU3100GFF000XXX | XT2LU3100PFF000XXX | XT2LU3100QFF000XXX | XT2LU3100TFF000XXX | XT2LU3100UFF000XXX
SE | SEPA24AT0100 | 15 | SRPE100A100 | 13 | 100 | 13 | 100kA | 8 | Loose MCCB (OEM) | 2 | Distribution Protection | 1 | 600Vac (Y/D) | 2 | 80% | 1 | 151382121 | XT4XU3100AFF000XXX | XT4XU3100BFF000XXX | XT4XU3100EFF000XXX | XT4XU3100FFF000XXX | XT4XU3100GFF000XXX | XT4XU3100PFF000XXX | XT4XU3100QFF000XXX | XT4XU3100TFF000XXX | XT4XU3100UFF000XXX
SE | SEPA24AT0100 | 15 | SRPE100A100 | 13 | 100 | 13 | 100kA | 8 | Loose MCCB (OEM) | 2 | Distribution Protection | 1 | 480Vac (Y/D) | 1 | 100% | 2 | 151382112 | XT4LQ3100AFF000XXX | XT2LQ3100BFF000XXX | XT2LQ3100EFF000XXX | XT2LQ3100FFF000XXX | XT2LQ3100GFF000XXX | XT2LQ3100PFF000XXX | XT2LQ3100QFF000XXX | XT2LQ3100TFF000XXX | XT2LQ3100UFF000XXX
SE | SEPA24AT0100 | 15 | SRPE100A100 | 13 | 100 | 13 | 100kA | 8 | Loose MCCB (OEM) | 2 | Distribution Protection | 1 | 600Vac (Y/D) | 2 | 100% | 2 | 151382122 | XT4XQ3100AFF000XXX | XT4XQ3100BFF000XXX | XT4XQ3100EFF000XXX | XT4XQ3100FFF000XXX | XT4XQ3100GFF000XXX | XT4XQ3100PFF000XXX | XT4XQ3100QFF000XXX | XT4XQ3100TFF000XXX | XT4XQ3100UFF000XXX
SE | SEPA24AT0100 | 15 | SRPE100A100 | 13 | 100 | 13 | 100kA | 8 | Panelboard MRO | 1 | Distribution Protection | 1 | 480Vac (Y/D) | 1 | 80% | 1 | 151381111 | XT4LU3100AFF000XXX + SRFB6XT4FPX | XT4LU3100BFF000XXX + SRFB6XT4FPX | XT4LU3100EFF000XXX + SRFB3XT4FPX | XT4LU3100FFF000XXX + SRFB3XT4FPX | XT4LU3100GFF000XXX + SRFB3XT4FPX | XT4LU3100PFF000XXX + SRFB3XT4FPX | XT4LU3100QFF000XXX + SRFB3XT4FPX | XT4LU3100TFF000XXX + SRFB3XT4FPX | XT4LU3100UFF000XXX + SRFB3XT4FPX
SE | SEPA24AT0100 | 15 | SRPE100A100 | 13 | 100 | 13 | 100kA | 8 | Panelboard MRO | 1 | Distribution Protection | 1 | 600Vac (Y/D) | 2 | 80% | 1 | 151381121 | XT4XU3100AFF000XXX + SRFB6XT4FPX | XT4XU3100BFF000XXX + SRFB6XT4FPX | XT4XU3100EFF000XXX + SRFB3XT4FPX | XT4XU3100FFF000XXX + SRFB3XT4FPX | XT4XU3100GFF000XXX + SRFB3XT4FPX | XT4XU3100PFF000XXX + SRFB3XT4FPX | XT4XU3100QFF000XXX + SRFB3XT4FPX | XT4XU3100TFF000XXX + SRFB3XT4FPX | XT4XU3100UFF000XXX + SRFB3XT4FPX
SE | SEPA24AT0100 | 15 | SRPE100A100 | 13 | 100 | 13 | 100kA | 8 | Panelboard MRO | 1 | Distribution Protection | 1 | 480Vac (Y/D) | 1 | 100% | 2 | 151381112 | XT4LQ3100AFF000XXX + SRFB6XT4FPX | XT4LQ3100BFF000XXX + SRFB6XT4FPX | XT4LQ3100EFF000XXX + SRFB3XT4FPX | XT4LQ3100FFF000XXX + SRFB3XT4FPX | XT4LQ3100GFF000XXX + SRFB3XT4FPX | XT4LQ3100PFF000XXX + SRFB3XT4FPX | XT4LQ3100QFF000XXX + SRFB3XT4FPX | XT4LQ3100TFF000XXX + SRFB3XT4FPX | XT4LQ3100UFF000XXX + SRFB3XT4FPX
SE | SEPA24AT0100 | 15 | SRPE100A100 | 13 | 100 | 13 | 100kA | 8 | Panelboard MRO | 1 | Distribution Protection | 1 | 600Vac (Y/D) | 2 | 100% | 2 | 151381122 | XT4XQ3100AFF000XXX + SRFB6XT4FPX | XT4XQ3100BFF000XXX + SRFB6XT4FPX | XT4XQ3100EFF000XXX + SRFB3XT4FPX | XT4XQ3100FFF000XXX + SRFB3XT4FPX | XT4XQ3100GFF000XXX + SRFB3XT4FPX | XT4XQ3100PFF000XXX + SRFB3XT4FPX | XT4XQ3100QFF000XXX + SRFB3XT4FPX | XT4XQ3100TFF000XXX + SRFB3XT4FPX | XT4XQ3100UFF000XXX + SRFB3XT4FPX
SE | SEPA24AT0150 | 16 | SRPE150A110 | 14 | 110 | 14 | 100kA | 8 | Loose MCCB (OEM) | 2 | Distribution Protection | 1 | 480Vac (Y/D) | 1 | 80% | 1 | 161482111 | XT4LU3110AFF000XXX | XT2LU3110BFF000XXX | XT2LU3125EFF000XXX | XT2LU3125FFF000XXX | XT2LU3125GFF000XXX | XT2LU3125PFF000XXX | XT2LU3125QFF000XXX | XT2LU3125TFF000XXX | XT2LU3125UFF000XXX
SE | SEPA24AT0150 | 16 | SRPE150A110 | 14 | 110 | 14 | 100kA | 8 | Loose MCCB (OEM) | 2 | Distribution Protection | 1 | 600Vac (Y/D) | 2 | 80% | 1 | 161482121 | XT4XU3110AFF000XXX | XT4XU3110BFF000XXX | XT4XU3150EFF000XXX | XT4XU3150FFF000XXX | XT4XU3150GFF000XXX | XT4XU3150PFF000XXX | XT4XU3150QFF000XXX | XT4XU3150TFF000XXX | XT4XU3150UFF000XXX
SE | SEPA24AT0150 | 16 | SRPE150A110 | 14 | 110 | 14 | 100kA | 8 | Loose MCCB (OEM) | 2 | Distribution Protection | 1 | 480Vac (Y/D) | 1 | 100% | 2 | 161482112 | XT4LQ3110AFF000XXX | XT4LQ3110BFF000XXX | XT4LQ3150EFF000XXX | XT4LQ3150FFF000XXX | XT4LQ3150GFF000XXX | XT4LQ3150PFF000XXX | XT4LQ3150QFF000XXX | XT4LQ3150TFF000XXX | XT4LQ3150UFF000XXX
SE | SEPA24AT0150 | 16 | SRPE150A110 | 14 | 110 | 14 | 100kA | 8 | Loose MCCB (OEM) | 2 | Distribution Protection | 1 | 600Vac (Y/D) | 2 | 100% | 2 | 161482122 | XT4XQ3110AFF000XXX | XT4XQ3110BFF000XXX | XT4XQ3150EFF000XXX | XT4XQ3150FFF000XXX | XT4XQ3150GFF000XXX | XT4XQ3150PFF000XXX | XT4XQ3150QFF000XXX | XT4XQ3150TFF000XXX | XT4XQ3150UFF000XXX
SE | SEPA24AT0150 | 16 | SRPE150A110 | 14 | 110 | 14 | 100kA | 8 | Panelboard MRO | 1 | Distribution Protection | 1 | 480Vac (Y/D) | 1 | 80% | 1 | 161481111 | XT4LU3110AFF000XXX + SRFB6XT4FPX | XT4LU3110BFF000XXX + SRFB6XT4FPX | XT4LU3150EFF000XXX + SRFB3XT4FPX | XT4LU3150FFF000XXX + SRFB3XT4FPX | XT4LU3150GFF000XXX + SRFB3XT4FPX | XT4LU3150PFF000XXX + SRFB3XT4FPX | XT4LU3150QFF000XXX + SRFB3XT4FPX | XT4LU3150TFF000XXX + SRFB3XT4FPX | XT4LU3150UFF000XXX + SRFB3XT4FPX
SE | SEPA24AT0150 | 16 | SRPE150A110 | 14 | 110 | 14 | 100kA | 8 | Panelboard MRO | 1 | Distribution Protection | 1 | 600Vac (Y/D) | 2 | 80% | 1 | 161481121 | XT4XU3110AFF000XXX + SRFB6XT4FPX | XT4XU3110BFF000XXX + SRFB6XT4FPX | XT4XU3150EFF000XXX + SRFB3XT4FPX | XT4XU3150FFF000XXX + SRFB3XT4FPX | XT4XU3150GFF000XXX + SRFB3XT4FPX | XT4XU3150PFF000XXX + SRFB3XT4FPX | XT4XU3150QFF000XXX + SRFB3XT4FPX | XT4XU3150TFF000XXX + SRFB3XT4FPX | XT4XU3150UFF000XXX + SRFB3XT4FPX
SE | SEPA24AT0150 | 16 | SRPE150A110 | 14 | 110 | 14 | 100kA | 8 | Panelboard MRO | 1 | Distribution Protection | 1 | 480Vac (Y/D) | 1 | 100% | 2 | 161481112 | XT4LQ3110AFF000XXX + SRFB6XT4FPX | XT4LQ3110BFF000XXX + SRFB6XT4FPX | XT4LQ3150EFF000XXX + SRFB3XT4FPX | XT4LQ3150FFF000XXX + SRFB3XT4FPX | XT4LQ3150GFF000XXX + SRFB3XT4FPX | XT4LQ3150PFF000XXX + SRFB3XT4FPX | XT4LQ3150QFF000XXX + SRFB3XT4FPX | XT4LQ3150TFF000XXX + SRFB3XT4FPX | XT4LQ3150UFF000XXX + SRFB3XT4FPX
SE | SEPA24AT0150 | 16 | SRPE150A110 | 14 | 110 | 14 | 100kA | 8 | Panelboard MRO | 1 | Distribution Protection | 1 | 600Vac (Y/D) | 2 | 100% | 2 | 161481122 | XT4XQ3110AFF000XXX + SRFB6XT4FPX | XT4XQ3110BFF000XXX + SRFB6XT4FPX | XT4XQ3150EFF000XXX + SRFB3XT4FPX | XT4XQ3150FFF000XXX + SRFB3XT4FPX | XT4XQ3150GFF000XXX + SRFB3XT4FPX | XT4XQ3150PFF000XXX + SRFB3XT4FPX | XT4XQ3150QFF000XXX + SRFB3XT4FPX | XT4XQ3150TFF000XXX + SRFB3XT4FPX | XT4XQ3150UFF000XXX + SRFB3XT4FPX
SE | SEPA24AT0150 | 16 | SRPE150A125 | 15 | 125 | 15 | 100kA | 8 | Loose MCCB (OEM) | 2 | Distribution Protection | 1 | 480Vac (Y/D) | 1 | 80% | 1 | 161582111 | XT4LU3125AFF000XXX | XT4LU3125BFF000XXX | XT2LU3125EFF000XXX | XT2LU3125FFF000XXX | XT2LU3125GFF000XXX | XT2LU3125PFF000XXX | XT2LU3125QFF000XXX | XT2LU3125TFF000XXX | XT2LU3125UFF000XXX
SE | SEPA24AT0150 | 16 | SRPE150A125 | 15 | 125 | 15 | 100kA | 8 | Loose MCCB (OEM) | 2 | Distribution Protection | 1 | 600Vac (Y/D) | 2 | 80% | 1 | 161582121 | XT4XU3125AFF000XXX | XT4XU3125BFF000XXX | XT4XU3150EFF000XXX | XT4XU3150FFF000XXX | XT4XU3150GFF000XXX | XT4XU3150PFF000XXX | XT4XU3150QFF000XXX | XT4XU3150TFF000XXX | XT4XU3150UFF000XXX
SE | SEPA24AT0150 | 16 | SRPE150A125 | 15 | 125 | 15 | 100kA | 8 | Loose MCCB (OEM) | 2 | Distribution Protection | 1 | 480Vac (Y/D) | 1 | 100% | 2 | 161582112 | XT4LQ3125AFF000XXX | XT4LQ3125BFF000XXX | XT4LQ3150EFF000XXX | XT4LQ3150FFF000XXX | XT4LQ3150GFF000XXX | XT4LQ3150PFF000XXX | XT4LQ3150QFF000XXX | XT4LQ3150TFF000XXX | XT4LQ3150UFF000XXX
SE | SEPA24AT0150 | 16 | SRPE150A125 | 15 | 125 | 15 | 100kA | 8 | Loose MCCB (OEM) | 2 | Distribution Protection | 1 | 600Vac (Y/D) | 2 | 100% | 2 | 161582122 | XT4XQ3125AFF000XXX | XT4XQ3125BFF000XXX | XT4XQ3150EFF000XXX | XT4XQ3150FFF000XXX | XT4XQ3150GFF000XXX | XT4XQ3150PFF000XXX | XT4XQ3150QFF000XXX | XT4XQ3150TFF000XXX | XT4XQ3150UFF000XXX
SE | SEPA24AT0150 | 16 | SRPE150A125 | 15 | 125 | 15 | 100kA | 8 | Panelboard MRO | 1 | Distribution Protection | 1 | 480Vac (Y/D) | 1 | 80% | 1 | 161581111 | XT4LU3125AFF000XXX + SRFB6XT4FPX | XT4LU3125BFF000XXX + SRFB6XT4FPX | XT4LU3150EFF000XXX + SRFB3XT4FPX | XT4LU3150FFF000XXX + SRFB3XT4FPX | XT4LU3150GFF000XXX + SRFB3XT4FPX | XT4LU3150PFF000XXX + SRFB3XT4FPX | XT4LU3150QFF000XXX + SRFB3XT4FPX | XT4LU3150TFF000XXX + SRFB3XT4FPX | XT4LU3150UFF000XXX + SRFB3XT4FPX
SE | SEPA24AT0150 | 16 | SRPE150A125 | 15 | 125 | 15 | 100kA | 8 | Panelboard MRO | 1 | Distribution Protection | 1 | 600Vac (Y/D) | 2 | 80% | 1 | 161581121 | XT4XU3125AFF000XXX + SRFB6XT4FPX | XT4XU3125BFF000XXX + SRFB6XT4FPX | XT4XU3150EFF000XXX + SRFB3XT4FPX | XT4XU3150FFF000XXX + SRFB3XT4FPX | XT4XU3150GFF000XXX + SRFB3XT4FPX | XT4XU3150PFF000XXX + SRFB3XT4FPX | XT4XU3150QFF000XXX + SRFB3XT4FPX | XT4XU3150TFF000XXX + SRFB3XT4FPX | XT4XU3150UFF000XXX + SRFB3XT4FPX
SE | SEPA24AT0150 | 16 | SRPE150A125 | 15 | 125 | 15 | 100kA | 8 | Panelboard MRO | 1 | Distribution Protection | 1 | 480Vac (Y/D) | 1 | 100% | 2 | 161581112 | XT4LQ3125AFF000XXX + SRFB6XT4FPX | XT4LQ3125BFF000XXX + SRFB6XT4FPX | XT4LQ3150EFF000XXX + SRFB3XT4FPX | XT4LQ3150FFF000XXX + SRFB3XT4FPX | XT4LQ3150GFF000XXX + SRFB3XT4FPX | XT4LQ3150PFF000XXX + SRFB3XT4FPX | XT4LQ3150QFF000XXX + SRFB3XT4FPX | XT4LQ3150TFF000XXX + SRFB3XT4FPX | XT4LQ3150UFF000XXX + SRFB3XT4FPX
SE | SEPA24AT0150 | 16 | SRPE150A125 | 15 | 125 | 15 | 100kA | 8 | Panelboard MRO | 1 | Distribution Protection | 1 | 600Vac (Y/D) | 2 | 100% | 2 | 161581122 | XT4XQ3125AFF000XXX + SRFB6XT4FPX | XT4XQ3125BFF000XXX + SRFB6XT4FPX | XT4XQ3150EFF000XXX + SRFB3XT4FPX | XT4XQ3150FFF000XXX + SRFB3XT4FPX | XT4XQ3150GFF000XXX + SRFB3XT4FPX | XT4XQ3150PFF000XXX + SRFB3XT4FPX | XT4XQ3150QFF000XXX + SRFB3XT4FPX | XT4XQ3150TFF000XXX + SRFB3XT4FPX | XT4XQ3150UFF000XXX + SRFB3XT4FPX
SE | SEPA24AT0150 | 16 | SRPE150A150 | 16 | 150 | 16 | 100kA | 8 | Loose MCCB (OEM) | 2 | Distribution Protection | 1 | 480Vac (Y/D) | 1 | 80% | 1 | 161682111 | XT4LU3150AFF000XXX | XT4LU3150BFF000XXX | XT4LU3150EFF000XXX | XT4LU3150FFF000XXX | XT4LU3150GFF000XXX | XT4LU3150PFF000XXX | XT4LU3150QFF000XXX | XT4LU3150TFF000XXX | XT4LU3150UFF000XXX
SE | SEPA24AT0150 | 16 | SRPE150A150 | 16 | 150 | 16 | 100kA | 8 | Loose MCCB (OEM) | 2 | Distribution Protection | 1 | 600Vac (Y/D) | 2 | 80% | 1 | 161682121 | XT4XU3150AFF000XXX | XT4XU3150BFF000XXX | XT4XU3150EFF000XXX | XT4XU3150FFF000XXX | XT4XU3150GFF000XXX | XT4XU3150PFF000XXX | XT4XU3150QFF000XXX | XT4XU3150TFF000XXX | XT4XU3150UFF000XXX
SE | SEPA24AT0150 | 16 | SRPE150A150 | 16 | 150 | 16 | 100kA | 8 | Loose MCCB (OEM) | 2 | Distribution Protection | 1 | 480Vac (Y/D) | 1 | 100% | 2 | 161682112 | XT4LQ3150AFF000XXX | XT4LQ3150BFF000XXX | XT4LQ3150EFF000XXX | XT4LQ3150FFF000XXX | XT4LQ3150GFF000XXX | XT4LQ3150PFF000XXX | XT4LQ3150QFF000XXX | XT4LQ3150TFF000XXX | XT4LQ3150UFF000XXX
SE | SEPA24AT0150 | 16 | SRPE150A150 | 16 | 150 | 16 | 100kA | 8 | Loose MCCB (OEM) | 2 | Distribution Protection | 1 | 600Vac (Y/D) | 2 | 100% | 2 | 161682122 | XT4XQ3150AFF000XXX | XT4XQ3150BFF000XXX | XT4XQ3150EFF000XXX | XT4XQ3150FFF000XXX | XT4XQ3150GFF000XXX | XT4XQ3150PFF000XXX | XT4XQ3150QFF000XXX | XT4XQ3150TFF000XXX | XT4XQ3150UFF000XXX
SE | SEPA24AT0150 | 16 | SRPE150A150 | 16 | 150 | 16 | 100kA | 8 | Panelboard MRO | 1 | Distribution Protection | 1 | 480Vac (Y/D) | 1 | 80% | 1 | 161681111 | XT4LU3150AFF000XXX + SRFB6XT4FPX | XT4LU3150BFF000XXX + SRFB6XT4FPX | XT4LU3150EFF000XXX + SRFB3XT4FPX | XT4LU3150FFF000XXX + SRFB3XT4FPX | XT4LU3150GFF000XXX + SRFB3XT4FPX | XT4LU3150PFF000XXX + SRFB3XT4FPX | XT4LU3150QFF000XXX + SRFB3XT4FPX | XT4LU3150TFF000XXX + SRFB3XT4FPX | XT4LU3150UFF000XXX + SRFB3XT4FPX
SE | SEPA24AT0150 | 16 | SRPE150A150 | 16 | 150 | 16 | 100kA | 8 | Panelboard MRO | 1 | Distribution Protection | 1 | 600Vac (Y/D) | 2 | 80% | 1 | 161681121 | XT4XU3150AFF000XXX + SRFB6XT4FPX | XT4XU3150BFF000XXX + SRFB6XT4FPX | XT4XU3150EFF000XXX + SRFB3XT4FPX | XT4XU3150FFF000XXX + SRFB3XT4FPX | XT4XU3150GFF000XXX + SRFB3XT4FPX | XT4XU3150PFF000XXX + SRFB3XT4FPX | XT4XU3150QFF000XXX + SRFB3XT4FPX | XT4XU3150TFF000XXX + SRFB3XT4FPX | XT4XU3150UFF000XXX + SRFB3XT4FPX
SE | SEPA24AT0150 | 16 | SRPE150A150 | 16 | 150 | 16 | 100kA | 8 | Panelboard MRO | 1 | Distribution Protection | 1 | 480Vac (Y/D) | 1 | 100% | 2 | 161681112 | XT4LQ3150AFF000XXX + SRFB6XT4FPX | XT4LQ3150BFF000XXX + SRFB6XT4FPX | XT4LQ3150EFF000XXX + SRFB3XT4FPX | XT4LQ3150FFF000XXX + SRFB3XT4FPX | XT4LQ3150GFF000XXX + SRFB3XT4FPX | XT4LQ3150PFF000XXX + SRFB3XT4FPX | XT4LQ3150QFF000XXX + SRFB3XT4FPX | XT4LQ3150TFF000XXX + SRFB3XT4FPX | XT4LQ3150UFF000XXX + SRFB3XT4FPX
SE | SEPA24AT0150 | 16 | SRPE150A150 | 16 | 150 | 16 | 100kA | 8 | Panelboard MRO | 1 | Distribution Protection | 1 | 600Vac (Y/D) | 2 | 100% | 2 | 161681122 | XT4XQ3150AFF000XXX + SRFB6XT4FPX | XT4XQ3150BFF000XXX + SRFB6XT4FPX | XT4XQ3150EFF000XXX + SRFB3XT4FPX | XT4XQ3150FFF000XXX + SRFB3XT4FPX | XT4XQ3150GFF000XXX + SRFB3XT4FPX | XT4XQ3150PFF000XXX + SRFB3XT4FPX | XT4XQ3150QFF000XXX + SRFB3XT4FPX | XT4XQ3150TFF000XXX + SRFB3XT4FPX | XT4XQ3150UFF000XXX + SRFB3XT4FPX
SE | SEDA36AT0030 | 17 | SRPE30A15 | 1 | 15 | 1 | 14kA | 1 | Loose MCCB (OEM) | 2 | Distribution Protection | 1 | 480Vac (Y/D) | 1 | 80% | 1 | 17112111 | XT1NU3015AFF000XXX | No Equivalent Cross Available Based on Selections | XT2NU3025EFF000XXX | XT2NU3025FFF000XXX | XT2NU3025GFF000XXX | XT2NU3040PFF000XXX | XT2NU3040QFF000XXX | XT2NU3040TFF000XXX | XT2NU3040UFF000XXX
SE | SEDA36AT0030 | 17 | SRPE30A15 | 1 | 15 | 1 | 14kA | 1 | Loose MCCB (OEM) | 2 | Distribution Protection | 1 | 600Vac (Y/D) | 2 | 80% | 1 | 17112121 | XT2NU3015AFF000XXX | No Equivalent Cross Available Based on Selections | XT2NU3025EFF000XXX | XT2NU3025FFF000XXX | XT2NU3025GFF000XXX | XT2NU3040PFF000XXX | XT2NU3040QFF000XXX | XT2NU3040TFF000XXX | XT2NU3040UFF000XXX
SE | SEDA36AT0030 | 17 | SRPE30A15 | 1 | 15 | 1 | 14kA | 1 | Loose MCCB (OEM) | 2 | Distribution Protection | 1 | 480Vac (Y/D) | 1 | 100% | 2 | 17112112 | XT1NQ3015AFF000XXX | No Equivalent Cross Available Based on Selections | XT2NQ3025EFF000XXX | XT2NQ3025FFF000XXX | XT2NQ3025GFF000XXX | XT2NQ3040PFF000XXX | XT2NQ3040QFF000XXX | XT2NQ3040TFF000XXX | XT2NQ3040UFF000XXX
SE | SEDA36AT0030 | 17 | SRPE30A15 | 1 | 15 | 1 | 14kA | 1 | Loose MCCB (OEM) | 2 | Distribution Protection | 1 | 600Vac (Y/D) | 2 | 100% | 2 | 17112122 | XT2NQ3015AFF000XXX | No Equivalent Cross Available Based on Selections | XT2NQ3025EFF000XXX | XT2NQ3025FFF000XXX | XT2NQ3025GFF000XXX | XT2NQ3040PFF000XXX | XT2NQ3040QFF000XXX | XT2NQ3040TFF000XXX | XT2NQ3040UFF000XXX
SE | SEDA36AT0030 | 17 | SRPE30A15 | 1 | 15 | 1 | 14kA | 1 | Panelboard MRO | 1 | Distribution Protection | 1 | 480Vac (Y/D) | 1 | 80% | 1 | 17111111 | XT1NU3015AFF000XXX + SRFB6XT1FPX | No Equivalent Cross Available Based on Selections | XT4NU3040EFF000XXX + SRFB3XT4FPX | XT4NU3040FFF000XXX + SRFB3XT4FPX | XT4NU3040GFF000XXX + SRFB3XT4FPX | XT4NU3100PFF000XXX + SRFB3XT4FPX | XT4NU3100QFF000XXX + SRFB3XT4FPX | XT4NU3100TFF000XXX + SRFB3XT4FPX | XT4NU3100UFF000XXX + SRFB3XT4FPX
SE | SEDA36AT0030 | 17 | SRPE30A15 | 1 | 15 | 1 | 14kA | 1 | Panelboard MRO | 1 | Distribution Protection | 1 | 600Vac (Y/D) | 2 | 80% | 1 | 17111121 | XT4NU3025AFF000XXX + SRFB6XT4FPX | No Equivalent Cross Available Based on Selections | XT4NU3040EFF000XXX + SRFB3XT4FPX | XT4NU3040FFF000XXX + SRFB3XT4FPX | XT4NU3040GFF000XXX + SRFB3XT4FPX | XT4NU3100PFF000XXX + SRFB3XT4FPX | XT4NU3100QFF000XXX + SRFB3XT4FPX | XT4NU3100TFF000XXX + SRFB3XT4FPX | XT4NU3100UFF000XXX + SRFB3XT4FPX
SE | SEDA36AT0030 | 17 | SRPE30A15 | 1 | 15 | 1 | 14kA | 1 | Panelboard MRO | 1 | Distribution Protection | 1 | 480Vac (Y/D) | 1 | 100% | 2 | 17111112 | XT1NQ3015AFF000XXX + SRFB6XT1FPX | No Equivalent Cross Available Based on Selections | XT4NQ3040EFF000XXX + SRFB3XT4FPX | XT4NQ3040FFF000XXX + SRFB3XT4FPX | XT4NQ3040GFF000XXX + SRFB3XT4FPX | XT4NQ3100PFF000XXX + SRFB3XT4FPX | XT4NQ3100QFF000XXX + SRFB3XT4FPX | XT4NQ3100TFF000XXX + SRFB3XT4FPX | XT4NQ3100UFF000XXX + SRFB3XT4FPX
SE | SEDA36AT0030 | 17 | SRPE30A15 | 1 | 15 | 1 | 14kA | 1 | Panelboard MRO | 1 | Distribution Protection | 1 | 600Vac (Y/D) | 2 | 100% | 2 | 17111122 | XT4NQ3025AFF000XXX + SRFB6XT4FPX | No Equivalent Cross Available Based on Selections | XT4NQ3040EFF000XXX + SRFB3XT4FPX | XT4NQ3040FFF000XXX + SRFB3XT4FPX | XT4NQ3040GFF000XXX + SRFB3XT4FPX | XT4NQ3100PFF000XXX + SRFB3XT4FPX | XT4NQ3100QFF000XXX + SRFB3XT4FPX | XT4NQ3100TFF000XXX + SRFB3XT4FPX | XT4NQ3100UFF000XXX + SRFB3XT4FPX
SE | SEDA36AT0030 | 17 | SRPE30A15 | 1 | 15 | 1 | 18kA | 2 | Loose MCCB (OEM) | 2 | Distribution Protection | 1 | 480Vac (Y/D) | 1 | 80% | 1 | 17122111 | XT1NU3015AFF000XXX | No Equivalent Cross Available Based on Selections | XT2NU3025EFF000XXX | XT2NU3025FFF000XXX | XT2NU3025GFF000XXX | XT2NU3040PFF000XXX | XT2NU3040QFF000XXX | XT2NU3040TFF000XXX | XT2NU3040UFF000XXX
SE | SEDA36AT0030 | 17 | SRPE30A15 | 1 | 15 | 1 | 18kA | 2 | Loose MCCB (OEM) | 2 | Distribution Protection | 1 | 600Vac (Y/D) | 2 | 80% | 1 | 17122121 | XT2NU3015AFF000XXX | No Equivalent Cross Available Based on Selections | XT2NU3025EFF000XXX | XT2NU3025FFF000XXX | XT2NU3025GFF000XXX | XT2NU3040PFF000XXX | XT2NU3040QFF000XXX | XT2NU3040TFF000XXX | XT2NU3040UFF000XXX
SE | SEDA36AT0030 | 17 | SRPE30A15 | 1 | 15 | 1 | 18kA | 2 | Loose MCCB (OEM) | 2 | Distribution Protection | 1 | 480Vac (Y/D) | 1 | 100% | 2 | 17122112 | XT1NQ3015AFF000XXX | No Equivalent Cross Available Based on Selections | XT2NQ3025EFF000XXX | XT2NQ3025FFF000XXX | XT2NQ3025GFF000XXX | XT2NQ3040PFF000XXX | XT2NQ3040QFF000XXX | XT2NQ3040TFF000XXX | XT2NQ3040UFF000XXX
SE | SEDA36AT0030 | 17 | SRPE30A15 | 1 | 15 | 1 | 18kA | 2 | Loose MCCB (OEM) | 2 | Distribution Protection | 1 | 600Vac (Y/D) | 2 | 100% | 2 | 17122122 | XT2NQ3015AFF000XXX | No Equivalent Cross Available Based on Selections | XT2NQ3025EFF000XXX | XT2NQ3025FFF000XXX | XT2NQ3025GFF000XXX | XT2NQ3040PFF000XXX | XT2NQ3040QFF000XXX | XT2NQ3040TFF000XXX | XT2NQ3040UFF000XXX
SE | SEDA36AT0030 | 17 | SRPE30A15 | 1 | 15 | 1 | 18kA | 2 | Panelboard MRO | 1 | Distribution Protection | 1 | 480Vac (Y/D) | 1 | 80% | 1 | 17121111 | XT1NU3015AFF000XXX + SRFB6XT1FPX | No Equivalent Cross Available Based on Selections | XT4NU3040EFF000XXX + SRFB3XT4FPX | XT4NU3040FFF000XXX + SRFB3XT4FPX | XT4NU3040GFF000XXX + SRFB3XT4FPX | XT4NU3100PFF000XXX + SRFB3XT4FPX | XT4NU3100QFF000XXX + SRFB3XT4FPX | XT4NU3100TFF000XXX + SRFB3XT4FPX | XT4NU3100UFF000XXX + SRFB3XT4FPX
SE | SEDA36AT0030 | 17 | SRPE30A15 | 1 | 15 | 1 | 18kA | 2 | Panelboard MRO | 1 | Distribution Protection | 1 | 600Vac (Y/D) | 2 | 80% | 1 | 17121121 | XT4NU3025AFF000XXX + SRFB6XT4FPX | No Equivalent Cross Available Based on Selections | XT4NU3040EFF000XXX + SRFB3XT4FPX | XT4NU3040FFF000XXX + SRFB3XT4FPX | XT4NU3040GFF000XXX + SRFB3XT4FPX | XT4NU3100PFF000XXX + SRFB3XT4FPX | XT4NU3100QFF000XXX + SRFB3XT4FPX | XT4NU3100TFF000XXX + SRFB3XT4FPX | XT4NU3100UFF000XXX + SRFB3XT4FPX
SE | SEDA36AT0030 | 17 | SRPE30A15 | 1 | 15 | 1 | 18kA | 2 | Panelboard MRO | 1 | Distribution Protection | 1 | 480Vac (Y/D) | 1 | 100% | 2 | 17121112 | XT1NQ3015AFF000XXX + SRFB6XT1FPX | No Equivalent Cross Available Based on Selections | XT4NQ3040EFF000XXX + SRFB3XT4FPX | XT4NQ3040FFF000XXX + SRFB3XT4FPX | XT4NQ3040GFF000XXX + SRFB3XT4FPX | XT4NQ3100PFF000XXX + SRFB3XT4FPX | XT4NQ3100QFF000XXX + SRFB3XT4FPX | XT4NQ3100TFF000XXX + SRFB3XT4FPX | XT4NQ3100UFF000XXX + SRFB3XT4FPX
SE | SEDA36AT0030 | 17 | SRPE30A15 | 1 | 15 | 1 | 18kA | 2 | Panelboard MRO | 1 | Distribution Protection | 1 | 600Vac (Y/D) | 2 | 100% | 2 | 17121122 | XT4NQ3025AFF000XXX + SRFB6XT4FPX | No Equivalent Cross Available Based on Selections | XT4NQ3040EFF000XXX + SRFB3XT4FPX | XT4NQ3040FFF000XXX + SRFB3XT4FPX | XT4NQ3040GFF000XXX + SRFB3XT4FPX | XT4NQ3100PFF000XXX + SRFB3XT4FPX | XT4NQ3100QFF000XXX + SRFB3XT4FPX | XT4NQ3100TFF000XXX + SRFB3XT4FPX | XT4NQ3100UFF000XXX + SRFB3XT4FPX
SE | SEDA36AT0030 | 17 | SRPE30A20 | 2 | 20 | 2 | 14kA | 1 | Loose MCCB (OEM) | 2 | Distribution Protection | 1 | 480Vac (Y/D) | 1 | 80% | 1 | 17212111 | XT1NU3020AFF000XXX | No Equivalent Cross Available Based on Selections | XT2NU3025EFF000XXX | XT2NU3025FFF000XXX | XT2NU3025GFF000XXX | XT2NU3040PFF000XXX | XT2NU3040QFF000XXX | XT2NU3040TFF000XXX | XT2NU3040UFF000XXX
SE | SEDA36AT0030 | 17 | SRPE30A20 | 2 | 20 | 2 | 14kA | 1 | Loose MCCB (OEM) | 2 | Distribution Protection | 1 | 600Vac (Y/D) | 2 | 80% | 1 | 17212121 | XT2NU3020AFF000XXX | No Equivalent Cross Available Based on Selections | XT2NU3025EFF000XXX | XT2NU3025FFF000XXX | XT2NU3025GFF000XXX | XT2NU3040PFF000XXX | XT2NU3040QFF000XXX | XT2NU3040TFF000XXX | XT2NU3040UFF000XXX
SE | SEDA36AT0030 | 17 | SRPE30A20 | 2 | 20 | 2 | 14kA | 1 | Loose MCCB (OEM) | 2 | Distribution Protection | 1 | 480Vac (Y/D) | 1 | 100% | 2 | 17212112 | XT1NQ3020AFF000XXX | No Equivalent Cross Available Based on Selections | XT2NQ3025EFF000XXX | XT2NQ3025FFF000XXX | XT2NQ3025GFF000XXX | XT2NQ3040PFF000XXX | XT2NQ3040QFF000XXX | XT2NQ3040TFF000XXX | XT2NQ3040UFF000XXX
SE | SEDA36AT0030 | 17 | SRPE30A20 | 2 | 20 | 2 | 14kA | 1 | Loose MCCB (OEM) | 2 | Distribution Protection | 1 | 600Vac (Y/D) | 2 | 100% | 2 | 17212122 | XT2NQ3020AFF000XXX | No Equivalent Cross Available Based on Selections | XT2NQ3025EFF000XXX | XT2NQ3025FFF000XXX | XT2NQ3025GFF000XXX | XT2NQ3040PFF000XXX | XT2NQ3040QFF000XXX | XT2NQ3040TFF000XXX | XT2NQ3040UFF000XXX
SE | SEDA36AT0030 | 17 | SRPE30A20 | 2 | 20 | 2 | 14kA | 1 | Panelboard MRO | 1 | Distribution Protection | 1 | 480Vac (Y/D) | 1 | 80% | 1 | 17211111 | XT1NU3020AFF000XXX + SRFB6XT1FPX | No Equivalent Cross Available Based on Selections | XT4NU3040EFF000XXX + SRFB3XT4FPX | XT4NU3040FFF000XXX + SRFB3XT4FPX | XT4NU3040GFF000XXX + SRFB3XT4FPX | XT4NU3100PFF000XXX + SRFB3XT4FPX | XT4NU3100QFF000XXX + SRFB3XT4FPX | XT4NU3100TFF000XXX + SRFB3XT4FPX | XT4NU3100UFF000XXX + SRFB3XT4FPX
SE | SEDA36AT0030 | 17 | SRPE30A20 | 2 | 20 | 2 | 14kA | 1 | Panelboard MRO | 1 | Distribution Protection | 1 | 600Vac (Y/D) | 2 | 80% | 1 | 17211121 | XT4NU3025AFF000XXX + SRFB6XT4FPX | No Equivalent Cross Available Based on Selections | XT4NU3040EFF000XXX + SRFB3XT4FPX | XT4NU3040FFF000XXX + SRFB3XT4FPX | XT4NU3040GFF000XXX + SRFB3XT4FPX | XT4NU3100PFF000XXX + SRFB3XT4FPX | XT4NU3100QFF000XXX + SRFB3XT4FPX | XT4NU3100TFF000XXX + SRFB3XT4FPX | XT4NU3100UFF000XXX + SRFB3XT4FPX
SE | SEDA36AT0030 | 17 | SRPE30A20 | 2 | 20 | 2 | 14kA | 1 | Panelboard MRO | 1 | Distribution Protection | 1 | 480Vac (Y/D) | 1 | 100% | 2 | 17211112 | XT1NQ3020AFF000XXX + SRFB6XT1FPX | No Equivalent Cross Available Based on Selections | XT4NQ3040EFF000XXX + SRFB3XT4FPX | XT4NQ3040FFF000XXX + SRFB3XT4FPX | XT4NQ3040GFF000XXX + SRFB3XT4FPX | XT4NQ3100PFF000XXX + SRFB3XT4FPX | XT4NQ3100QFF000XXX + SRFB3XT4FPX | XT4NQ3100TFF000XXX + SRFB3XT4FPX | XT4NQ3100UFF000XXX + SRFB3XT4FPX
SE | SEDA36AT0030 | 17 | SRPE30A20 | 2 | 20 | 2 | 14kA | 1 | Panelboard MRO | 1 | Distribution Protection | 1 | 600Vac (Y/D) | 2 | 100% | 2 | 17211122 | XT4NQ3025AFF000XXX + SRFB6XT4FPX | No Equivalent Cross Available Based on Selections | XT4NQ3040EFF000XXX + SRFB3XT4FPX | XT4NQ3040FFF000XXX + SRFB3XT4FPX | XT4NQ3040GFF000XXX + SRFB3XT4FPX | XT4NQ3100PFF000XXX + SRFB3XT4FPX | XT4NQ3100QFF000XXX + SRFB3XT4FPX | XT4NQ3100TFF000XXX + SRFB3XT4FPX | XT4NQ3100UFF000XXX + SRFB3XT4FPX
SE | SEDA36AT0030 | 17 | SRPE30A20 | 2 | 20 | 2 | 18kA | 2 | Loose MCCB (OEM) | 2 | Distribution Protection | 1 | 480Vac (Y/D) | 1 | 80% | 1 | 17222111 | XT1NU3020AFF000XXX | No Equivalent Cross Available Based on Selections | XT2NU3025EFF000XXX | XT2NU3025FFF000XXX | XT2NU3025GFF000XXX | XT2NU3040PFF000XXX | XT2NU3040QFF000XXX | XT2NU3040TFF000XXX | XT2NU3040UFF000XXX
SE | SEDA36AT0030 | 17 | SRPE30A20 | 2 | 20 | 2 | 18kA | 2 | Loose MCCB (OEM) | 2 | Distribution Protection | 1 | 600Vac (Y/D) | 2 | 80% | 1 | 17222121 | XT2NU3020AFF000XXX | No Equivalent Cross Available Based on Selections | XT2NU3025EFF000XXX | XT2NU3025FFF000XXX | XT2NU3025GFF000XXX | XT2NU3040PFF000XXX | XT2NU3040QFF000XXX | XT2NU3040TFF000XXX | XT2NU3040UFF000XXX
SE | SEDA36AT0030 | 17 | SRPE30A20 | 2 | 20 | 2 | 18kA | 2 | Loose MCCB (OEM) | 2 | Distribution Protection | 1 | 480Vac (Y/D) | 1 | 100% | 2 | 17222112 | XT1NQ3020AFF000XXX | No Equivalent Cross Available Based on Selections | XT2NQ3025EFF000XXX | XT2NQ3025FFF000XXX | XT2NQ3025GFF000XXX | XT2NQ3040PFF000XXX | XT2NQ3040QFF000XXX | XT2NQ3040TFF000XXX | XT2NQ3040UFF000XXX
SE | SEDA36AT0030 | 17 | SRPE30A20 | 2 | 20 | 2 | 18kA | 2 | Loose MCCB (OEM) | 2 | Distribution Protection | 1 | 600Vac (Y/D) | 2 | 100% | 2 | 17222122 | XT2NQ3020AFF000XXX | No Equivalent Cross Available Based on Selections | XT2NQ3025EFF000XXX | XT2NQ3025FFF000XXX | XT2NQ3025GFF000XXX | XT2NQ3040PFF000XXX | XT2NQ3040QFF000XXX | XT2NQ3040TFF000XXX | XT2NQ3040UFF000XXX
SE | SEDA36AT0030 | 17 | SRPE30A20 | 2 | 20 | 2 | 18kA | 2 | Panelboard MRO | 1 | Distribution Protection | 1 | 480Vac (Y/D) | 1 | 80% | 1 | 17221111 | XT1NU3020AFF000XXX + SRFB6XT1FPX | No Equivalent Cross Available Based on Selections | XT4NU3040EFF000XXX + SRFB3XT4FPX | XT4NU3040FFF000XXX + SRFB3XT4FPX | XT4NU3040GFF000XXX + SRFB3XT4FPX | XT4NU3100PFF000XXX + SRFB3XT4FPX | XT4NU3100QFF000XXX + SRFB3XT4FPX | XT4NU3100TFF000XXX + SRFB3XT4FPX | XT4NU3100UFF000XXX + SRFB3XT4FPX
SE | SEDA36AT0030 | 17 | SRPE30A20 | 2 | 20 | 2 | 18kA | 2 | Panelboard MRO | 1 | Distribution Protection | 1 | 600Vac (Y/D) | 2 | 80% | 1 | 17221121 | XT4NU3025AFF000XXX + SRFB6XT4FPX | No Equivalent Cross Available Based on Selections | XT4NU3040EFF000XXX + SRFB3XT4FPX | XT4NU3040FFF000XXX + SRFB3XT4FPX | XT4NU3040GFF000XXX + SRFB3XT4FPX | XT4NU3100PFF000XXX + SRFB3XT4FPX | XT4NU3100QFF000XXX + SRFB3XT4FPX | XT4NU3100TFF000XXX + SRFB3XT4FPX | XT4NU3100UFF000XXX + SRFB3XT4FPX
SE | SEDA36AT0030 | 17 | SRPE30A20 | 2 | 20 | 2 | 18kA | 2 | Panelboard MRO | 1 | Distribution Protection | 1 | 480Vac (Y/D) | 1 | 100% | 2 | 17221112 | XT1NQ3020AFF000XXX + SRFB6XT1FPX | No Equivalent Cross Available Based on Selections | XT4NQ3040EFF000XXX + SRFB3XT4FPX | XT4NQ3040FFF000XXX + SRFB3XT4FPX | XT4NQ3040GFF000XXX + SRFB3XT4FPX | XT4NQ3100PFF000XXX + SRFB3XT4FPX | XT4NQ3100QFF000XXX + SRFB3XT4FPX | XT4NQ3100TFF000XXX + SRFB3XT4FPX | XT4NQ3100UFF000XXX + SRFB3XT4FPX
SE | SEDA36AT0030 | 17 | SRPE30A20 | 2 | 20 | 2 | 18kA | 2 | Panelboard MRO | 1 | Distribution Protection | 1 | 600Vac (Y/D) | 2 | 100% | 2 | 17221122 | XT4NQ3025AFF000XXX + SRFB6XT4FPX | No Equivalent Cross Available Based on Selections | XT4NQ3040EFF000XXX + SRFB3XT4FPX | XT4NQ3040FFF000XXX + SRFB3XT4FPX | XT4NQ3040GFF000XXX + SRFB3XT4FPX | XT4NQ3100PFF000XXX + SRFB3XT4FPX | XT4NQ3100QFF000XXX + SRFB3XT4FPX | XT4NQ3100TFF000XXX + SRFB3XT4FPX | XT4NQ3100UFF000XXX + SRFB3XT4FPX
SE | SEDA36AT0030 | 17 | SRPE30A25 | 3 | 25 | 3 | 14kA | 1 | Loose MCCB (OEM) | 2 | Distribution Protection | 1 | 480Vac (Y/D) | 1 | 80% | 1 | 17312111 | XT1NU3025AFF000XXX | No Equivalent Cross Available Based on Selections | XT2NU3025EFF000XXX | XT2NU3025FFF000XXX | XT2NU3025GFF000XXX | XT2NU3040PFF000XXX | XT2NU3040QFF000XXX | XT2NU3040TFF000XXX | XT2NU3040UFF000XXX
SE | SEDA36AT0030 | 17 | SRPE30A25 | 3 | 25 | 3 | 14kA | 1 | Loose MCCB (OEM) | 2 | Distribution Protection | 1 | 600Vac (Y/D) | 2 | 80% | 1 | 17312121 | XT2NU3025AFF000XXX | No Equivalent Cross Available Based on Selections | XT2NU3025EFF000XXX | XT2NU3025FFF000XXX | XT2NU3025GFF000XXX | XT2NU3040PFF000XXX | XT2NU3040QFF000XXX | XT2NU3040TFF000XXX | XT2NU3040UFF000XXX
SE | SEDA36AT0030 | 17 | SRPE30A25 | 3 | 25 | 3 | 14kA | 1 | Loose MCCB (OEM) | 2 | Distribution Protection | 1 | 480Vac (Y/D) | 1 | 100% | 2 | 17312112 | XT1NQ3025AFF000XXX | No Equivalent Cross Available Based on Selections | XT2NQ3025EFF000XXX | XT2NQ3025FFF000XXX | XT2NQ3025GFF000XXX | XT2NQ3040PFF000XXX | XT2NQ3040QFF000XXX | XT2NQ3040TFF000XXX | XT2NQ3040UFF000XXX
SE | SEDA36AT0030 | 17 | SRPE30A25 | 3 | 25 | 3 | 14kA | 1 | Loose MCCB (OEM) | 2 | Distribution Protection | 1 | 600Vac (Y/D) | 2 | 100% | 2 | 17312122 | XT2NQ3025AFF000XXX | No Equivalent Cross Available Based on Selections | XT2NQ3025EFF000XXX | XT2NQ3025FFF000XXX | XT2NQ3025GFF000XXX | XT2NQ3040PFF000XXX | XT2NQ3040QFF000XXX | XT2NQ3040TFF000XXX | XT2NQ3040UFF000XXX
SE | SEDA36AT0030 | 17 | SRPE30A25 | 3 | 25 | 3 | 14kA | 1 | Panelboard MRO | 1 | Distribution Protection | 1 | 480Vac (Y/D) | 1 | 80% | 1 | 17311111 | XT1NU3025AFF000XXX + SRFB6XT1FPX | No Equivalent Cross Available Based on Selections | XT4NU3040EFF000XXX + SRFB3XT4FPX | XT4NU3040FFF000XXX + SRFB3XT4FPX | XT4NU3040GFF000XXX + SRFB3XT4FPX | XT4NU3100PFF000XXX + SRFB3XT4FPX | XT4NU3100QFF000XXX + SRFB3XT4FPX | XT4NU3100TFF000XXX + SRFB3XT4FPX | XT4NU3100UFF000XXX + SRFB3XT4FPX
SE | SEDA36AT0030 | 17 | SRPE30A25 | 3 | 25 | 3 | 14kA | 1 | Panelboard MRO | 1 | Distribution Protection | 1 | 600Vac (Y/D) | 2 | 80% | 1 | 17311121 | XT4NU3025AFF000XXX + SRFB6XT4FPX | No Equivalent Cross Available Based on Selections | XT4NU3040EFF000XXX + SRFB3XT4FPX | XT4NU3040FFF000XXX + SRFB3XT4FPX | XT4NU3040GFF000XXX + SRFB3XT4FPX | XT4NU3100PFF000XXX + SRFB3XT4FPX | XT4NU3100QFF000XXX + SRFB3XT4FPX | XT4NU3100TFF000XXX + SRFB3XT4FPX | XT4NU3100UFF000XXX + SRFB3XT4FPX
SE | SEDA36AT0030 | 17 | SRPE30A25 | 3 | 25 | 3 | 14kA | 1 | Panelboard MRO | 1 | Distribution Protection | 1 | 480Vac (Y/D) | 1 | 100% | 2 | 17311112 | XT1NQ3025AFF000XXX + SRFB6XT1FPX | No Equivalent Cross Available Based on Selections | XT4NQ3040EFF000XXX + SRFB3XT4FPX | XT4NQ3040FFF000XXX + SRFB3XT4FPX | XT4NQ3040GFF000XXX + SRFB3XT4FPX | XT4NQ3100PFF000XXX + SRFB3XT4FPX | XT4NQ3100QFF000XXX + SRFB3XT4FPX | XT4NQ3100TFF000XXX + SRFB3XT4FPX | XT4NQ3100UFF000XXX + SRFB3XT4FPX
SE | SEDA36AT0030 | 17 | SRPE30A25 | 3 | 25 | 3 | 14kA | 1 | Panelboard MRO | 1 | Distribution Protection | 1 | 600Vac (Y/D) | 2 | 100% | 2 | 17311122 | XT4NQ3025AFF000XXX + SRFB6XT4FPX | No Equivalent Cross Available Based on Selections | XT4NQ3040EFF000XXX + SRFB3XT4FPX | XT4NQ3040FFF000XXX + SRFB3XT4FPX | XT4NQ3040GFF000XXX + SRFB3XT4FPX | XT4NQ3100PFF000XXX + SRFB3XT4FPX | XT4NQ3100QFF000XXX + SRFB3XT4FPX | XT4NQ3100TFF000XXX + SRFB3XT4FPX | XT4NQ3100UFF000XXX + SRFB3XT4FPX
SE | SEDA36AT0030 | 17 | SRPE30A25 | 3 | 25 | 3 | 18kA | 2 | Loose MCCB (OEM) | 2 | Distribution Protection | 1 | 480Vac (Y/D) | 1 | 80% | 1 | 17322111 | XT1NU3025AFF000XXX | No Equivalent Cross Available Based on Selections | XT2NU3025EFF000XXX | XT2NU3025FFF000XXX | XT2NU3025GFF000XXX | XT2NU3040PFF000XXX | XT2NU3040QFF000XXX | XT2NU3040TFF000XXX | XT2NU3040UFF000XXX
SE | SEDA36AT0030 | 17 | SRPE30A25 | 3 | 25 | 3 | 18kA | 2 | Loose MCCB (OEM) | 2 | Distribution Protection | 1 | 600Vac (Y/D) | 2 | 80% | 1 | 17322121 | XT2NU3025AFF000XXX | No Equivalent Cross Available Based on Selections | XT2NU3025EFF000XXX | XT2NU3025FFF000XXX | XT2NU3025GFF000XXX | XT2NU3040PFF000XXX | XT2NU3040QFF000XXX | XT2NU3040TFF000XXX | XT2NU3040UFF000XXX
SE | SEDA36AT0030 | 17 | SRPE30A25 | 3 | 25 | 3 | 18kA | 2 | Loose MCCB (OEM) | 2 | Distribution Protection | 1 | 480Vac (Y/D) | 1 | 100% | 2 | 17322112 | XT1NQ3025AFF000XXX | No Equivalent Cross Available Based on Selections | XT2NQ3025EFF000XXX | XT2NQ3025FFF000XXX | XT2NQ3025GFF000XXX | XT2NQ3040PFF000XXX | XT2NQ3040QFF000XXX | XT2NQ3040TFF000XXX | XT2NQ3040UFF000XXX
SE | SEDA36AT0030 | 17 | SRPE30A25 | 3 | 25 | 3 | 18kA | 2 | Loose MCCB (OEM) | 2 | Distribution Protection | 1 | 600Vac (Y/D) | 2 | 100% | 2 | 17322122 | XT2NQ3025AFF000XXX | No Equivalent Cross Available Based on Selections | XT2NQ3025EFF000XXX | XT2NQ3025FFF000XXX | XT2NQ3025GFF000XXX | XT2NQ3040PFF000XXX | XT2NQ3040QFF000XXX | XT2NQ3040TFF000XXX | XT2NQ3040UFF000XXX
SE | SEDA36AT0030 | 17 | SRPE30A25 | 3 | 25 | 3 | 18kA | 2 | Panelboard MRO | 1 | Distribution Protection | 1 | 480Vac (Y/D) | 1 | 80% | 1 | 17321111 | XT1NU3025AFF000XXX + SRFB6XT1FPX | No Equivalent Cross Available Based on Selections | XT4NU3040EFF000XXX + SRFB3XT4FPX | XT4NU3040FFF000XXX + SRFB3XT4FPX | XT4NU3040GFF000XXX + SRFB3XT4FPX | XT4NU3100PFF000XXX + SRFB3XT4FPX | XT4NU3100QFF000XXX + SRFB3XT4FPX | XT4NU3100TFF000XXX + SRFB3XT4FPX | XT4NU3100UFF000XXX + SRFB3XT4FPX
SE | SEDA36AT0030 | 17 | SRPE30A25 | 3 | 25 | 3 | 18kA | 2 | Panelboard MRO | 1 | Distribution Protection | 1 | 600Vac (Y/D) | 2 | 80% | 1 | 17321121 | XT4NU3025AFF000XXX + SRFB6XT4FPX | No Equivalent Cross Available Based on Selections | XT4NU3040EFF000XXX + SRFB3XT4FPX | XT4NU3040FFF000XXX + SRFB3XT4FPX | XT4NU3040GFF000XXX + SRFB3XT4FPX | XT4NU3100PFF000XXX + SRFB3XT4FPX | XT4NU3100QFF000XXX + SRFB3XT4FPX | XT4NU3100TFF000XXX + SRFB3XT4FPX | XT4NU3100UFF000XXX + SRFB3XT4FPX
SE | SEDA36AT0030 | 17 | SRPE30A25 | 3 | 25 | 3 | 18kA | 2 | Panelboard MRO | 1 | Distribution Protection | 1 | 480Vac (Y/D) | 1 | 100% | 2 | 17321112 | XT1NQ3025AFF000XXX + SRFB6XT1FPX | No Equivalent Cross Available Based on Selections | XT4NQ3040EFF000XXX + SRFB3XT4FPX | XT4NQ3040FFF000XXX + SRFB3XT4FPX | XT4NQ3040GFF000XXX + SRFB3XT4FPX | XT4NQ3100PFF000XXX + SRFB3XT4FPX | XT4NQ3100QFF000XXX + SRFB3XT4FPX | XT4NQ3100TFF000XXX + SRFB3XT4FPX | XT4NQ3100UFF000XXX + SRFB3XT4FPX
SE | SEDA36AT0030 | 17 | SRPE30A25 | 3 | 25 | 3 | 18kA | 2 | Panelboard MRO | 1 | Distribution Protection | 1 | 600Vac (Y/D) | 2 | 100% | 2 | 17321122 | XT4NQ3025AFF000XXX + SRFB6XT4FPX | No Equivalent Cross Available Based on Selections | XT4NQ3040EFF000XXX + SRFB3XT4FPX | XT4NQ3040FFF000XXX + SRFB3XT4FPX | XT4NQ3040GFF000XXX + SRFB3XT4FPX | XT4NQ3100PFF000XXX + SRFB3XT4FPX | XT4NQ3100QFF000XXX + SRFB3XT4FPX | XT4NQ3100TFF000XXX + SRFB3XT4FPX | XT4NQ3100UFF000XXX + SRFB3XT4FPX
SE | SEDA36AT0030 | 17 | SRPE30A30 | 4 | 30 | 4 | 14kA | 1 | Loose MCCB (OEM) | 2 | Distribution Protection | 1 | 480Vac (Y/D) | 1 | 80% | 1 | 17412111 | XT1NU3030AFF000XXX | No Equivalent Cross Available Based on Selections | XT2NU3060EFF000XXX | XT2NU3060FFF000XXX | XT2NU3060GFF000XXX | XT2NU3040PFF000XXX | XT2NU3040QFF000XXX | XT2NU3040TFF000XXX | XT2NU3040UFF000XXX
SE | SEDA36AT0030 | 17 | SRPE30A30 | 4 | 30 | 4 | 14kA | 1 | Loose MCCB (OEM) | 2 | Distribution Protection | 1 | 600Vac (Y/D) | 2 | 80% | 1 | 17412121 | XT2NU3030AFF000XXX | No Equivalent Cross Available Based on Selections | XT2NU3060EFF000XXX | XT2NU3060FFF000XXX | XT2NU3060GFF000XXX | XT2NU3040PFF000XXX | XT2NU3040QFF000XXX | XT2NU3040TFF000XXX | XT2NU3040UFF000XXX
SE | SEDA36AT0030 | 17 | SRPE30A30 | 4 | 30 | 4 | 14kA | 1 | Loose MCCB (OEM) | 2 | Distribution Protection | 1 | 480Vac (Y/D) | 1 | 100% | 2 | 17412112 | XT1NQ3030AFF000XXX | No Equivalent Cross Available Based on Selections | XT2NQ3060EFF000XXX | XT2NQ3060FFF000XXX | XT2NQ3060GFF000XXX | XT2NQ3040PFF000XXX | XT2NQ3040QFF000XXX | XT2NQ3040TFF000XXX | XT2NQ3040UFF000XXX
SE | SEDA36AT0030 | 17 | SRPE30A30 | 4 | 30 | 4 | 14kA | 1 | Loose MCCB (OEM) | 2 | Distribution Protection | 1 | 600Vac (Y/D) | 2 | 100% | 2 | 17412122 | XT2NQ3030AFF000XXX | No Equivalent Cross Available Based on Selections | XT2NQ3060EFF000XXX | XT2NQ3060FFF000XXX | XT2NQ3060GFF000XXX | XT2NQ3040PFF000XXX | XT2NQ3040QFF000XXX | XT2NQ3040TFF000XXX | XT2NQ3040UFF000XXX
SE | SEDA36AT0030 | 17 | SRPE30A30 | 4 | 30 | 4 | 14kA | 1 | Panelboard MRO | 1 | Distribution Protection | 1 | 480Vac (Y/D) | 1 | 80% | 1 | 17411111 | XT1NU3030AFF000XXX + SRFB6XT1FPX | No Equivalent Cross Available Based on Selections | XT4NU3040EFF000XXX + SRFB3XT4FPX | XT4NU3040FFF000XXX + SRFB3XT4FPX | XT4NU3040GFF000XXX + SRFB3XT4FPX | XT4NU3100PFF000XXX + SRFB3XT4FPX | XT4NU3100QFF000XXX + SRFB3XT4FPX | XT4NU3100TFF000XXX + SRFB3XT4FPX | XT4NU3100UFF000XXX + SRFB3XT4FPX
SE | SEDA36AT0030 | 17 | SRPE30A30 | 4 | 30 | 4 | 14kA | 1 | Panelboard MRO | 1 | Distribution Protection | 1 | 600Vac (Y/D) | 2 | 80% | 1 | 17411121 | XT4NU3030AFF000XXX + SRFB6XT4FPX | No Equivalent Cross Available Based on Selections | XT4NU3040EFF000XXX + SRFB3XT4FPX | XT4NU3040FFF000XXX + SRFB3XT4FPX | XT4NU3040GFF000XXX + SRFB3XT4FPX | XT4NU3100PFF000XXX + SRFB3XT4FPX | XT4NU3100QFF000XXX + SRFB3XT4FPX | XT4NU3100TFF000XXX + SRFB3XT4FPX | XT4NU3100UFF000XXX + SRFB3XT4FPX
SE | SEDA36AT0030 | 17 | SRPE30A30 | 4 | 30 | 4 | 14kA | 1 | Panelboard MRO | 1 | Distribution Protection | 1 | 480Vac (Y/D) | 1 | 100% | 2 | 17411112 | XT1NQ3030AFF000XXX + SRFB6XT1FPX | No Equivalent Cross Available Based on Selections | XT4NQ3040EFF000XXX + SRFB3XT4FPX | XT4NQ3040FFF000XXX + SRFB3XT4FPX | XT4NQ3040GFF000XXX + SRFB3XT4FPX | XT4NQ3100PFF000XXX + SRFB3XT4FPX | XT4NQ3100QFF000XXX + SRFB3XT4FPX | XT4NQ3100TFF000XXX + SRFB3XT4FPX | XT4NQ3100UFF000XXX + SRFB3XT4FPX
SE | SEDA36AT0030 | 17 | SRPE30A30 | 4 | 30 | 4 | 14kA | 1 | Panelboard MRO | 1 | Distribution Protection | 1 | 600Vac (Y/D) | 2 | 100% | 2 | 17411122 | XT4NQ3030AFF000XXX + SRFB6XT4FPX | No Equivalent Cross Available Based on Selections | XT4NQ3040EFF000XXX + SRFB3XT4FPX | XT4NQ3040FFF000XXX + SRFB3XT4FPX | XT4NQ3040GFF000XXX + SRFB3XT4FPX | XT4NQ3100PFF000XXX + SRFB3XT4FPX | XT4NQ3100QFF000XXX + SRFB3XT4FPX | XT4NQ3100TFF000XXX + SRFB3XT4FPX | XT4NQ3100UFF000XXX + SRFB3XT4FPX
SE | SEDA36AT0030 | 17 | SRPE30A30 | 4 | 30 | 4 | 18kA | 2 | Loose MCCB (OEM) | 2 | Distribution Protection | 1 | 480Vac (Y/D) | 1 | 80% | 1 | 17422111 | XT1NU3030AFF000XXX | No Equivalent Cross Available Based on Selections | XT2NU3060EFF000XXX | XT2NU3060FFF000XXX | XT2NU3060GFF000XXX | XT2NU3040PFF000XXX | XT2NU3040QFF000XXX | XT2NU3040TFF000XXX | XT2NU3040UFF000XXX
SE | SEDA36AT0030 | 17 | SRPE30A30 | 4 | 30 | 4 | 18kA | 2 | Loose MCCB (OEM) | 2 | Distribution Protection | 1 | 600Vac (Y/D) | 2 | 80% | 1 | 17422121 | XT2NU3030AFF000XXX | No Equivalent Cross Available Based on Selections | XT2NU3060EFF000XXX | XT2NU3060FFF000XXX | XT2NU3060GFF000XXX | XT2NU3040PFF000XXX | XT2NU3040QFF000XXX | XT2NU3040TFF000XXX | XT2NU3040UFF000XXX
SE | SEDA36AT0030 | 17 | SRPE30A30 | 4 | 30 | 4 | 18kA | 2 | Loose MCCB (OEM) | 2 | Distribution Protection | 1 | 480Vac (Y/D) | 1 | 100% | 2 | 17422112 | XT1NQ3030AFF000XXX | No Equivalent Cross Available Based on Selections | XT2NQ3060EFF000XXX | XT2NQ3060FFF000XXX | XT2NQ3060GFF000XXX | XT2NQ3040PFF000XXX | XT2NQ3040QFF000XXX | XT2NQ3040TFF000XXX | XT2NQ3040UFF000XXX
SE | SEDA36AT0030 | 17 | SRPE30A30 | 4 | 30 | 4 | 18kA | 2 | Loose MCCB (OEM) | 2 | Distribution Protection | 1 | 600Vac (Y/D) | 2 | 100% | 2 | 17422122 | XT2NQ3030AFF000XXX | No Equivalent Cross Available Based on Selections | XT2NQ3060EFF000XXX | XT2NQ3060FFF000XXX | XT2NQ3060GFF000XXX | XT2NQ3040PFF000XXX | XT2NQ3040QFF000XXX | XT2NQ3040TFF000XXX | XT2NQ3040UFF000XXX
SE | SEDA36AT0030 | 17 | SRPE30A30 | 4 | 30 | 4 | 18kA | 2 | Panelboard MRO | 1 | Distribution Protection | 1 | 480Vac (Y/D) | 1 | 80% | 1 | 17421111 | XT1NU3030AFF000XXX + SRFB6XT1FPX | No Equivalent Cross Available Based on Selections | XT4NU3040EFF000XXX + SRFB3XT4FPX | XT4NU3040FFF000XXX + SRFB3XT4FPX | XT4NU3040GFF000XXX + SRFB3XT4FPX | XT4NU3100PFF000XXX + SRFB3XT4FPX | XT4NU3100QFF000XXX + SRFB3XT4FPX | XT4NU3100TFF000XXX + SRFB3XT4FPX | XT4NU3100UFF000XXX + SRFB3XT4FPX
SE | SEDA36AT0030 | 17 | SRPE30A30 | 4 | 30 | 4 | 18kA | 2 | Panelboard MRO | 1 | Distribution Protection | 1 | 600Vac (Y/D) | 2 | 80% | 1 | 17421121 | XT4NU3030AFF000XXX + SRFB6XT4FPX | No Equivalent Cross Available Based on Selections | XT4NU3040EFF000XXX + SRFB3XT4FPX | XT4NU3040FFF000XXX + SRFB3XT4FPX | XT4NU3040GFF000XXX + SRFB3XT4FPX | XT4NU3100PFF000XXX + SRFB3XT4FPX | XT4NU3100QFF000XXX + SRFB3XT4FPX | XT4NU3100TFF000XXX + SRFB3XT4FPX | XT4NU3100UFF000XXX + SRFB3XT4FPX
SE | SEDA36AT0030 | 17 | SRPE30A30 | 4 | 30 | 4 | 18kA | 2 | Panelboard MRO | 1 | Distribution Protection | 1 | 480Vac (Y/D) | 1 | 100% | 2 | 17421112 | XT1NQ3030AFF000XXX + SRFB6XT1FPX | No Equivalent Cross Available Based on Selections | XT4NQ3040EFF000XXX + SRFB3XT4FPX | XT4NQ3040FFF000XXX + SRFB3XT4FPX | XT4NQ3040GFF000XXX + SRFB3XT4FPX | XT4NQ3100PFF000XXX + SRFB3XT4FPX | XT4NQ3100QFF000XXX + SRFB3XT4FPX | XT4NQ3100TFF000XXX + SRFB3XT4FPX | XT4NQ3100UFF000XXX + SRFB3XT4FPX
SE | SEDA36AT0030 | 17 | SRPE30A30 | 4 | 30 | 4 | 18kA | 2 | Panelboard MRO | 1 | Distribution Protection | 1 | 600Vac (Y/D) | 2 | 100% | 2 | 17421122 | XT4NQ3030AFF000XXX + SRFB6XT4FPX | No Equivalent Cross Available Based on Selections | XT4NQ3040EFF000XXX + SRFB3XT4FPX | XT4NQ3040FFF000XXX + SRFB3XT4FPX | XT4NQ3040GFF000XXX + SRFB3XT4FPX | XT4NQ3100PFF000XXX + SRFB3XT4FPX | XT4NQ3100QFF000XXX + SRFB3XT4FPX | XT4NQ3100TFF000XXX + SRFB3XT4FPX | XT4NQ3100UFF000XXX + SRFB3XT4FPX
SE | SEDA36AT0060 | 18 | SRPE60A35 | 5 | 35 | 5 | 14kA | 1 | Loose MCCB (OEM) | 2 | Distribution Protection | 1 | 480Vac (Y/D) | 1 | 80% | 1 | 18512111 | XT1NU3035AFF000XXX | No Equivalent Cross Available Based on Selections | XT2NU3060EFF000XXX | XT2NU3060FFF000XXX | XT2NU3060GFF000XXX | XT2NU3040PFF000XXX | XT2NU3040QFF000XXX | XT2NU3040TFF000XXX | XT2NU3040UFF000XXX
SE | SEDA36AT0060 | 18 | SRPE60A35 | 5 | 35 | 5 | 14kA | 1 | Loose MCCB (OEM) | 2 | Distribution Protection | 1 | 600Vac (Y/D) | 2 | 80% | 1 | 18512121 | XT2NU3035AFF000XXX | No Equivalent Cross Available Based on Selections | XT2NU3060EFF000XXX | XT2NU3060FFF000XXX | XT2NU3060GFF000XXX | XT2NU3040PFF000XXX | XT2NU3040QFF000XXX | XT2NU3040TFF000XXX | XT2NU3040UFF000XXX
SE | SEDA36AT0060 | 18 | SRPE60A35 | 5 | 35 | 5 | 14kA | 1 | Loose MCCB (OEM) | 2 | Distribution Protection | 1 | 480Vac (Y/D) | 1 | 100% | 2 | 18512112 | XT1NQ3035AFF000XXX | No Equivalent Cross Available Based on Selections | XT2NQ3060EFF000XXX | XT2NQ3060FFF000XXX | XT2NQ3060GFF000XXX | XT2NQ3040PFF000XXX | XT2NQ3040QFF000XXX | XT2NQ3040TFF000XXX | XT2NQ3040UFF000XXX
SE | SEDA36AT0060 | 18 | SRPE60A35 | 5 | 35 | 5 | 14kA | 1 | Loose MCCB (OEM) | 2 | Distribution Protection | 1 | 600Vac (Y/D) | 2 | 100% | 2 | 18512122 | XT2NQ3035AFF000XXX | No Equivalent Cross Available Based on Selections | XT2NQ3060EFF000XXX | XT2NQ3060FFF000XXX | XT2NQ3060GFF000XXX | XT2NQ3040PFF000XXX | XT2NQ3040QFF000XXX | XT2NQ3040TFF000XXX | XT2NQ3040UFF000XXX
SE | SEDA36AT0060 | 18 | SRPE60A35 | 5 | 35 | 5 | 14kA | 1 | Panelboard MRO | 1 | Distribution Protection | 1 | 480Vac (Y/D) | 1 | 80% | 1 | 18511111 | XT1NU3035AFF000XXX + SRFB6XT1FPX | No Equivalent Cross Available Based on Selections | XT4NU3040EFF000XXX + SRFB3XT4FPX | XT4NU3040FFF000XXX + SRFB3XT4FPX | XT4NU3040GFF000XXX + SRFB3XT4FPX | XT4NU3100PFF000XXX + SRFB3XT4FPX | XT4NU3100QFF000XXX + SRFB3XT4FPX | XT4NU3100TFF000XXX + SRFB3XT4FPX | XT4NU3100UFF000XXX + SRFB3XT4FPX
SE | SEDA36AT0060 | 18 | SRPE60A35 | 5 | 35 | 5 | 14kA | 1 | Panelboard MRO | 1 | Distribution Protection | 1 | 600Vac (Y/D) | 2 | 80% | 1 | 18511121 | XT4NU3035AFF000XXX + SRFB6XT4FPX | No Equivalent Cross Available Based on Selections | XT4NU3040EFF000XXX + SRFB3XT4FPX | XT4NU3040FFF000XXX + SRFB3XT4FPX | XT4NU3040GFF000XXX + SRFB3XT4FPX | XT4NU3100PFF000XXX + SRFB3XT4FPX | XT4NU3100QFF000XXX + SRFB3XT4FPX | XT4NU3100TFF000XXX + SRFB3XT4FPX | XT4NU3100UFF000XXX + SRFB3XT4FPX
SE | SEDA36AT0060 | 18 | SRPE60A35 | 5 | 35 | 5 | 14kA | 1 | Panelboard MRO | 1 | Distribution Protection | 1 | 480Vac (Y/D) | 1 | 100% | 2 | 18511112 | XT1NQ3035AFF000XXX + SRFB6XT1FPX | No Equivalent Cross Available Based on Selections | XT4NQ3040EFF000XXX + SRFB3XT4FPX | XT4NQ3040FFF000XXX + SRFB3XT4FPX | XT4NQ3040GFF000XXX + SRFB3XT4FPX | XT4NQ3100PFF000XXX + SRFB3XT4FPX | XT4NQ3100QFF000XXX + SRFB3XT4FPX | XT4NQ3100TFF000XXX + SRFB3XT4FPX | XT4NQ3100UFF000XXX + SRFB3XT4FPX
SE | SEDA36AT0060 | 18 | SRPE60A35 | 5 | 35 | 5 | 14kA | 1 | Panelboard MRO | 1 | Distribution Protection | 1 | 600Vac (Y/D) | 2 | 100% | 2 | 18511122 | XT4NQ3035AFF000XXX + SRFB6XT4FPX | No Equivalent Cross Available Based on Selections | XT4NQ3040EFF000XXX + SRFB3XT4FPX | XT4NQ3040FFF000XXX + SRFB3XT4FPX | XT4NQ3040GFF000XXX + SRFB3XT4FPX | XT4NQ3100PFF000XXX + SRFB3XT4FPX | XT4NQ3100QFF000XXX + SRFB3XT4FPX | XT4NQ3100TFF000XXX + SRFB3XT4FPX | XT4NQ3100UFF000XXX + SRFB3XT4FPX
SE | SEDA36AT0060 | 18 | SRPE60A35 | 5 | 35 | 5 | 18kA | 2 | Loose MCCB (OEM) | 2 | Distribution Protection | 1 | 480Vac (Y/D) | 1 | 80% | 1 | 18522111 | XT1NU3035AFF000XXX | No Equivalent Cross Available Based on Selections | XT2NU3060EFF000XXX | XT2NU3060FFF000XXX | XT2NU3060GFF000XXX | XT2NU3040PFF000XXX | XT2NU3040QFF000XXX | XT2NU3040TFF000XXX | XT2NU3040UFF000XXX
SE | SEDA36AT0060 | 18 | SRPE60A35 | 5 | 35 | 5 | 18kA | 2 | Loose MCCB (OEM) | 2 | Distribution Protection | 1 | 600Vac (Y/D) | 2 | 80% | 1 | 18522121 | XT2NU3035AFF000XXX | No Equivalent Cross Available Based on Selections | XT2NU3060EFF000XXX | XT2NU3060FFF000XXX | XT2NU3060GFF000XXX | XT2NU3040PFF000XXX | XT2NU3040QFF000XXX | XT2NU3040TFF000XXX | XT2NU3040UFF000XXX
SE | SEDA36AT0060 | 18 | SRPE60A35 | 5 | 35 | 5 | 18kA | 2 | Loose MCCB (OEM) | 2 | Distribution Protection | 1 | 480Vac (Y/D) | 1 | 100% | 2 | 18522112 | XT1NQ3035AFF000XXX | No Equivalent Cross Available Based on Selections | XT2NQ3060EFF000XXX | XT2NQ3060FFF000XXX | XT2NQ3060GFF000XXX | XT2NQ3040PFF000XXX | XT2NQ3040QFF000XXX | XT2NQ3040TFF000XXX | XT2NQ3040UFF000XXX
SE | SEDA36AT0060 | 18 | SRPE60A35 | 5 | 35 | 5 | 18kA | 2 | Loose MCCB (OEM) | 2 | Distribution Protection | 1 | 600Vac (Y/D) | 2 | 100% | 2 | 18522122 | XT2NQ3035AFF000XXX | No Equivalent Cross Available Based on Selections | XT2NQ3060EFF000XXX | XT2NQ3060FFF000XXX | XT2NQ3060GFF000XXX | XT2NQ3040PFF000XXX | XT2NQ3040QFF000XXX | XT2NQ3040TFF000XXX | XT2NQ3040UFF000XXX
SE | SEDA36AT0060 | 18 | SRPE60A35 | 5 | 35 | 5 | 18kA | 2 | Panelboard MRO | 1 | Distribution Protection | 1 | 480Vac (Y/D) | 1 | 80% | 1 | 18521111 | XT1NU3035AFF000XXX + SRFB6XT1FPX | No Equivalent Cross Available Based on Selections | XT4NU3060EFF000XXX + SRFB3XT4FPX | XT4NU3060FFF000XXX + SRFB3XT4FPX | XT4NU3060GFF000XXX + SRFB3XT4FPX | XT4NU3100PFF000XXX + SRFB3XT4FPX | XT4NU3100QFF000XXX + SRFB3XT4FPX | XT4NU3100TFF000XXX + SRFB3XT4FPX | XT4NU3100UFF000XXX + SRFB3XT4FPX
SE | SEDA36AT0060 | 18 | SRPE60A35 | 5 | 35 | 5 | 18kA | 2 | Panelboard MRO | 1 | Distribution Protection | 1 | 600Vac (Y/D) | 2 | 80% | 1 | 18521121 | XT4NU3035AFF000XXX + SRFB6XT4FPX | No Equivalent Cross Available Based on Selections | XT4NU3040EFF000XXX + SRFB3XT4FPX | XT4NU3040FFF000XXX + SRFB3XT4FPX | XT4NU3040GFF000XXX + SRFB3XT4FPX | XT4NU3100PFF000XXX + SRFB3XT4FPX | XT4NU3100QFF000XXX + SRFB3XT4FPX | XT4NU3100TFF000XXX + SRFB3XT4FPX | XT4NU3100UFF000XXX + SRFB3XT4FPX
SE | SEDA36AT0060 | 18 | SRPE60A35 | 5 | 35 | 5 | 18kA | 2 | Panelboard MRO | 1 | Distribution Protection | 1 | 480Vac (Y/D) | 1 | 100% | 2 | 18521112 | XT1NQ3035AFF000XXX + SRFB6XT1FPX | No Equivalent Cross Available Based on Selections | XT4NQ3040EFF000XXX + SRFB3XT4FPX | XT4NQ3040FFF000XXX + SRFB3XT4FPX | XT4NQ3040GFF000XXX + SRFB3XT4FPX | XT4NQ3100PFF000XXX + SRFB3XT4FPX | XT4NQ3100QFF000XXX + SRFB3XT4FPX | XT4NQ3100TFF000XXX + SRFB3XT4FPX | XT4NQ3100UFF000XXX + SRFB3XT4FPX
SE | SEDA36AT0060 | 18 | SRPE60A35 | 5 | 35 | 5 | 18kA | 2 | Panelboard MRO | 1 | Distribution Protection | 1 | 600Vac (Y/D) | 2 | 100% | 2 | 18521122 | XT4NQ3035AFF000XXX + SRFB6XT4FPX | No Equivalent Cross Available Based on Selections | XT4NQ3040EFF000XXX + SRFB3XT4FPX | XT4NQ3040FFF000XXX + SRFB3XT4FPX | XT4NQ3040GFF000XXX + SRFB3XT4FPX | XT4NQ3100PFF000XXX + SRFB3XT4FPX | XT4NQ3100QFF000XXX + SRFB3XT4FPX | XT4NQ3100TFF000XXX + SRFB3XT4FPX | XT4NQ3100UFF000XXX + SRFB3XT4FPX
SE | SEDA36AT0060 | 18 | SRPE60A40 | 6 | 40 | 6 | 14kA | 1 | Loose MCCB (OEM) | 2 | Distribution Protection | 1 | 480Vac (Y/D) | 1 | 80% | 1 | 18612111 | XT1NU3040AFF000XXX | No Equivalent Cross Available Based on Selections | XT2NU3060EFF000XXX | XT2NU3060FFF000XXX | XT2NU3060GFF000XXX | XT2NU3040PFF000XXX | XT2NU3040QFF000XXX | XT2NU3040TFF000XXX | XT2NU3040UFF000XXX
SE | SEDA36AT0060 | 18 | SRPE60A40 | 6 | 40 | 6 | 14kA | 1 | Loose MCCB (OEM) | 2 | Distribution Protection | 1 | 600Vac (Y/D) | 2 | 80% | 1 | 18612121 | XT2NU3040AFF000XXX | No Equivalent Cross Available Based on Selections | XT2NU3060EFF000XXX | XT2NU3060FFF000XXX | XT2NU3060GFF000XXX | XT2NU3040PFF000XXX | XT2NU3040QFF000XXX | XT2NU3040TFF000XXX | XT2NU3040UFF000XXX
SE | SEDA36AT0060 | 18 | SRPE60A40 | 6 | 40 | 6 | 14kA | 1 | Loose MCCB (OEM) | 2 | Distribution Protection | 1 | 480Vac (Y/D) | 1 | 100% | 2 | 18612112 | XT1NQ3040AFF000XXX | No Equivalent Cross Available Based on Selections | XT2NQ3060EFF000XXX | XT2NQ3060FFF000XXX | XT2NQ3060GFF000XXX | XT2NQ3040PFF000XXX | XT2NQ3040QFF000XXX | XT2NQ3040TFF000XXX | XT2NQ3040UFF000XXX
SE | SEDA36AT0060 | 18 | SRPE60A40 | 6 | 40 | 6 | 14kA | 1 | Loose MCCB (OEM) | 2 | Distribution Protection | 1 | 600Vac (Y/D) | 2 | 100% | 2 | 18612122 | XT2NQ3040AFF000XXX | No Equivalent Cross Available Based on Selections | XT2NQ3060EFF000XXX | XT2NQ3060FFF000XXX | XT2NQ3060GFF000XXX | XT2NQ3040PFF000XXX | XT2NQ3040QFF000XXX | XT2NQ3040TFF000XXX | XT2NQ3040UFF000XXX
SE | SEDA36AT0060 | 18 | SRPE60A40 | 6 | 40 | 6 | 14kA | 1 | Panelboard MRO | 1 | Distribution Protection | 1 | 480Vac (Y/D) | 1 | 80% | 1 | 18611111 | XT1NU3040AFF000XXX + SRFB6XT1FPX | No Equivalent Cross Available Based on Selections | XT4NU3040EFF000XXX + SRFB3XT4FPX | XT4NU3040FFF000XXX + SRFB3XT4FPX | XT4NU3040GFF000XXX + SRFB3XT4FPX | XT4NU3100PFF000XXX + SRFB3XT4FPX | XT4NU3100QFF000XXX + SRFB3XT4FPX | XT4NU3100TFF000XXX + SRFB3XT4FPX | XT4NU3100UFF000XXX + SRFB3XT4FPX
SE | SEDA36AT0060 | 18 | SRPE60A40 | 6 | 40 | 6 | 14kA | 1 | Panelboard MRO | 1 | Distribution Protection | 1 | 600Vac (Y/D) | 2 | 80% | 1 | 18611121 | XT4NU3040AFF000XXX + SRFB6XT4FPX | No Equivalent Cross Available Based on Selections | XT4NU3040EFF000XXX + SRFB3XT4FPX | XT4NU3040FFF000XXX + SRFB3XT4FPX | XT4NU3040GFF000XXX + SRFB3XT4FPX | XT4NU3100PFF000XXX + SRFB3XT4FPX | XT4NU3100QFF000XXX + SRFB3XT4FPX | XT4NU3100TFF000XXX + SRFB3XT4FPX | XT4NU3100UFF000XXX + SRFB3XT4FPX
SE | SEDA36AT0060 | 18 | SRPE60A40 | 6 | 40 | 6 | 14kA | 1 | Panelboard MRO | 1 | Distribution Protection | 1 | 480Vac (Y/D) | 1 | 100% | 2 | 18611112 | XT1NQ3040AFF000XXX + SRFB6XT1FPX | No Equivalent Cross Available Based on Selections | XT4NQ3040EFF000XXX + SRFB3XT4FPX | XT4NQ3040FFF000XXX + SRFB3XT4FPX | XT4NQ3040GFF000XXX + SRFB3XT4FPX | XT4NQ3100PFF000XXX + SRFB3XT4FPX | XT4NQ3100QFF000XXX + SRFB3XT4FPX | XT4NQ3100TFF000XXX + SRFB3XT4FPX | XT4NQ3100UFF000XXX + SRFB3XT4FPX
SE | SEDA36AT0060 | 18 | SRPE60A40 | 6 | 40 | 6 | 14kA | 1 | Panelboard MRO | 1 | Distribution Protection | 1 | 600Vac (Y/D) | 2 | 100% | 2 | 18611122 | XT4NQ3040AFF000XXX + SRFB6XT4FPX | No Equivalent Cross Available Based on Selections | XT4NQ3040EFF000XXX + SRFB3XT4FPX | XT4NQ3040FFF000XXX + SRFB3XT4FPX | XT4NQ3040GFF000XXX + SRFB3XT4FPX | XT4NQ3100PFF000XXX + SRFB3XT4FPX | XT4NQ3100QFF000XXX + SRFB3XT4FPX | XT4NQ3100TFF000XXX + SRFB3XT4FPX | XT4NQ3100UFF000XXX + SRFB3XT4FPX
SE | SEDA36AT0060 | 18 | SRPE60A40 | 6 | 40 | 6 | 18kA | 2 | Loose MCCB (OEM) | 2 | Distribution Protection | 1 | 480Vac (Y/D) | 1 | 80% | 1 | 18622111 | XT1NU3040AFF000XXX | No Equivalent Cross Available Based on Selections | XT2NU3060EFF000XXX | XT2NU3060FFF000XXX | XT2NU3060GFF000XXX | XT2NU3040PFF000XXX | XT2NU3040QFF000XXX | XT2NU3040TFF000XXX | XT2NU3040UFF000XXX
SE | SEDA36AT0060 | 18 | SRPE60A40 | 6 | 40 | 6 | 18kA | 2 | Loose MCCB (OEM) | 2 | Distribution Protection | 1 | 600Vac (Y/D) | 2 | 80% | 1 | 18622121 | XT2NU3040AFF000XXX | No Equivalent Cross Available Based on Selections | XT2NU3060EFF000XXX | XT2NU3060FFF000XXX | XT2NU3060GFF000XXX | XT2NU3040PFF000XXX | XT2NU3040QFF000XXX | XT2NU3040TFF000XXX | XT2NU3040UFF000XXX
SE | SEDA36AT0060 | 18 | SRPE60A40 | 6 | 40 | 6 | 18kA | 2 | Loose MCCB (OEM) | 2 | Distribution Protection | 1 | 480Vac (Y/D) | 1 | 100% | 2 | 18622112 | XT1NQ3040AFF000XXX | No Equivalent Cross Available Based on Selections | XT2NQ3060EFF000XXX | XT2NQ3060FFF000XXX | XT2NQ3060GFF000XXX | XT2NQ3040PFF000XXX | XT2NQ3040QFF000XXX | XT2NQ3040TFF000XXX | XT2NQ3040UFF000XXX
SE | SEDA36AT0060 | 18 | SRPE60A40 | 6 | 40 | 6 | 18kA | 2 | Loose MCCB (OEM) | 2 | Distribution Protection | 1 | 600Vac (Y/D) | 2 | 100% | 2 | 18622122 | XT2NQ3040AFF000XXX | No Equivalent Cross Available Based on Selections | XT2NQ3060EFF000XXX | XT2NQ3060FFF000XXX | XT2NQ3060GFF000XXX | XT2NQ3040PFF000XXX | XT2NQ3040QFF000XXX | XT2NQ3040TFF000XXX | XT2NQ3040UFF000XXX
SE | SEDA36AT0060 | 18 | SRPE60A40 | 6 | 40 | 6 | 18kA | 2 | Panelboard MRO | 1 | Distribution Protection | 1 | 480Vac (Y/D) | 1 | 80% | 1 | 18621111 | XT1NU3040AFF000XXX + SRFB6XT1FPX | No Equivalent Cross Available Based on Selections | XT4NU3060EFF000XXX + SRFB3XT4FPX | XT4NU3060FFF000XXX + SRFB3XT4FPX | XT4NU3060GFF000XXX + SRFB3XT4FPX | XT4NU3100PFF000XXX + SRFB3XT4FPX | XT4NU3100QFF000XXX + SRFB3XT4FPX | XT4NU3100TFF000XXX + SRFB3XT4FPX | XT4NU3100UFF000XXX + SRFB3XT4FPX
SE | SEDA36AT0060 | 18 | SRPE60A40 | 6 | 40 | 6 | 18kA | 2 | Panelboard MRO | 1 | Distribution Protection | 1 | 600Vac (Y/D) | 2 | 80% | 1 | 18621121 | XT4NU3040AFF000XXX + SRFB6XT4FPX | No Equivalent Cross Available Based on Selections | XT4NU3040EFF000XXX + SRFB3XT4FPX | XT4NU3040FFF000XXX + SRFB3XT4FPX | XT4NU3040GFF000XXX + SRFB3XT4FPX | XT4NU3100PFF000XXX + SRFB3XT4FPX | XT4NU3100QFF000XXX + SRFB3XT4FPX | XT4NU3100TFF000XXX + SRFB3XT4FPX | XT4NU3100UFF000XXX + SRFB3XT4FPX
SE | SEDA36AT0060 | 18 | SRPE60A40 | 6 | 40 | 6 | 18kA | 2 | Panelboard MRO | 1 | Distribution Protection | 1 | 480Vac (Y/D) | 1 | 100% | 2 | 18621112 | XT1NQ3040AFF000XXX + SRFB6XT1FPX | No Equivalent Cross Available Based on Selections | XT4NQ3040EFF000XXX + SRFB3XT4FPX | XT4NQ3040FFF000XXX + SRFB3XT4FPX | XT4NQ3040GFF000XXX + SRFB3XT4FPX | XT4NQ3100PFF000XXX + SRFB3XT4FPX | XT4NQ3100QFF000XXX + SRFB3XT4FPX | XT4NQ3100TFF000XXX + SRFB3XT4FPX | XT4NQ3100UFF000XXX + SRFB3XT4FPX
SE | SEDA36AT0060 | 18 | SRPE60A40 | 6 | 40 | 6 | 18kA | 2 | Panelboard MRO | 1 | Distribution Protection | 1 | 600Vac (Y/D) | 2 | 100% | 2 | 18621122 | XT4NQ3040AFF000XXX + SRFB6XT4FPX | No Equivalent Cross Available Based on Selections | XT4NQ3040EFF000XXX + SRFB3XT4FPX | XT4NQ3040FFF000XXX + SRFB3XT4FPX | XT4NQ3040GFF000XXX + SRFB3XT4FPX | XT4NQ3100PFF000XXX + SRFB3XT4FPX | XT4NQ3100QFF000XXX + SRFB3XT4FPX | XT4NQ3100TFF000XXX + SRFB3XT4FPX | XT4NQ3100UFF000XXX + SRFB3XT4FPX
SE | SEDA36AT0060 | 18 | SRPE60A45 | 7 | 45 | 7 | 14kA | 1 | Loose MCCB (OEM) | 2 | Distribution Protection | 1 | 480Vac (Y/D) | 1 | 80% | 1 | 18712111 | XT1NU3045AFF000XXX | No Equivalent Cross Available Based on Selections | XT2NU3060EFF000XXX | XT2NU3060FFF000XXX | XT2NU3060GFF000XXX | XT2NU3060PFF000XXX | XT2NU3060QFF000XXX | XT2NU3060TFF000XXX | XT2NU3060UFF000XXX
SE | SEDA36AT0060 | 18 | SRPE60A45 | 7 | 45 | 7 | 14kA | 1 | Loose MCCB (OEM) | 2 | Distribution Protection | 1 | 600Vac (Y/D) | 2 | 80% | 1 | 18712121 | XT2NU3050AFF000XXX | No Equivalent Cross Available Based on Selections | XT2NU3060EFF000XXX | XT2NU3060FFF000XXX | XT2NU3060GFF000XXX | XT2NU3060PFF000XXX | XT2NU3060QFF000XXX | XT2NU3060TFF000XXX | XT2NU3060UFF000XXX
SE | SEDA36AT0060 | 18 | SRPE60A45 | 7 | 45 | 7 | 14kA | 1 | Loose MCCB (OEM) | 2 | Distribution Protection | 1 | 480Vac (Y/D) | 1 | 100% | 2 | 18712112 | XT1NQ3045AFF000XXX | No Equivalent Cross Available Based on Selections | XT2NQ3060EFF000XXX | XT2NQ3060FFF000XXX | XT2NQ3060GFF000XXX | XT2NQ3060PFF000XXX | XT2NQ3060QFF000XXX | XT2NQ3060TFF000XXX | XT2NQ3060UFF000XXX
SE | SEDA36AT0060 | 18 | SRPE60A45 | 7 | 45 | 7 | 14kA | 1 | Loose MCCB (OEM) | 2 | Distribution Protection | 1 | 600Vac (Y/D) | 2 | 100% | 2 | 18712122 | XT2NQ3050AFF000XXX | No Equivalent Cross Available Based on Selections | XT2NQ3060EFF000XXX | XT2NQ3060FFF000XXX | XT2NQ3060GFF000XXX | XT2NQ3060PFF000XXX | XT2NQ3060QFF000XXX | XT2NQ3060TFF000XXX | XT2NQ3060UFF000XXX
SE | SEDA36AT0060 | 18 | SRPE60A45 | 7 | 45 | 7 | 14kA | 1 | Panelboard MRO | 1 | Distribution Protection | 1 | 480Vac (Y/D) | 1 | 80% | 1 | 18711111 | XT1NU3045AFF000XXX + SRFB6XT1FPX | No Equivalent Cross Available Based on Selections | XT4NU3060EFF000XXX + SRFB3XT4FPX | XT4NU3060FFF000XXX + SRFB3XT4FPX | XT4NU3060GFF000XXX + SRFB3XT4FPX | XT4NU3100PFF000XXX + SRFB3XT4FPX | XT4NU3100QFF000XXX + SRFB3XT4FPX | XT4NU3100TFF000XXX + SRFB3XT4FPX | XT4NU3100UFF000XXX + SRFB3XT4FPX
SE | SEDA36AT0060 | 18 | SRPE60A45 | 7 | 45 | 7 | 14kA | 1 | Panelboard MRO | 1 | Distribution Protection | 1 | 600Vac (Y/D) | 2 | 80% | 1 | 18711121 | XT4NU3050AFF000XXX + SRFB6XT4FPX | No Equivalent Cross Available Based on Selections | XT4NU3060EFF000XXX + SRFB3XT4FPX | XT4NU3060FFF000XXX + SRFB3XT4FPX | XT4NU3060GFF000XXX + SRFB3XT4FPX | XT4NU3100PFF000XXX + SRFB3XT4FPX | XT4NU3100QFF000XXX + SRFB3XT4FPX | XT4NU3100TFF000XXX + SRFB3XT4FPX | XT4NU3100UFF000XXX + SRFB3XT4FPX
SE | SEDA36AT0060 | 18 | SRPE60A45 | 7 | 45 | 7 | 14kA | 1 | Panelboard MRO | 1 | Distribution Protection | 1 | 480Vac (Y/D) | 1 | 100% | 2 | 18711112 | XT1NQ3045AFF000XXX + SRFB6XT1FPX | No Equivalent Cross Available Based on Selections | XT4NQ3060EFF000XXX + SRFB3XT4FPX | XT4NQ3060FFF000XXX + SRFB3XT4FPX | XT4NQ3060GFF000XXX + SRFB3XT4FPX | XT4NQ3100PFF000XXX + SRFB3XT4FPX | XT4NQ3100QFF000XXX + SRFB3XT4FPX | XT4NQ3100TFF000XXX + SRFB3XT4FPX | XT4NQ3100UFF000XXX + SRFB3XT4FPX
SE | SEDA36AT0060 | 18 | SRPE60A45 | 7 | 45 | 7 | 14kA | 1 | Panelboard MRO | 1 | Distribution Protection | 1 | 600Vac (Y/D) | 2 | 100% | 2 | 18711122 | XT4NQ3050AFF000XXX + SRFB6XT4FPX | No Equivalent Cross Available Based on Selections | XT4NQ3060EFF000XXX + SRFB3XT4FPX | XT4NQ3060FFF000XXX + SRFB3XT4FPX | XT4NQ3060GFF000XXX + SRFB3XT4FPX | XT4NQ3100PFF000XXX + SRFB3XT4FPX | XT4NQ3100QFF000XXX + SRFB3XT4FPX | XT4NQ3100TFF000XXX + SRFB3XT4FPX | XT4NQ3100UFF000XXX + SRFB3XT4FPX
SE | SEDA36AT0060 | 18 | SRPE60A45 | 7 | 45 | 7 | 18kA | 2 | Loose MCCB (OEM) | 2 | Distribution Protection | 1 | 480Vac (Y/D) | 1 | 80% | 1 | 18722111 | XT1NU3045AFF000XXX | No Equivalent Cross Available Based on Selections | XT2NU3060EFF000XXX | XT2NU3060FFF000XXX | XT2NU3060GFF000XXX | XT2NU3060PFF000XXX | XT2NU3060QFF000XXX | XT2NU3060TFF000XXX | XT2NU3060UFF000XXX
SE | SEDA36AT0060 | 18 | SRPE60A45 | 7 | 45 | 7 | 18kA | 2 | Loose MCCB (OEM) | 2 | Distribution Protection | 1 | 600Vac (Y/D) | 2 | 80% | 1 | 18722121 | XT2NU3050AFF000XXX | No Equivalent Cross Available Based on Selections | XT2NU3060EFF000XXX | XT2NU3060FFF000XXX | XT2NU3060GFF000XXX | XT2NU3060PFF000XXX | XT2NU3060QFF000XXX | XT2NU3060TFF000XXX | XT2NU3060UFF000XXX
SE | SEDA36AT0060 | 18 | SRPE60A45 | 7 | 45 | 7 | 18kA | 2 | Loose MCCB (OEM) | 2 | Distribution Protection | 1 | 480Vac (Y/D) | 1 | 100% | 2 | 18722112 | XT1NQ3045AFF000XXX | No Equivalent Cross Available Based on Selections | XT2NQ3060EFF000XXX | XT2NQ3060FFF000XXX | XT2NQ3060GFF000XXX | XT2NQ3060PFF000XXX | XT2NQ3060QFF000XXX | XT2NQ3060TFF000XXX | XT2NQ3060UFF000XXX
SE | SEDA36AT0060 | 18 | SRPE60A45 | 7 | 45 | 7 | 18kA | 2 | Loose MCCB (OEM) | 2 | Distribution Protection | 1 | 600Vac (Y/D) | 2 | 100% | 2 | 18722122 | XT2NQ3050AFF000XXX | No Equivalent Cross Available Based on Selections | XT2NQ3060EFF000XXX | XT2NQ3060FFF000XXX | XT2NQ3060GFF000XXX | XT2NQ3060PFF000XXX | XT2NQ3060QFF000XXX | XT2NQ3060TFF000XXX | XT2NQ3060UFF000XXX
SE | SEDA36AT0060 | 18 | SRPE60A45 | 7 | 45 | 7 | 18kA | 2 | Panelboard MRO | 1 | Distribution Protection | 1 | 480Vac (Y/D) | 1 | 80% | 1 | 18721111 | XT1NU3045AFF000XXX + SRFB6XT1FPX | No Equivalent Cross Available Based on Selections | XT4NU3060EFF000XXX + SRFB3XT4FPX | XT4NU3060FFF000XXX + SRFB3XT4FPX | XT4NU3060GFF000XXX + SRFB3XT4FPX | XT4NU3100PFF000XXX + SRFB3XT4FPX | XT4NU3100QFF000XXX + SRFB3XT4FPX | XT4NU3100TFF000XXX + SRFB3XT4FPX | XT4NU3100UFF000XXX + SRFB3XT4FPX
SE | SEDA36AT0060 | 18 | SRPE60A45 | 7 | 45 | 7 | 18kA | 2 | Panelboard MRO | 1 | Distribution Protection | 1 | 600Vac (Y/D) | 2 | 80% | 1 | 18721121 | XT4NU3050AFF000XXX + SRFB6XT4FPX | No Equivalent Cross Available Based on Selections | XT4NU3060EFF000XXX + SRFB3XT4FPX | XT4NU3060FFF000XXX + SRFB3XT4FPX | XT4NU3060GFF000XXX + SRFB3XT4FPX | XT4NU3100PFF000XXX + SRFB3XT4FPX | XT4NU3100QFF000XXX + SRFB3XT4FPX | XT4NU3100TFF000XXX + SRFB3XT4FPX | XT4NU3100UFF000XXX + SRFB3XT4FPX
SE | SEDA36AT0060 | 18 | SRPE60A45 | 7 | 45 | 7 | 18kA | 2 | Panelboard MRO | 1 | Distribution Protection | 1 | 480Vac (Y/D) | 1 | 100% | 2 | 18721112 | XT1NQ3045AFF000XXX + SRFB6XT1FPX | No Equivalent Cross Available Based on Selections | XT4NQ3060EFF000XXX + SRFB3XT4FPX | XT4NQ3060FFF000XXX + SRFB3XT4FPX | XT4NQ3060GFF000XXX + SRFB3XT4FPX | XT4NQ3100PFF000XXX + SRFB3XT4FPX | XT4NQ3100QFF000XXX + SRFB3XT4FPX | XT4NQ3100TFF000XXX + SRFB3XT4FPX | XT4NQ3100UFF000XXX + SRFB3XT4FPX
SE | SEDA36AT0060 | 18 | SRPE60A45 | 7 | 45 | 7 | 18kA | 2 | Panelboard MRO | 1 | Distribution Protection | 1 | 600Vac (Y/D) | 2 | 100% | 2 | 18721122 | XT4NQ3050AFF000XXX + SRFB6XT4FPX | No Equivalent Cross Available Based on Selections | XT4NQ3060EFF000XXX + SRFB3XT4FPX | XT4NQ3060FFF000XXX + SRFB3XT4FPX | XT4NQ3060GFF000XXX + SRFB3XT4FPX | XT4NQ3100PFF000XXX + SRFB3XT4FPX | XT4NQ3100QFF000XXX + SRFB3XT4FPX | XT4NQ3100TFF000XXX + SRFB3XT4FPX | XT4NQ3100UFF000XXX + SRFB3XT4FPX
SE | SEDA36AT0060 | 18 | SRPE60A50 | 8 | 50 | 8 | 14kA | 1 | Loose MCCB (OEM) | 2 | Distribution Protection | 1 | 480Vac (Y/D) | 1 | 80% | 1 | 18812111 | XT1NU3050AFF000XXX | No Equivalent Cross Available Based on Selections | XT2NU3060EFF000XXX | XT2NU3060FFF000XXX | XT2NU3060GFF000XXX | XT2NU3060PFF000XXX | XT2NU3060QFF000XXX | XT2NU3060TFF000XXX | XT2NU3060UFF000XXX
SE | SEDA36AT0060 | 18 | SRPE60A50 | 8 | 50 | 8 | 14kA | 1 | Loose MCCB (OEM) | 2 | Distribution Protection | 1 | 600Vac (Y/D) | 2 | 80% | 1 | 18812121 | XT2NU3050AFF000XXX | No Equivalent Cross Available Based on Selections | XT2NU3060EFF000XXX | XT2NU3060FFF000XXX | XT2NU3060GFF000XXX | XT2NU3060PFF000XXX | XT2NU3060QFF000XXX | XT2NU3060TFF000XXX | XT2NU3060UFF000XXX
SE | SEDA36AT0060 | 18 | SRPE60A50 | 8 | 50 | 8 | 14kA | 1 | Loose MCCB (OEM) | 2 | Distribution Protection | 1 | 480Vac (Y/D) | 1 | 100% | 2 | 18812112 | XT1NQ3050AFF000XXX | No Equivalent Cross Available Based on Selections | XT2NQ3060EFF000XXX | XT2NQ3060FFF000XXX | XT2NQ3060GFF000XXX | XT2NQ3060PFF000XXX | XT2NQ3060QFF000XXX | XT2NQ3060TFF000XXX | XT2NQ3060UFF000XXX
SE | SEDA36AT0060 | 18 | SRPE60A50 | 8 | 50 | 8 | 14kA | 1 | Loose MCCB (OEM) | 2 | Distribution Protection | 1 | 600Vac (Y/D) | 2 | 100% | 2 | 18812122 | XT2NQ3050AFF000XXX | No Equivalent Cross Available Based on Selections | XT2NQ3060EFF000XXX | XT2NQ3060FFF000XXX | XT2NQ3060GFF000XXX | XT2NQ3060PFF000XXX | XT2NQ3060QFF000XXX | XT2NQ3060TFF000XXX | XT2NQ3060UFF000XXX
SE | SEDA36AT0060 | 18 | SRPE60A50 | 8 | 50 | 8 | 14kA | 1 | Panelboard MRO | 1 | Distribution Protection | 1 | 480Vac (Y/D) | 1 | 80% | 1 | 18811111 | XT1NU3050AFF000XXX + SRFB6XT1FPX | No Equivalent Cross Available Based on Selections | XT4NU3060EFF000XXX + SRFB3XT4FPX | XT4NU3060FFF000XXX + SRFB3XT4FPX | XT4NU3060GFF000XXX + SRFB3XT4FPX | XT4NU3100PFF000XXX + SRFB3XT4FPX | XT4NU3100QFF000XXX + SRFB3XT4FPX | XT4NU3100TFF000XXX + SRFB3XT4FPX | XT4NU3100UFF000XXX + SRFB3XT4FPX
SE | SEDA36AT0060 | 18 | SRPE60A50 | 8 | 50 | 8 | 14kA | 1 | Panelboard MRO | 1 | Distribution Protection | 1 | 600Vac (Y/D) | 2 | 80% | 1 | 18811121 | XT4NU3050AFF000XXX + SRFB6XT4FPX | No Equivalent Cross Available Based on Selections | XT4NU3060EFF000XXX + SRFB3XT4FPX | XT4NU3060FFF000XXX + SRFB3XT4FPX | XT4NU3060GFF000XXX + SRFB3XT4FPX | XT4NU3100PFF000XXX + SRFB3XT4FPX | XT4NU3100QFF000XXX + SRFB3XT4FPX | XT4NU3100TFF000XXX + SRFB3XT4FPX | XT4NU3100UFF000XXX + SRFB3XT4FPX
SE | SEDA36AT0060 | 18 | SRPE60A50 | 8 | 50 | 8 | 14kA | 1 | Panelboard MRO | 1 | Distribution Protection | 1 | 480Vac (Y/D) | 1 | 100% | 2 | 18811112 | XT1NQ3050AFF000XXX + SRFB6XT1FPX | No Equivalent Cross Available Based on Selections | XT4NQ3060EFF000XXX + SRFB3XT4FPX | XT4NQ3060FFF000XXX + SRFB3XT4FPX | XT4NQ3060GFF000XXX + SRFB3XT4FPX | XT4NQ3100PFF000XXX + SRFB3XT4FPX | XT4NQ3100QFF000XXX + SRFB3XT4FPX | XT4NQ3100TFF000XXX + SRFB3XT4FPX | XT4NQ3100UFF000XXX + SRFB3XT4FPX
SE | SEDA36AT0060 | 18 | SRPE60A50 | 8 | 50 | 8 | 14kA | 1 | Panelboard MRO | 1 | Distribution Protection | 1 | 600Vac (Y/D) | 2 | 100% | 2 | 18811122 | XT4NQ3050AFF000XXX + SRFB6XT4FPX | No Equivalent Cross Available Based on Selections | XT4NQ3060EFF000XXX + SRFB3XT4FPX | XT4NQ3060FFF000XXX + SRFB3XT4FPX | XT4NQ3060GFF000XXX + SRFB3XT4FPX | XT4NQ3100PFF000XXX + SRFB3XT4FPX | XT4NQ3100QFF000XXX + SRFB3XT4FPX | XT4NQ3100TFF000XXX + SRFB3XT4FPX | XT4NQ3100UFF000XXX + SRFB3XT4FPX
SE | SEDA36AT0060 | 18 | SRPE60A50 | 8 | 50 | 8 | 18kA | 2 | Loose MCCB (OEM) | 2 | Distribution Protection | 1 | 480Vac (Y/D) | 1 | 80% | 1 | 18822111 | XT1NU3050AFF000XXX | No Equivalent Cross Available Based on Selections | XT2NU3060EFF000XXX | XT2NU3060FFF000XXX | XT2NU3060GFF000XXX | XT2NU3060PFF000XXX | XT2NU3060QFF000XXX | XT2NU3060TFF000XXX | XT2NU3060UFF000XXX
SE | SEDA36AT0060 | 18 | SRPE60A50 | 8 | 50 | 8 | 18kA | 2 | Loose MCCB (OEM) | 2 | Distribution Protection | 1 | 600Vac (Y/D) | 2 | 80% | 1 | 18822121 | XT2NU3050AFF000XXX | No Equivalent Cross Available Based on Selections | XT2NU3060EFF000XXX | XT2NU3060FFF000XXX | XT2NU3060GFF000XXX | XT2NU3060PFF000XXX | XT2NU3060QFF000XXX | XT2NU3060TFF000XXX | XT2NU3060UFF000XXX
SE | SEDA36AT0060 | 18 | SRPE60A50 | 8 | 50 | 8 | 18kA | 2 | Loose MCCB (OEM) | 2 | Distribution Protection | 1 | 480Vac (Y/D) | 1 | 100% | 2 | 18822112 | XT1NQ3050AFF000XXX | No Equivalent Cross Available Based on Selections | XT2NQ3060EFF000XXX | XT2NQ3060FFF000XXX | XT2NQ3060GFF000XXX | XT2NQ3060PFF000XXX | XT2NQ3060QFF000XXX | XT2NQ3060TFF000XXX | XT2NQ3060UFF000XXX
SE | SEDA36AT0060 | 18 | SRPE60A50 | 8 | 50 | 8 | 18kA | 2 | Loose MCCB (OEM) | 2 | Distribution Protection | 1 | 600Vac (Y/D) | 2 | 100% | 2 | 18822122 | XT2NQ3050AFF000XXX | No Equivalent Cross Available Based on Selections | XT2NQ3060EFF000XXX | XT2NQ3060FFF000XXX | XT2NQ3060GFF000XXX | XT2NQ3060PFF000XXX | XT2NQ3060QFF000XXX | XT2NQ3060TFF000XXX | XT2NQ3060UFF000XXX
SE | SEDA36AT0060 | 18 | SRPE60A50 | 8 | 50 | 8 | 18kA | 2 | Panelboard MRO | 1 | Distribution Protection | 1 | 480Vac (Y/D) | 1 | 80% | 1 | 18821111 | XT1NU3050AFF000XXX + SRFB6XT1FPX | No Equivalent Cross Available Based on Selections | XT4NU3060EFF000XXX + SRFB3XT4FPX | XT4NU3060FFF000XXX + SRFB3XT4FPX | XT4NU3060GFF000XXX + SRFB3XT4FPX | XT4NU3100PFF000XXX + SRFB3XT4FPX | XT4NU3100QFF000XXX + SRFB3XT4FPX | XT4NU3100TFF000XXX + SRFB3XT4FPX | XT4NU3100UFF000XXX + SRFB3XT4FPX
SE | SEDA36AT0060 | 18 | SRPE60A50 | 8 | 50 | 8 | 18kA | 2 | Panelboard MRO | 1 | Distribution Protection | 1 | 600Vac (Y/D) | 2 | 80% | 1 | 18821121 | XT4NU3050AFF000XXX + SRFB6XT4FPX | No Equivalent Cross Available Based on Selections | XT4NU3060EFF000XXX + SRFB3XT4FPX | XT4NU3060FFF000XXX + SRFB3XT4FPX | XT4NU3060GFF000XXX + SRFB3XT4FPX | XT4NU3100PFF000XXX + SRFB3XT4FPX | XT4NU3100QFF000XXX + SRFB3XT4FPX | XT4NU3100TFF000XXX + SRFB3XT4FPX | XT4NU3100UFF000XXX + SRFB3XT4FPX
SE | SEDA36AT0060 | 18 | SRPE60A50 | 8 | 50 | 8 | 18kA | 2 | Panelboard MRO | 1 | Distribution Protection | 1 | 480Vac (Y/D) | 1 | 100% | 2 | 18821112 | XT1NQ3050AFF000XXX + SRFB6XT1FPX | No Equivalent Cross Available Based on Selections | XT4NQ3060EFF000XXX + SRFB3XT4FPX | XT4NQ3060FFF000XXX + SRFB3XT4FPX | XT4NQ3060GFF000XXX + SRFB3XT4FPX | XT4NQ3100PFF000XXX + SRFB3XT4FPX | XT4NQ3100QFF000XXX + SRFB3XT4FPX | XT4NQ3100TFF000XXX + SRFB3XT4FPX | XT4NQ3100UFF000XXX + SRFB3XT4FPX
SE | SEDA36AT0060 | 18 | SRPE60A50 | 8 | 50 | 8 | 18kA | 2 | Panelboard MRO | 1 | Distribution Protection | 1 | 600Vac (Y/D) | 2 | 100% | 2 | 18821122 | XT4NQ3050AFF000XXX + SRFB6XT4FPX | No Equivalent Cross Available Based on Selections | XT4NQ3060EFF000XXX + SRFB3XT4FPX | XT4NQ3060FFF000XXX + SRFB3XT4FPX | XT4NQ3060GFF000XXX + SRFB3XT4FPX | XT4NQ3100PFF000XXX + SRFB3XT4FPX | XT4NQ3100QFF000XXX + SRFB3XT4FPX | XT4NQ3100TFF000XXX + SRFB3XT4FPX | XT4NQ3100UFF000XXX + SRFB3XT4FPX
SE | SEDA36AT0060 | 18 | SRPE60A60 | 9 | 60 | 9 | 14kA | 1 | Loose MCCB (OEM) | 2 | Distribution Protection | 1 | 480Vac (Y/D) | 1 | 80% | 1 | 18912111 | XT1NU3060AFF000XXX | XT2NU3080BFF000XXX | XT2NU3060EFF000XXX | XT2NU3060FFF000XXX | XT2NU3060GFF000XXX | XT2NU3060PFF000XXX | XT2NU3060QFF000XXX | XT2NU3060TFF000XXX | XT2NU3060UFF000XXX
SE | SEDA36AT0060 | 18 | SRPE60A60 | 9 | 60 | 9 | 14kA | 1 | Loose MCCB (OEM) | 2 | Distribution Protection | 1 | 600Vac (Y/D) | 2 | 80% | 1 | 18912121 | XT2NU3060AFF000XXX | XT2NU3080BFF000XXX | XT2NU3060EFF000XXX | XT2NU3060FFF000XXX | XT2NU3060GFF000XXX | XT2NU3060PFF000XXX | XT2NU3060QFF000XXX | XT2NU3060TFF000XXX | XT2NU3060UFF000XXX
SE | SEDA36AT0060 | 18 | SRPE60A60 | 9 | 60 | 9 | 14kA | 1 | Loose MCCB (OEM) | 2 | Distribution Protection | 1 | 480Vac (Y/D) | 1 | 100% | 2 | 18912112 | XT1NQ3060AFF000XXX | XT2NQ3080BFF000XXX | XT2NQ3060EFF000XXX | XT2NQ3060FFF000XXX | XT2NQ3060GFF000XXX | XT2NQ3060PFF000XXX | XT2NQ3060QFF000XXX | XT2NQ3060TFF000XXX | XT2NQ3060UFF000XXX
SE | SEDA36AT0060 | 18 | SRPE60A60 | 9 | 60 | 9 | 14kA | 1 | Loose MCCB (OEM) | 2 | Distribution Protection | 1 | 600Vac (Y/D) | 2 | 100% | 2 | 18912122 | XT2NQ3060AFF000XXX | XT2NQ3080BFF000XXX | XT2NQ3060EFF000XXX | XT2NQ3060FFF000XXX | XT2NQ3060GFF000XXX | XT2NQ3060PFF000XXX | XT2NQ3060QFF000XXX | XT2NQ3060TFF000XXX | XT2NQ3060UFF000XXX
SE | SEDA36AT0060 | 18 | SRPE60A60 | 9 | 60 | 9 | 14kA | 1 | Panelboard MRO | 1 | Distribution Protection | 1 | 480Vac (Y/D) | 1 | 80% | 1 | 18911111 | XT1NU3060AFF000XXX + SRFB6XT1FPX | XT4NU3080BFF000XXX + SRFB6XT4FPX | XT4NU3060EFF000XXX + SRFB3XT4FPX | XT4NU3060FFF000XXX + SRFB3XT4FPX | XT4NU3060GFF000XXX + SRFB3XT4FPX | XT4NU3100PFF000XXX + SRFB3XT4FPX | XT4NU3100QFF000XXX + SRFB3XT4FPX | XT4NU3100TFF000XXX + SRFB3XT4FPX | XT4NU3100UFF000XXX + SRFB3XT4FPX
SE | SEDA36AT0060 | 18 | SRPE60A60 | 9 | 60 | 9 | 14kA | 1 | Panelboard MRO | 1 | Distribution Protection | 1 | 600Vac (Y/D) | 2 | 80% | 1 | 18911121 | XT4NU3060AFF000XXX + SRFB6XT4FPX | XT4NU3080BFF000XXX + SRFB6XT4FPX | XT4NU3060EFF000XXX + SRFB3XT4FPX | XT4NU3060FFF000XXX + SRFB3XT4FPX | XT4NU3060GFF000XXX + SRFB3XT4FPX | XT4NU3100PFF000XXX + SRFB3XT4FPX | XT4NU3100QFF000XXX + SRFB3XT4FPX | XT4NU3100TFF000XXX + SRFB3XT4FPX | XT4NU3100UFF000XXX + SRFB3XT4FPX
SE | SEDA36AT0060 | 18 | SRPE60A60 | 9 | 60 | 9 | 14kA | 1 | Panelboard MRO | 1 | Distribution Protection | 1 | 480Vac (Y/D) | 1 | 100% | 2 | 18911112 | XT1NQ3060AFF000XXX + SRFB6XT1FPX | XT4NQ3080BFF000XXX + SRFB6XT4FPX | XT4NQ3060EFF000XXX + SRFB3XT4FPX | XT4NQ3060FFF000XXX + SRFB3XT4FPX | XT4NQ3060GFF000XXX + SRFB3XT4FPX | XT4NQ3100PFF000XXX + SRFB3XT4FPX | XT4NQ3100QFF000XXX + SRFB3XT4FPX | XT4NQ3100TFF000XXX + SRFB3XT4FPX | XT4NQ3100UFF000XXX + SRFB3XT4FPX
SE | SEDA36AT0060 | 18 | SRPE60A60 | 9 | 60 | 9 | 14kA | 1 | Panelboard MRO | 1 | Distribution Protection | 1 | 600Vac (Y/D) | 2 | 100% | 2 | 18911122 | XT4NQ3060AFF000XXX + SRFB6XT4FPX | XT4NQ3080BFF000XXX + SRFB6XT4FPX | XT4NQ3060EFF000XXX + SRFB3XT4FPX | XT4NQ3060FFF000XXX + SRFB3XT4FPX | XT4NQ3060GFF000XXX + SRFB3XT4FPX | XT4NQ3100PFF000XXX + SRFB3XT4FPX | XT4NQ3100QFF000XXX + SRFB3XT4FPX | XT4NQ3100TFF000XXX + SRFB3XT4FPX | XT4NQ3100UFF000XXX + SRFB3XT4FPX
SE | SEDA36AT0060 | 18 | SRPE60A60 | 9 | 60 | 9 | 18kA | 2 | Loose MCCB (OEM) | 2 | Distribution Protection | 1 | 480Vac (Y/D) | 1 | 80% | 1 | 18922111 | XT1NU3060AFF000XXX | XT2NU3080BFF000XXX | XT2NU3060EFF000XXX | XT2NU3060FFF000XXX | XT2NU3060GFF000XXX | XT2NU3060PFF000XXX | XT2NU3060QFF000XXX | XT2NU3060TFF000XXX | XT2NU3060UFF000XXX
SE | SEDA36AT0060 | 18 | SRPE60A60 | 9 | 60 | 9 | 18kA | 2 | Loose MCCB (OEM) | 2 | Distribution Protection | 1 | 600Vac (Y/D) | 2 | 80% | 1 | 18922121 | XT2NU3060AFF000XXX | XT2NU3080BFF000XXX | XT2NU3060EFF000XXX | XT2NU3060FFF000XXX | XT2NU3060GFF000XXX | XT2NU3060PFF000XXX | XT2NU3060QFF000XXX | XT2NU3060TFF000XXX | XT2NU3060UFF000XXX
SE | SEDA36AT0060 | 18 | SRPE60A60 | 9 | 60 | 9 | 18kA | 2 | Loose MCCB (OEM) | 2 | Distribution Protection | 1 | 480Vac (Y/D) | 1 | 100% | 2 | 18922112 | XT1NQ3060AFF000XXX | XT2NQ3080BFF000XXX | XT2NQ3060EFF000XXX | XT2NQ3060FFF000XXX | XT2NQ3060GFF000XXX | XT2NQ3060PFF000XXX | XT2NQ3060QFF000XXX | XT2NQ3060TFF000XXX | XT2NQ3060UFF000XXX
SE | SEDA36AT0060 | 18 | SRPE60A60 | 9 | 60 | 9 | 18kA | 2 | Loose MCCB (OEM) | 2 | Distribution Protection | 1 | 600Vac (Y/D) | 2 | 100% | 2 | 18922122 | XT2NQ3060AFF000XXX | XT2NQ3080BFF000XXX | XT2NQ3060EFF000XXX | XT2NQ3060FFF000XXX | XT2NQ3060GFF000XXX | XT2NQ3060PFF000XXX | XT2NQ3060QFF000XXX | XT2NQ3060TFF000XXX | XT2NQ3060UFF000XXX
SE | SEDA36AT0060 | 18 | SRPE60A60 | 9 | 60 | 9 | 18kA | 2 | Panelboard MRO | 1 | Distribution Protection | 1 | 480Vac (Y/D) | 1 | 80% | 1 | 18921111 | XT1NU3060AFF000XXX + SRFB6XT1FPX | XT4NU3080BFF000XXX + SRFB6XT4FPX | XT4NU3060EFF000XXX + SRFB3XT4FPX | XT4NU3060FFF000XXX + SRFB3XT4FPX | XT4NU3060GFF000XXX + SRFB3XT4FPX | XT4NU3100PFF000XXX + SRFB3XT4FPX | XT4NU3100QFF000XXX + SRFB3XT4FPX | XT4NU3100TFF000XXX + SRFB3XT4FPX | XT4NU3100UFF000XXX + SRFB3XT4FPX
SE | SEDA36AT0060 | 18 | SRPE60A60 | 9 | 60 | 9 | 18kA | 2 | Panelboard MRO | 1 | Distribution Protection | 1 | 600Vac (Y/D) | 2 | 80% | 1 | 18921121 | XT4NU3060AFF000XXX + SRFB6XT4FPX | XT4NU3080BFF000XXX + SRFB6XT4FPX | XT4NU3060EFF000XXX + SRFB3XT4FPX | XT4NU3060FFF000XXX + SRFB3XT4FPX | XT4NU3060GFF000XXX + SRFB3XT4FPX | XT4NU3100PFF000XXX + SRFB3XT4FPX | XT4NU3100QFF000XXX + SRFB3XT4FPX | XT4NU3100TFF000XXX + SRFB3XT4FPX | XT4NU3100UFF000XXX + SRFB3XT4FPX
SE | SEDA36AT0060 | 18 | SRPE60A60 | 9 | 60 | 9 | 18kA | 2 | Panelboard MRO | 1 | Distribution Protection | 1 | 480Vac (Y/D) | 1 | 100% | 2 | 18921112 | XT1NQ3060AFF000XXX + SRFB6XT1FPX | XT4NQ3080BFF000XXX + SRFB6XT4FPX | XT4NQ3060EFF000XXX + SRFB3XT4FPX | XT4NQ3060FFF000XXX + SRFB3XT4FPX | XT4NQ3060GFF000XXX + SRFB3XT4FPX | XT4NQ3100PFF000XXX + SRFB3XT4FPX | XT4NQ3100QFF000XXX + SRFB3XT4FPX | XT4NQ3100TFF000XXX + SRFB3XT4FPX | XT4NQ3100UFF000XXX + SRFB3XT4FPX
SE | SEDA36AT0060 | 18 | SRPE60A60 | 9 | 60 | 9 | 18kA | 2 | Panelboard MRO | 1 | Distribution Protection | 1 | 600Vac (Y/D) | 2 | 100% | 2 | 18921122 | XT4NQ3060AFF000XXX + SRFB6XT4FPX | XT4NQ3080BFF000XXX + SRFB6XT4FPX | XT4NQ3060EFF000XXX + SRFB3XT4FPX | XT4NQ3060FFF000XXX + SRFB3XT4FPX | XT4NQ3060GFF000XXX + SRFB3XT4FPX | XT4NQ3100PFF000XXX + SRFB3XT4FPX | XT4NQ3100QFF000XXX + SRFB3XT4FPX | XT4NQ3100TFF000XXX + SRFB3XT4FPX | XT4NQ3100UFF000XXX + SRFB3XT4FPX
SE | SEDA36AT0100 | 19 | SRPE100A70 | 10 | 70 | 10 | 14kA | 1 | Loose MCCB (OEM) | 2 | Distribution Protection | 1 | 480Vac (Y/D) | 1 | 80% | 1 | 191012111 | XT1NU3070AFF000XXX | XT2NU3080BFF000XXX | XT2NU3100EFF000XXX | XT2NU3100FFF000XXX | XT2NU3100GFF000XXX | XT2NU3100PFF000XXX | XT2NU3100QFF000XXX | XT2NU3100TFF000XXX | XT2NU3100UFF000XXX
SE | SEDA36AT0100 | 19 | SRPE100A70 | 10 | 70 | 10 | 14kA | 1 | Loose MCCB (OEM) | 2 | Distribution Protection | 1 | 600Vac (Y/D) | 2 | 80% | 1 | 191012121 | XT2NU3070AFF000XXX | XT2NU3080BFF000XXX | XT2NU3100EFF000XXX | XT2NU3100FFF000XXX | XT2NU3100GFF000XXX | XT2NU3100PFF000XXX | XT2NU3100QFF000XXX | XT2NU3100TFF000XXX | XT2NU3100UFF000XXX
SE | SEDA36AT0100 | 19 | SRPE100A70 | 10 | 70 | 10 | 14kA | 1 | Loose MCCB (OEM) | 2 | Distribution Protection | 1 | 480Vac (Y/D) | 1 | 100% | 2 | 191012112 | XT1NQ3070AFF000XXX | XT2NQ3080BFF000XXX | XT2NQ3100EFF000XXX | XT2NQ3100FFF000XXX | XT2NQ3100GFF000XXX | XT2NQ3100PFF000XXX | XT2NQ3100QFF000XXX | XT2NQ3100TFF000XXX | XT2NQ3100UFF000XXX
SE | SEDA36AT0100 | 19 | SRPE100A70 | 10 | 70 | 10 | 14kA | 1 | Loose MCCB (OEM) | 2 | Distribution Protection | 1 | 600Vac (Y/D) | 2 | 100% | 2 | 191012122 | XT2NQ3070AFF000XXX | XT2NQ3080BFF000XXX | XT2NQ3100EFF000XXX | XT2NQ3100FFF000XXX | XT2NQ3100GFF000XXX | XT2NQ3100PFF000XXX | XT2NQ3100QFF000XXX | XT2NQ3100TFF000XXX | XT2NQ3100UFF000XXX
SE | SEDA36AT0100 | 19 | SRPE100A70 | 10 | 70 | 10 | 14kA | 1 | Panelboard MRO | 1 | Distribution Protection | 1 | 480Vac (Y/D) | 1 | 80% | 1 | 191011111 | XT1NU3070AFF000XXX + SRFB6XT1FPX | XT4NU3080BFF000XXX + SRFB6XT4FPX | XT4NU3100EFF000XXX + SRFB3XT4FPX | XT4NU3100FFF000XXX + SRFB3XT4FPX | XT4NU3100GFF000XXX + SRFB3XT4FPX | XT4NU3100PFF000XXX + SRFB3XT4FPX | XT4NU3100QFF000XXX + SRFB3XT4FPX | XT4NU3100TFF000XXX + SRFB3XT4FPX | XT4NU3100UFF000XXX + SRFB3XT4FPX
SE | SEDA36AT0100 | 19 | SRPE100A70 | 10 | 70 | 10 | 14kA | 1 | Panelboard MRO | 1 | Distribution Protection | 1 | 600Vac (Y/D) | 2 | 80% | 1 | 191011121 | XT4NU3070AFF000XXX + SRFB6XT4FPX | XT4NU3080BFF000XXX + SRFB6XT4FPX | XT4NU3100EFF000XXX + SRFB3XT4FPX | XT4NU3100FFF000XXX + SRFB3XT4FPX | XT4NU3100GFF000XXX + SRFB3XT4FPX | XT4NU3100PFF000XXX + SRFB3XT4FPX | XT4NU3100QFF000XXX + SRFB3XT4FPX | XT4NU3100TFF000XXX + SRFB3XT4FPX | XT4NU3100UFF000XXX + SRFB3XT4FPX
SE | SEDA36AT0100 | 19 | SRPE100A70 | 10 | 70 | 10 | 14kA | 1 | Panelboard MRO | 1 | Distribution Protection | 1 | 480Vac (Y/D) | 1 | 100% | 2 | 191011112 | XT1NQ3070AFF000XXX + SRFB6XT1FPX | XT4NQ3080BFF000XXX + SRFB6XT4FPX | XT4NQ3100EFF000XXX + SRFB3XT4FPX | XT4NQ3100FFF000XXX + SRFB3XT4FPX | XT4NQ3100GFF000XXX + SRFB3XT4FPX | XT4NQ3100PFF000XXX + SRFB3XT4FPX | XT4NQ3100QFF000XXX + SRFB3XT4FPX | XT4NQ3100TFF000XXX + SRFB3XT4FPX | XT4NQ3100UFF000XXX + SRFB3XT4FPX
SE | SEDA36AT0100 | 19 | SRPE100A70 | 10 | 70 | 10 | 14kA | 1 | Panelboard MRO | 1 | Distribution Protection | 1 | 600Vac (Y/D) | 2 | 100% | 2 | 191011122 | XT4NQ3070AFF000XXX + SRFB6XT4FPX | XT4NQ3080BFF000XXX + SRFB6XT4FPX | XT4NQ3100EFF000XXX + SRFB3XT4FPX | XT4NQ3100FFF000XXX + SRFB3XT4FPX | XT4NQ3100GFF000XXX + SRFB3XT4FPX | XT4NQ3100PFF000XXX + SRFB3XT4FPX | XT4NQ3100QFF000XXX + SRFB3XT4FPX | XT4NQ3100TFF000XXX + SRFB3XT4FPX | XT4NQ3100UFF000XXX + SRFB3XT4FPX
SE | SEDA36AT0100 | 19 | SRPE100A70 | 10 | 70 | 10 | 18kA | 2 | Loose MCCB (OEM) | 2 | Distribution Protection | 1 | 480Vac (Y/D) | 1 | 80% | 1 | 191022111 | XT1NU3070AFF000XXX | XT2NU3080BFF000XXX | XT2NU3100EFF000XXX | XT2NU3100FFF000XXX | XT2NU3100GFF000XXX | XT2NU3100PFF000XXX | XT2NU3100QFF000XXX | XT2NU3100TFF000XXX | XT2NU3100UFF000XXX
SE | SEDA36AT0100 | 19 | SRPE100A70 | 10 | 70 | 10 | 18kA | 2 | Loose MCCB (OEM) | 2 | Distribution Protection | 1 | 600Vac (Y/D) | 2 | 80% | 1 | 191022121 | XT2NU3070AFF000XXX | XT2NU3080BFF000XXX | XT2NU3100EFF000XXX | XT2NU3100FFF000XXX | XT2NU3100GFF000XXX | XT2NU3100PFF000XXX | XT2NU3100QFF000XXX | XT2NU3100TFF000XXX | XT2NU3100UFF000XXX
SE | SEDA36AT0100 | 19 | SRPE100A70 | 10 | 70 | 10 | 18kA | 2 | Loose MCCB (OEM) | 2 | Distribution Protection | 1 | 480Vac (Y/D) | 1 | 100% | 2 | 191022112 | XT1NQ3070AFF000XXX | XT2NQ3080BFF000XXX | XT2NQ3100EFF000XXX | XT2NQ3100FFF000XXX | XT2NQ3100GFF000XXX | XT2NQ3100PFF000XXX | XT2NQ3100QFF000XXX | XT2NQ3100TFF000XXX | XT2NQ3100UFF000XXX
SE | SEDA36AT0100 | 19 | SRPE100A70 | 10 | 70 | 10 | 18kA | 2 | Loose MCCB (OEM) | 2 | Distribution Protection | 1 | 600Vac (Y/D) | 2 | 100% | 2 | 191022122 | XT2NQ3070AFF000XXX | XT2NQ3080BFF000XXX | XT2NQ3100EFF000XXX | XT2NQ3100FFF000XXX | XT2NQ3100GFF000XXX | XT2NQ3100PFF000XXX | XT2NQ3100QFF000XXX | XT2NQ3100TFF000XXX | XT2NQ3100UFF000XXX
SE | SEDA36AT0100 | 19 | SRPE100A70 | 10 | 70 | 10 | 18kA | 2 | Panelboard MRO | 1 | Distribution Protection | 1 | 480Vac (Y/D) | 1 | 80% | 1 | 191021111 | XT1NU3070AFF000XXX + SRFB6XT1FPX | XT4NU3080BFF000XXX + SRFB6XT4FPX | XT4NU3100EFF000XXX + SRFB3XT4FPX | XT4NU3100FFF000XXX + SRFB3XT4FPX | XT4NU3100GFF000XXX + SRFB3XT4FPX | XT4NU3100PFF000XXX + SRFB3XT4FPX | XT4NU3100QFF000XXX + SRFB3XT4FPX | XT4NU3100TFF000XXX + SRFB3XT4FPX | XT4NU3100UFF000XXX + SRFB3XT4FPX
SE | SEDA36AT0100 | 19 | SRPE100A70 | 10 | 70 | 10 | 18kA | 2 | Panelboard MRO | 1 | Distribution Protection | 1 | 600Vac (Y/D) | 2 | 80% | 1 | 191021121 | XT4NU3070AFF000XXX + SRFB6XT4FPX | XT4NU3080BFF000XXX + SRFB6XT4FPX | XT4NU3100EFF000XXX + SRFB3XT4FPX | XT4NU3100FFF000XXX + SRFB3XT4FPX | XT4NU3100GFF000XXX + SRFB3XT4FPX | XT4NU3100PFF000XXX + SRFB3XT4FPX | XT4NU3100QFF000XXX + SRFB3XT4FPX | XT4NU3100TFF000XXX + SRFB3XT4FPX | XT4NU3100UFF000XXX + SRFB3XT4FPX
SE | SEDA36AT0100 | 19 | SRPE100A70 | 10 | 70 | 10 | 18kA | 2 | Panelboard MRO | 1 | Distribution Protection | 1 | 480Vac (Y/D) | 1 | 100% | 2 | 191021112 | XT1NQ3070AFF000XXX + SRFB6XT1FPX | XT4NQ3080BFF000XXX + SRFB6XT4FPX | XT4NQ3100EFF000XXX + SRFB3XT4FPX | XT4NQ3100FFF000XXX + SRFB3XT4FPX | XT4NQ3100GFF000XXX + SRFB3XT4FPX | XT4NQ3100PFF000XXX + SRFB3XT4FPX | XT4NQ3100QFF000XXX + SRFB3XT4FPX | XT4NQ3100TFF000XXX + SRFB3XT4FPX | XT4NQ3100UFF000XXX + SRFB3XT4FPX
SE | SEDA36AT0100 | 19 | SRPE100A70 | 10 | 70 | 10 | 18kA | 2 | Panelboard MRO | 1 | Distribution Protection | 1 | 600Vac (Y/D) | 2 | 100% | 2 | 191021122 | XT4NQ3070AFF000XXX + SRFB6XT4FPX | XT4NQ3080BFF000XXX + SRFB6XT4FPX | XT4NQ3100EFF000XXX + SRFB3XT4FPX | XT4NQ3100FFF000XXX + SRFB3XT4FPX | XT4NQ3100GFF000XXX + SRFB3XT4FPX | XT4NQ3100PFF000XXX + SRFB3XT4FPX | XT4NQ3100QFF000XXX + SRFB3XT4FPX | XT4NQ3100TFF000XXX + SRFB3XT4FPX | XT4NQ3100UFF000XXX + SRFB3XT4FPX
SE | SEDA36AT0100 | 19 | SRPE100A80 | 11 | 80 | 11 | 14kA | 1 | Loose MCCB (OEM) | 2 | Distribution Protection | 1 | 480Vac (Y/D) | 1 | 80% | 1 | 191112111 | XT1NU3080AFF000XXX | XT2NU3080BFF000XXX | XT2NU3100EFF000XXX | XT2NU3100FFF000XXX | XT2NU3100GFF000XXX | XT2NU3100PFF000XXX | XT2NU3100QFF000XXX | XT2NU3100TFF000XXX | XT2NU3100UFF000XXX
SE | SEDA36AT0100 | 19 | SRPE100A80 | 11 | 80 | 11 | 14kA | 1 | Loose MCCB (OEM) | 2 | Distribution Protection | 1 | 600Vac (Y/D) | 2 | 80% | 1 | 191112121 | XT4NU3080AFF000XXX | XT2NU3080BFF000XXX | XT2NU3100EFF000XXX | XT2NU3100FFF000XXX | XT2NU3100GFF000XXX | XT2NU3100PFF000XXX | XT2NU3100QFF000XXX | XT2NU3100TFF000XXX | XT2NU3100UFF000XXX
SE | SEDA36AT0100 | 19 | SRPE100A80 | 11 | 80 | 11 | 14kA | 1 | Loose MCCB (OEM) | 2 | Distribution Protection | 1 | 480Vac (Y/D) | 1 | 100% | 2 | 191112112 | XT1NQ3080AFF000XXX | XT2NQ3080BFF000XXX | XT2NQ3100EFF000XXX | XT2NQ3100FFF000XXX | XT2NQ3100GFF000XXX | XT2NQ3100PFF000XXX | XT2NQ3100QFF000XXX | XT2NQ3100TFF000XXX | XT2NQ3100UFF000XXX
SE | SEDA36AT0100 | 19 | SRPE100A80 | 11 | 80 | 11 | 14kA | 1 | Loose MCCB (OEM) | 2 | Distribution Protection | 1 | 600Vac (Y/D) | 2 | 100% | 2 | 191112122 | XT4NQ3080AFF000XXX | XT2NQ3080BFF000XXX | XT2NQ3100EFF000XXX | XT2NQ3100FFF000XXX | XT2NQ3100GFF000XXX | XT2NQ3100PFF000XXX | XT2NQ3100QFF000XXX | XT2NQ3100TFF000XXX | XT2NQ3100UFF000XXX
SE | SEDA36AT0100 | 19 | SRPE100A80 | 11 | 80 | 11 | 14kA | 1 | Panelboard MRO | 1 | Distribution Protection | 1 | 480Vac (Y/D) | 1 | 80% | 1 | 191111111 | XT1NU3080AFF000XXX + SRFB6XT1FPX | XT4NU3080BFF000XXX + SRFB6XT4FPX | XT4NU3100EFF000XXX + SRFB3XT4FPX | XT4NU3100FFF000XXX + SRFB3XT4FPX | XT4NU3100GFF000XXX + SRFB3XT4FPX | XT4NU3100PFF000XXX + SRFB3XT4FPX | XT4NU3100QFF000XXX + SRFB3XT4FPX | XT4NU3100TFF000XXX + SRFB3XT4FPX | XT4NU3100UFF000XXX + SRFB3XT4FPX
SE | SEDA36AT0100 | 19 | SRPE100A80 | 11 | 80 | 11 | 14kA | 1 | Panelboard MRO | 1 | Distribution Protection | 1 | 600Vac (Y/D) | 2 | 80% | 1 | 191111121 | XT4NU3080AFF000XXX + SRFB6XT4FPX | XT4NU3080BFF000XXX + SRFB6XT4FPX | XT4NU3100EFF000XXX + SRFB3XT4FPX | XT4NU3100FFF000XXX + SRFB3XT4FPX | XT4NU3100GFF000XXX + SRFB3XT4FPX | XT4NU3100PFF000XXX + SRFB3XT4FPX | XT4NU3100QFF000XXX + SRFB3XT4FPX | XT4NU3100TFF000XXX + SRFB3XT4FPX | XT4NU3100UFF000XXX + SRFB3XT4FPX
SE | SEDA36AT0100 | 19 | SRPE100A80 | 11 | 80 | 11 | 14kA | 1 | Panelboard MRO | 1 | Distribution Protection | 1 | 480Vac (Y/D) | 1 | 100% | 2 | 191111112 | XT1NQ3080AFF000XXX + SRFB6XT1FPX | XT4NQ3080BFF000XXX + SRFB6XT4FPX | XT4NQ3100EFF000XXX + SRFB3XT4FPX | XT4NQ3100FFF000XXX + SRFB3XT4FPX | XT4NQ3100GFF000XXX + SRFB3XT4FPX | XT4NQ3100PFF000XXX + SRFB3XT4FPX | XT4NQ3100QFF000XXX + SRFB3XT4FPX | XT4NQ3100TFF000XXX + SRFB3XT4FPX | XT4NQ3100UFF000XXX + SRFB3XT4FPX
SE | SEDA36AT0100 | 19 | SRPE100A80 | 11 | 80 | 11 | 14kA | 1 | Panelboard MRO | 1 | Distribution Protection | 1 | 600Vac (Y/D) | 2 | 100% | 2 | 191111122 | XT4NQ3080AFF000XXX + SRFB6XT4FPX | XT4NQ3080BFF000XXX + SRFB6XT4FPX | XT4NQ3100EFF000XXX + SRFB3XT4FPX | XT4NQ3100FFF000XXX + SRFB3XT4FPX | XT4NQ3100GFF000XXX + SRFB3XT4FPX | XT4NQ3100PFF000XXX + SRFB3XT4FPX | XT4NQ3100QFF000XXX + SRFB3XT4FPX | XT4NQ3100TFF000XXX + SRFB3XT4FPX | XT4NQ3100UFF000XXX + SRFB3XT4FPX
SE | SEDA36AT0100 | 19 | SRPE100A80 | 11 | 80 | 11 | 18kA | 2 | Loose MCCB (OEM) | 2 | Distribution Protection | 1 | 480Vac (Y/D) | 1 | 80% | 1 | 191122111 | XT1NU3080AFF000XXX | XT2NU3080BFF000XXX | XT2NU3100EFF000XXX | XT2NU3100FFF000XXX | XT2NU3100GFF000XXX | XT2NU3100PFF000XXX | XT2NU3100QFF000XXX | XT2NU3100TFF000XXX | XT2NU3100UFF000XXX
SE | SEDA36AT0100 | 19 | SRPE100A80 | 11 | 80 | 11 | 18kA | 2 | Loose MCCB (OEM) | 2 | Distribution Protection | 1 | 600Vac (Y/D) | 2 | 80% | 1 | 191122121 | XT4NU3080AFF000XXX | XT2NU3080BFF000XXX | XT2NU3100EFF000XXX | XT2NU3100FFF000XXX | XT2NU3100GFF000XXX | XT2NU3100PFF000XXX | XT2NU3100QFF000XXX | XT2NU3100TFF000XXX | XT2NU3100UFF000XXX
SE | SEDA36AT0100 | 19 | SRPE100A80 | 11 | 80 | 11 | 18kA | 2 | Loose MCCB (OEM) | 2 | Distribution Protection | 1 | 480Vac (Y/D) | 1 | 100% | 2 | 191122112 | XT1NQ3080AFF000XXX | XT2NQ3080BFF000XXX | XT2NQ3100EFF000XXX | XT2NQ3100FFF000XXX | XT2NQ3100GFF000XXX | XT2NQ3100PFF000XXX | XT2NQ3100QFF000XXX | XT2NQ3100TFF000XXX | XT2NQ3100UFF000XXX
SE | SEDA36AT0100 | 19 | SRPE100A80 | 11 | 80 | 11 | 18kA | 2 | Loose MCCB (OEM) | 2 | Distribution Protection | 1 | 600Vac (Y/D) | 2 | 100% | 2 | 191122122 | XT4NQ3080AFF000XXX | XT2NQ3080BFF000XXX | XT2NQ3100EFF000XXX | XT2NQ3100FFF000XXX | XT2NQ3100GFF000XXX | XT2NQ3100PFF000XXX | XT2NQ3100QFF000XXX | XT2NQ3100TFF000XXX | XT2NQ3100UFF000XXX
SE | SEDA36AT0100 | 19 | SRPE100A80 | 11 | 80 | 11 | 18kA | 2 | Panelboard MRO | 1 | Distribution Protection | 1 | 480Vac (Y/D) | 1 | 80% | 1 | 191121111 | XT1NU3080AFF000XXX + SRFB6XT1FPX | XT4NU3080BFF000XXX + SRFB6XT4FPX | XT4NU3100EFF000XXX + SRFB3XT4FPX | XT4NU3100FFF000XXX + SRFB3XT4FPX | XT4NU3100GFF000XXX + SRFB3XT4FPX | XT4NU3100PFF000XXX + SRFB3XT4FPX | XT4NU3100QFF000XXX + SRFB3XT4FPX | XT4NU3100TFF000XXX + SRFB3XT4FPX | XT4NU3100UFF000XXX + SRFB3XT4FPX
SE | SEDA36AT0100 | 19 | SRPE100A80 | 11 | 80 | 11 | 18kA | 2 | Panelboard MRO | 1 | Distribution Protection | 1 | 600Vac (Y/D) | 2 | 80% | 1 | 191121121 | XT4NU3080AFF000XXX + SRFB6XT4FPX | XT4NU3080BFF000XXX + SRFB6XT4FPX | XT4NU3100EFF000XXX + SRFB3XT4FPX | XT4NU3100FFF000XXX + SRFB3XT4FPX | XT4NU3100GFF000XXX + SRFB3XT4FPX | XT4NU3100PFF000XXX + SRFB3XT4FPX | XT4NU3100QFF000XXX + SRFB3XT4FPX | XT4NU3100TFF000XXX + SRFB3XT4FPX | XT4NU3100UFF000XXX + SRFB3XT4FPX
SE | SEDA36AT0100 | 19 | SRPE100A80 | 11 | 80 | 11 | 18kA | 2 | Panelboard MRO | 1 | Distribution Protection | 1 | 480Vac (Y/D) | 1 | 100% | 2 | 191121112 | XT1NQ3080AFF000XXX + SRFB6XT1FPX | XT4NQ3080BFF000XXX + SRFB6XT4FPX | XT4NQ3100EFF000XXX + SRFB3XT4FPX | XT4NQ3100FFF000XXX + SRFB3XT4FPX | XT4NQ3100GFF000XXX + SRFB3XT4FPX | XT4NQ3100PFF000XXX + SRFB3XT4FPX | XT4NQ3100QFF000XXX + SRFB3XT4FPX | XT4NQ3100TFF000XXX + SRFB3XT4FPX | XT4NQ3100UFF000XXX + SRFB3XT4FPX
SE | SEDA36AT0100 | 19 | SRPE100A80 | 11 | 80 | 11 | 18kA | 2 | Panelboard MRO | 1 | Distribution Protection | 1 | 600Vac (Y/D) | 2 | 100% | 2 | 191121122 | XT4NQ3080AFF000XXX + SRFB6XT4FPX | XT4NQ3080BFF000XXX + SRFB6XT4FPX | XT4NQ3100EFF000XXX + SRFB3XT4FPX | XT4NQ3100FFF000XXX + SRFB3XT4FPX | XT4NQ3100GFF000XXX + SRFB3XT4FPX | XT4NQ3100PFF000XXX + SRFB3XT4FPX | XT4NQ3100QFF000XXX + SRFB3XT4FPX | XT4NQ3100TFF000XXX + SRFB3XT4FPX | XT4NQ3100UFF000XXX + SRFB3XT4FPX
SE | SEDA36AT0100 | 19 | SRPE100A90 | 12 | 90 | 12 | 14kA | 1 | Loose MCCB (OEM) | 2 | Distribution Protection | 1 | 480Vac (Y/D) | 1 | 80% | 1 | 191212111 | XT1NU3090AFF000XXX | XT2NU3090BFF000XXX | XT2NU3100EFF000XXX | XT2NU3100FFF000XXX | XT2NU3100GFF000XXX | XT2NU3100PFF000XXX | XT2NU3100QFF000XXX | XT2NU3100TFF000XXX | XT2NU3100UFF000XXX
SE | SEDA36AT0100 | 19 | SRPE100A90 | 12 | 90 | 12 | 14kA | 1 | Loose MCCB (OEM) | 2 | Distribution Protection | 1 | 600Vac (Y/D) | 2 | 80% | 1 | 191212121 | XT4NU3090AFF000XXX | XT2NU3090BFF000XXX | XT2NU3100EFF000XXX | XT2NU3100FFF000XXX | XT2NU3100GFF000XXX | XT2NU3100PFF000XXX | XT2NU3100QFF000XXX | XT2NU3100TFF000XXX | XT2NU3100UFF000XXX
SE | SEDA36AT0100 | 19 | SRPE100A90 | 12 | 90 | 12 | 14kA | 1 | Loose MCCB (OEM) | 2 | Distribution Protection | 1 | 480Vac (Y/D) | 1 | 100% | 2 | 191212112 | XT1NQ3090AFF000XXX | XT2NQ3090BFF000XXX | XT2NQ3100EFF000XXX | XT2NQ3100FFF000XXX | XT2NQ3100GFF000XXX | XT2NQ3100PFF000XXX | XT2NQ3100QFF000XXX | XT2NQ3100TFF000XXX | XT2NQ3100UFF000XXX
SE | SEDA36AT0100 | 19 | SRPE100A90 | 12 | 90 | 12 | 14kA | 1 | Loose MCCB (OEM) | 2 | Distribution Protection | 1 | 600Vac (Y/D) | 2 | 100% | 2 | 191212122 | XT4NQ3090AFF000XXX | XT2NQ3090BFF000XXX | XT2NQ3100EFF000XXX | XT2NQ3100FFF000XXX | XT2NQ3100GFF000XXX | XT2NQ3100PFF000XXX | XT2NQ3100QFF000XXX | XT2NQ3100TFF000XXX | XT2NQ3100UFF000XXX
SE | SEDA36AT0100 | 19 | SRPE100A90 | 12 | 90 | 12 | 14kA | 1 | Panelboard MRO | 1 | Distribution Protection | 1 | 480Vac (Y/D) | 1 | 80% | 1 | 191211111 | XT1NU3090AFF000XXX + SRFB6XT1FPX | XT4NU3090BFF000XXX + SRFB6XT4FPX | XT4NU3100EFF000XXX + SRFB3XT4FPX | XT4NU3100FFF000XXX + SRFB3XT4FPX | XT4NU3100GFF000XXX + SRFB3XT4FPX | XT4NU3100PFF000XXX + SRFB3XT4FPX | XT4NU3100QFF000XXX + SRFB3XT4FPX | XT4NU3100TFF000XXX + SRFB3XT4FPX | XT4NU3100UFF000XXX + SRFB3XT4FPX
SE | SEDA36AT0100 | 19 | SRPE100A90 | 12 | 90 | 12 | 14kA | 1 | Panelboard MRO | 1 | Distribution Protection | 1 | 600Vac (Y/D) | 2 | 80% | 1 | 191211121 | XT4NU3090AFF000XXX + SRFB6XT4FPX | XT4NU3090BFF000XXX + SRFB6XT4FPX | XT4NU3100EFF000XXX + SRFB3XT4FPX | XT4NU3100FFF000XXX + SRFB3XT4FPX | XT4NU3100GFF000XXX + SRFB3XT4FPX | XT4NU3100PFF000XXX + SRFB3XT4FPX | XT4NU3100QFF000XXX + SRFB3XT4FPX | XT4NU3100TFF000XXX + SRFB3XT4FPX | XT4NU3100UFF000XXX + SRFB3XT4FPX
SE | SEDA36AT0100 | 19 | SRPE100A90 | 12 | 90 | 12 | 14kA | 1 | Panelboard MRO | 1 | Distribution Protection | 1 | 480Vac (Y/D) | 1 | 100% | 2 | 191211112 | XT1NQ3090AFF000XXX + SRFB6XT1FPX | XT4NQ3090BFF000XXX + SRFB6XT4FPX | XT4NQ3100EFF000XXX + SRFB3XT4FPX | XT4NQ3100FFF000XXX + SRFB3XT4FPX | XT4NQ3100GFF000XXX + SRFB3XT4FPX | XT4NQ3100PFF000XXX + SRFB3XT4FPX | XT4NQ3100QFF000XXX + SRFB3XT4FPX | XT4NQ3100TFF000XXX + SRFB3XT4FPX | XT4NQ3100UFF000XXX + SRFB3XT4FPX
SE | SEDA36AT0100 | 19 | SRPE100A90 | 12 | 90 | 12 | 14kA | 1 | Panelboard MRO | 1 | Distribution Protection | 1 | 600Vac (Y/D) | 2 | 100% | 2 | 191211122 | XT4NQ3090AFF000XXX + SRFB6XT4FPX | XT4NQ3090BFF000XXX + SRFB6XT4FPX | XT4NQ3100EFF000XXX + SRFB3XT4FPX | XT4NQ3100FFF000XXX + SRFB3XT4FPX | XT4NQ3100GFF000XXX + SRFB3XT4FPX | XT4NQ3100PFF000XXX + SRFB3XT4FPX | XT4NQ3100QFF000XXX + SRFB3XT4FPX | XT4NQ3100TFF000XXX + SRFB3XT4FPX | XT4NQ3100UFF000XXX + SRFB3XT4FPX
SE | SEDA36AT0100 | 19 | SRPE100A90 | 12 | 90 | 12 | 18kA | 2 | Loose MCCB (OEM) | 2 | Distribution Protection | 1 | 480Vac (Y/D) | 1 | 80% | 1 | 191222111 | XT1NU3090AFF000XXX | XT2NU3090BFF000XXX | XT2NU3100EFF000XXX | XT2NU3100FFF000XXX | XT2NU3100GFF000XXX | XT2NU3100PFF000XXX | XT2NU3100QFF000XXX | XT2NU3100TFF000XXX | XT2NU3100UFF000XXX
SE | SEDA36AT0100 | 19 | SRPE100A90 | 12 | 90 | 12 | 18kA | 2 | Loose MCCB (OEM) | 2 | Distribution Protection | 1 | 600Vac (Y/D) | 2 | 80% | 1 | 191222121 | XT4NU3090AFF000XXX | XT2NU3090BFF000XXX | XT2NU3100EFF000XXX | XT2NU3100FFF000XXX | XT2NU3100GFF000XXX | XT2NU3100PFF000XXX | XT2NU3100QFF000XXX | XT2NU3100TFF000XXX | XT2NU3100UFF000XXX
SE | SEDA36AT0100 | 19 | SRPE100A90 | 12 | 90 | 12 | 18kA | 2 | Loose MCCB (OEM) | 2 | Distribution Protection | 1 | 480Vac (Y/D) | 1 | 100% | 2 | 191222112 | XT1NQ3090AFF000XXX | XT2NQ3090BFF000XXX | XT2NQ3100EFF000XXX | XT2NQ3100FFF000XXX | XT2NQ3100GFF000XXX | XT2NQ3100PFF000XXX | XT2NQ3100QFF000XXX | XT2NQ3100TFF000XXX | XT2NQ3100UFF000XXX
SE | SEDA36AT0100 | 19 | SRPE100A90 | 12 | 90 | 12 | 18kA | 2 | Loose MCCB (OEM) | 2 | Distribution Protection | 1 | 600Vac (Y/D) | 2 | 100% | 2 | 191222122 | XT4NQ3090AFF000XXX | XT2NQ3090BFF000XXX | XT2NQ3100EFF000XXX | XT2NQ3100FFF000XXX | XT2NQ3100GFF000XXX | XT2NQ3100PFF000XXX | XT2NQ3100QFF000XXX | XT2NQ3100TFF000XXX | XT2NQ3100UFF000XXX
SE | SEDA36AT0100 | 19 | SRPE100A90 | 12 | 90 | 12 | 18kA | 2 | Panelboard MRO | 1 | Distribution Protection | 1 | 480Vac (Y/D) | 1 | 80% | 1 | 191221111 | XT1NU3090AFF000XXX + SRFB6XT1FPX | XT4NU3090BFF000XXX + SRFB6XT4FPX | XT4NU3100EFF000XXX + SRFB3XT4FPX | XT4NU3100FFF000XXX + SRFB3XT4FPX | XT4NU3100GFF000XXX + SRFB3XT4FPX | XT4NU3100PFF000XXX + SRFB3XT4FPX | XT4NU3100QFF000XXX + SRFB3XT4FPX | XT4NU3100TFF000XXX + SRFB3XT4FPX | XT4NU3100UFF000XXX + SRFB3XT4FPX
SE | SEDA36AT0100 | 19 | SRPE100A90 | 12 | 90 | 12 | 18kA | 2 | Panelboard MRO | 1 | Distribution Protection | 1 | 600Vac (Y/D) | 2 | 80% | 1 | 191221121 | XT4NU3090AFF000XXX + SRFB6XT4FPX | XT4NU3090BFF000XXX + SRFB6XT4FPX | XT4NU3100EFF000XXX + SRFB3XT4FPX | XT4NU3100FFF000XXX + SRFB3XT4FPX | XT4NU3100GFF000XXX + SRFB3XT4FPX | XT4NU3100PFF000XXX + SRFB3XT4FPX | XT4NU3100QFF000XXX + SRFB3XT4FPX | XT4NU3100TFF000XXX + SRFB3XT4FPX | XT4NU3100UFF000XXX + SRFB3XT4FPX
SE | SEDA36AT0100 | 19 | SRPE100A90 | 12 | 90 | 12 | 18kA | 2 | Panelboard MRO | 1 | Distribution Protection | 1 | 480Vac (Y/D) | 1 | 100% | 2 | 191221112 | XT1NQ3090AFF000XXX + SRFB6XT1FPX | XT4NQ3090BFF000XXX + SRFB6XT4FPX | XT4NQ3100EFF000XXX + SRFB3XT4FPX | XT4NQ3100FFF000XXX + SRFB3XT4FPX | XT4NQ3100GFF000XXX + SRFB3XT4FPX | XT4NQ3100PFF000XXX + SRFB3XT4FPX | XT4NQ3100QFF000XXX + SRFB3XT4FPX | XT4NQ3100TFF000XXX + SRFB3XT4FPX | XT4NQ3100UFF000XXX + SRFB3XT4FPX
SE | SEDA36AT0100 | 19 | SRPE100A90 | 12 | 90 | 12 | 18kA | 2 | Panelboard MRO | 1 | Distribution Protection | 1 | 600Vac (Y/D) | 2 | 100% | 2 | 191221122 | XT4NQ3090AFF000XXX + SRFB6XT4FPX | XT4NQ3090BFF000XXX + SRFB6XT4FPX | XT4NQ3100EFF000XXX + SRFB3XT4FPX | XT4NQ3100FFF000XXX + SRFB3XT4FPX | XT4NQ3100GFF000XXX + SRFB3XT4FPX | XT4NQ3100PFF000XXX + SRFB3XT4FPX | XT4NQ3100QFF000XXX + SRFB3XT4FPX | XT4NQ3100TFF000XXX + SRFB3XT4FPX | XT4NQ3100UFF000XXX + SRFB3XT4FPX
SE | SEDA36AT0100 | 19 | SRPE100A100 | 13 | 100 | 13 | 14kA | 1 | Loose MCCB (OEM) | 2 | Distribution Protection | 1 | 480Vac (Y/D) | 1 | 80% | 1 | 191312111 | XT1NU3100AFF000XXX | XT2NU3100BFF000XXX | XT2NU3100EFF000XXX | XT2NU3100FFF000XXX | XT2NU3100GFF000XXX | XT2NU3100PFF000XXX | XT2NU3100QFF000XXX | XT2NU3100TFF000XXX | XT2NU3100UFF000XXX
SE | SEDA36AT0100 | 19 | SRPE100A100 | 13 | 100 | 13 | 14kA | 1 | Loose MCCB (OEM) | 2 | Distribution Protection | 1 | 600Vac (Y/D) | 2 | 80% | 1 | 191312121 | XT4NU3100AFF000XXX | XT2NU3100BFF000XXX | XT2NU3100EFF000XXX | XT2NU3100FFF000XXX | XT2NU3100GFF000XXX | XT2NU3100PFF000XXX | XT2NU3100QFF000XXX | XT2NU3100TFF000XXX | XT2NU3100UFF000XXX
SE | SEDA36AT0100 | 19 | SRPE100A100 | 13 | 100 | 13 | 14kA | 1 | Loose MCCB (OEM) | 2 | Distribution Protection | 1 | 480Vac (Y/D) | 1 | 100% | 2 | 191312112 | XT1NQ3100AFF000XXX | XT2NQ3100BFF000XXX | XT2NQ3100EFF000XXX | XT2NQ3100FFF000XXX | XT2NQ3100GFF000XXX | XT2NQ3100PFF000XXX | XT2NQ3100QFF000XXX | XT2NQ3100TFF000XXX | XT2NQ3100UFF000XXX
SE | SEDA36AT0100 | 19 | SRPE100A100 | 13 | 100 | 13 | 14kA | 1 | Loose MCCB (OEM) | 2 | Distribution Protection | 1 | 600Vac (Y/D) | 2 | 100% | 2 | 191312122 | XT4NQ3100AFF000XXX | XT2NQ3100BFF000XXX | XT2NQ3100EFF000XXX | XT2NQ3100FFF000XXX | XT2NQ3100GFF000XXX | XT2NQ3100PFF000XXX | XT2NQ3100QFF000XXX | XT2NQ3100TFF000XXX | XT2NQ3100UFF000XXX
SE | SEDA36AT0100 | 19 | SRPE100A100 | 13 | 100 | 13 | 14kA | 1 | Panelboard MRO | 1 | Distribution Protection | 1 | 480Vac (Y/D) | 1 | 80% | 1 | 191311111 | XT1NU3100AFF000XXX + SRFB6XT1FPX | XT4NU3100BFF000XXX + SRFB6XT4FPX | XT4NU3100EFF000XXX + SRFB3XT4FPX | XT4NU3100FFF000XXX + SRFB3XT4FPX | XT4NU3100GFF000XXX + SRFB3XT4FPX | XT4NU3100PFF000XXX + SRFB3XT4FPX | XT4NU3100QFF000XXX + SRFB3XT4FPX | XT4NU3100TFF000XXX + SRFB3XT4FPX | XT4NU3100UFF000XXX + SRFB3XT4FPX
SE | SEDA36AT0100 | 19 | SRPE100A100 | 13 | 100 | 13 | 14kA | 1 | Panelboard MRO | 1 | Distribution Protection | 1 | 600Vac (Y/D) | 2 | 80% | 1 | 191311121 | XT4NU3100AFF000XXX + SRFB6XT4FPX | XT4NU3100BFF000XXX + SRFB6XT4FPX | XT4NU3100EFF000XXX + SRFB3XT4FPX | XT4NU3100FFF000XXX + SRFB3XT4FPX | XT4NU3100GFF000XXX + SRFB3XT4FPX | XT4NU3100PFF000XXX + SRFB3XT4FPX | XT4NU3100QFF000XXX + SRFB3XT4FPX | XT4NU3100TFF000XXX + SRFB3XT4FPX | XT4NU3100UFF000XXX + SRFB3XT4FPX
SE | SEDA36AT0100 | 19 | SRPE100A100 | 13 | 100 | 13 | 14kA | 1 | Panelboard MRO | 1 | Distribution Protection | 1 | 480Vac (Y/D) | 1 | 100% | 2 | 191311112 | XT1NQ3100AFF000XXX + SRFB6XT1FPX | XT4NQ3100BFF000XXX + SRFB6XT4FPX | XT4NQ3100EFF000XXX + SRFB3XT4FPX | XT4NQ3100FFF000XXX + SRFB3XT4FPX | XT4NQ3100GFF000XXX + SRFB3XT4FPX | XT4NQ3100PFF000XXX + SRFB3XT4FPX | XT4NQ3100QFF000XXX + SRFB3XT4FPX | XT4NQ3100TFF000XXX + SRFB3XT4FPX | XT4NQ3100UFF000XXX + SRFB3XT4FPX
SE | SEDA36AT0100 | 19 | SRPE100A100 | 13 | 100 | 13 | 14kA | 1 | Panelboard MRO | 1 | Distribution Protection | 1 | 600Vac (Y/D) | 2 | 100% | 2 | 191311122 | XT4NQ3100AFF000XXX + SRFB6XT4FPX | XT4NQ3100BFF000XXX + SRFB6XT4FPX | XT4NQ3100EFF000XXX + SRFB3XT4FPX | XT4NQ3100FFF000XXX + SRFB3XT4FPX | XT4NQ3100GFF000XXX + SRFB3XT4FPX | XT4NQ3100PFF000XXX + SRFB3XT4FPX | XT4NQ3100QFF000XXX + SRFB3XT4FPX | XT4NQ3100TFF000XXX + SRFB3XT4FPX | XT4NQ3100UFF000XXX + SRFB3XT4FPX
SE | SEDA36AT0100 | 19 | SRPE100A100 | 13 | 100 | 13 | 18kA | 2 | Loose MCCB (OEM) | 2 | Distribution Protection | 1 | 480Vac (Y/D) | 1 | 80% | 1 | 191322111 | XT1NU3100AFF000XXX | XT2NU3100BFF000XXX | XT2NU3100EFF000XXX | XT2NU3100FFF000XXX | XT2NU3100GFF000XXX | XT2NU3100PFF000XXX | XT2NU3100QFF000XXX | XT2NU3100TFF000XXX | XT2NU3100UFF000XXX
SE | SEDA36AT0100 | 19 | SRPE100A100 | 13 | 100 | 13 | 18kA | 2 | Loose MCCB (OEM) | 2 | Distribution Protection | 1 | 600Vac (Y/D) | 2 | 80% | 1 | 191322121 | XT4NU3100AFF000XXX | XT2NU3100BFF000XXX | XT2NU3100EFF000XXX | XT2NU3100FFF000XXX | XT2NU3100GFF000XXX | XT2NU3100PFF000XXX | XT2NU3100QFF000XXX | XT2NU3100TFF000XXX | XT2NU3100UFF000XXX
SE | SEDA36AT0100 | 19 | SRPE100A100 | 13 | 100 | 13 | 18kA | 2 | Loose MCCB (OEM) | 2 | Distribution Protection | 1 | 480Vac (Y/D) | 1 | 100% | 2 | 191322112 | XT1NQ3100AFF000XXX | XT2NQ3100BFF000XXX | XT2NQ3100EFF000XXX | XT2NQ3100FFF000XXX | XT2NQ3100GFF000XXX | XT2NQ3100PFF000XXX | XT2NQ3100QFF000XXX | XT2NQ3100TFF000XXX | XT2NQ3100UFF000XXX
SE | SEDA36AT0100 | 19 | SRPE100A100 | 13 | 100 | 13 | 18kA | 2 | Loose MCCB (OEM) | 2 | Distribution Protection | 1 | 600Vac (Y/D) | 2 | 100% | 2 | 191322122 | XT4NQ3100AFF000XXX | XT2NQ3100BFF000XXX | XT2NQ3100EFF000XXX | XT2NQ3100FFF000XXX | XT2NQ3100GFF000XXX | XT2NQ3100PFF000XXX | XT2NQ3100QFF000XXX | XT2NQ3100TFF000XXX | XT2NQ3100UFF000XXX
SE | SEDA36AT0100 | 19 | SRPE100A100 | 13 | 100 | 13 | 18kA | 2 | Panelboard MRO | 1 | Distribution Protection | 1 | 480Vac (Y/D) | 1 | 80% | 1 | 191321111 | XT1NU3100AFF000XXX + SRFB6XT1FPX | XT4NU3100BFF000XXX + SRFB6XT4FPX | XT4NU3100EFF000XXX + SRFB3XT4FPX | XT4NU3100FFF000XXX + SRFB3XT4FPX | XT4NU3100GFF000XXX + SRFB3XT4FPX | XT4NU3100PFF000XXX + SRFB3XT4FPX | XT4NU3100QFF000XXX + SRFB3XT4FPX | XT4NU3100TFF000XXX + SRFB3XT4FPX | XT4NU3100UFF000XXX + SRFB3XT4FPX
SE | SEDA36AT0100 | 19 | SRPE100A100 | 13 | 100 | 13 | 18kA | 2 | Panelboard MRO | 1 | Distribution Protection | 1 | 600Vac (Y/D) | 2 | 80% | 1 | 191321121 | XT4NU3100AFF000XXX + SRFB6XT4FPX | XT4NU3100BFF000XXX + SRFB6XT4FPX | XT4NU3100EFF000XXX + SRFB3XT4FPX | XT4NU3100FFF000XXX + SRFB3XT4FPX | XT4NU3100GFF000XXX + SRFB3XT4FPX | XT4NU3100PFF000XXX + SRFB3XT4FPX | XT4NU3100QFF000XXX + SRFB3XT4FPX | XT4NU3100TFF000XXX + SRFB3XT4FPX | XT4NU3100UFF000XXX + SRFB3XT4FPX
SE | SEDA36AT0100 | 19 | SRPE100A100 | 13 | 100 | 13 | 18kA | 2 | Panelboard MRO | 1 | Distribution Protection | 1 | 480Vac (Y/D) | 1 | 100% | 2 | 191321112 | XT1NQ3100AFF000XXX + SRFB6XT1FPX | XT4NQ3100BFF000XXX + SRFB6XT4FPX | XT4NQ3100EFF000XXX + SRFB3XT4FPX | XT4NQ3100FFF000XXX + SRFB3XT4FPX | XT4NQ3100GFF000XXX + SRFB3XT4FPX | XT4NQ3100PFF000XXX + SRFB3XT4FPX | XT4NQ3100QFF000XXX + SRFB3XT4FPX | XT4NQ3100TFF000XXX + SRFB3XT4FPX | XT4NQ3100UFF000XXX + SRFB3XT4FPX
SE | SEDA36AT0100 | 19 | SRPE100A100 | 13 | 100 | 13 | 18kA | 2 | Panelboard MRO | 1 | Distribution Protection | 1 | 600Vac (Y/D) | 2 | 100% | 2 | 191321122 | XT4NQ3100AFF000XXX + SRFB6XT4FPX | XT4NQ3100BFF000XXX + SRFB6XT4FPX | XT4NQ3100EFF000XXX + SRFB3XT4FPX | XT4NQ3100FFF000XXX + SRFB3XT4FPX | XT4NQ3100GFF000XXX + SRFB3XT4FPX | XT4NQ3100PFF000XXX + SRFB3XT4FPX | XT4NQ3100QFF000XXX + SRFB3XT4FPX | XT4NQ3100TFF000XXX + SRFB3XT4FPX | XT4NQ3100UFF000XXX + SRFB3XT4FPX
SE | SEDA36AT0150 | 20 | SRPE150A110 | 14 | 110 | 14 | 14kA | 1 | Loose MCCB (OEM) | 2 | Distribution Protection | 1 | 480Vac (Y/D) | 1 | 80% | 1 | 201412111 | XT1NU3110AFF000XXX | XT2NU3110BFF000XXX | XT2NU3125EFF000XXX | XT2NU3125FFF000XXX | XT2NU3125GFF000XXX | XT2NU3125PFF000XXX | XT2NU3125QFF000XXX | XT2NU3125TFF000XXX | XT2NU3125UFF000XXX
SE | SEDA36AT0150 | 20 | SRPE150A110 | 14 | 110 | 14 | 14kA | 1 | Loose MCCB (OEM) | 2 | Distribution Protection | 1 | 600Vac (Y/D) | 2 | 80% | 1 | 201412121 | XT4NU3110AFF000XXX | XT2NU3110BFF000XXX | XT4NU3150EFF000XXX | XT4NU3150FFF000XXX | XT4NU3150GFF000XXX | XT4NU3150PFF000XXX | XT4NU3150QFF000XXX | XT4NU3150TFF000XXX | XT4NU3150UFF000XXX
SE | SEDA36AT0150 | 20 | SRPE150A110 | 14 | 110 | 14 | 14kA | 1 | Loose MCCB (OEM) | 2 | Distribution Protection | 1 | 480Vac (Y/D) | 1 | 100% | 2 | 201412112 | XT4NQ3110AFF000XXX | XT4NQ3110BFF000XXX | XT4NQ3150EFF000XXX | XT4NQ3150FFF000XXX | XT4NQ3150GFF000XXX | XT4NQ3150PFF000XXX | XT4NQ3150QFF000XXX | XT4NQ3150TFF000XXX | XT4NQ3150UFF000XXX
SE | SEDA36AT0150 | 20 | SRPE150A110 | 14 | 110 | 14 | 14kA | 1 | Loose MCCB (OEM) | 2 | Distribution Protection | 1 | 600Vac (Y/D) | 2 | 100% | 2 | 201412122 | XT4NQ3110AFF000XXX | XT4NQ3110BFF000XXX | XT4NQ3150EFF000XXX | XT4NQ3150FFF000XXX | XT4NQ3150GFF000XXX | XT4NQ3150PFF000XXX | XT4NQ3150QFF000XXX | XT4NQ3150TFF000XXX | XT4NQ3150UFF000XXX
SE | SEDA36AT0150 | 20 | SRPE150A110 | 14 | 110 | 14 | 14kA | 1 | Panelboard MRO | 1 | Distribution Protection | 1 | 480Vac (Y/D) | 1 | 80% | 1 | 201411111 | XT1NU3110AFF000XXX + SRFB6XT1FPX | XT4NU3110BFF000XXX + SRFB6XT4FPX | XT4NU3150EFF000XXX + SRFB3XT4FPX | XT4NU3150FFF000XXX + SRFB3XT4FPX | XT4NU3150GFF000XXX + SRFB3XT4FPX | XT4NU3150PFF000XXX + SRFB3XT4FPX | XT4NU3150QFF000XXX + SRFB3XT4FPX | XT4NU3150TFF000XXX + SRFB3XT4FPX | XT4NU3150UFF000XXX + SRFB3XT4FPX
SE | SEDA36AT0150 | 20 | SRPE150A110 | 14 | 110 | 14 | 14kA | 1 | Panelboard MRO | 1 | Distribution Protection | 1 | 600Vac (Y/D) | 2 | 80% | 1 | 201411121 | XT4NU3110AFF000XXX + SRFB6XT4FPX | XT4NU3110BFF000XXX + SRFB6XT4FPX | XT4NU3150EFF000XXX + SRFB3XT4FPX | XT4NU3150FFF000XXX + SRFB3XT4FPX | XT4NU3150GFF000XXX + SRFB3XT4FPX | XT4NU3150PFF000XXX + SRFB3XT4FPX | XT4NU3150QFF000XXX + SRFB3XT4FPX | XT4NU3150TFF000XXX + SRFB3XT4FPX | XT4NU3150UFF000XXX + SRFB3XT4FPX
SE | SEDA36AT0150 | 20 | SRPE150A110 | 14 | 110 | 14 | 14kA | 1 | Panelboard MRO | 1 | Distribution Protection | 1 | 480Vac (Y/D) | 1 | 100% | 2 | 201411112 | XT4NQ3110AFF000XXX + SRFB6XT4FPX | XT4NQ3110BFF000XXX + SRFB6XT4FPX | XT4NQ3150EFF000XXX + SRFB3XT4FPX | XT4NQ3150FFF000XXX + SRFB3XT4FPX | XT4NQ3150GFF000XXX + SRFB3XT4FPX | XT4NQ3150PFF000XXX + SRFB3XT4FPX | XT4NQ3150QFF000XXX + SRFB3XT4FPX | XT4NQ3150TFF000XXX + SRFB3XT4FPX | XT4NQ3150UFF000XXX + SRFB3XT4FPX
SE | SEDA36AT0150 | 20 | SRPE150A110 | 14 | 110 | 14 | 14kA | 1 | Panelboard MRO | 1 | Distribution Protection | 1 | 600Vac (Y/D) | 2 | 100% | 2 | 201411122 | XT4NQ3110AFF000XXX + SRFB6XT4FPX | XT4NQ3110BFF000XXX + SRFB6XT4FPX | XT4NQ3150EFF000XXX + SRFB3XT4FPX | XT4NQ3150FFF000XXX + SRFB3XT4FPX | XT4NQ3150GFF000XXX + SRFB3XT4FPX | XT4NQ3150PFF000XXX + SRFB3XT4FPX | XT4NQ3150QFF000XXX + SRFB3XT4FPX | XT4NQ3150TFF000XXX + SRFB3XT4FPX | XT4NQ3150UFF000XXX + SRFB3XT4FPX
SE | SEDA36AT0150 | 20 | SRPE150A110 | 14 | 110 | 14 | 18kA | 2 | Loose MCCB (OEM) | 2 | Distribution Protection | 1 | 480Vac (Y/D) | 1 | 80% | 1 | 201422111 | XT1NU3110AFF000XXX | XT2NU3110BFF000XXX | XT2NU3125EFF000XXX | XT2NU3125FFF000XXX | XT2NU3125GFF000XXX | XT2NU3125PFF000XXX | XT2NU3125QFF000XXX | XT2NU3125TFF000XXX | XT2NU3125UFF000XXX
SE | SEDA36AT0150 | 20 | SRPE150A110 | 14 | 110 | 14 | 18kA | 2 | Loose MCCB (OEM) | 2 | Distribution Protection | 1 | 600Vac (Y/D) | 2 | 80% | 1 | 201422121 | XT4NU3110AFF000XXX | XT2NU3110BFF000XXX | XT4NU3150EFF000XXX | XT4NU3150FFF000XXX | XT4NU3150GFF000XXX | XT4NU3150PFF000XXX | XT4NU3150QFF000XXX | XT4NU3150TFF000XXX | XT4NU3150UFF000XXX
SE | SEDA36AT0150 | 20 | SRPE150A110 | 14 | 110 | 14 | 18kA | 2 | Loose MCCB (OEM) | 2 | Distribution Protection | 1 | 480Vac (Y/D) | 1 | 100% | 2 | 201422112 | XT4NQ3110AFF000XXX | XT4NQ3110BFF000XXX | XT4NQ3150EFF000XXX | XT4NQ3150FFF000XXX | XT4NQ3150GFF000XXX | XT4NQ3150PFF000XXX | XT4NQ3150QFF000XXX | XT4NQ3150TFF000XXX | XT4NQ3150UFF000XXX
SE | SEDA36AT0150 | 20 | SRPE150A110 | 14 | 110 | 14 | 18kA | 2 | Loose MCCB (OEM) | 2 | Distribution Protection | 1 | 600Vac (Y/D) | 2 | 100% | 2 | 201422122 | XT4NQ3110AFF000XXX | XT4NQ3110BFF000XXX | XT4NQ3150EFF000XXX | XT4NQ3150FFF000XXX | XT4NQ3150GFF000XXX | XT4NQ3150PFF000XXX | XT4NQ3150QFF000XXX | XT4NQ3150TFF000XXX | XT4NQ3150UFF000XXX
SE | SEDA36AT0150 | 20 | SRPE150A110 | 14 | 110 | 14 | 18kA | 2 | Panelboard MRO | 1 | Distribution Protection | 1 | 480Vac (Y/D) | 1 | 80% | 1 | 201421111 | XT1NU3110AFF000XXX + SRFB6XT1FPX | XT4NU3110BFF000XXX + SRFB6XT4FPX | XT4NU3150EFF000XXX + SRFB3XT4FPX | XT4NU3150FFF000XXX + SRFB3XT4FPX | XT4NU3150GFF000XXX + SRFB3XT4FPX | XT4NU3150PFF000XXX + SRFB3XT4FPX | XT4NU3150QFF000XXX + SRFB3XT4FPX | XT4NU3150TFF000XXX + SRFB3XT4FPX | XT4NU3150UFF000XXX + SRFB3XT4FPX
SE | SEDA36AT0150 | 20 | SRPE150A110 | 14 | 110 | 14 | 18kA | 2 | Panelboard MRO | 1 | Distribution Protection | 1 | 600Vac (Y/D) | 2 | 80% | 1 | 201421121 | XT4NU3110AFF000XXX + SRFB6XT4FPX | XT4NU3110BFF000XXX + SRFB6XT4FPX | XT4NU3150EFF000XXX + SRFB3XT4FPX | XT4NU3150FFF000XXX + SRFB3XT4FPX | XT4NU3150GFF000XXX + SRFB3XT4FPX | XT4NU3150PFF000XXX + SRFB3XT4FPX | XT4NU3150QFF000XXX + SRFB3XT4FPX | XT4NU3150TFF000XXX + SRFB3XT4FPX | XT4NU3150UFF000XXX + SRFB3XT4FPX
SE | SEDA36AT0150 | 20 | SRPE150A110 | 14 | 110 | 14 | 18kA | 2 | Panelboard MRO | 1 | Distribution Protection | 1 | 480Vac (Y/D) | 1 | 100% | 2 | 201421112 | XT4NQ3110AFF000XXX + SRFB6XT4FPX | XT4NQ3110BFF000XXX + SRFB6XT4FPX | XT4NQ3150EFF000XXX + SRFB3XT4FPX | XT4NQ3150FFF000XXX + SRFB3XT4FPX | XT4NQ3150GFF000XXX + SRFB3XT4FPX | XT4NQ3150PFF000XXX + SRFB3XT4FPX | XT4NQ3150QFF000XXX + SRFB3XT4FPX | XT4NQ3150TFF000XXX + SRFB3XT4FPX | XT4NQ3150UFF000XXX + SRFB3XT4FPX
SE | SEDA36AT0150 | 20 | SRPE150A110 | 14 | 110 | 14 | 18kA | 2 | Panelboard MRO | 1 | Distribution Protection | 1 | 600Vac (Y/D) | 2 | 100% | 2 | 201421122 | XT4NQ3110AFF000XXX + SRFB6XT4FPX | XT4NQ3110BFF000XXX + SRFB6XT4FPX | XT4NQ3150EFF000XXX + SRFB3XT4FPX | XT4NQ3150FFF000XXX + SRFB3XT4FPX | XT4NQ3150GFF000XXX + SRFB3XT4FPX | XT4NQ3150PFF000XXX + SRFB3XT4FPX | XT4NQ3150QFF000XXX + SRFB3XT4FPX | XT4NQ3150TFF000XXX + SRFB3XT4FPX | XT4NQ3150UFF000XXX + SRFB3XT4FPX
SE | SEDA36AT0150 | 20 | SRPE150A125 | 15 | 125 | 15 | 14kA | 1 | Loose MCCB (OEM) | 2 | Distribution Protection | 1 | 600Vac (Y/D) | 2 | 100% | 2 | 201512122 | XT4NQ3125AFF000XXX | XT4NQ3125BFF000XXX | XT4NQ3150EFF000XXX | XT4NQ3150FFF000XXX | XT4NQ3150GFF000XXX | XT4NQ3150PFF000XXX | XT4NQ3150QFF000XXX | XT4NQ3150TFF000XXX | XT4NQ3150UFF000XXX
SE | SEDA36AT0150 | 20 | SRPE150A125 | 15 | 125 | 15 | 14kA | 1 | Loose MCCB (OEM) | 2 | Distribution Protection | 1 | 480Vac (Y/D) | 1 | 80% | 1 | 201512111 | XT1NU3125AFF000XXX | XT2NU3125BFF000XXX | XT4NU3150EFF000XXX | XT4NU3150FFF000XXX | XT4NU3150GFF000XXX | XT4NU3150PFF000XXX | XT4NU3150QFF000XXX | XT4NU3150TFF000XXX | XT4NU3150UFF000XXX
SE | SEDA36AT0150 | 20 | SRPE150A125 | 15 | 125 | 15 | 14kA | 1 | Loose MCCB (OEM) | 2 | Distribution Protection | 1 | 600Vac (Y/D) | 2 | 80% | 1 | 201512121 | XT4NU3125AFF000XXX | XT2NU3125BFF000XXX | XT4NU3150EFF000XXX | XT4NU3150FFF000XXX | XT4NU3150GFF000XXX | XT4NU3150PFF000XXX | XT4NU3150QFF000XXX | XT4NU3150TFF000XXX | XT4NU3150UFF000XXX
SE | SEDA36AT0150 | 20 | SRPE150A125 | 15 | 125 | 15 | 14kA | 1 | Loose MCCB (OEM) | 2 | Distribution Protection | 1 | 480Vac (Y/D) | 1 | 100% | 2 | 201512112 | XT3NQ3125AFF000XXX | XT4NQ3125BFF000XXX | XT4NQ3150EFF000XXX | XT4NQ3150FFF000XXX | XT4NQ3150GFF000XXX | XT4NQ3150PFF000XXX | XT4NQ3150QFF000XXX | XT4NQ3150TFF000XXX | XT4NQ3150UFF000XXX
SE | SEDA36AT0150 | 20 | SRPE150A125 | 15 | 125 | 15 | 14kA | 1 | Panelboard MRO | 1 | Distribution Protection | 1 | 480Vac (Y/D) | 1 | 80% | 1 | 201511111 | XT1NU3125AFF000XXX + SRFB6XT1FPX | XT4NU3125BFF000XXX + SRFB6XT4FPX | XT4NU3150EFF000XXX + SRFB3XT4FPX | XT4NU3150FFF000XXX + SRFB3XT4FPX | XT4NU3150GFF000XXX + SRFB3XT4FPX | XT4NU3150PFF000XXX + SRFB3XT4FPX | XT4NU3150QFF000XXX + SRFB3XT4FPX | XT4NU3150TFF000XXX + SRFB3XT4FPX | XT4NU3150UFF000XXX + SRFB3XT4FPX
SE | SEDA36AT0150 | 20 | SRPE150A125 | 15 | 125 | 15 | 14kA | 1 | Panelboard MRO | 1 | Distribution Protection | 1 | 600Vac (Y/D) | 2 | 80% | 1 | 201511121 | XT4NU3125AFF000XXX + SRFB6XT4FPX | XT4NU3125BFF000XXX + SRFB6XT4FPX | XT4NU3150EFF000XXX + SRFB3XT4FPX | XT4NU3150FFF000XXX + SRFB3XT4FPX | XT4NU3150GFF000XXX + SRFB3XT4FPX | XT4NU3150PFF000XXX + SRFB3XT4FPX | XT4NU3150QFF000XXX + SRFB3XT4FPX | XT4NU3150TFF000XXX + SRFB3XT4FPX | XT4NU3150UFF000XXX + SRFB3XT4FPX
SE | SEDA36AT0150 | 20 | SRPE150A125 | 15 | 125 | 15 | 14kA | 1 | Panelboard MRO | 1 | Distribution Protection | 1 | 480Vac (Y/D) | 1 | 100% | 2 | 201511112 | XT4NQ3125AFF000XXX + SRFB6XT4FPX | XT4NQ3125BFF000XXX + SRFB6XT4FPX | XT4NQ3150EFF000XXX + SRFB3XT4FPX | XT4NQ3150FFF000XXX + SRFB3XT4FPX | XT4NQ3150GFF000XXX + SRFB3XT4FPX | XT4NQ3150PFF000XXX + SRFB3XT4FPX | XT4NQ3150QFF000XXX + SRFB3XT4FPX | XT4NQ3150TFF000XXX + SRFB3XT4FPX | XT4NQ3150UFF000XXX + SRFB3XT4FPX
SE | SEDA36AT0150 | 20 | SRPE150A125 | 15 | 125 | 15 | 14kA | 1 | Panelboard MRO | 1 | Distribution Protection | 1 | 600Vac (Y/D) | 2 | 100% | 2 | 201511122 | XT4NQ3125AFF000XXX + SRFB6XT4FPX | XT4NQ3125BFF000XXX + SRFB6XT4FPX | XT4NQ3150EFF000XXX + SRFB3XT4FPX | XT4NQ3150FFF000XXX + SRFB3XT4FPX | XT4NQ3150GFF000XXX + SRFB3XT4FPX | XT4NQ3150PFF000XXX + SRFB3XT4FPX | XT4NQ3150QFF000XXX + SRFB3XT4FPX | XT4NQ3150TFF000XXX + SRFB3XT4FPX | XT4NQ3150UFF000XXX + SRFB3XT4FPX
SE | SEDA36AT0150 | 20 | SRPE150A125 | 15 | 125 | 15 | 18kA | 2 | Loose MCCB (OEM) | 2 | Distribution Protection | 1 | 600Vac (Y/D) | 2 | 100% | 2 | 201522122 | XT4NQ3125AFF000XXX | XT4NQ3125BFF000XXX | XT4NQ3150EFF000XXX | XT4NQ3150FFF000XXX | XT4NQ3150GFF000XXX | XT4NQ3150PFF000XXX | XT4NQ3150QFF000XXX | XT4NQ3150TFF000XXX | XT4NQ3150UFF000XXX
SE | SEDA36AT0150 | 20 | SRPE150A125 | 15 | 125 | 15 | 18kA | 2 | Loose MCCB (OEM) | 2 | Distribution Protection | 1 | 480Vac (Y/D) | 1 | 80% | 1 | 201522111 | XT1NU3125AFF000XXX | XT2NU3125BFF000XXX | XT4NU3150EFF000XXX | XT4NU3150FFF000XXX | XT4NU3150GFF000XXX | XT4NU3150PFF000XXX | XT4NU3150QFF000XXX | XT4NU3150TFF000XXX | XT4NU3150UFF000XXX
SE | SEDA36AT0150 | 20 | SRPE150A125 | 15 | 125 | 15 | 18kA | 2 | Loose MCCB (OEM) | 2 | Distribution Protection | 1 | 600Vac (Y/D) | 2 | 80% | 1 | 201522121 | XT4NU3125AFF000XXX | XT2NU3125BFF000XXX | XT4NU3150EFF000XXX | XT4NU3150FFF000XXX | XT4NU3150GFF000XXX | XT4NU3150PFF000XXX | XT4NU3150QFF000XXX | XT4NU3150TFF000XXX | XT4NU3150UFF000XXX
SE | SEDA36AT0150 | 20 | SRPE150A125 | 15 | 125 | 15 | 18kA | 2 | Loose MCCB (OEM) | 2 | Distribution Protection | 1 | 480Vac (Y/D) | 1 | 100% | 2 | 201522112 | XT3NQ3125AFF000XXX | XT4NQ3125BFF000XXX | XT4NQ3150EFF000XXX | XT4NQ3150FFF000XXX | XT4NQ3150GFF000XXX | XT4NQ3150PFF000XXX | XT4NQ3150QFF000XXX | XT4NQ3150TFF000XXX | XT4NQ3150UFF000XXX
SE | SEDA36AT0150 | 20 | SRPE150A125 | 15 | 125 | 15 | 18kA | 2 | Panelboard MRO | 1 | Distribution Protection | 1 | 480Vac (Y/D) | 1 | 80% | 1 | 201521111 | XT1NU3125AFF000XXX + SRFB6XT1FPX | XT4NU3125BFF000XXX + SRFB6XT4FPX | XT4NU3150EFF000XXX + SRFB3XT4FPX | XT4NU3150FFF000XXX + SRFB3XT4FPX | XT4NU3150GFF000XXX + SRFB3XT4FPX | XT4NU3150PFF000XXX + SRFB3XT4FPX | XT4NU3150QFF000XXX + SRFB3XT4FPX | XT4NU3150TFF000XXX + SRFB3XT4FPX | XT4NU3150UFF000XXX + SRFB3XT4FPX
SE | SEDA36AT0150 | 20 | SRPE150A125 | 15 | 125 | 15 | 18kA | 2 | Panelboard MRO | 1 | Distribution Protection | 1 | 600Vac (Y/D) | 2 | 80% | 1 | 201521121 | XT4NU3125AFF000XXX + SRFB6XT4FPX | XT4NU3125BFF000XXX + SRFB6XT4FPX | XT4NU3150EFF000XXX + SRFB3XT4FPX | XT4NU3150FFF000XXX + SRFB3XT4FPX | XT4NU3150GFF000XXX + SRFB3XT4FPX | XT4NU3150PFF000XXX + SRFB3XT4FPX | XT4NU3150QFF000XXX + SRFB3XT4FPX | XT4NU3150TFF000XXX + SRFB3XT4FPX | XT4NU3150UFF000XXX + SRFB3XT4FPX
SE | SEDA36AT0150 | 20 | SRPE150A125 | 15 | 125 | 15 | 18kA | 2 | Panelboard MRO | 1 | Distribution Protection | 1 | 480Vac (Y/D) | 1 | 100% | 2 | 201521112 | XT4NQ3125AFF000XXX + SRFB6XT4FPX | XT4NQ3125BFF000XXX + SRFB6XT4FPX | XT4NQ3150EFF000XXX + SRFB3XT4FPX | XT4NQ3150FFF000XXX + SRFB3XT4FPX | XT4NQ3150GFF000XXX + SRFB3XT4FPX | XT4NQ3150PFF000XXX + SRFB3XT4FPX | XT4NQ3150QFF000XXX + SRFB3XT4FPX | XT4NQ3150TFF000XXX + SRFB3XT4FPX | XT4NQ3150UFF000XXX + SRFB3XT4FPX
SE | SEDA36AT0150 | 20 | SRPE150A125 | 15 | 125 | 15 | 18kA | 2 | Panelboard MRO | 1 | Distribution Protection | 1 | 600Vac (Y/D) | 2 | 100% | 2 | 201521122 | XT4NQ3125AFF000XXX + SRFB6XT4FPX | XT4NQ3125BFF000XXX + SRFB6XT4FPX | XT4NQ3150EFF000XXX + SRFB3XT4FPX | XT4NQ3150FFF000XXX + SRFB3XT4FPX | XT4NQ3150GFF000XXX + SRFB3XT4FPX | XT4NQ3150PFF000XXX + SRFB3XT4FPX | XT4NQ3150QFF000XXX + SRFB3XT4FPX | XT4NQ3150TFF000XXX + SRFB3XT4FPX | XT4NQ3150UFF000XXX + SRFB3XT4FPX
SE | SEDA36AT0150 | 20 | SRPE150A150 | 16 | 150 | 16 | 14kA | 1 | Loose MCCB (OEM) | 2 | Distribution Protection | 1 | 480Vac (Y/D) | 1 | 80% | 1 | 201612111 | XT3NU3150AFF000XXX | XT4NU3150BFF000XXX | XT4NU3150EFF000XXX | XT4NU3150FFF000XXX | XT4NU3150GFF000XXX | XT4NU3150PFF000XXX | XT4NU3150QFF000XXX | XT4NU3150TFF000XXX | XT4NU3150UFF000XXX
SE | SEDA36AT0150 | 20 | SRPE150A150 | 16 | 150 | 16 | 14kA | 1 | Loose MCCB (OEM) | 2 | Distribution Protection | 1 | 600Vac (Y/D) | 2 | 80% | 1 | 201612121 | XT4NU3150AFF000XXX | XT4NU3150BFF000XXX | XT4NU3150EFF000XXX | XT4NU3150FFF000XXX | XT4NU3150GFF000XXX | XT4NU3150PFF000XXX | XT4NU3150QFF000XXX | XT4NU3150TFF000XXX | XT4NU3150UFF000XXX
SE | SEDA36AT0150 | 20 | SRPE150A150 | 16 | 150 | 16 | 14kA | 1 | Loose MCCB (OEM) | 2 | Distribution Protection | 1 | 480Vac (Y/D) | 1 | 100% | 2 | 201612112 | XT3NQ3150AFF000XXX | XT4NQ3150BFF000XXX | XT4NQ3150EFF000XXX | XT4NQ3150FFF000XXX | XT4NQ3150GFF000XXX | XT4NQ3150PFF000XXX | XT4NQ3150QFF000XXX | XT4NQ3150TFF000XXX | XT4NQ3150UFF000XXX
SE | SEDA36AT0150 | 20 | SRPE150A150 | 16 | 150 | 16 | 14kA | 1 | Loose MCCB (OEM) | 2 | Distribution Protection | 1 | 600Vac (Y/D) | 2 | 100% | 2 | 201612122 | XT4NQ3150AFF000XXX | XT4NQ3150BFF000XXX | XT4NQ3150EFF000XXX | XT4NQ3150FFF000XXX | XT4NQ3150GFF000XXX | XT4NQ3150PFF000XXX | XT4NQ3150QFF000XXX | XT4NQ3150TFF000XXX | XT4NQ3150UFF000XXX
SE | SEDA36AT0150 | 20 | SRPE150A150 | 16 | 150 | 16 | 14kA | 1 | Panelboard MRO | 1 | Distribution Protection | 1 | 480Vac (Y/D) | 1 | 80% | 1 | 201611111 | XT4NU3150AFF000XXX + SRFB6XT4FPX | XT4NU3150BFF000XXX + SRFB6XT4FPX | XT4NU3150EFF000XXX + SRFB3XT4FPX | XT4NU3150FFF000XXX + SRFB3XT4FPX | XT4NU3150GFF000XXX + SRFB3XT4FPX | XT4NU3150PFF000XXX + SRFB3XT4FPX | XT4NU3150QFF000XXX + SRFB3XT4FPX | XT4NU3150TFF000XXX + SRFB3XT4FPX | XT4NU3150UFF000XXX + SRFB3XT4FPX
SE | SEDA36AT0150 | 20 | SRPE150A150 | 16 | 150 | 16 | 14kA | 1 | Panelboard MRO | 1 | Distribution Protection | 1 | 600Vac (Y/D) | 2 | 80% | 1 | 201611121 | XT4NU3150AFF000XXX + SRFB6XT4FPX | XT4NU3150BFF000XXX + SRFB6XT4FPX | XT4NU3150EFF000XXX + SRFB3XT4FPX | XT4NU3150FFF000XXX + SRFB3XT4FPX | XT4NU3150GFF000XXX + SRFB3XT4FPX | XT4NU3150PFF000XXX + SRFB3XT4FPX | XT4NU3150QFF000XXX + SRFB3XT4FPX | XT4NU3150TFF000XXX + SRFB3XT4FPX | XT4NU3150UFF000XXX + SRFB3XT4FPX
SE | SEDA36AT0150 | 20 | SRPE150A150 | 16 | 150 | 16 | 14kA | 1 | Panelboard MRO | 1 | Distribution Protection | 1 | 480Vac (Y/D) | 1 | 100% | 2 | 201611112 | XT4NQ3150AFF000XXX + SRFB6XT4FPX | XT4NQ3150BFF000XXX + SRFB6XT4FPX | XT4NQ3150EFF000XXX + SRFB3XT4FPX | XT4NQ3150FFF000XXX + SRFB3XT4FPX | XT4NQ3150GFF000XXX + SRFB3XT4FPX | XT4NQ3150PFF000XXX + SRFB3XT4FPX | XT4NQ3150QFF000XXX + SRFB3XT4FPX | XT4NQ3150TFF000XXX + SRFB3XT4FPX | XT4NQ3150UFF000XXX + SRFB3XT4FPX
SE | SEDA36AT0150 | 20 | SRPE150A150 | 16 | 150 | 16 | 14kA | 1 | Panelboard MRO | 1 | Distribution Protection | 1 | 600Vac (Y/D) | 2 | 100% | 2 | 201611122 | XT4NQ3150AFF000XXX + SRFB6XT4FPX | XT4NQ3150BFF000XXX + SRFB6XT4FPX | XT4NQ3150EFF000XXX + SRFB3XT4FPX | XT4NQ3150FFF000XXX + SRFB3XT4FPX | XT4NQ3150GFF000XXX + SRFB3XT4FPX | XT4NQ3150PFF000XXX + SRFB3XT4FPX | XT4NQ3150QFF000XXX + SRFB3XT4FPX | XT4NQ3150TFF000XXX + SRFB3XT4FPX | XT4NQ3150UFF000XXX + SRFB3XT4FPX
SE | SEDA36AT0150 | 20 | SRPE150A150 | 16 | 150 | 16 | 18kA | 2 | Loose MCCB (OEM) | 2 | Distribution Protection | 1 | 480Vac (Y/D) | 1 | 80% | 1 | 201622111 | XT3NU3150AFF000XXX | XT4NU3150BFF000XXX | XT4NU3150EFF000XXX | XT4NU3150FFF000XXX | XT4NU3150GFF000XXX | XT4NU3150PFF000XXX | XT4NU3150QFF000XXX | XT4NU3150TFF000XXX | XT4NU3150UFF000XXX
SE | SEDA36AT0150 | 20 | SRPE150A150 | 16 | 150 | 16 | 18kA | 2 | Loose MCCB (OEM) | 2 | Distribution Protection | 1 | 600Vac (Y/D) | 2 | 80% | 1 | 201622121 | XT4NU3150AFF000XXX | XT4NU3150BFF000XXX | XT4NU3150EFF000XXX | XT4NU3150FFF000XXX | XT4NU3150GFF000XXX | XT4NU3150PFF000XXX | XT4NU3150QFF000XXX | XT4NU3150TFF000XXX | XT4NU3150UFF000XXX
SE | SEDA36AT0150 | 20 | SRPE150A150 | 16 | 150 | 16 | 18kA | 2 | Loose MCCB (OEM) | 2 | Distribution Protection | 1 | 480Vac (Y/D) | 1 | 100% | 2 | 201622112 | XT3NQ3150AFF000XXX | XT4NQ3150BFF000XXX | XT4NQ3150EFF000XXX | XT4NQ3150FFF000XXX | XT4NQ3150GFF000XXX | XT4NQ3150PFF000XXX | XT4NQ3150QFF000XXX | XT4NQ3150TFF000XXX | XT4NQ3150UFF000XXX
SE | SEDA36AT0150 | 20 | SRPE150A150 | 16 | 150 | 16 | 18kA | 2 | Loose MCCB (OEM) | 2 | Distribution Protection | 1 | 600Vac (Y/D) | 2 | 100% | 2 | 201622122 | XT4NQ3150AFF000XXX | XT4NQ3150BFF000XXX | XT4NQ3150EFF000XXX | XT4NQ3150FFF000XXX | XT4NQ3150GFF000XXX | XT4NQ3150PFF000XXX | XT4NQ3150QFF000XXX | XT4NQ3150TFF000XXX | XT4NQ3150UFF000XXX
SE | SEDA36AT0150 | 20 | SRPE150A150 | 16 | 150 | 16 | 18kA | 2 | Panelboard MRO | 1 | Distribution Protection | 1 | 480Vac (Y/D) | 1 | 80% | 1 | 201621111 | XT4NU3150AFF000XXX + SRFB6XT4FPX | XT4NU3150BFF000XXX + SRFB6XT4FPX | XT4NU3150EFF000XXX + SRFB3XT4FPX | XT4NU3150FFF000XXX + SRFB3XT4FPX | XT4NU3150GFF000XXX + SRFB3XT4FPX | XT4NU3150PFF000XXX + SRFB3XT4FPX | XT4NU3150QFF000XXX + SRFB3XT4FPX | XT4NU3150TFF000XXX + SRFB3XT4FPX | XT4NU3150UFF000XXX + SRFB3XT4FPX
SE | SEDA36AT0150 | 20 | SRPE150A150 | 16 | 150 | 16 | 18kA | 2 | Panelboard MRO | 1 | Distribution Protection | 1 | 600Vac (Y/D) | 2 | 80% | 1 | 201621121 | XT4NU3150AFF000XXX + SRFB6XT4FPX | XT4NU3150BFF000XXX + SRFB6XT4FPX | XT4NU3150EFF000XXX + SRFB3XT4FPX | XT4NU3150FFF000XXX + SRFB3XT4FPX | XT4NU3150GFF000XXX + SRFB3XT4FPX | XT4NU3150PFF000XXX + SRFB3XT4FPX | XT4NU3150QFF000XXX + SRFB3XT4FPX | XT4NU3150TFF000XXX + SRFB3XT4FPX | XT4NU3150UFF000XXX + SRFB3XT4FPX
SE | SEDA36AT0150 | 20 | SRPE150A150 | 16 | 150 | 16 | 18kA | 2 | Panelboard MRO | 1 | Distribution Protection | 1 | 480Vac (Y/D) | 1 | 100% | 2 | 201621112 | XT4NQ3150AFF000XXX + SRFB6XT4FPX | XT4NQ3150BFF000XXX + SRFB6XT4FPX | XT4NQ3150EFF000XXX + SRFB3XT4FPX | XT4NQ3150FFF000XXX + SRFB3XT4FPX | XT4NQ3150GFF000XXX + SRFB3XT4FPX | XT4NQ3150PFF000XXX + SRFB3XT4FPX | XT4NQ3150QFF000XXX + SRFB3XT4FPX | XT4NQ3150TFF000XXX + SRFB3XT4FPX | XT4NQ3150UFF000XXX + SRFB3XT4FPX
SE | SEDA36AT0150 | 20 | SRPE150A150 | 16 | 150 | 16 | 18kA | 2 | Panelboard MRO | 1 | Distribution Protection | 1 | 600Vac (Y/D) | 2 | 100% | 2 | 201621122 | XT4NQ3150AFF000XXX + SRFB6XT4FPX | XT4NQ3150BFF000XXX + SRFB6XT4FPX | XT4NQ3150EFF000XXX + SRFB3XT4FPX | XT4NQ3150FFF000XXX + SRFB3XT4FPX | XT4NQ3150GFF000XXX + SRFB3XT4FPX | XT4NQ3150PFF000XXX + SRFB3XT4FPX | XT4NQ3150QFF000XXX + SRFB3XT4FPX | XT4NQ3150TFF000XXX + SRFB3XT4FPX | XT4NQ3150UFF000XXX + SRFB3XT4FPX
SE | SEHA36AT0030 | 21 | SRPE30A15 | 1 | 15 | 1 | 25kA | 4 | Loose MCCB (OEM) | 2 | Distribution Protection | 1 | 480Vac (Y/D) | 1 | 80% | 1 | 21142111 | XT1NU3015AFF000XXX | No Equivalent Cross Available Based on Selections | XT2NU3025EFF000XXX | XT2NU3025FFF000XXX | XT2NU3025GFF000XXX | XT2NU3040PFF000XXX | XT2NU3040QFF000XXX | XT2NU3040TFF000XXX | XT2NU3040UFF000XXX
SE | SEHA36AT0030 | 21 | SRPE30A15 | 1 | 15 | 1 | 25kA | 4 | Loose MCCB (OEM) | 2 | Distribution Protection | 1 | 480Vac (Y/D) | 1 | 80% | 1 | 21142111 | XT1NU3015AFF000XXX | No Equivalent Cross Available Based on Selections | XT2NU3025EFF000XXX | XT2NU3025FFF000XXX | XT2NU3025GFF000XXX | XT2NU3040PFF000XXX | XT2NU3040QFF000XXX | XT2NU3040TFF000XXX | XT2NU3040UFF000XXX
SE | SEHA36AT0030 | 21 | SRPE30A15 | 1 | 15 | 1 | 22kA | 4 | Loose MCCB (OEM) | 2 | Distribution Protection | 1 | 600Vac (Y/D) | 2 | 80% | 1 | 21142121 | XT2SU3015AFF000XXX | No Equivalent Cross Available Based on Selections | XT2SU3025EFF000XXX | XT2SU3025FFF000XXX | XT2SU3025GFF000XXX | XT2SU3040PFF000XXX | XT2SU3040QFF000XXX | XT2SU3040TFF000XXX | XT2SU3040UFF000XXX
SE | SEHA36AT0030 | 21 | SRPE30A15 | 1 | 15 | 1 | 25kA | 4 | Loose MCCB (OEM) | 2 | Distribution Protection | 1 | 600Vac (Y/D) | 2 | 80% | 1 | 21142121 | XT2HU3015AFF000XXX | No Equivalent Cross Available Based on Selections | XT2HU3025EFF000XXX | XT2HU3025FFF000XXX | XT2HU3025GFF000XXX | XT2HU3040PFF000XXX | XT2HU3040QFF000XXX | XT2HU3040TFF000XXX | XT2HU3040UFF000XXX
SE | SEHA36AT0030 | 21 | SRPE30A15 | 1 | 15 | 1 | 25kA | 4 | Loose MCCB (OEM) | 2 | Distribution Protection | 1 | 480Vac (Y/D) | 1 | 100% | 2 | 21142112 | XT1NQ3015AFF000XXX | No Equivalent Cross Available Based on Selections | XT2NQ3025EFF000XXX | XT2NQ3025FFF000XXX | XT2NQ3025GFF000XXX | XT2NQ3040PFF000XXX | XT2NQ3040QFF000XXX | XT2NQ3040TFF000XXX | XT2NQ3040UFF000XXX
SE | SEHA36AT0030 | 21 | SRPE30A15 | 1 | 15 | 1 | 25kA | 4 | Loose MCCB (OEM) | 2 | Distribution Protection | 1 | 480Vac (Y/D) | 1 | 100% | 2 | 21142112 | XT1NQ3015AFF000XXX | No Equivalent Cross Available Based on Selections | XT2NQ3025EFF000XXX | XT2NQ3025FFF000XXX | XT2NQ3025GFF000XXX | XT2NQ3040PFF000XXX | XT2NQ3040QFF000XXX | XT2NQ3040TFF000XXX | XT2NQ3040UFF000XXX
SE | SEHA36AT0030 | 21 | SRPE30A15 | 1 | 15 | 1 | 22kA | 4 | Loose MCCB (OEM) | 2 | Distribution Protection | 1 | 600Vac (Y/D) | 2 | 100% | 2 | 21142122 | XT2SQ3015AFF000XXX | No Equivalent Cross Available Based on Selections | XT2SQ3025EFF000XXX | XT2SQ3025FFF000XXX | XT2SQ3025GFF000XXX | XT2SQ3040PFF000XXX | XT2SQ3040QFF000XXX | XT2SQ3040TFF000XXX | XT2SQ3040UFF000XXX
SE | SEHA36AT0030 | 21 | SRPE30A15 | 1 | 15 | 1 | 25kA | 4 | Loose MCCB (OEM) | 2 | Distribution Protection | 1 | 600Vac (Y/D) | 2 | 100% | 2 | 21142122 | XT2HQ3015AFF000XXX | No Equivalent Cross Available Based on Selections | XT2HQ3025EFF000XXX | XT2HQ3025FFF000XXX | XT2HQ3025GFF000XXX | XT2HQ3040PFF000XXX | XT2HQ3040QFF000XXX | XT2HQ3040TFF000XXX | XT2HQ3040UFF000XXX
SE | SEHA36AT0030 | 21 | SRPE30A15 | 1 | 15 | 1 | 25kA | 4 | Panelboard MRO | 1 | Distribution Protection | 1 | 480Vac (Y/D) | 1 | 80% | 1 | 21141111 | XT1NU3015AFF000XXX + SRFB6XT1FPX | No Equivalent Cross Available Based on Selections | XT4NU3040EFF000XXX + SRFB3XT4FPX | XT4NU3040FFF000XXX + SRFB3XT4FPX | XT4NU3040GFF000XXX + SRFB3XT4FPX | XT4NU3100PFF000XXX + SRFB3XT4FPX | XT4NU3100QFF000XXX + SRFB3XT4FPX | XT4NU3100TFF000XXX + SRFB3XT4FPX | XT4NU3100UFF000XXX + SRFB3XT4FPX
SE | SEHA36AT0030 | 21 | SRPE30A15 | 1 | 15 | 1 | 25kA | 4 | Panelboard MRO | 1 | Distribution Protection | 1 | 480Vac (Y/D) | 1 | 80% | 1 | 21141111 | XT1NU3015AFF000XXX + SRFB6XT1FPX | No Equivalent Cross Available Based on Selections | XT4NU3040EFF000XXX + SRFB3XT4FPX | XT4NU3040FFF000XXX + SRFB3XT4FPX | XT4NU3040GFF000XXX + SRFB3XT4FPX | XT4NU3100PFF000XXX + SRFB3XT4FPX | XT4NU3100QFF000XXX + SRFB3XT4FPX | XT4NU3100TFF000XXX + SRFB3XT4FPX | XT4NU3100UFF000XXX + SRFB3XT4FPX
SE | SEHA36AT0030 | 21 | SRPE30A15 | 1 | 15 | 1 | 22kA | 4 | Panelboard MRO | 1 | Distribution Protection | 1 | 600Vac (Y/D) | 2 | 80% | 1 | 21141121 | XT4SU3025AFF000XXX + SRFB6XT4FPX | No Equivalent Cross Available Based on Selections | XT4SU3040EFF000XXX + SRFB3XT4FPX | XT4SU3040FFF000XXX + SRFB3XT4FPX | XT4SU3040GFF000XXX + SRFB3XT4FPX | XT4SU3100PFF000XXX + SRFB3XT4FPX | XT4SU3100QFF000XXX + SRFB3XT4FPX | XT4SU3100TFF000XXX + SRFB3XT4FPX | XT4SU3100UFF000XXX + SRFB3XT4FPX
SE | SEHA36AT0030 | 21 | SRPE30A15 | 1 | 15 | 1 | 25kA | 4 | Panelboard MRO | 1 | Distribution Protection | 1 | 600Vac (Y/D) | 2 | 80% | 1 | 21141121 | XT4HU3025AFF000XXX + SRFB6XT4FPX | No Equivalent Cross Available Based on Selections | XT4HU3040EFF000XXX + SRFB3XT4FPX | XT4HU3040FFF000XXX + SRFB3XT4FPX | XT4HU3040GFF000XXX + SRFB3XT4FPX | XT4HU3100PFF000XXX + SRFB3XT4FPX | XT4HU3100QFF000XXX + SRFB3XT4FPX | XT4HU3100TFF000XXX + SRFB3XT4FPX | XT4HU3100UFF000XXX + SRFB3XT4FPX
SE | SEHA36AT0030 | 21 | SRPE30A15 | 1 | 15 | 1 | 25kA | 4 | Panelboard MRO | 1 | Distribution Protection | 1 | 480Vac (Y/D) | 1 | 100% | 2 | 21141112 | XT1NQ3015AFF000XXX + SRFB6XT1FPX | No Equivalent Cross Available Based on Selections | XT4NQ3040EFF000XXX + SRFB3XT4FPX | XT4NQ3040FFF000XXX + SRFB3XT4FPX | XT4NQ3040GFF000XXX + SRFB3XT4FPX | XT4NQ3100PFF000XXX + SRFB3XT4FPX | XT4NQ3100QFF000XXX + SRFB3XT4FPX | XT4NQ3100TFF000XXX + SRFB3XT4FPX | XT4NQ3100UFF000XXX + SRFB3XT4FPX
SE | SEHA36AT0030 | 21 | SRPE30A15 | 1 | 15 | 1 | 25kA | 4 | Panelboard MRO | 1 | Distribution Protection | 1 | 480Vac (Y/D) | 1 | 100% | 2 | 21141112 | XT1NQ3015AFF000XXX + SRFB6XT1FPX | No Equivalent Cross Available Based on Selections | XT4NQ3040EFF000XXX + SRFB3XT4FPX | XT4NQ3040FFF000XXX + SRFB3XT4FPX | XT4NQ3040GFF000XXX + SRFB3XT4FPX | XT4NQ3100PFF000XXX + SRFB3XT4FPX | XT4NQ3100QFF000XXX + SRFB3XT4FPX | XT4NQ3100TFF000XXX + SRFB3XT4FPX | XT4NQ3100UFF000XXX + SRFB3XT4FPX
SE | SEHA36AT0030 | 21 | SRPE30A15 | 1 | 15 | 1 | 22kA | 4 | Panelboard MRO | 1 | Distribution Protection | 1 | 600Vac (Y/D) | 2 | 100% | 2 | 21141122 | XT4SQ3025AFF000XXX + SRFB6XT4FPX | No Equivalent Cross Available Based on Selections | XT4SQ3040EFF000XXX + SRFB3XT4FPX | XT4SQ3040FFF000XXX + SRFB3XT4FPX | XT4SQ3040GFF000XXX + SRFB3XT4FPX | XT4SQ3100PFF000XXX + SRFB3XT4FPX | XT4SQ3100QFF000XXX + SRFB3XT4FPX | XT4SQ3100TFF000XXX + SRFB3XT4FPX | XT4SQ3100UFF000XXX + SRFB3XT4FPX
SE | SEHA36AT0030 | 21 | SRPE30A15 | 1 | 15 | 1 | 25kA | 4 | Panelboard MRO | 1 | Distribution Protection | 1 | 600Vac (Y/D) | 2 | 100% | 2 | 21141122 | XT4HQ3025AFF000XXX + SRFB6XT4FPX | No Equivalent Cross Available Based on Selections | XT4HQ3040EFF000XXX + SRFB3XT4FPX | XT4HQ3040FFF000XXX + SRFB3XT4FPX | XT4HQ3040GFF000XXX + SRFB3XT4FPX | XT4HQ3100PFF000XXX + SRFB3XT4FPX | XT4HQ3100QFF000XXX + SRFB3XT4FPX | XT4HQ3100TFF000XXX + SRFB3XT4FPX | XT4HQ3100UFF000XXX + SRFB3XT4FPX
SE | SEHA36AT0030 | 21 | SRPE30A20 | 2 | 20 | 2 | 25kA | 4 | Loose MCCB (OEM) | 2 | Distribution Protection | 1 | 480Vac (Y/D) | 1 | 80% | 1 | 21242111 | XT1NU3020AFF000XXX | No Equivalent Cross Available Based on Selections | XT2NU3025EFF000XXX | XT2NU3025FFF000XXX | XT2NU3025GFF000XXX | XT2NU3040PFF000XXX | XT2NU3040QFF000XXX | XT2NU3040TFF000XXX | XT2NU3040UFF000XXX
SE | SEHA36AT0030 | 21 | SRPE30A20 | 2 | 20 | 2 | 25kA | 4 | Loose MCCB (OEM) | 2 | Distribution Protection | 1 | 480Vac (Y/D) | 1 | 80% | 1 | 21242111 | XT1NU3020AFF000XXX | No Equivalent Cross Available Based on Selections | XT2NU3025EFF000XXX | XT2NU3025FFF000XXX | XT2NU3025GFF000XXX | XT2NU3040PFF000XXX | XT2NU3040QFF000XXX | XT2NU3040TFF000XXX | XT2NU3040UFF000XXX
SE | SEHA36AT0030 | 21 | SRPE30A20 | 2 | 20 | 2 | 22kA | 4 | Loose MCCB (OEM) | 2 | Distribution Protection | 1 | 600Vac (Y/D) | 2 | 80% | 1 | 21242121 | XT2SU3020AFF000XXX | No Equivalent Cross Available Based on Selections | XT2SU3025EFF000XXX | XT2SU3025FFF000XXX | XT2SU3025GFF000XXX | XT2SU3040PFF000XXX | XT2SU3040QFF000XXX | XT2SU3040TFF000XXX | XT2SU3040UFF000XXX
SE | SEHA36AT0030 | 21 | SRPE30A20 | 2 | 20 | 2 | 25kA | 4 | Loose MCCB (OEM) | 2 | Distribution Protection | 1 | 600Vac (Y/D) | 2 | 80% | 1 | 21242121 | XT2HU3020AFF000XXX | No Equivalent Cross Available Based on Selections | XT2HU3025EFF000XXX | XT2HU3025FFF000XXX | XT2HU3025GFF000XXX | XT2HU3040PFF000XXX | XT2HU3040QFF000XXX | XT2HU3040TFF000XXX | XT2HU3040UFF000XXX
SE | SEHA36AT0030 | 21 | SRPE30A20 | 2 | 20 | 2 | 25kA | 4 | Loose MCCB (OEM) | 2 | Distribution Protection | 1 | 480Vac (Y/D) | 1 | 100% | 2 | 21242112 | XT1NQ3020AFF000XXX | No Equivalent Cross Available Based on Selections | XT2NQ3025EFF000XXX | XT2NQ3025FFF000XXX | XT2NQ3025GFF000XXX | XT2NQ3040PFF000XXX | XT2NQ3040QFF000XXX | XT2NQ3040TFF000XXX | XT2NQ3040UFF000XXX
SE | SEHA36AT0030 | 21 | SRPE30A20 | 2 | 20 | 2 | 25kA | 4 | Loose MCCB (OEM) | 2 | Distribution Protection | 1 | 480Vac (Y/D) | 1 | 100% | 2 | 21242112 | XT1NQ3020AFF000XXX | No Equivalent Cross Available Based on Selections | XT2NQ3025EFF000XXX | XT2NQ3025FFF000XXX | XT2NQ3025GFF000XXX | XT2NQ3040PFF000XXX | XT2NQ3040QFF000XXX | XT2NQ3040TFF000XXX | XT2NQ3040UFF000XXX
SE | SEHA36AT0030 | 21 | SRPE30A20 | 2 | 20 | 2 | 22kA | 4 | Loose MCCB (OEM) | 2 | Distribution Protection | 1 | 600Vac (Y/D) | 2 | 100% | 2 | 21242122 | XT2SQ3020AFF000XXX | No Equivalent Cross Available Based on Selections | XT2SQ3025EFF000XXX | XT2SQ3025FFF000XXX | XT2SQ3025GFF000XXX | XT2SQ3040PFF000XXX | XT2SQ3040QFF000XXX | XT2SQ3040TFF000XXX | XT2SQ3040UFF000XXX
SE | SEHA36AT0030 | 21 | SRPE30A20 | 2 | 20 | 2 | 25kA | 4 | Loose MCCB (OEM) | 2 | Distribution Protection | 1 | 600Vac (Y/D) | 2 | 100% | 2 | 21242122 | XT2HQ3020AFF000XXX | No Equivalent Cross Available Based on Selections | XT2HQ3025EFF000XXX | XT2HQ3025FFF000XXX | XT2HQ3025GFF000XXX | XT2HQ3040PFF000XXX | XT2HQ3040QFF000XXX | XT2HQ3040TFF000XXX | XT2HQ3040UFF000XXX
SE | SEHA36AT0030 | 21 | SRPE30A20 | 2 | 20 | 2 | 25kA | 4 | Panelboard MRO | 1 | Distribution Protection | 1 | 480Vac (Y/D) | 1 | 80% | 1 | 21241111 | XT1NU3020AFF000XXX + SRFB6XT1FPX | No Equivalent Cross Available Based on Selections | XT4NU3040EFF000XXX + SRFB3XT4FPX | XT4NU3040FFF000XXX + SRFB3XT4FPX | XT4NU3040GFF000XXX + SRFB3XT4FPX | XT4NU3100PFF000XXX + SRFB3XT4FPX | XT4NU3100QFF000XXX + SRFB3XT4FPX | XT4NU3100TFF000XXX + SRFB3XT4FPX | XT4NU3100UFF000XXX + SRFB3XT4FPX
SE | SEHA36AT0030 | 21 | SRPE30A20 | 2 | 20 | 2 | 25kA | 4 | Panelboard MRO | 1 | Distribution Protection | 1 | 480Vac (Y/D) | 1 | 80% | 1 | 21241111 | XT1NU3020AFF000XXX + SRFB6XT1FPX | No Equivalent Cross Available Based on Selections | XT4NU3040EFF000XXX + SRFB3XT4FPX | XT4NU3040FFF000XXX + SRFB3XT4FPX | XT4NU3040GFF000XXX + SRFB3XT4FPX | XT4NU3100PFF000XXX + SRFB3XT4FPX | XT4NU3100QFF000XXX + SRFB3XT4FPX | XT4NU3100TFF000XXX + SRFB3XT4FPX | XT4NU3100UFF000XXX + SRFB3XT4FPX
SE | SEHA36AT0030 | 21 | SRPE30A20 | 2 | 20 | 2 | 22kA | 4 | Panelboard MRO | 1 | Distribution Protection | 1 | 600Vac (Y/D) | 2 | 80% | 1 | 21241121 | XT4SU3025AFF000XXX + SRFB6XT4FPX | No Equivalent Cross Available Based on Selections | XT4SU3040EFF000XXX + SRFB3XT4FPX | XT4SU3040FFF000XXX + SRFB3XT4FPX | XT4SU3040GFF000XXX + SRFB3XT4FPX | XT4SU3100PFF000XXX + SRFB3XT4FPX | XT4SU3100QFF000XXX + SRFB3XT4FPX | XT4SU3100TFF000XXX + SRFB3XT4FPX | XT4SU3100UFF000XXX + SRFB3XT4FPX
SE | SEHA36AT0030 | 21 | SRPE30A20 | 2 | 20 | 2 | 25kA | 4 | Panelboard MRO | 1 | Distribution Protection | 1 | 600Vac (Y/D) | 2 | 80% | 1 | 21241121 | XT4HU3025AFF000XXX + SRFB6XT4FPX | No Equivalent Cross Available Based on Selections | XT4HU3040EFF000XXX + SRFB3XT4FPX | XT4HU3040FFF000XXX + SRFB3XT4FPX | XT4HU3040GFF000XXX + SRFB3XT4FPX | XT4HU3100PFF000XXX + SRFB3XT4FPX | XT4HU3100QFF000XXX + SRFB3XT4FPX | XT4HU3100TFF000XXX + SRFB3XT4FPX | XT4HU3100UFF000XXX + SRFB3XT4FPX
SE | SEHA36AT0030 | 21 | SRPE30A20 | 2 | 20 | 2 | 25kA | 4 | Panelboard MRO | 1 | Distribution Protection | 1 | 480Vac (Y/D) | 1 | 100% | 2 | 21241112 | XT1NQ3020AFF000XXX + SRFB6XT1FPX | No Equivalent Cross Available Based on Selections | XT4NQ3040EFF000XXX + SRFB3XT4FPX | XT4NQ3040FFF000XXX + SRFB3XT4FPX | XT4NQ3040GFF000XXX + SRFB3XT4FPX | XT4NQ3100PFF000XXX + SRFB3XT4FPX | XT4NQ3100QFF000XXX + SRFB3XT4FPX | XT4NQ3100TFF000XXX + SRFB3XT4FPX | XT4NQ3100UFF000XXX + SRFB3XT4FPX
SE | SEHA36AT0030 | 21 | SRPE30A20 | 2 | 20 | 2 | 25kA | 4 | Panelboard MRO | 1 | Distribution Protection | 1 | 480Vac (Y/D) | 1 | 100% | 2 | 21241112 | XT1NQ3020AFF000XXX + SRFB6XT1FPX | No Equivalent Cross Available Based on Selections | XT4NQ3040EFF000XXX + SRFB3XT4FPX | XT4NQ3040FFF000XXX + SRFB3XT4FPX | XT4NQ3040GFF000XXX + SRFB3XT4FPX | XT4NQ3100PFF000XXX + SRFB3XT4FPX | XT4NQ3100QFF000XXX + SRFB3XT4FPX | XT4NQ3100TFF000XXX + SRFB3XT4FPX | XT4NQ3100UFF000XXX + SRFB3XT4FPX
SE | SEHA36AT0030 | 21 | SRPE30A20 | 2 | 20 | 2 | 22kA | 4 | Panelboard MRO | 1 | Distribution Protection | 1 | 600Vac (Y/D) | 2 | 100% | 2 | 21241122 | XT4SQ3025AFF000XXX + SRFB6XT4FPX | No Equivalent Cross Available Based on Selections | XT4SQ3040EFF000XXX + SRFB3XT4FPX | XT4SQ3040FFF000XXX + SRFB3XT4FPX | XT4SQ3040GFF000XXX + SRFB3XT4FPX | XT4SQ3100PFF000XXX + SRFB3XT4FPX | XT4SQ3100QFF000XXX + SRFB3XT4FPX | XT4SQ3100TFF000XXX + SRFB3XT4FPX | XT4SQ3100UFF000XXX + SRFB3XT4FPX
SE | SEHA36AT0030 | 21 | SRPE30A20 | 2 | 20 | 2 | 25kA | 4 | Panelboard MRO | 1 | Distribution Protection | 1 | 600Vac (Y/D) | 2 | 100% | 2 | 21241122 | XT4HQ3025AFF000XXX + SRFB6XT4FPX | No Equivalent Cross Available Based on Selections | XT4HQ3040EFF000XXX + SRFB3XT4FPX | XT4HQ3040FFF000XXX + SRFB3XT4FPX | XT4HQ3040GFF000XXX + SRFB3XT4FPX | XT4HQ3100PFF000XXX + SRFB3XT4FPX | XT4HQ3100QFF000XXX + SRFB3XT4FPX | XT4HQ3100TFF000XXX + SRFB3XT4FPX | XT4HQ3100UFF000XXX + SRFB3XT4FPX
SE | SEHA36AT0030 | 21 | SRPE30A25 | 3 | 25 | 3 | 25kA | 4 | Loose MCCB (OEM) | 2 | Distribution Protection | 1 | 480Vac (Y/D) | 1 | 80% | 1 | 21342111 | XT1NU3025AFF000XXX | No Equivalent Cross Available Based on Selections | XT2NU3025EFF000XXX | XT2NU3025FFF000XXX | XT2NU3025GFF000XXX | XT2NU3040PFF000XXX | XT2NU3040QFF000XXX | XT2NU3040TFF000XXX | XT2NU3040UFF000XXX
SE | SEHA36AT0030 | 21 | SRPE30A25 | 3 | 25 | 3 | 25kA | 4 | Loose MCCB (OEM) | 2 | Distribution Protection | 1 | 480Vac (Y/D) | 1 | 80% | 1 | 21342111 | XT1NU3025AFF000XXX | No Equivalent Cross Available Based on Selections | XT2NU3025EFF000XXX | XT2NU3025FFF000XXX | XT2NU3025GFF000XXX | XT2NU3040PFF000XXX | XT2NU3040QFF000XXX | XT2NU3040TFF000XXX | XT2NU3040UFF000XXX
SE | SEHA36AT0030 | 21 | SRPE30A25 | 3 | 25 | 3 | 22kA | 4 | Loose MCCB (OEM) | 2 | Distribution Protection | 1 | 600Vac (Y/D) | 2 | 80% | 1 | 21342121 | XT2SU3025AFF000XXX | No Equivalent Cross Available Based on Selections | XT2SU3025EFF000XXX | XT2SU3025FFF000XXX | XT2SU3025GFF000XXX | XT2SU3040PFF000XXX | XT2SU3040QFF000XXX | XT2SU3040TFF000XXX | XT2SU3040UFF000XXX
SE | SEHA36AT0030 | 21 | SRPE30A25 | 3 | 25 | 3 | 25kA | 4 | Loose MCCB (OEM) | 2 | Distribution Protection | 1 | 600Vac (Y/D) | 2 | 80% | 1 | 21342121 | XT2HU3025AFF000XXX | No Equivalent Cross Available Based on Selections | XT2HU3025EFF000XXX | XT2HU3025FFF000XXX | XT2HU3025GFF000XXX | XT2HU3040PFF000XXX | XT2HU3040QFF000XXX | XT2HU3040TFF000XXX | XT2HU3040UFF000XXX
SE | SEHA36AT0030 | 21 | SRPE30A25 | 3 | 25 | 3 | 25kA | 4 | Loose MCCB (OEM) | 2 | Distribution Protection | 1 | 480Vac (Y/D) | 1 | 100% | 2 | 21342112 | XT1NQ3025AFF000XXX | No Equivalent Cross Available Based on Selections | XT2NQ3025EFF000XXX | XT2NQ3025FFF000XXX | XT2NQ3025GFF000XXX | XT2NQ3040PFF000XXX | XT2NQ3040QFF000XXX | XT2NQ3040TFF000XXX | XT2NQ3040UFF000XXX
SE | SEHA36AT0030 | 21 | SRPE30A25 | 3 | 25 | 3 | 25kA | 4 | Loose MCCB (OEM) | 2 | Distribution Protection | 1 | 480Vac (Y/D) | 1 | 100% | 2 | 21342112 | XT1NQ3025AFF000XXX | No Equivalent Cross Available Based on Selections | XT2NQ3025EFF000XXX | XT2NQ3025FFF000XXX | XT2NQ3025GFF000XXX | XT2NQ3040PFF000XXX | XT2NQ3040QFF000XXX | XT2NQ3040TFF000XXX | XT2NQ3040UFF000XXX
SE | SEHA36AT0030 | 21 | SRPE30A25 | 3 | 25 | 3 | 22kA | 4 | Loose MCCB (OEM) | 2 | Distribution Protection | 1 | 600Vac (Y/D) | 2 | 100% | 2 | 21342122 | XT2SQ3025AFF000XXX | No Equivalent Cross Available Based on Selections | XT2SQ3025EFF000XXX | XT2SQ3025FFF000XXX | XT2SQ3025GFF000XXX | XT2SQ3040PFF000XXX | XT2SQ3040QFF000XXX | XT2SQ3040TFF000XXX | XT2SQ3040UFF000XXX
SE | SEHA36AT0030 | 21 | SRPE30A25 | 3 | 25 | 3 | 25kA | 4 | Loose MCCB (OEM) | 2 | Distribution Protection | 1 | 600Vac (Y/D) | 2 | 100% | 2 | 21342122 | XT2HQ3025AFF000XXX | No Equivalent Cross Available Based on Selections | XT2HQ3025EFF000XXX | XT2HQ3025FFF000XXX | XT2HQ3025GFF000XXX | XT2HQ3040PFF000XXX | XT2HQ3040QFF000XXX | XT2HQ3040TFF000XXX | XT2HQ3040UFF000XXX
SE | SEHA36AT0030 | 21 | SRPE30A25 | 3 | 25 | 3 | 25kA | 4 | Panelboard MRO | 1 | Distribution Protection | 1 | 480Vac (Y/D) | 1 | 80% | 1 | 21341111 | XT1NU3025AFF000XXX + SRFB6XT1FPX | No Equivalent Cross Available Based on Selections | XT4NU3040EFF000XXX + SRFB3XT4FPX | XT4NU3040FFF000XXX + SRFB3XT4FPX | XT4NU3040GFF000XXX + SRFB3XT4FPX | XT4NU3100PFF000XXX + SRFB3XT4FPX | XT4NU3100QFF000XXX + SRFB3XT4FPX | XT4NU3100TFF000XXX + SRFB3XT4FPX | XT4NU3100UFF000XXX + SRFB3XT4FPX
SE | SEHA36AT0030 | 21 | SRPE30A25 | 3 | 25 | 3 | 25kA | 4 | Panelboard MRO | 1 | Distribution Protection | 1 | 480Vac (Y/D) | 1 | 80% | 1 | 21341111 | XT1NU3025AFF000XXX + SRFB6XT1FPX | No Equivalent Cross Available Based on Selections | XT4NU3040EFF000XXX + SRFB3XT4FPX | XT4NU3040FFF000XXX + SRFB3XT4FPX | XT4NU3040GFF000XXX + SRFB3XT4FPX | XT4NU3100PFF000XXX + SRFB3XT4FPX | XT4NU3100QFF000XXX + SRFB3XT4FPX | XT4NU3100TFF000XXX + SRFB3XT4FPX | XT4NU3100UFF000XXX + SRFB3XT4FPX
SE | SEHA36AT0030 | 21 | SRPE30A25 | 3 | 25 | 3 | 22kA | 4 | Panelboard MRO | 1 | Distribution Protection | 1 | 600Vac (Y/D) | 2 | 80% | 1 | 21341121 | XT4SU3025AFF000XXX + SRFB6XT4FPX | No Equivalent Cross Available Based on Selections | XT4SU3040EFF000XXX + SRFB3XT4FPX | XT4SU3040FFF000XXX + SRFB3XT4FPX | XT4SU3040GFF000XXX + SRFB3XT4FPX | XT4SU3100PFF000XXX + SRFB3XT4FPX | XT4SU3100QFF000XXX + SRFB3XT4FPX | XT4SU3100TFF000XXX + SRFB3XT4FPX | XT4SU3100UFF000XXX + SRFB3XT4FPX
SE | SEHA36AT0030 | 21 | SRPE30A25 | 3 | 25 | 3 | 25kA | 4 | Panelboard MRO | 1 | Distribution Protection | 1 | 600Vac (Y/D) | 2 | 80% | 1 | 21341121 | XT4HU3025AFF000XXX + SRFB6XT4FPX | No Equivalent Cross Available Based on Selections | XT4HU3040EFF000XXX + SRFB3XT4FPX | XT4HU3040FFF000XXX + SRFB3XT4FPX | XT4HU3040GFF000XXX + SRFB3XT4FPX | XT4HU3100PFF000XXX + SRFB3XT4FPX | XT4HU3100QFF000XXX + SRFB3XT4FPX | XT4HU3100TFF000XXX + SRFB3XT4FPX | XT4HU3100UFF000XXX + SRFB3XT4FPX
SE | SEHA36AT0030 | 21 | SRPE30A25 | 3 | 25 | 3 | 25kA | 4 | Panelboard MRO | 1 | Distribution Protection | 1 | 480Vac (Y/D) | 1 | 100% | 2 | 21341112 | XT1NQ3025AFF000XXX + SRFB6XT1FPX | No Equivalent Cross Available Based on Selections | XT4NQ3040EFF000XXX + SRFB3XT4FPX | XT4NQ3040FFF000XXX + SRFB3XT4FPX | XT4NQ3040GFF000XXX + SRFB3XT4FPX | XT4NQ3100PFF000XXX + SRFB3XT4FPX | XT4NQ3100QFF000XXX + SRFB3XT4FPX | XT4NQ3100TFF000XXX + SRFB3XT4FPX | XT4NQ3100UFF000XXX + SRFB3XT4FPX
SE | SEHA36AT0030 | 21 | SRPE30A25 | 3 | 25 | 3 | 25kA | 4 | Panelboard MRO | 1 | Distribution Protection | 1 | 480Vac (Y/D) | 1 | 100% | 2 | 21341112 | XT1NQ3025AFF000XXX + SRFB6XT1FPX | No Equivalent Cross Available Based on Selections | XT4NQ3040EFF000XXX + SRFB3XT4FPX | XT4NQ3040FFF000XXX + SRFB3XT4FPX | XT4NQ3040GFF000XXX + SRFB3XT4FPX | XT4NQ3100PFF000XXX + SRFB3XT4FPX | XT4NQ3100QFF000XXX + SRFB3XT4FPX | XT4NQ3100TFF000XXX + SRFB3XT4FPX | XT4NQ3100UFF000XXX + SRFB3XT4FPX
SE | SEHA36AT0030 | 21 | SRPE30A25 | 3 | 25 | 3 | 22kA | 4 | Panelboard MRO | 1 | Distribution Protection | 1 | 600Vac (Y/D) | 2 | 100% | 2 | 21341122 | XT4SQ3025AFF000XXX + SRFB6XT4FPX | No Equivalent Cross Available Based on Selections | XT4SQ3040EFF000XXX + SRFB3XT4FPX | XT4SQ3040FFF000XXX + SRFB3XT4FPX | XT4SQ3040GFF000XXX + SRFB3XT4FPX | XT4SQ3100PFF000XXX + SRFB3XT4FPX | XT4SQ3100QFF000XXX + SRFB3XT4FPX | XT4SQ3100TFF000XXX + SRFB3XT4FPX | XT4SQ3100UFF000XXX + SRFB3XT4FPX
SE | SEHA36AT0030 | 21 | SRPE30A25 | 3 | 25 | 3 | 25kA | 4 | Panelboard MRO | 1 | Distribution Protection | 1 | 600Vac (Y/D) | 2 | 100% | 2 | 21341122 | XT4HQ3025AFF000XXX + SRFB6XT4FPX | No Equivalent Cross Available Based on Selections | XT4HQ3040EFF000XXX + SRFB3XT4FPX | XT4HQ3040FFF000XXX + SRFB3XT4FPX | XT4HQ3040GFF000XXX + SRFB3XT4FPX | XT4HQ3100PFF000XXX + SRFB3XT4FPX | XT4HQ3100QFF000XXX + SRFB3XT4FPX | XT4HQ3100TFF000XXX + SRFB3XT4FPX | XT4HQ3100UFF000XXX + SRFB3XT4FPX
SE | SEHA36AT0030 | 21 | SRPE30A30 | 4 | 30 | 4 | 25kA | 4 | Loose MCCB (OEM) | 2 | Distribution Protection | 1 | 480Vac (Y/D) | 1 | 80% | 1 | 21442111 | XT1NU3030AFF000XXX | No Equivalent Cross Available Based on Selections | XT2NU3060EFF000XXX | XT2NU3060FFF000XXX | XT2NU3060GFF000XXX | XT2NU3040PFF000XXX | XT2NU3040QFF000XXX | XT2NU3040TFF000XXX | XT2NU3040UFF000XXX
SE | SEHA36AT0030 | 21 | SRPE30A30 | 4 | 30 | 4 | 25kA | 4 | Loose MCCB (OEM) | 2 | Distribution Protection | 1 | 480Vac (Y/D) | 1 | 80% | 1 | 21442111 | XT1NU3030AFF000XXX | No Equivalent Cross Available Based on Selections | XT2NU3060EFF000XXX | XT2NU3060FFF000XXX | XT2NU3060GFF000XXX | XT2NU3040PFF000XXX | XT2NU3040QFF000XXX | XT2NU3040TFF000XXX | XT2NU3040UFF000XXX
SE | SEHA36AT0030 | 21 | SRPE30A30 | 4 | 30 | 4 | 22kA | 4 | Loose MCCB (OEM) | 2 | Distribution Protection | 1 | 600Vac (Y/D) | 2 | 80% | 1 | 21442121 | XT2SU3030AFF000XXX | No Equivalent Cross Available Based on Selections | XT2SU3060EFF000XXX | XT2SU3060FFF000XXX | XT2SU3060GFF000XXX | XT2SU3040PFF000XXX | XT2SU3040QFF000XXX | XT2SU3040TFF000XXX | XT2SU3040UFF000XXX
SE | SEHA36AT0030 | 21 | SRPE30A30 | 4 | 30 | 4 | 25kA | 4 | Loose MCCB (OEM) | 2 | Distribution Protection | 1 | 600Vac (Y/D) | 2 | 80% | 1 | 21442121 | XT2HU3030AFF000XXX | No Equivalent Cross Available Based on Selections | XT2HU3060EFF000XXX | XT2HU3060FFF000XXX | XT2HU3060GFF000XXX | XT2HU3040PFF000XXX | XT2HU3040QFF000XXX | XT2HU3040TFF000XXX | XT2HU3040UFF000XXX
SE | SEHA36AT0030 | 21 | SRPE30A30 | 4 | 30 | 4 | 25kA | 4 | Loose MCCB (OEM) | 2 | Distribution Protection | 1 | 480Vac (Y/D) | 1 | 100% | 2 | 21442112 | XT1NQ3030AFF000XXX | No Equivalent Cross Available Based on Selections | XT2NQ3060EFF000XXX | XT2NQ3060FFF000XXX | XT2NQ3060GFF000XXX | XT2NQ3040PFF000XXX | XT2NQ3040QFF000XXX | XT2NQ3040TFF000XXX | XT2NQ3040UFF000XXX
SE | SEHA36AT0030 | 21 | SRPE30A30 | 4 | 30 | 4 | 25kA | 4 | Loose MCCB (OEM) | 2 | Distribution Protection | 1 | 480Vac (Y/D) | 1 | 100% | 2 | 21442112 | XT1NQ3030AFF000XXX | No Equivalent Cross Available Based on Selections | XT2NQ3060EFF000XXX | XT2NQ3060FFF000XXX | XT2NQ3060GFF000XXX | XT2NQ3040PFF000XXX | XT2NQ3040QFF000XXX | XT2NQ3040TFF000XXX | XT2NQ3040UFF000XXX
SE | SEHA36AT0030 | 21 | SRPE30A30 | 4 | 30 | 4 | 22kA | 4 | Loose MCCB (OEM) | 2 | Distribution Protection | 1 | 600Vac (Y/D) | 2 | 100% | 2 | 21442122 | XT2SQ3030AFF000XXX | No Equivalent Cross Available Based on Selections | XT2SQ3060EFF000XXX | XT2SQ3060FFF000XXX | XT2SQ3060GFF000XXX | XT2SQ3040PFF000XXX | XT2SQ3040QFF000XXX | XT2SQ3040TFF000XXX | XT2SQ3040UFF000XXX
SE | SEHA36AT0030 | 21 | SRPE30A30 | 4 | 30 | 4 | 25kA | 4 | Loose MCCB (OEM) | 2 | Distribution Protection | 1 | 600Vac (Y/D) | 2 | 100% | 2 | 21442122 | XT2HQ3030AFF000XXX | No Equivalent Cross Available Based on Selections | XT2HQ3060EFF000XXX | XT2HQ3060FFF000XXX | XT2HQ3060GFF000XXX | XT2HQ3040PFF000XXX | XT2HQ3040QFF000XXX | XT2HQ3040TFF000XXX | XT2HQ3040UFF000XXX
SE | SEHA36AT0030 | 21 | SRPE30A30 | 4 | 30 | 4 | 25kA | 4 | Panelboard MRO | 1 | Distribution Protection | 1 | 480Vac (Y/D) | 1 | 80% | 1 | 21441111 | XT1NU3030AFF000XXX + SRFB6XT1FPX | No Equivalent Cross Available Based on Selections | XT4NU3040EFF000XXX + SRFB3XT4FPX | XT4NU3040FFF000XXX + SRFB3XT4FPX | XT4NU3040GFF000XXX + SRFB3XT4FPX | XT4NU3100PFF000XXX + SRFB3XT4FPX | XT4NU3100QFF000XXX + SRFB3XT4FPX | XT4NU3100TFF000XXX + SRFB3XT4FPX | XT4NU3100UFF000XXX + SRFB3XT4FPX
SE | SEHA36AT0030 | 21 | SRPE30A30 | 4 | 30 | 4 | 25kA | 4 | Panelboard MRO | 1 | Distribution Protection | 1 | 480Vac (Y/D) | 1 | 80% | 1 | 21441111 | XT1NU3030AFF000XXX + SRFB6XT1FPX | No Equivalent Cross Available Based on Selections | XT4NU3040EFF000XXX + SRFB3XT4FPX | XT4NU3040FFF000XXX + SRFB3XT4FPX | XT4NU3040GFF000XXX + SRFB3XT4FPX | XT4NU3100PFF000XXX + SRFB3XT4FPX | XT4NU3100QFF000XXX + SRFB3XT4FPX | XT4NU3100TFF000XXX + SRFB3XT4FPX | XT4NU3100UFF000XXX + SRFB3XT4FPX
SE | SEHA36AT0030 | 21 | SRPE30A30 | 4 | 30 | 4 | 22kA | 4 | Panelboard MRO | 1 | Distribution Protection | 1 | 600Vac (Y/D) | 2 | 80% | 1 | 21441121 | XT4SU3030AFF000XXX + SRFB6XT4FPX | No Equivalent Cross Available Based on Selections | XT4SU3040EFF000XXX + SRFB3XT4FPX | XT4SU3040FFF000XXX + SRFB3XT4FPX | XT4SU3040GFF000XXX + SRFB3XT4FPX | XT4SU3100PFF000XXX + SRFB3XT4FPX | XT4SU3100QFF000XXX + SRFB3XT4FPX | XT4SU3100TFF000XXX + SRFB3XT4FPX | XT4SU3100UFF000XXX + SRFB3XT4FPX
SE | SEHA36AT0030 | 21 | SRPE30A30 | 4 | 30 | 4 | 25kA | 4 | Panelboard MRO | 1 | Distribution Protection | 1 | 600Vac (Y/D) | 2 | 80% | 1 | 21441121 | XT4HU3030AFF000XXX + SRFB6XT4FPX | No Equivalent Cross Available Based on Selections | XT4HU3040EFF000XXX + SRFB3XT4FPX | XT4HU3040FFF000XXX + SRFB3XT4FPX | XT4HU3040GFF000XXX + SRFB3XT4FPX | XT4HU3100PFF000XXX + SRFB3XT4FPX | XT4HU3100QFF000XXX + SRFB3XT4FPX | XT4HU3100TFF000XXX + SRFB3XT4FPX | XT4HU3100UFF000XXX + SRFB3XT4FPX
SE | SEHA36AT0030 | 21 | SRPE30A30 | 4 | 30 | 4 | 25kA | 4 | Panelboard MRO | 1 | Distribution Protection | 1 | 480Vac (Y/D) | 1 | 100% | 2 | 21441112 | XT1NQ3030AFF000XXX + SRFB6XT1FPX | No Equivalent Cross Available Based on Selections | XT4NQ3040EFF000XXX + SRFB3XT4FPX | XT4NQ3040FFF000XXX + SRFB3XT4FPX | XT4NQ3040GFF000XXX + SRFB3XT4FPX | XT4NQ3100PFF000XXX + SRFB3XT4FPX | XT4NQ3100QFF000XXX + SRFB3XT4FPX | XT4NQ3100TFF000XXX + SRFB3XT4FPX | XT4NQ3100UFF000XXX + SRFB3XT4FPX
SE | SEHA36AT0030 | 21 | SRPE30A30 | 4 | 30 | 4 | 25kA | 4 | Panelboard MRO | 1 | Distribution Protection | 1 | 480Vac (Y/D) | 1 | 100% | 2 | 21441112 | XT1NQ3030AFF000XXX + SRFB6XT1FPX | No Equivalent Cross Available Based on Selections | XT4NQ3040EFF000XXX + SRFB3XT4FPX | XT4NQ3040FFF000XXX + SRFB3XT4FPX | XT4NQ3040GFF000XXX + SRFB3XT4FPX | XT4NQ3100PFF000XXX + SRFB3XT4FPX | XT4NQ3100QFF000XXX + SRFB3XT4FPX | XT4NQ3100TFF000XXX + SRFB3XT4FPX | XT4NQ3100UFF000XXX + SRFB3XT4FPX
SE | SEHA36AT0030 | 21 | SRPE30A30 | 4 | 30 | 4 | 22kA | 4 | Panelboard MRO | 1 | Distribution Protection | 1 | 600Vac (Y/D) | 2 | 100% | 2 | 21441122 | XT4SQ3030AFF000XXX + SRFB6XT4FPX | No Equivalent Cross Available Based on Selections | XT4SQ3040EFF000XXX + SRFB3XT4FPX | XT4SQ3040FFF000XXX + SRFB3XT4FPX | XT4SQ3040GFF000XXX + SRFB3XT4FPX | XT4SQ3100PFF000XXX + SRFB3XT4FPX | XT4SQ3100QFF000XXX + SRFB3XT4FPX | XT4SQ3100TFF000XXX + SRFB3XT4FPX | XT4SQ3100UFF000XXX + SRFB3XT4FPX
SE | SEHA36AT0030 | 21 | SRPE30A30 | 4 | 30 | 4 | 25kA | 4 | Panelboard MRO | 1 | Distribution Protection | 1 | 600Vac (Y/D) | 2 | 100% | 2 | 21441122 | XT4HQ3030AFF000XXX + SRFB6XT4FPX | No Equivalent Cross Available Based on Selections | XT4HQ3040EFF000XXX + SRFB3XT4FPX | XT4HQ3040FFF000XXX + SRFB3XT4FPX | XT4HQ3040GFF000XXX + SRFB3XT4FPX | XT4HQ3100PFF000XXX + SRFB3XT4FPX | XT4HQ3100QFF000XXX + SRFB3XT4FPX | XT4HQ3100TFF000XXX + SRFB3XT4FPX | XT4HQ3100UFF000XXX + SRFB3XT4FPX
SE | SEHA36AT0060 | 22 | SRPE60A35 | 5 | 35 | 5 | 25kA | 4 | Loose MCCB (OEM) | 2 | Distribution Protection | 1 | 480Vac (Y/D) | 1 | 80% | 1 | 22542111 | XT1NU3035AFF000XXX | No Equivalent Cross Available Based on Selections | XT2NU3060EFF000XXX | XT2NU3060FFF000XXX | XT2NU3060GFF000XXX | XT2NU3040PFF000XXX | XT2NU3040QFF000XXX | XT2NU3040TFF000XXX | XT2NU3040UFF000XXX
SE | SEHA36AT0060 | 22 | SRPE60A35 | 5 | 35 | 5 | 25kA | 4 | Loose MCCB (OEM) | 2 | Distribution Protection | 1 | 480Vac (Y/D) | 1 | 80% | 1 | 22542111 | XT1NU3035AFF000XXX | No Equivalent Cross Available Based on Selections | XT2NU3060EFF000XXX | XT2NU3060FFF000XXX | XT2NU3060GFF000XXX | XT2NU3040PFF000XXX | XT2NU3040QFF000XXX | XT2NU3040TFF000XXX | XT2NU3040UFF000XXX
SE | SEHA36AT0060 | 22 | SRPE60A35 | 5 | 35 | 5 | 22kA | 4 | Loose MCCB (OEM) | 2 | Distribution Protection | 1 | 600Vac (Y/D) | 2 | 80% | 1 | 22542121 | XT2SU3035AFF000XXX | No Equivalent Cross Available Based on Selections | XT2SU3060EFF000XXX | XT2SU3060FFF000XXX | XT2SU3060GFF000XXX | XT2SU3040PFF000XXX | XT2SU3040QFF000XXX | XT2SU3040TFF000XXX | XT2SU3040UFF000XXX
SE | SEHA36AT0060 | 22 | SRPE60A35 | 5 | 35 | 5 | 25kA | 4 | Loose MCCB (OEM) | 2 | Distribution Protection | 1 | 600Vac (Y/D) | 2 | 80% | 1 | 22542121 | XT2HU3035AFF000XXX | No Equivalent Cross Available Based on Selections | XT2HU3060EFF000XXX | XT2HU3060FFF000XXX | XT2HU3060GFF000XXX | XT2HU3040PFF000XXX | XT2HU3040QFF000XXX | XT2HU3040TFF000XXX | XT2HU3040UFF000XXX
SE | SEHA36AT0060 | 22 | SRPE60A35 | 5 | 35 | 5 | 25kA | 4 | Loose MCCB (OEM) | 2 | Distribution Protection | 1 | 480Vac (Y/D) | 1 | 100% | 2 | 22542112 | XT1NQ3035AFF000XXX | No Equivalent Cross Available Based on Selections | XT2NQ3060EFF000XXX | XT2NQ3060FFF000XXX | XT2NQ3060GFF000XXX | XT2NQ3040PFF000XXX | XT2NQ3040QFF000XXX | XT2NQ3040TFF000XXX | XT2NQ3040UFF000XXX
SE | SEHA36AT0060 | 22 | SRPE60A35 | 5 | 35 | 5 | 25kA | 4 | Loose MCCB (OEM) | 2 | Distribution Protection | 1 | 480Vac (Y/D) | 1 | 100% | 2 | 22542112 | XT1NQ3035AFF000XXX | No Equivalent Cross Available Based on Selections | XT2NQ3060EFF000XXX | XT2NQ3060FFF000XXX | XT2NQ3060GFF000XXX | XT2NQ3040PFF000XXX | XT2NQ3040QFF000XXX | XT2NQ3040TFF000XXX | XT2NQ3040UFF000XXX
SE | SEHA36AT0060 | 22 | SRPE60A35 | 5 | 35 | 5 | 22kA | 4 | Loose MCCB (OEM) | 2 | Distribution Protection | 1 | 600Vac (Y/D) | 2 | 100% | 2 | 22542122 | XT2SQ3035AFF000XXX | No Equivalent Cross Available Based on Selections | XT2SQ3060EFF000XXX | XT2SQ3060FFF000XXX | XT2SQ3060GFF000XXX | XT2SQ3040PFF000XXX | XT2SQ3040QFF000XXX | XT2SQ3040TFF000XXX | XT2SQ3040UFF000XXX
SE | SEHA36AT0060 | 22 | SRPE60A35 | 5 | 35 | 5 | 25kA | 4 | Loose MCCB (OEM) | 2 | Distribution Protection | 1 | 600Vac (Y/D) | 2 | 100% | 2 | 22542122 | XT2HQ3035AFF000XXX | No Equivalent Cross Available Based on Selections | XT2HQ3060EFF000XXX | XT2HQ3060FFF000XXX | XT2HQ3060GFF000XXX | XT2HQ3040PFF000XXX | XT2HQ3040QFF000XXX | XT2HQ3040TFF000XXX | XT2HQ3040UFF000XXX
SE | SEHA36AT0060 | 22 | SRPE60A35 | 5 | 35 | 5 | 25kA | 4 | Panelboard MRO | 1 | Distribution Protection | 1 | 480Vac (Y/D) | 1 | 80% | 1 | 22541111 | XT1NU3035AFF000XXX + SRFB6XT1FPX | No Equivalent Cross Available Based on Selections | XT4NU3040EFF000XXX + SRFB3XT4FPX | XT4NU3040FFF000XXX + SRFB3XT4FPX | XT4NU3040GFF000XXX + SRFB3XT4FPX | XT4NU3100PFF000XXX + SRFB3XT4FPX | XT4NU3100QFF000XXX + SRFB3XT4FPX | XT4NU3100TFF000XXX + SRFB3XT4FPX | XT4NU3100UFF000XXX + SRFB3XT4FPX
SE | SEHA36AT0060 | 22 | SRPE60A35 | 5 | 35 | 5 | 25kA | 4 | Panelboard MRO | 1 | Distribution Protection | 1 | 480Vac (Y/D) | 1 | 80% | 1 | 22541111 | XT1NU3035AFF000XXX + SRFB6XT1FPX | No Equivalent Cross Available Based on Selections | XT4NU3040EFF000XXX + SRFB3XT4FPX | XT4NU3040FFF000XXX + SRFB3XT4FPX | XT4NU3040GFF000XXX + SRFB3XT4FPX | XT4NU3100PFF000XXX + SRFB3XT4FPX | XT4NU3100QFF000XXX + SRFB3XT4FPX | XT4NU3100TFF000XXX + SRFB3XT4FPX | XT4NU3100UFF000XXX + SRFB3XT4FPX
SE | SEHA36AT0060 | 22 | SRPE60A35 | 5 | 35 | 5 | 22kA | 4 | Panelboard MRO | 1 | Distribution Protection | 1 | 600Vac (Y/D) | 2 | 80% | 1 | 22541121 | XT4SU3035AFF000XXX + SRFB6XT4FPX | No Equivalent Cross Available Based on Selections | XT4SU3040EFF000XXX + SRFB3XT4FPX | XT4SU3040FFF000XXX + SRFB3XT4FPX | XT4SU3040GFF000XXX + SRFB3XT4FPX | XT4SU3100PFF000XXX + SRFB3XT4FPX | XT4SU3100QFF000XXX + SRFB3XT4FPX | XT4SU3100TFF000XXX + SRFB3XT4FPX | XT4SU3100UFF000XXX + SRFB3XT4FPX
SE | SEHA36AT0060 | 22 | SRPE60A35 | 5 | 35 | 5 | 25kA | 4 | Panelboard MRO | 1 | Distribution Protection | 1 | 600Vac (Y/D) | 2 | 80% | 1 | 22541121 | XT4HU3035AFF000XXX + SRFB6XT4FPX | No Equivalent Cross Available Based on Selections | XT4HU3040EFF000XXX + SRFB3XT4FPX | XT4HU3040FFF000XXX + SRFB3XT4FPX | XT4HU3040GFF000XXX + SRFB3XT4FPX | XT4HU3100PFF000XXX + SRFB3XT4FPX | XT4HU3100QFF000XXX + SRFB3XT4FPX | XT4HU3100TFF000XXX + SRFB3XT4FPX | XT4HU3100UFF000XXX + SRFB3XT4FPX
SE | SEHA36AT0060 | 22 | SRPE60A35 | 5 | 35 | 5 | 25kA | 4 | Panelboard MRO | 1 | Distribution Protection | 1 | 480Vac (Y/D) | 1 | 100% | 2 | 22541112 | XT1NQ3035AFF000XXX + SRFB6XT1FPX | No Equivalent Cross Available Based on Selections | XT4NQ3040EFF000XXX + SRFB3XT4FPX | XT4NQ3040FFF000XXX + SRFB3XT4FPX | XT4NQ3040GFF000XXX + SRFB3XT4FPX | XT4NQ3100PFF000XXX + SRFB3XT4FPX | XT4NQ3100QFF000XXX + SRFB3XT4FPX | XT4NQ3100TFF000XXX + SRFB3XT4FPX | XT4NQ3100UFF000XXX + SRFB3XT4FPX
SE | SEHA36AT0060 | 22 | SRPE60A35 | 5 | 35 | 5 | 25kA | 4 | Panelboard MRO | 1 | Distribution Protection | 1 | 480Vac (Y/D) | 1 | 100% | 2 | 22541112 | XT1NQ3035AFF000XXX + SRFB6XT1FPX | No Equivalent Cross Available Based on Selections | XT4NQ3040EFF000XXX + SRFB3XT4FPX | XT4NQ3040FFF000XXX + SRFB3XT4FPX | XT4NQ3040GFF000XXX + SRFB3XT4FPX | XT4NQ3100PFF000XXX + SRFB3XT4FPX | XT4NQ3100QFF000XXX + SRFB3XT4FPX | XT4NQ3100TFF000XXX + SRFB3XT4FPX | XT4NQ3100UFF000XXX + SRFB3XT4FPX
SE | SEHA36AT0060 | 22 | SRPE60A35 | 5 | 35 | 5 | 22kA | 4 | Panelboard MRO | 1 | Distribution Protection | 1 | 600Vac (Y/D) | 2 | 100% | 2 | 22541122 | XT4SQ3035AFF000XXX + SRFB6XT4FPX | No Equivalent Cross Available Based on Selections | XT4SQ3040EFF000XXX + SRFB3XT4FPX | XT4SQ3040FFF000XXX + SRFB3XT4FPX | XT4SQ3040GFF000XXX + SRFB3XT4FPX | XT4SQ3100PFF000XXX + SRFB3XT4FPX | XT4SQ3100QFF000XXX + SRFB3XT4FPX | XT4SQ3100TFF000XXX + SRFB3XT4FPX | XT4SQ3100UFF000XXX + SRFB3XT4FPX
SE | SEHA36AT0060 | 22 | SRPE60A35 | 5 | 35 | 5 | 25kA | 4 | Panelboard MRO | 1 | Distribution Protection | 1 | 600Vac (Y/D) | 2 | 100% | 2 | 22541122 | XT4HQ3035AFF000XXX + SRFB6XT4FPX | No Equivalent Cross Available Based on Selections | XT4HQ3040EFF000XXX + SRFB3XT4FPX | XT4HQ3040FFF000XXX + SRFB3XT4FPX | XT4HQ3040GFF000XXX + SRFB3XT4FPX | XT4HQ3100PFF000XXX + SRFB3XT4FPX | XT4HQ3100QFF000XXX + SRFB3XT4FPX | XT4HQ3100TFF000XXX + SRFB3XT4FPX | XT4HQ3100UFF000XXX + SRFB3XT4FPX
SE | SEHA36AT0060 | 22 | SRPE60A40 | 6 | 40 | 6 | 25kA | 4 | Loose MCCB (OEM) | 2 | Distribution Protection | 1 | 480Vac (Y/D) | 1 | 80% | 1 | 22642111 | XT1NU3040AFF000XXX | No Equivalent Cross Available Based on Selections | XT2NU3060EFF000XXX | XT2NU3060FFF000XXX | XT2NU3060GFF000XXX | XT2NU3040PFF000XXX | XT2NU3040QFF000XXX | XT2NU3040TFF000XXX | XT2NU3040UFF000XXX
SE | SEHA36AT0060 | 22 | SRPE60A40 | 6 | 40 | 6 | 25kA | 4 | Loose MCCB (OEM) | 2 | Distribution Protection | 1 | 480Vac (Y/D) | 1 | 80% | 1 | 22642111 | XT1NU3040AFF000XXX | No Equivalent Cross Available Based on Selections | XT2NU3060EFF000XXX | XT2NU3060FFF000XXX | XT2NU3060GFF000XXX | XT2NU3040PFF000XXX | XT2NU3040QFF000XXX | XT2NU3040TFF000XXX | XT2NU3040UFF000XXX
SE | SEHA36AT0060 | 22 | SRPE60A40 | 6 | 40 | 6 | 22kA | 4 | Loose MCCB (OEM) | 2 | Distribution Protection | 1 | 600Vac (Y/D) | 2 | 80% | 1 | 22642121 | XT2SU3040AFF000XXX | No Equivalent Cross Available Based on Selections | XT2SU3060EFF000XXX | XT2SU3060FFF000XXX | XT2SU3060GFF000XXX | XT2SU3040PFF000XXX | XT2SU3040QFF000XXX | XT2SU3040TFF000XXX | XT2SU3040UFF000XXX
SE | SEHA36AT0060 | 22 | SRPE60A40 | 6 | 40 | 6 | 25kA | 4 | Loose MCCB (OEM) | 2 | Distribution Protection | 1 | 600Vac (Y/D) | 2 | 80% | 1 | 22642121 | XT2HU3040AFF000XXX | No Equivalent Cross Available Based on Selections | XT2HU3060EFF000XXX | XT2HU3060FFF000XXX | XT2HU3060GFF000XXX | XT2HU3040PFF000XXX | XT2HU3040QFF000XXX | XT2HU3040TFF000XXX | XT2HU3040UFF000XXX
SE | SEHA36AT0060 | 22 | SRPE60A40 | 6 | 40 | 6 | 25kA | 4 | Loose MCCB (OEM) | 2 | Distribution Protection | 1 | 480Vac (Y/D) | 1 | 100% | 2 | 22642112 | XT1NQ3040AFF000XXX | No Equivalent Cross Available Based on Selections | XT2NQ3060EFF000XXX | XT2NQ3060FFF000XXX | XT2NQ3060GFF000XXX | XT2NQ3040PFF000XXX | XT2NQ3040QFF000XXX | XT2NQ3040TFF000XXX | XT2NQ3040UFF000XXX
SE | SEHA36AT0060 | 22 | SRPE60A40 | 6 | 40 | 6 | 25kA | 4 | Loose MCCB (OEM) | 2 | Distribution Protection | 1 | 480Vac (Y/D) | 1 | 100% | 2 | 22642112 | XT1NQ3040AFF000XXX | No Equivalent Cross Available Based on Selections | XT2NQ3060EFF000XXX | XT2NQ3060FFF000XXX | XT2NQ3060GFF000XXX | XT2NQ3040PFF000XXX | XT2NQ3040QFF000XXX | XT2NQ3040TFF000XXX | XT2NQ3040UFF000XXX
SE | SEHA36AT0060 | 22 | SRPE60A40 | 6 | 40 | 6 | 22kA | 4 | Loose MCCB (OEM) | 2 | Distribution Protection | 1 | 600Vac (Y/D) | 2 | 100% | 2 | 22642122 | XT2SQ3040AFF000XXX | No Equivalent Cross Available Based on Selections | XT2SQ3060EFF000XXX | XT2SQ3060FFF000XXX | XT2SQ3060GFF000XXX | XT2SQ3040PFF000XXX | XT2SQ3040QFF000XXX | XT2SQ3040TFF000XXX | XT2SQ3040UFF000XXX
SE | SEHA36AT0060 | 22 | SRPE60A40 | 6 | 40 | 6 | 25kA | 4 | Loose MCCB (OEM) | 2 | Distribution Protection | 1 | 600Vac (Y/D) | 2 | 100% | 2 | 22642122 | XT2HQ3040AFF000XXX | No Equivalent Cross Available Based on Selections | XT2HQ3060EFF000XXX | XT2HQ3060FFF000XXX | XT2HQ3060GFF000XXX | XT2HQ3040PFF000XXX | XT2HQ3040QFF000XXX | XT2HQ3040TFF000XXX | XT2HQ3040UFF000XXX
SE | SEHA36AT0060 | 22 | SRPE60A40 | 6 | 40 | 6 | 25kA | 4 | Panelboard MRO | 1 | Distribution Protection | 1 | 480Vac (Y/D) | 1 | 80% | 1 | 22641111 | XT1NU3040AFF000XXX + SRFB6XT1FPX | No Equivalent Cross Available Based on Selections | XT4NU3040EFF000XXX + SRFB3XT4FPX | XT4NU3040FFF000XXX + SRFB3XT4FPX | XT4NU3040GFF000XXX + SRFB3XT4FPX | XT4NU3100PFF000XXX + SRFB3XT4FPX | XT4NU3100QFF000XXX + SRFB3XT4FPX | XT4NU3100TFF000XXX + SRFB3XT4FPX | XT4NU3100UFF000XXX + SRFB3XT4FPX
SE | SEHA36AT0060 | 22 | SRPE60A40 | 6 | 40 | 6 | 25kA | 4 | Panelboard MRO | 1 | Distribution Protection | 1 | 480Vac (Y/D) | 1 | 80% | 1 | 22641111 | XT1NU3040AFF000XXX + SRFB6XT1FPX | No Equivalent Cross Available Based on Selections | XT4NU3040EFF000XXX + SRFB3XT4FPX | XT4NU3040FFF000XXX + SRFB3XT4FPX | XT4NU3040GFF000XXX + SRFB3XT4FPX | XT4NU3100PFF000XXX + SRFB3XT4FPX | XT4NU3100QFF000XXX + SRFB3XT4FPX | XT4NU3100TFF000XXX + SRFB3XT4FPX | XT4NU3100UFF000XXX + SRFB3XT4FPX
SE | SEHA36AT0060 | 22 | SRPE60A40 | 6 | 40 | 6 | 22kA | 4 | Panelboard MRO | 1 | Distribution Protection | 1 | 600Vac (Y/D) | 2 | 80% | 1 | 22641121 | XT4SU3040AFF000XXX + SRFB6XT4FPX | No Equivalent Cross Available Based on Selections | XT4SU3040EFF000XXX + SRFB3XT4FPX | XT4SU3040FFF000XXX + SRFB3XT4FPX | XT4SU3040GFF000XXX + SRFB3XT4FPX | XT4SU3100PFF000XXX + SRFB3XT4FPX | XT4SU3100QFF000XXX + SRFB3XT4FPX | XT4SU3100TFF000XXX + SRFB3XT4FPX | XT4SU3100UFF000XXX + SRFB3XT4FPX
SE | SEHA36AT0060 | 22 | SRPE60A40 | 6 | 40 | 6 | 25kA | 4 | Panelboard MRO | 1 | Distribution Protection | 1 | 600Vac (Y/D) | 2 | 80% | 1 | 22641121 | XT4HU3040AFF000XXX + SRFB6XT4FPX | No Equivalent Cross Available Based on Selections | XT4HU3040EFF000XXX + SRFB3XT4FPX | XT4HU3040FFF000XXX + SRFB3XT4FPX | XT4HU3040GFF000XXX + SRFB3XT4FPX | XT4HU3100PFF000XXX + SRFB3XT4FPX | XT4HU3100QFF000XXX + SRFB3XT4FPX | XT4HU3100TFF000XXX + SRFB3XT4FPX | XT4HU3100UFF000XXX + SRFB3XT4FPX
SE | SEHA36AT0060 | 22 | SRPE60A40 | 6 | 40 | 6 | 25kA | 4 | Panelboard MRO | 1 | Distribution Protection | 1 | 480Vac (Y/D) | 1 | 100% | 2 | 22641112 | XT1NQ3040AFF000XXX + SRFB6XT1FPX | No Equivalent Cross Available Based on Selections | XT4NQ3040EFF000XXX + SRFB3XT4FPX | XT4NQ3040FFF000XXX + SRFB3XT4FPX | XT4NQ3040GFF000XXX + SRFB3XT4FPX | XT4NQ3100PFF000XXX + SRFB3XT4FPX | XT4NQ3100QFF000XXX + SRFB3XT4FPX | XT4NQ3100TFF000XXX + SRFB3XT4FPX | XT4NQ3100UFF000XXX + SRFB3XT4FPX
SE | SEHA36AT0060 | 22 | SRPE60A40 | 6 | 40 | 6 | 25kA | 4 | Panelboard MRO | 1 | Distribution Protection | 1 | 480Vac (Y/D) | 1 | 100% | 2 | 22641112 | XT1NQ3040AFF000XXX + SRFB6XT1FPX | No Equivalent Cross Available Based on Selections | XT4NQ3040EFF000XXX + SRFB3XT4FPX | XT4NQ3040FFF000XXX + SRFB3XT4FPX | XT4NQ3040GFF000XXX + SRFB3XT4FPX | XT4NQ3100PFF000XXX + SRFB3XT4FPX | XT4NQ3100QFF000XXX + SRFB3XT4FPX | XT4NQ3100TFF000XXX + SRFB3XT4FPX | XT4NQ3100UFF000XXX + SRFB3XT4FPX
SE | SEHA36AT0060 | 22 | SRPE60A40 | 6 | 40 | 6 | 22kA | 4 | Panelboard MRO | 1 | Distribution Protection | 1 | 600Vac (Y/D) | 2 | 100% | 2 | 22641122 | XT4SQ3040AFF000XXX + SRFB6XT4FPX | No Equivalent Cross Available Based on Selections | XT4SQ3040EFF000XXX + SRFB3XT4FPX | XT4SQ3040FFF000XXX + SRFB3XT4FPX | XT4SQ3040GFF000XXX + SRFB3XT4FPX | XT4SQ3100PFF000XXX + SRFB3XT4FPX | XT4SQ3100QFF000XXX + SRFB3XT4FPX | XT4SQ3100TFF000XXX + SRFB3XT4FPX | XT4SQ3100UFF000XXX + SRFB3XT4FPX
SE | SEHA36AT0060 | 22 | SRPE60A40 | 6 | 40 | 6 | 25kA | 4 | Panelboard MRO | 1 | Distribution Protection | 1 | 600Vac (Y/D) | 2 | 100% | 2 | 22641122 | XT4HQ3040AFF000XXX + SRFB6XT4FPX | No Equivalent Cross Available Based on Selections | XT4HQ3040EFF000XXX + SRFB3XT4FPX | XT4HQ3040FFF000XXX + SRFB3XT4FPX | XT4HQ3040GFF000XXX + SRFB3XT4FPX | XT4HQ3100PFF000XXX + SRFB3XT4FPX | XT4HQ3100QFF000XXX + SRFB3XT4FPX | XT4HQ3100TFF000XXX + SRFB3XT4FPX | XT4HQ3100UFF000XXX + SRFB3XT4FPX
SE | SEHA36AT0060 | 22 | SRPE60A45 | 7 | 45 | 7 | 25kA | 4 | Loose MCCB (OEM) | 2 | Distribution Protection | 1 | 480Vac (Y/D) | 1 | 80% | 1 | 22742111 | XT1NU3045AFF000XXX | No Equivalent Cross Available Based on Selections | XT2NU3060EFF000XXX | XT2NU3060FFF000XXX | XT2NU3060GFF000XXX | XT2NU3060PFF000XXX | XT2NU3060QFF000XXX | XT2NU3060TFF000XXX | XT2NU3060UFF000XXX
SE | SEHA36AT0060 | 22 | SRPE60A45 | 7 | 45 | 7 | 25kA | 4 | Loose MCCB (OEM) | 2 | Distribution Protection | 1 | 480Vac (Y/D) | 1 | 80% | 1 | 22742111 | XT1NU3045AFF000XXX | No Equivalent Cross Available Based on Selections | XT2NU3060EFF000XXX | XT2NU3060FFF000XXX | XT2NU3060GFF000XXX | XT2NU3060PFF000XXX | XT2NU3060QFF000XXX | XT2NU3060TFF000XXX | XT2NU3060UFF000XXX
SE | SEHA36AT0060 | 22 | SRPE60A45 | 7 | 45 | 7 | 22kA | 4 | Loose MCCB (OEM) | 2 | Distribution Protection | 1 | 600Vac (Y/D) | 2 | 80% | 1 | 22742121 | XT2SU3050AFF000XXX | No Equivalent Cross Available Based on Selections | XT2SU3060EFF000XXX | XT2SU3060FFF000XXX | XT2SU3060GFF000XXX | XT2SU3060PFF000XXX | XT2SU3060QFF000XXX | XT2SU3060TFF000XXX | XT2SU3060UFF000XXX
SE | SEHA36AT0060 | 22 | SRPE60A45 | 7 | 45 | 7 | 25kA | 4 | Loose MCCB (OEM) | 2 | Distribution Protection | 1 | 600Vac (Y/D) | 2 | 80% | 1 | 22742121 | XT2HU3050AFF000XXX | No Equivalent Cross Available Based on Selections | XT2HU3060EFF000XXX | XT2HU3060FFF000XXX | XT2HU3060GFF000XXX | XT2HU3060PFF000XXX | XT2HU3060QFF000XXX | XT2HU3060TFF000XXX | XT2HU3060UFF000XXX
SE | SEHA36AT0060 | 22 | SRPE60A45 | 7 | 45 | 7 | 25kA | 4 | Loose MCCB (OEM) | 2 | Distribution Protection | 1 | 480Vac (Y/D) | 1 | 100% | 2 | 22742112 | XT1NQ3045AFF000XXX | No Equivalent Cross Available Based on Selections | XT2NQ3060EFF000XXX | XT2NQ3060FFF000XXX | XT2NQ3060GFF000XXX | XT2NQ3060PFF000XXX | XT2NQ3060QFF000XXX | XT2NQ3060TFF000XXX | XT2NQ3060UFF000XXX
SE | SEHA36AT0060 | 22 | SRPE60A45 | 7 | 45 | 7 | 25kA | 4 | Loose MCCB (OEM) | 2 | Distribution Protection | 1 | 480Vac (Y/D) | 1 | 100% | 2 | 22742112 | XT1NQ3045AFF000XXX | No Equivalent Cross Available Based on Selections | XT2NQ3060EFF000XXX | XT2NQ3060FFF000XXX | XT2NQ3060GFF000XXX | XT2NQ3060PFF000XXX | XT2NQ3060QFF000XXX | XT2NQ3060TFF000XXX | XT2NQ3060UFF000XXX
SE | SEHA36AT0060 | 22 | SRPE60A45 | 7 | 45 | 7 | 22kA | 4 | Loose MCCB (OEM) | 2 | Distribution Protection | 1 | 600Vac (Y/D) | 2 | 100% | 2 | 22742122 | XT2SQ3050AFF000XXX | No Equivalent Cross Available Based on Selections | XT2SQ3060EFF000XXX | XT2SQ3060FFF000XXX | XT2SQ3060GFF000XXX | XT2SQ3060PFF000XXX | XT2SQ3060QFF000XXX | XT2SQ3060TFF000XXX | XT2SQ3060UFF000XXX
SE | SEHA36AT0060 | 22 | SRPE60A45 | 7 | 45 | 7 | 25kA | 4 | Loose MCCB (OEM) | 2 | Distribution Protection | 1 | 600Vac (Y/D) | 2 | 100% | 2 | 22742122 | XT2HQ3050AFF000XXX | No Equivalent Cross Available Based on Selections | XT2HQ3060EFF000XXX | XT2HQ3060FFF000XXX | XT2HQ3060GFF000XXX | XT2HQ3060PFF000XXX | XT2HQ3060QFF000XXX | XT2HQ3060TFF000XXX | XT2HQ3060UFF000XXX
SE | SEHA36AT0060 | 22 | SRPE60A45 | 7 | 45 | 7 | 25kA | 4 | Panelboard MRO | 1 | Distribution Protection | 1 | 480Vac (Y/D) | 1 | 80% | 1 | 22741111 | XT1NU3045AFF000XXX + SRFB6XT1FPX | No Equivalent Cross Available Based on Selections | XT4NU3060EFF000XXX + SRFB3XT4FPX | XT4NU3060FFF000XXX + SRFB3XT4FPX | XT4NU3060GFF000XXX + SRFB3XT4FPX | XT4NU3100PFF000XXX + SRFB3XT4FPX | XT4NU3100QFF000XXX + SRFB3XT4FPX | XT4NU3100TFF000XXX + SRFB3XT4FPX | XT4NU3100UFF000XXX + SRFB3XT4FPX
SE | SEHA36AT0060 | 22 | SRPE60A45 | 7 | 45 | 7 | 25kA | 4 | Panelboard MRO | 1 | Distribution Protection | 1 | 480Vac (Y/D) | 1 | 80% | 1 | 22741111 | XT1NU3045AFF000XXX + SRFB6XT1FPX | No Equivalent Cross Available Based on Selections | XT4NU3060EFF000XXX + SRFB3XT4FPX | XT4NU3060FFF000XXX + SRFB3XT4FPX | XT4NU3060GFF000XXX + SRFB3XT4FPX | XT4NU3100PFF000XXX + SRFB3XT4FPX | XT4NU3100QFF000XXX + SRFB3XT4FPX | XT4NU3100TFF000XXX + SRFB3XT4FPX | XT4NU3100UFF000XXX + SRFB3XT4FPX
SE | SEHA36AT0060 | 22 | SRPE60A45 | 7 | 45 | 7 | 22kA | 4 | Panelboard MRO | 1 | Distribution Protection | 1 | 600Vac (Y/D) | 2 | 80% | 1 | 22741121 | XT4SU3050AFF000XXX + SRFB6XT4FPX | No Equivalent Cross Available Based on Selections | XT4SU3060EFF000XXX + SRFB3XT4FPX | XT4SU3060FFF000XXX + SRFB3XT4FPX | XT4SU3060GFF000XXX + SRFB3XT4FPX | XT4SU3100PFF000XXX + SRFB3XT4FPX | XT4SU3100QFF000XXX + SRFB3XT4FPX | XT4SU3100TFF000XXX + SRFB3XT4FPX | XT4SU3100UFF000XXX + SRFB3XT4FPX
SE | SEHA36AT0060 | 22 | SRPE60A45 | 7 | 45 | 7 | 25kA | 4 | Panelboard MRO | 1 | Distribution Protection | 1 | 600Vac (Y/D) | 2 | 80% | 1 | 22741121 | XT4HU3050AFF000XXX + SRFB6XT4FPX | No Equivalent Cross Available Based on Selections | XT4HU3060EFF000XXX + SRFB3XT4FPX | XT4HU3060FFF000XXX + SRFB3XT4FPX | XT4HU3060GFF000XXX + SRFB3XT4FPX | XT4HU3100PFF000XXX + SRFB3XT4FPX | XT4HU3100QFF000XXX + SRFB3XT4FPX | XT4HU3100TFF000XXX + SRFB3XT4FPX | XT4HU3100UFF000XXX + SRFB3XT4FPX
SE | SEHA36AT0060 | 22 | SRPE60A45 | 7 | 45 | 7 | 25kA | 4 | Panelboard MRO | 1 | Distribution Protection | 1 | 480Vac (Y/D) | 1 | 100% | 2 | 22741112 | XT1NQ3045AFF000XXX + SRFB6XT1FPX | No Equivalent Cross Available Based on Selections | XT4NQ3060EFF000XXX + SRFB3XT4FPX | XT4NQ3060FFF000XXX + SRFB3XT4FPX | XT4NQ3060GFF000XXX + SRFB3XT4FPX | XT4NQ3100PFF000XXX + SRFB3XT4FPX | XT4NQ3100QFF000XXX + SRFB3XT4FPX | XT4NQ3100TFF000XXX + SRFB3XT4FPX | XT4NQ3100UFF000XXX + SRFB3XT4FPX
SE | SEHA36AT0060 | 22 | SRPE60A45 | 7 | 45 | 7 | 25kA | 4 | Panelboard MRO | 1 | Distribution Protection | 1 | 480Vac (Y/D) | 1 | 100% | 2 | 22741112 | XT1NQ3045AFF000XXX + SRFB6XT1FPX | No Equivalent Cross Available Based on Selections | XT4NQ3060EFF000XXX + SRFB3XT4FPX | XT4NQ3060FFF000XXX + SRFB3XT4FPX | XT4NQ3060GFF000XXX + SRFB3XT4FPX | XT4NQ3100PFF000XXX + SRFB3XT4FPX | XT4NQ3100QFF000XXX + SRFB3XT4FPX | XT4NQ3100TFF000XXX + SRFB3XT4FPX | XT4NQ3100UFF000XXX + SRFB3XT4FPX
SE | SEHA36AT0060 | 22 | SRPE60A45 | 7 | 45 | 7 | 22kA | 4 | Panelboard MRO | 1 | Distribution Protection | 1 | 600Vac (Y/D) | 2 | 100% | 2 | 22741122 | XT4SQ3050AFF000XXX + SRFB6XT4FPX | No Equivalent Cross Available Based on Selections | XT4SQ3060EFF000XXX + SRFB3XT4FPX | XT4SQ3060FFF000XXX + SRFB3XT4FPX | XT4SQ3060GFF000XXX + SRFB3XT4FPX | XT4SQ3100PFF000XXX + SRFB3XT4FPX | XT4SQ3100QFF000XXX + SRFB3XT4FPX | XT4SQ3100TFF000XXX + SRFB3XT4FPX | XT4SQ3100UFF000XXX + SRFB3XT4FPX
SE | SEHA36AT0060 | 22 | SRPE60A45 | 7 | 45 | 7 | 25kA | 4 | Panelboard MRO | 1 | Distribution Protection | 1 | 600Vac (Y/D) | 2 | 100% | 2 | 22741122 | XT4HQ3050AFF000XXX + SRFB6XT4FPX | No Equivalent Cross Available Based on Selections | XT4HQ3060EFF000XXX + SRFB3XT4FPX | XT4HQ3060FFF000XXX + SRFB3XT4FPX | XT4HQ3060GFF000XXX + SRFB3XT4FPX | XT4HQ3100PFF000XXX + SRFB3XT4FPX | XT4HQ3100QFF000XXX + SRFB3XT4FPX | XT4HQ3100TFF000XXX + SRFB3XT4FPX | XT4HQ3100UFF000XXX + SRFB3XT4FPX
SE | SEHA36AT0060 | 22 | SRPE60A50 | 8 | 50 | 8 | 25kA | 4 | Loose MCCB (OEM) | 2 | Distribution Protection | 1 | 480Vac (Y/D) | 1 | 80% | 1 | 22842111 | XT1NU3050AFF000XXX | No Equivalent Cross Available Based on Selections | XT2NU3060EFF000XXX | XT2NU3060FFF000XXX | XT2NU3060GFF000XXX | XT2NU3060PFF000XXX | XT2NU3060QFF000XXX | XT2NU3060TFF000XXX | XT2NU3060UFF000XXX
SE | SEHA36AT0060 | 22 | SRPE60A50 | 8 | 50 | 8 | 25kA | 4 | Loose MCCB (OEM) | 2 | Distribution Protection | 1 | 480Vac (Y/D) | 1 | 80% | 1 | 22842111 | XT1NU3050AFF000XXX | No Equivalent Cross Available Based on Selections | XT2NU3060EFF000XXX | XT2NU3060FFF000XXX | XT2NU3060GFF000XXX | XT2NU3060PFF000XXX | XT2NU3060QFF000XXX | XT2NU3060TFF000XXX | XT2NU3060UFF000XXX
SE | SEHA36AT0060 | 22 | SRPE60A50 | 8 | 50 | 8 | 22kA | 4 | Loose MCCB (OEM) | 2 | Distribution Protection | 1 | 600Vac (Y/D) | 2 | 80% | 1 | 22842121 | XT2SU3050AFF000XXX | No Equivalent Cross Available Based on Selections | XT2SU3060EFF000XXX | XT2SU3060FFF000XXX | XT2SU3060GFF000XXX | XT2SU3060PFF000XXX | XT2SU3060QFF000XXX | XT2SU3060TFF000XXX | XT2SU3060UFF000XXX
SE | SEHA36AT0060 | 22 | SRPE60A50 | 8 | 50 | 8 | 25kA | 4 | Loose MCCB (OEM) | 2 | Distribution Protection | 1 | 600Vac (Y/D) | 2 | 80% | 1 | 22842121 | XT2HU3050AFF000XXX | No Equivalent Cross Available Based on Selections | XT2HU3060EFF000XXX | XT2HU3060FFF000XXX | XT2HU3060GFF000XXX | XT2HU3060PFF000XXX | XT2HU3060QFF000XXX | XT2HU3060TFF000XXX | XT2HU3060UFF000XXX
SE | SEHA36AT0060 | 22 | SRPE60A50 | 8 | 50 | 8 | 25kA | 4 | Loose MCCB (OEM) | 2 | Distribution Protection | 1 | 480Vac (Y/D) | 1 | 100% | 2 | 22842112 | XT1NQ3050AFF000XXX | No Equivalent Cross Available Based on Selections | XT2NQ3060EFF000XXX | XT2NQ3060FFF000XXX | XT2NQ3060GFF000XXX | XT2NQ3060PFF000XXX | XT2NQ3060QFF000XXX | XT2NQ3060TFF000XXX | XT2NQ3060UFF000XXX
SE | SEHA36AT0060 | 22 | SRPE60A50 | 8 | 50 | 8 | 25kA | 4 | Loose MCCB (OEM) | 2 | Distribution Protection | 1 | 480Vac (Y/D) | 1 | 100% | 2 | 22842112 | XT1NQ3050AFF000XXX | No Equivalent Cross Available Based on Selections | XT2NQ3060EFF000XXX | XT2NQ3060FFF000XXX | XT2NQ3060GFF000XXX | XT2NQ3060PFF000XXX | XT2NQ3060QFF000XXX | XT2NQ3060TFF000XXX | XT2NQ3060UFF000XXX
SE | SEHA36AT0060 | 22 | SRPE60A50 | 8 | 50 | 8 | 22kA | 4 | Loose MCCB (OEM) | 2 | Distribution Protection | 1 | 600Vac (Y/D) | 2 | 100% | 2 | 22842122 | XT2SQ3050AFF000XXX | No Equivalent Cross Available Based on Selections | XT2SQ3060EFF000XXX | XT2SQ3060FFF000XXX | XT2SQ3060GFF000XXX | XT2SQ3060PFF000XXX | XT2SQ3060QFF000XXX | XT2SQ3060TFF000XXX | XT2SQ3060UFF000XXX
SE | SEHA36AT0060 | 22 | SRPE60A50 | 8 | 50 | 8 | 25kA | 4 | Loose MCCB (OEM) | 2 | Distribution Protection | 1 | 600Vac (Y/D) | 2 | 100% | 2 | 22842122 | XT2HQ3050AFF000XXX | No Equivalent Cross Available Based on Selections | XT2HQ3060EFF000XXX | XT2HQ3060FFF000XXX | XT2HQ3060GFF000XXX | XT2HQ3060PFF000XXX | XT2HQ3060QFF000XXX | XT2HQ3060TFF000XXX | XT2HQ3060UFF000XXX
SE | SEHA36AT0060 | 22 | SRPE60A50 | 8 | 50 | 8 | 25kA | 4 | Panelboard MRO | 1 | Distribution Protection | 1 | 480Vac (Y/D) | 1 | 80% | 1 | 22841111 | XT1NU3050AFF000XXX + SRFB6XT1FPX | No Equivalent Cross Available Based on Selections | XT4NU3060EFF000XXX + SRFB3XT4FPX | XT4NU3060FFF000XXX + SRFB3XT4FPX | XT4NU3060GFF000XXX + SRFB3XT4FPX | XT4NU3100PFF000XXX + SRFB3XT4FPX | XT4NU3100QFF000XXX + SRFB3XT4FPX | XT4NU3100TFF000XXX + SRFB3XT4FPX | XT4NU3100UFF000XXX + SRFB3XT4FPX
SE | SEHA36AT0060 | 22 | SRPE60A50 | 8 | 50 | 8 | 25kA | 4 | Panelboard MRO | 1 | Distribution Protection | 1 | 480Vac (Y/D) | 1 | 80% | 1 | 22841111 | XT1NU3050AFF000XXX + SRFB6XT1FPX | No Equivalent Cross Available Based on Selections | XT4NU3060EFF000XXX + SRFB3XT4FPX | XT4NU3060FFF000XXX + SRFB3XT4FPX | XT4NU3060GFF000XXX + SRFB3XT4FPX | XT4NU3100PFF000XXX + SRFB3XT4FPX | XT4NU3100QFF000XXX + SRFB3XT4FPX | XT4NU3100TFF000XXX + SRFB3XT4FPX | XT4NU3100UFF000XXX + SRFB3XT4FPX
SE | SEHA36AT0060 | 22 | SRPE60A50 | 8 | 50 | 8 | 22kA | 4 | Panelboard MRO | 1 | Distribution Protection | 1 | 600Vac (Y/D) | 2 | 80% | 1 | 22841121 | XT4SU3050AFF000XXX + SRFB6XT4FPX | No Equivalent Cross Available Based on Selections | XT4SU3060EFF000XXX + SRFB3XT4FPX | XT4SU3060FFF000XXX + SRFB3XT4FPX | XT4SU3060GFF000XXX + SRFB3XT4FPX | XT4SU3100PFF000XXX + SRFB3XT4FPX | XT4SU3100QFF000XXX + SRFB3XT4FPX | XT4SU3100TFF000XXX + SRFB3XT4FPX | XT4SU3100UFF000XXX + SRFB3XT4FPX
SE | SEHA36AT0060 | 22 | SRPE60A50 | 8 | 50 | 8 | 25kA | 4 | Panelboard MRO | 1 | Distribution Protection | 1 | 600Vac (Y/D) | 2 | 80% | 1 | 22841121 | XT4HU3050AFF000XXX + SRFB6XT4FPX | No Equivalent Cross Available Based on Selections | XT4HU3060EFF000XXX + SRFB3XT4FPX | XT4HU3060FFF000XXX + SRFB3XT4FPX | XT4HU3060GFF000XXX + SRFB3XT4FPX | XT4HU3100PFF000XXX + SRFB3XT4FPX | XT4HU3100QFF000XXX + SRFB3XT4FPX | XT4HU3100TFF000XXX + SRFB3XT4FPX | XT4HU3100UFF000XXX + SRFB3XT4FPX
SE | SEHA36AT0060 | 22 | SRPE60A50 | 8 | 50 | 8 | 25kA | 4 | Panelboard MRO | 1 | Distribution Protection | 1 | 480Vac (Y/D) | 1 | 100% | 2 | 22841112 | XT1NQ3050AFF000XXX + SRFB6XT1FPX | No Equivalent Cross Available Based on Selections | XT4NQ3060EFF000XXX + SRFB3XT4FPX | XT4NQ3060FFF000XXX + SRFB3XT4FPX | XT4NQ3060GFF000XXX + SRFB3XT4FPX | XT4NQ3100PFF000XXX + SRFB3XT4FPX | XT4NQ3100QFF000XXX + SRFB3XT4FPX | XT4NQ3100TFF000XXX + SRFB3XT4FPX | XT4NQ3100UFF000XXX + SRFB3XT4FPX
SE | SEHA36AT0060 | 22 | SRPE60A50 | 8 | 50 | 8 | 25kA | 4 | Panelboard MRO | 1 | Distribution Protection | 1 | 480Vac (Y/D) | 1 | 100% | 2 | 22841112 | XT1NQ3050AFF000XXX + SRFB6XT1FPX | No Equivalent Cross Available Based on Selections | XT4NQ3060EFF000XXX + SRFB3XT4FPX | XT4NQ3060FFF000XXX + SRFB3XT4FPX | XT4NQ3060GFF000XXX + SRFB3XT4FPX | XT4NQ3100PFF000XXX + SRFB3XT4FPX | XT4NQ3100QFF000XXX + SRFB3XT4FPX | XT4NQ3100TFF000XXX + SRFB3XT4FPX | XT4NQ3100UFF000XXX + SRFB3XT4FPX
SE | SEHA36AT0060 | 22 | SRPE60A50 | 8 | 50 | 8 | 22kA | 4 | Panelboard MRO | 1 | Distribution Protection | 1 | 600Vac (Y/D) | 2 | 100% | 2 | 22841122 | XT4SQ3050AFF000XXX + SRFB6XT4FPX | No Equivalent Cross Available Based on Selections | XT4SQ3060EFF000XXX + SRFB3XT4FPX | XT4SQ3060FFF000XXX + SRFB3XT4FPX | XT4SQ3060GFF000XXX + SRFB3XT4FPX | XT4SQ3100PFF000XXX + SRFB3XT4FPX | XT4SQ3100QFF000XXX + SRFB3XT4FPX | XT4SQ3100TFF000XXX + SRFB3XT4FPX | XT4SQ3100UFF000XXX + SRFB3XT4FPX
SE | SEHA36AT0060 | 22 | SRPE60A50 | 8 | 50 | 8 | 25kA | 4 | Panelboard MRO | 1 | Distribution Protection | 1 | 600Vac (Y/D) | 2 | 100% | 2 | 22841122 | XT4HQ3050AFF000XXX + SRFB6XT4FPX | No Equivalent Cross Available Based on Selections | XT4HQ3060EFF000XXX + SRFB3XT4FPX | XT4HQ3060FFF000XXX + SRFB3XT4FPX | XT4HQ3060GFF000XXX + SRFB3XT4FPX | XT4HQ3100PFF000XXX + SRFB3XT4FPX | XT4HQ3100QFF000XXX + SRFB3XT4FPX | XT4HQ3100TFF000XXX + SRFB3XT4FPX | XT4HQ3100UFF000XXX + SRFB3XT4FPX
SE | SEHA36AT0060 | 22 | SRPE60A60 | 9 | 60 | 9 | 25kA | 4 | Loose MCCB (OEM) | 2 | Distribution Protection | 1 | 480Vac (Y/D) | 1 | 80% | 1 | 22942111 | XT1NU3060AFF000XXX | XT2NU3080BFF000XXX | XT2NU3060EFF000XXX | XT2NU3060FFF000XXX | XT2NU3060GFF000XXX | XT2NU3060PFF000XXX | XT2NU3060QFF000XXX | XT2NU3060TFF000XXX | XT2NU3060UFF000XXX
SE | SEHA36AT0060 | 22 | SRPE60A60 | 9 | 60 | 9 | 25kA | 4 | Loose MCCB (OEM) | 2 | Distribution Protection | 1 | 480Vac (Y/D) | 1 | 80% | 1 | 22942111 | XT1NU3060AFF000XXX | XT2NU3080BFF000XXX | XT2NU3060EFF000XXX | XT2NU3060FFF000XXX | XT2NU3060GFF000XXX | XT2NU3060PFF000XXX | XT2NU3060QFF000XXX | XT2NU3060TFF000XXX | XT2NU3060UFF000XXX
SE | SEHA36AT0060 | 22 | SRPE60A60 | 9 | 60 | 9 | 22kA | 4 | Loose MCCB (OEM) | 2 | Distribution Protection | 1 | 600Vac (Y/D) | 2 | 80% | 1 | 22942121 | XT2SU3060AFF000XXX | XT2SU3080BFF000XXX | XT2SU3060EFF000XXX | XT2SU3060FFF000XXX | XT2SU3060GFF000XXX | XT2SU3060PFF000XXX | XT2SU3060QFF000XXX | XT2SU3060TFF000XXX | XT2SU3060UFF000XXX
SE | SEHA36AT0060 | 22 | SRPE60A60 | 9 | 60 | 9 | 25kA | 4 | Loose MCCB (OEM) | 2 | Distribution Protection | 1 | 600Vac (Y/D) | 2 | 80% | 1 | 22942121 | XT2HU3060AFF000XXX | XT2HU3080BFF000XXX | XT2HU3060EFF000XXX | XT2HU3060FFF000XXX | XT2HU3060GFF000XXX | XT2HU3060PFF000XXX | XT2HU3060QFF000XXX | XT2HU3060TFF000XXX | XT2HU3060UFF000XXX
SE | SEHA36AT0060 | 22 | SRPE60A60 | 9 | 60 | 9 | 25kA | 4 | Loose MCCB (OEM) | 2 | Distribution Protection | 1 | 480Vac (Y/D) | 1 | 100% | 2 | 22942112 | XT1NQ3060AFF000XXX | XT2NQ3080BFF000XXX | XT2NQ3060EFF000XXX | XT2NQ3060FFF000XXX | XT2NQ3060GFF000XXX | XT2NQ3060PFF000XXX | XT2NQ3060QFF000XXX | XT2NQ3060TFF000XXX | XT2NQ3060UFF000XXX
SE | SEHA36AT0060 | 22 | SRPE60A60 | 9 | 60 | 9 | 25kA | 4 | Loose MCCB (OEM) | 2 | Distribution Protection | 1 | 480Vac (Y/D) | 1 | 100% | 2 | 22942112 | XT1NQ3060AFF000XXX | XT2NQ3080BFF000XXX | XT2NQ3060EFF000XXX | XT2NQ3060FFF000XXX | XT2NQ3060GFF000XXX | XT2NQ3060PFF000XXX | XT2NQ3060QFF000XXX | XT2NQ3060TFF000XXX | XT2NQ3060UFF000XXX
SE | SEHA36AT0060 | 22 | SRPE60A60 | 9 | 60 | 9 | 22kA | 4 | Loose MCCB (OEM) | 2 | Distribution Protection | 1 | 600Vac (Y/D) | 2 | 100% | 2 | 22942122 | XT2SQ3060AFF000XXX | XT2SQ3080BFF000XXX | XT2SQ3060EFF000XXX | XT2SQ3060FFF000XXX | XT2SQ3060GFF000XXX | XT2SQ3060PFF000XXX | XT2SQ3060QFF000XXX | XT2SQ3060TFF000XXX | XT2SQ3060UFF000XXX
SE | SEHA36AT0060 | 22 | SRPE60A60 | 9 | 60 | 9 | 25kA | 4 | Loose MCCB (OEM) | 2 | Distribution Protection | 1 | 600Vac (Y/D) | 2 | 100% | 2 | 22942122 | XT2HQ3060AFF000XXX | XT2HQ3080BFF000XXX | XT2HQ3060EFF000XXX | XT2HQ3060FFF000XXX | XT2HQ3060GFF000XXX | XT2HQ3060PFF000XXX | XT2HQ3060QFF000XXX | XT2HQ3060TFF000XXX | XT2HQ3060UFF000XXX
SE | SEHA36AT0060 | 22 | SRPE60A60 | 9 | 60 | 9 | 25kA | 4 | Panelboard MRO | 1 | Distribution Protection | 1 | 480Vac (Y/D) | 1 | 80% | 1 | 22941111 | XT1NU3060AFF000XXX + SRFB6XT1FPX | XT4NU3080BFF000XXX + SRFB6XT4FPX | XT4NU3060EFF000XXX + SRFB3XT4FPX | XT4NU3060FFF000XXX + SRFB3XT4FPX | XT4NU3060GFF000XXX + SRFB3XT4FPX | XT4NU3100PFF000XXX + SRFB3XT4FPX | XT4NU3100QFF000XXX + SRFB3XT4FPX | XT4NU3100TFF000XXX + SRFB3XT4FPX | XT4NU3100UFF000XXX + SRFB3XT4FPX
SE | SEHA36AT0060 | 22 | SRPE60A60 | 9 | 60 | 9 | 25kA | 4 | Panelboard MRO | 1 | Distribution Protection | 1 | 480Vac (Y/D) | 1 | 80% | 1 | 22941111 | XT1NU3060AFF000XXX + SRFB6XT1FPX | XT4NU3080BFF000XXX + SRFB6XT4FPX | XT4NU3060EFF000XXX + SRFB3XT4FPX | XT4NU3060FFF000XXX + SRFB3XT4FPX | XT4NU3060GFF000XXX + SRFB3XT4FPX | XT4NU3100PFF000XXX + SRFB3XT4FPX | XT4NU3100QFF000XXX + SRFB3XT4FPX | XT4NU3100TFF000XXX + SRFB3XT4FPX | XT4NU3100UFF000XXX + SRFB3XT4FPX
SE | SEHA36AT0060 | 22 | SRPE60A60 | 9 | 60 | 9 | 22kA | 4 | Panelboard MRO | 1 | Distribution Protection | 1 | 600Vac (Y/D) | 2 | 80% | 1 | 22941121 | XT4SU3060AFF000XXX + SRFB6XT4FPX | XT4SU3080BFF000XXX + SRFB6XT4FPX | XT4SU3060EFF000XXX + SRFB3XT4FPX | XT4SU3060FFF000XXX + SRFB3XT4FPX | XT4SU3060GFF000XXX + SRFB3XT4FPX | XT4SU3100PFF000XXX + SRFB3XT4FPX | XT4SU3100QFF000XXX + SRFB3XT4FPX | XT4SU3100TFF000XXX + SRFB3XT4FPX | XT4SU3100UFF000XXX + SRFB3XT4FPX
SE | SEHA36AT0060 | 22 | SRPE60A60 | 9 | 60 | 9 | 25kA | 4 | Panelboard MRO | 1 | Distribution Protection | 1 | 600Vac (Y/D) | 2 | 80% | 1 | 22941121 | XT4HU3060AFF000XXX + SRFB6XT4FPX | XT4HU3080BFF000XXX + SRFB6XT4FPX | XT4HU3060EFF000XXX + SRFB3XT4FPX | XT4HU3060FFF000XXX + SRFB3XT4FPX | XT4HU3060GFF000XXX + SRFB3XT4FPX | XT4HU3100PFF000XXX + SRFB3XT4FPX | XT4HU3100QFF000XXX + SRFB3XT4FPX | XT4HU3100TFF000XXX + SRFB3XT4FPX | XT4HU3100UFF000XXX + SRFB3XT4FPX
SE | SEHA36AT0060 | 22 | SRPE60A60 | 9 | 60 | 9 | 25kA | 4 | Panelboard MRO | 1 | Distribution Protection | 1 | 480Vac (Y/D) | 1 | 100% | 2 | 22941112 | XT1NQ3060AFF000XXX + SRFB6XT1FPX | XT4NQ3080BFF000XXX + SRFB6XT4FPX | XT4NQ3060EFF000XXX + SRFB3XT4FPX | XT4NQ3060FFF000XXX + SRFB3XT4FPX | XT4NQ3060GFF000XXX + SRFB3XT4FPX | XT4NQ3100PFF000XXX + SRFB3XT4FPX | XT4NQ3100QFF000XXX + SRFB3XT4FPX | XT4NQ3100TFF000XXX + SRFB3XT4FPX | XT4NQ3100UFF000XXX + SRFB3XT4FPX
SE | SEHA36AT0060 | 22 | SRPE60A60 | 9 | 60 | 9 | 25kA | 4 | Panelboard MRO | 1 | Distribution Protection | 1 | 480Vac (Y/D) | 1 | 100% | 2 | 22941112 | XT1NQ3060AFF000XXX + SRFB6XT1FPX | XT4NQ3080BFF000XXX + SRFB6XT4FPX | XT4NQ3060EFF000XXX + SRFB3XT4FPX | XT4NQ3060FFF000XXX + SRFB3XT4FPX | XT4NQ3060GFF000XXX + SRFB3XT4FPX | XT4NQ3100PFF000XXX + SRFB3XT4FPX | XT4NQ3100QFF000XXX + SRFB3XT4FPX | XT4NQ3100TFF000XXX + SRFB3XT4FPX | XT4NQ3100UFF000XXX + SRFB3XT4FPX
SE | SEHA36AT0060 | 22 | SRPE60A60 | 9 | 60 | 9 | 22kA | 4 | Panelboard MRO | 1 | Distribution Protection | 1 | 600Vac (Y/D) | 2 | 100% | 2 | 22941122 | XT4SQ3060AFF000XXX + SRFB6XT4FPX | XT4SQ3080BFF000XXX + SRFB6XT4FPX | XT4SQ3060EFF000XXX + SRFB3XT4FPX | XT4SQ3060FFF000XXX + SRFB3XT4FPX | XT4SQ3060GFF000XXX + SRFB3XT4FPX | XT4SQ3100PFF000XXX + SRFB3XT4FPX | XT4SQ3100QFF000XXX + SRFB3XT4FPX | XT4SQ3100TFF000XXX + SRFB3XT4FPX | XT4SQ3100UFF000XXX + SRFB3XT4FPX
SE | SEHA36AT0060 | 22 | SRPE60A60 | 9 | 60 | 9 | 25kA | 4 | Panelboard MRO | 1 | Distribution Protection | 1 | 600Vac (Y/D) | 2 | 100% | 2 | 22941122 | XT4HQ3060AFF000XXX + SRFB6XT4FPX | XT4HQ3080BFF000XXX + SRFB6XT4FPX | XT4HQ3060EFF000XXX + SRFB3XT4FPX | XT4HQ3060FFF000XXX + SRFB3XT4FPX | XT4HQ3060GFF000XXX + SRFB3XT4FPX | XT4HQ3100PFF000XXX + SRFB3XT4FPX | XT4HQ3100QFF000XXX + SRFB3XT4FPX | XT4HQ3100TFF000XXX + SRFB3XT4FPX | XT4HQ3100UFF000XXX + SRFB3XT4FPX
SE | SEHA36AT0100 | 23 | SRPE100A70 | 10 | 70 | 10 | 25kA | 4 | Loose MCCB (OEM) | 2 | Distribution Protection | 1 | 480Vac (Y/D) | 1 | 80% | 1 | 231042111 | XT1NU3070AFF000XXX | XT2NU3080BFF000XXX | XT2NU3100EFF000XXX | XT2NU3100FFF000XXX | XT2NU3100GFF000XXX | XT2NU3100PFF000XXX | XT2NU3100QFF000XXX | XT2NU3100TFF000XXX | XT2NU3100UFF000XXX
SE | SEHA36AT0100 | 23 | SRPE100A70 | 10 | 70 | 10 | 25kA | 4 | Loose MCCB (OEM) | 2 | Distribution Protection | 1 | 480Vac (Y/D) | 1 | 80% | 1 | 231042111 | XT1NU3070AFF000XXX | XT2NU3080BFF000XXX | XT2NU3100EFF000XXX | XT2NU3100FFF000XXX | XT2NU3100GFF000XXX | XT2NU3100PFF000XXX | XT2NU3100QFF000XXX | XT2NU3100TFF000XXX | XT2NU3100UFF000XXX
SE | SEHA36AT0100 | 23 | SRPE100A70 | 10 | 70 | 10 | 22kA | 4 | Loose MCCB (OEM) | 2 | Distribution Protection | 1 | 600Vac (Y/D) | 2 | 80% | 1 | 231042121 | XT2SU3070AFF000XXX | XT2SU3080BFF000XXX | XT2SU3100EFF000XXX | XT2SU3100FFF000XXX | XT2SU3100GFF000XXX | XT2SU3100PFF000XXX | XT2SU3100QFF000XXX | XT2SU3100TFF000XXX | XT2SU3100UFF000XXX
SE | SEHA36AT0100 | 23 | SRPE100A70 | 10 | 70 | 10 | 25kA | 4 | Loose MCCB (OEM) | 2 | Distribution Protection | 1 | 600Vac (Y/D) | 2 | 80% | 1 | 231042121 | XT2HU3070AFF000XXX | XT2HU3080BFF000XXX | XT2HU3100EFF000XXX | XT2HU3100FFF000XXX | XT2HU3100GFF000XXX | XT2HU3100PFF000XXX | XT2HU3100QFF000XXX | XT2HU3100TFF000XXX | XT2HU3100UFF000XXX
SE | SEHA36AT0100 | 23 | SRPE100A70 | 10 | 70 | 10 | 25kA | 4 | Loose MCCB (OEM) | 2 | Distribution Protection | 1 | 480Vac (Y/D) | 1 | 100% | 2 | 231042112 | XT1NQ3070AFF000XXX | XT2NQ3080BFF000XXX | XT2NQ3100EFF000XXX | XT2NQ3100FFF000XXX | XT2NQ3100GFF000XXX | XT2NQ3100PFF000XXX | XT2NQ3100QFF000XXX | XT2NQ3100TFF000XXX | XT2NQ3100UFF000XXX
SE | SEHA36AT0100 | 23 | SRPE100A70 | 10 | 70 | 10 | 25kA | 4 | Loose MCCB (OEM) | 2 | Distribution Protection | 1 | 480Vac (Y/D) | 1 | 100% | 2 | 231042112 | XT1NQ3070AFF000XXX | XT2NQ3080BFF000XXX | XT2NQ3100EFF000XXX | XT2NQ3100FFF000XXX | XT2NQ3100GFF000XXX | XT2NQ3100PFF000XXX | XT2NQ3100QFF000XXX | XT2NQ3100TFF000XXX | XT2NQ3100UFF000XXX
SE | SEHA36AT0100 | 23 | SRPE100A70 | 10 | 70 | 10 | 22kA | 4 | Loose MCCB (OEM) | 2 | Distribution Protection | 1 | 600Vac (Y/D) | 2 | 100% | 2 | 231042122 | XT2SQ3070AFF000XXX | XT2SQ3080BFF000XXX | XT2SQ3100EFF000XXX | XT2SQ3100FFF000XXX | XT2SQ3100GFF000XXX | XT2SQ3100PFF000XXX | XT2SQ3100QFF000XXX | XT2SQ3100TFF000XXX | XT2SQ3100UFF000XXX
SE | SEHA36AT0100 | 23 | SRPE100A70 | 10 | 70 | 10 | 25kA | 4 | Loose MCCB (OEM) | 2 | Distribution Protection | 1 | 600Vac (Y/D) | 2 | 100% | 2 | 231042122 | XT2HQ3070AFF000XXX | XT2HQ3080BFF000XXX | XT2HQ3100EFF000XXX | XT2HQ3100FFF000XXX | XT2HQ3100GFF000XXX | XT2HQ3100PFF000XXX | XT2HQ3100QFF000XXX | XT2HQ3100TFF000XXX | XT2HQ3100UFF000XXX
SE | SEHA36AT0100 | 23 | SRPE100A70 | 10 | 70 | 10 | 25kA | 4 | Panelboard MRO | 1 | Distribution Protection | 1 | 480Vac (Y/D) | 1 | 80% | 1 | 231041111 | XT1NU3070AFF000XXX + SRFB6XT1FPX | XT4NU3080BFF000XXX + SRFB6XT4FPX | XT4NU3100EFF000XXX + SRFB3XT4FPX | XT4NU3100FFF000XXX + SRFB3XT4FPX | XT4NU3100GFF000XXX + SRFB3XT4FPX | XT4NU3100PFF000XXX + SRFB3XT4FPX | XT4NU3100QFF000XXX + SRFB3XT4FPX | XT4NU3100TFF000XXX + SRFB3XT4FPX | XT4NU3100UFF000XXX + SRFB3XT4FPX
SE | SEHA36AT0100 | 23 | SRPE100A70 | 10 | 70 | 10 | 25kA | 4 | Panelboard MRO | 1 | Distribution Protection | 1 | 480Vac (Y/D) | 1 | 80% | 1 | 231041111 | XT1NU3070AFF000XXX + SRFB6XT1FPX | XT4NU3080BFF000XXX + SRFB6XT4FPX | XT4NU3100EFF000XXX + SRFB3XT4FPX | XT4NU3100FFF000XXX + SRFB3XT4FPX | XT4NU3100GFF000XXX + SRFB3XT4FPX | XT4NU3100PFF000XXX + SRFB3XT4FPX | XT4NU3100QFF000XXX + SRFB3XT4FPX | XT4NU3100TFF000XXX + SRFB3XT4FPX | XT4NU3100UFF000XXX + SRFB3XT4FPX
SE | SEHA36AT0100 | 23 | SRPE100A70 | 10 | 70 | 10 | 22kA | 4 | Panelboard MRO | 1 | Distribution Protection | 1 | 600Vac (Y/D) | 2 | 80% | 1 | 231041121 | XT4SU3070AFF000XXX + SRFB6XT4FPX | XT4SU3080BFF000XXX + SRFB6XT4FPX | XT4SU3100EFF000XXX + SRFB3XT4FPX | XT4SU3100FFF000XXX + SRFB3XT4FPX | XT4SU3100GFF000XXX + SRFB3XT4FPX | XT4SU3100PFF000XXX + SRFB3XT4FPX | XT4SU3100QFF000XXX + SRFB3XT4FPX | XT4SU3100TFF000XXX + SRFB3XT4FPX | XT4SU3100UFF000XXX + SRFB3XT4FPX
SE | SEHA36AT0100 | 23 | SRPE100A70 | 10 | 70 | 10 | 25kA | 4 | Panelboard MRO | 1 | Distribution Protection | 1 | 600Vac (Y/D) | 2 | 80% | 1 | 231041121 | XT4HU3070AFF000XXX + SRFB6XT4FPX | XT4HU3080BFF000XXX + SRFB6XT4FPX | XT4HU3100EFF000XXX + SRFB3XT4FPX | XT4HU3100FFF000XXX + SRFB3XT4FPX | XT4HU3100GFF000XXX + SRFB3XT4FPX | XT4HU3100PFF000XXX + SRFB3XT4FPX | XT4HU3100QFF000XXX + SRFB3XT4FPX | XT4HU3100TFF000XXX + SRFB3XT4FPX | XT4HU3100UFF000XXX + SRFB3XT4FPX
SE | SEHA36AT0100 | 23 | SRPE100A70 | 10 | 70 | 10 | 25kA | 4 | Panelboard MRO | 1 | Distribution Protection | 1 | 480Vac (Y/D) | 1 | 100% | 2 | 231041112 | XT1NQ3070AFF000XXX + SRFB6XT1FPX | XT4NQ3080BFF000XXX + SRFB6XT4FPX | XT4NQ3100EFF000XXX + SRFB3XT4FPX | XT4NQ3100FFF000XXX + SRFB3XT4FPX | XT4NQ3100GFF000XXX + SRFB3XT4FPX | XT4NQ3100PFF000XXX + SRFB3XT4FPX | XT4NQ3100QFF000XXX + SRFB3XT4FPX | XT4NQ3100TFF000XXX + SRFB3XT4FPX | XT4NQ3100UFF000XXX + SRFB3XT4FPX
SE | SEHA36AT0100 | 23 | SRPE100A70 | 10 | 70 | 10 | 25kA | 4 | Panelboard MRO | 1 | Distribution Protection | 1 | 480Vac (Y/D) | 1 | 100% | 2 | 231041112 | XT1NQ3070AFF000XXX + SRFB6XT1FPX | XT4NQ3080BFF000XXX + SRFB6XT4FPX | XT4NQ3100EFF000XXX + SRFB3XT4FPX | XT4NQ3100FFF000XXX + SRFB3XT4FPX | XT4NQ3100GFF000XXX + SRFB3XT4FPX | XT4NQ3100PFF000XXX + SRFB3XT4FPX | XT4NQ3100QFF000XXX + SRFB3XT4FPX | XT4NQ3100TFF000XXX + SRFB3XT4FPX | XT4NQ3100UFF000XXX + SRFB3XT4FPX
SE | SEHA36AT0100 | 23 | SRPE100A70 | 10 | 70 | 10 | 22kA | 4 | Panelboard MRO | 1 | Distribution Protection | 1 | 600Vac (Y/D) | 2 | 100% | 2 | 231041122 | XT4SQ3070AFF000XXX + SRFB6XT4FPX | XT4SQ3080BFF000XXX + SRFB6XT4FPX | XT4SQ3100EFF000XXX + SRFB3XT4FPX | XT4SQ3100FFF000XXX + SRFB3XT4FPX | XT4SQ3100GFF000XXX + SRFB3XT4FPX | XT4SQ3100PFF000XXX + SRFB3XT4FPX | XT4SQ3100QFF000XXX + SRFB3XT4FPX | XT4SQ3100TFF000XXX + SRFB3XT4FPX | XT4SQ3100UFF000XXX + SRFB3XT4FPX
SE | SEHA36AT0100 | 23 | SRPE100A70 | 10 | 70 | 10 | 25kA | 4 | Panelboard MRO | 1 | Distribution Protection | 1 | 600Vac (Y/D) | 2 | 100% | 2 | 231041122 | XT4HQ3070AFF000XXX + SRFB6XT4FPX | XT4HQ3080BFF000XXX + SRFB6XT4FPX | XT4HQ3100EFF000XXX + SRFB3XT4FPX | XT4HQ3100FFF000XXX + SRFB3XT4FPX | XT4HQ3100GFF000XXX + SRFB3XT4FPX | XT4HQ3100PFF000XXX + SRFB3XT4FPX | XT4HQ3100QFF000XXX + SRFB3XT4FPX | XT4HQ3100TFF000XXX + SRFB3XT4FPX | XT4HQ3100UFF000XXX + SRFB3XT4FPX
SE | SEHA36AT0100 | 23 | SRPE100A80 | 11 | 80 | 11 | 25kA | 4 | Loose MCCB (OEM) | 2 | Distribution Protection | 1 | 480Vac (Y/D) | 1 | 80% | 1 | 231142111 | XT1NU3080AFF000XXX | XT2NU3080BFF000XXX | XT2NU3100EFF000XXX | XT2NU3100FFF000XXX | XT2NU3100GFF000XXX | XT2NU3100PFF000XXX | XT2NU3100QFF000XXX | XT2NU3100TFF000XXX | XT2NU3100UFF000XXX
SE | SEHA36AT0100 | 23 | SRPE100A80 | 11 | 80 | 11 | 25kA | 4 | Loose MCCB (OEM) | 2 | Distribution Protection | 1 | 480Vac (Y/D) | 1 | 80% | 1 | 231142111 | XT1NU3080AFF000XXX | XT2NU3080BFF000XXX | XT2NU3100EFF000XXX | XT2NU3100FFF000XXX | XT2NU3100GFF000XXX | XT2NU3100PFF000XXX | XT2NU3100QFF000XXX | XT2NU3100TFF000XXX | XT2NU3100UFF000XXX
SE | SEHA36AT0100 | 23 | SRPE100A80 | 11 | 80 | 11 | 22kA | 4 | Loose MCCB (OEM) | 2 | Distribution Protection | 1 | 600Vac (Y/D) | 2 | 80% | 1 | 231142121 | XT4SU3080AFF000XXX | XT2SU3080BFF000XXX | XT2SU3100EFF000XXX | XT2SU3100FFF000XXX | XT2SU3100GFF000XXX | XT2SU3100PFF000XXX | XT2SU3100QFF000XXX | XT2SU3100TFF000XXX | XT2SU3100UFF000XXX
SE | SEHA36AT0100 | 23 | SRPE100A80 | 11 | 80 | 11 | 25kA | 4 | Loose MCCB (OEM) | 2 | Distribution Protection | 1 | 600Vac (Y/D) | 2 | 80% | 1 | 231142121 | XT4HU3080AFF000XXX | XT2HU3080BFF000XXX | XT2HU3100EFF000XXX | XT2HU3100FFF000XXX | XT2HU3100GFF000XXX | XT2HU3100PFF000XXX | XT2HU3100QFF000XXX | XT2HU3100TFF000XXX | XT2HU3100UFF000XXX
SE | SEHA36AT0100 | 23 | SRPE100A80 | 11 | 80 | 11 | 25kA | 4 | Loose MCCB (OEM) | 2 | Distribution Protection | 1 | 480Vac (Y/D) | 1 | 100% | 2 | 231142112 | XT1NQ3080AFF000XXX | XT2NQ3080BFF000XXX | XT2NQ3100EFF000XXX | XT2NQ3100FFF000XXX | XT2NQ3100GFF000XXX | XT2NQ3100PFF000XXX | XT2NQ3100QFF000XXX | XT2NQ3100TFF000XXX | XT2NQ3100UFF000XXX
SE | SEHA36AT0100 | 23 | SRPE100A80 | 11 | 80 | 11 | 25kA | 4 | Loose MCCB (OEM) | 2 | Distribution Protection | 1 | 480Vac (Y/D) | 1 | 100% | 2 | 231142112 | XT1NQ3080AFF000XXX | XT2NQ3080BFF000XXX | XT2NQ3100EFF000XXX | XT2NQ3100FFF000XXX | XT2NQ3100GFF000XXX | XT2NQ3100PFF000XXX | XT2NQ3100QFF000XXX | XT2NQ3100TFF000XXX | XT2NQ3100UFF000XXX
SE | SEHA36AT0100 | 23 | SRPE100A80 | 11 | 80 | 11 | 22kA | 4 | Loose MCCB (OEM) | 2 | Distribution Protection | 1 | 600Vac (Y/D) | 2 | 100% | 2 | 231142122 | XT4SQ3080AFF000XXX | XT2SQ3080BFF000XXX | XT2SQ3100EFF000XXX | XT2SQ3100FFF000XXX | XT2SQ3100GFF000XXX | XT2SQ3100PFF000XXX | XT2SQ3100QFF000XXX | XT2SQ3100TFF000XXX | XT2SQ3100UFF000XXX
SE | SEHA36AT0100 | 23 | SRPE100A80 | 11 | 80 | 11 | 25kA | 4 | Loose MCCB (OEM) | 2 | Distribution Protection | 1 | 600Vac (Y/D) | 2 | 100% | 2 | 231142122 | XT4HQ3080AFF000XXX | XT2HQ3080BFF000XXX | XT2HQ3100EFF000XXX | XT2HQ3100FFF000XXX | XT2HQ3100GFF000XXX | XT2HQ3100PFF000XXX | XT2HQ3100QFF000XXX | XT2HQ3100TFF000XXX | XT2HQ3100UFF000XXX
SE | SEHA36AT0100 | 23 | SRPE100A80 | 11 | 80 | 11 | 25kA | 4 | Panelboard MRO | 1 | Distribution Protection | 1 | 480Vac (Y/D) | 1 | 80% | 1 | 231141111 | XT1NU3080AFF000XXX + SRFB6XT1FPX | XT4NU3080BFF000XXX + SRFB6XT4FPX | XT4NU3100EFF000XXX + SRFB3XT4FPX | XT4NU3100FFF000XXX + SRFB3XT4FPX | XT4NU3100GFF000XXX + SRFB3XT4FPX | XT4NU3100PFF000XXX + SRFB3XT4FPX | XT4NU3100QFF000XXX + SRFB3XT4FPX | XT4NU3100TFF000XXX + SRFB3XT4FPX | XT4NU3100UFF000XXX + SRFB3XT4FPX
SE | SEHA36AT0100 | 23 | SRPE100A80 | 11 | 80 | 11 | 25kA | 4 | Panelboard MRO | 1 | Distribution Protection | 1 | 480Vac (Y/D) | 1 | 80% | 1 | 231141111 | XT1NU3080AFF000XXX + SRFB6XT1FPX | XT4NU3080BFF000XXX + SRFB6XT4FPX | XT4NU3100EFF000XXX + SRFB3XT4FPX | XT4NU3100FFF000XXX + SRFB3XT4FPX | XT4NU3100GFF000XXX + SRFB3XT4FPX | XT4NU3100PFF000XXX + SRFB3XT4FPX | XT4NU3100QFF000XXX + SRFB3XT4FPX | XT4NU3100TFF000XXX + SRFB3XT4FPX | XT4NU3100UFF000XXX + SRFB3XT4FPX
SE | SEHA36AT0100 | 23 | SRPE100A80 | 11 | 80 | 11 | 22kA | 4 | Panelboard MRO | 1 | Distribution Protection | 1 | 600Vac (Y/D) | 2 | 80% | 1 | 231141121 | XT4SU3080AFF000XXX + SRFB6XT4FPX | XT4SU3080BFF000XXX + SRFB6XT4FPX | XT4SU3100EFF000XXX + SRFB3XT4FPX | XT4SU3100FFF000XXX + SRFB3XT4FPX | XT4SU3100GFF000XXX + SRFB3XT4FPX | XT4SU3100PFF000XXX + SRFB3XT4FPX | XT4SU3100QFF000XXX + SRFB3XT4FPX | XT4SU3100TFF000XXX + SRFB3XT4FPX | XT4SU3100UFF000XXX + SRFB3XT4FPX
SE | SEHA36AT0100 | 23 | SRPE100A80 | 11 | 80 | 11 | 25kA | 4 | Panelboard MRO | 1 | Distribution Protection | 1 | 600Vac (Y/D) | 2 | 80% | 1 | 231141121 | XT4HU3080AFF000XXX + SRFB6XT4FPX | XT4HU3080BFF000XXX + SRFB6XT4FPX | XT4HU3100EFF000XXX + SRFB3XT4FPX | XT4HU3100FFF000XXX + SRFB3XT4FPX | XT4HU3100GFF000XXX + SRFB3XT4FPX | XT4HU3100PFF000XXX + SRFB3XT4FPX | XT4HU3100QFF000XXX + SRFB3XT4FPX | XT4HU3100TFF000XXX + SRFB3XT4FPX | XT4HU3100UFF000XXX + SRFB3XT4FPX
SE | SEHA36AT0100 | 23 | SRPE100A80 | 11 | 80 | 11 | 25kA | 4 | Panelboard MRO | 1 | Distribution Protection | 1 | 480Vac (Y/D) | 1 | 100% | 2 | 231141112 | XT1NQ3080AFF000XXX + SRFB6XT1FPX | XT4NQ3080BFF000XXX + SRFB6XT4FPX | XT4NQ3100EFF000XXX + SRFB3XT4FPX | XT4NQ3100FFF000XXX + SRFB3XT4FPX | XT4NQ3100GFF000XXX + SRFB3XT4FPX | XT4NQ3100PFF000XXX + SRFB3XT4FPX | XT4NQ3100QFF000XXX + SRFB3XT4FPX | XT4NQ3100TFF000XXX + SRFB3XT4FPX | XT4NQ3100UFF000XXX + SRFB3XT4FPX
SE | SEHA36AT0100 | 23 | SRPE100A80 | 11 | 80 | 11 | 25kA | 4 | Panelboard MRO | 1 | Distribution Protection | 1 | 480Vac (Y/D) | 1 | 100% | 2 | 231141112 | XT1NQ3080AFF000XXX + SRFB6XT1FPX | XT4NQ3080BFF000XXX + SRFB6XT4FPX | XT4NQ3100EFF000XXX + SRFB3XT4FPX | XT4NQ3100FFF000XXX + SRFB3XT4FPX | XT4NQ3100GFF000XXX + SRFB3XT4FPX | XT4NQ3100PFF000XXX + SRFB3XT4FPX | XT4NQ3100QFF000XXX + SRFB3XT4FPX | XT4NQ3100TFF000XXX + SRFB3XT4FPX | XT4NQ3100UFF000XXX + SRFB3XT4FPX
SE | SEHA36AT0100 | 23 | SRPE100A80 | 11 | 80 | 11 | 22kA | 4 | Panelboard MRO | 1 | Distribution Protection | 1 | 600Vac (Y/D) | 2 | 100% | 2 | 231141122 | XT4SQ3080AFF000XXX + SRFB6XT4FPX | XT4SQ3080BFF000XXX + SRFB6XT4FPX | XT4SQ3100EFF000XXX + SRFB3XT4FPX | XT4SQ3100FFF000XXX + SRFB3XT4FPX | XT4SQ3100GFF000XXX + SRFB3XT4FPX | XT4SQ3100PFF000XXX + SRFB3XT4FPX | XT4SQ3100QFF000XXX + SRFB3XT4FPX | XT4SQ3100TFF000XXX + SRFB3XT4FPX | XT4SQ3100UFF000XXX + SRFB3XT4FPX
SE | SEHA36AT0100 | 23 | SRPE100A80 | 11 | 80 | 11 | 25kA | 4 | Panelboard MRO | 1 | Distribution Protection | 1 | 600Vac (Y/D) | 2 | 100% | 2 | 231141122 | XT4HQ3080AFF000XXX + SRFB6XT4FPX | XT4HQ3080BFF000XXX + SRFB6XT4FPX | XT4HQ3100EFF000XXX + SRFB3XT4FPX | XT4HQ3100FFF000XXX + SRFB3XT4FPX | XT4HQ3100GFF000XXX + SRFB3XT4FPX | XT4HQ3100PFF000XXX + SRFB3XT4FPX | XT4HQ3100QFF000XXX + SRFB3XT4FPX | XT4HQ3100TFF000XXX + SRFB3XT4FPX | XT4HQ3100UFF000XXX + SRFB3XT4FPX
SE | SEHA36AT0100 | 23 | SRPE100A90 | 12 | 90 | 12 | 25kA | 4 | Loose MCCB (OEM) | 2 | Distribution Protection | 1 | 480Vac (Y/D) | 1 | 80% | 1 | 231242111 | XT1NU3090AFF000XXX | XT2NU3090BFF000XXX | XT2NU3100EFF000XXX | XT2NU3100FFF000XXX | XT2NU3100GFF000XXX | XT2NU3100PFF000XXX | XT2NU3100QFF000XXX | XT2NU3100TFF000XXX | XT2NU3100UFF000XXX
SE | SEHA36AT0100 | 23 | SRPE100A90 | 12 | 90 | 12 | 25kA | 4 | Loose MCCB (OEM) | 2 | Distribution Protection | 1 | 480Vac (Y/D) | 1 | 80% | 1 | 231242111 | XT1NU3090AFF000XXX | XT2NU3090BFF000XXX | XT2NU3100EFF000XXX | XT2NU3100FFF000XXX | XT2NU3100GFF000XXX | XT2NU3100PFF000XXX | XT2NU3100QFF000XXX | XT2NU3100TFF000XXX | XT2NU3100UFF000XXX
SE | SEHA36AT0100 | 23 | SRPE100A90 | 12 | 90 | 12 | 22kA | 4 | Loose MCCB (OEM) | 2 | Distribution Protection | 1 | 600Vac (Y/D) | 2 | 80% | 1 | 231242121 | XT4SU3090AFF000XXX | XT2SU3090BFF000XXX | XT2SU3100EFF000XXX | XT2SU3100FFF000XXX | XT2SU3100GFF000XXX | XT2SU3100PFF000XXX | XT2SU3100QFF000XXX | XT2SU3100TFF000XXX | XT2SU3100UFF000XXX
SE | SEHA36AT0100 | 23 | SRPE100A90 | 12 | 90 | 12 | 25kA | 4 | Loose MCCB (OEM) | 2 | Distribution Protection | 1 | 600Vac (Y/D) | 2 | 80% | 1 | 231242121 | XT4HU3090AFF000XXX | XT2HU3090BFF000XXX | XT2HU3100EFF000XXX | XT2HU3100FFF000XXX | XT2HU3100GFF000XXX | XT2HU3100PFF000XXX | XT2HU3100QFF000XXX | XT2HU3100TFF000XXX | XT2HU3100UFF000XXX
SE | SEHA36AT0100 | 23 | SRPE100A90 | 12 | 90 | 12 | 25kA | 4 | Loose MCCB (OEM) | 2 | Distribution Protection | 1 | 480Vac (Y/D) | 1 | 100% | 2 | 231242112 | XT1NQ3090AFF000XXX | XT2NQ3090BFF000XXX | XT2NQ3100EFF000XXX | XT2NQ3100FFF000XXX | XT2NQ3100GFF000XXX | XT2NQ3100PFF000XXX | XT2NQ3100QFF000XXX | XT2NQ3100TFF000XXX | XT2NQ3100UFF000XXX
SE | SEHA36AT0100 | 23 | SRPE100A90 | 12 | 90 | 12 | 25kA | 4 | Loose MCCB (OEM) | 2 | Distribution Protection | 1 | 480Vac (Y/D) | 1 | 100% | 2 | 231242112 | XT1NQ3090AFF000XXX | XT2NQ3090BFF000XXX | XT2NQ3100EFF000XXX | XT2NQ3100FFF000XXX | XT2NQ3100GFF000XXX | XT2NQ3100PFF000XXX | XT2NQ3100QFF000XXX | XT2NQ3100TFF000XXX | XT2NQ3100UFF000XXX
SE | SEHA36AT0100 | 23 | SRPE100A90 | 12 | 90 | 12 | 22kA | 4 | Loose MCCB (OEM) | 2 | Distribution Protection | 1 | 600Vac (Y/D) | 2 | 100% | 2 | 231242122 | XT4SQ3090AFF000XXX | XT2SQ3090BFF000XXX | XT2SQ3100EFF000XXX | XT2SQ3100FFF000XXX | XT2SQ3100GFF000XXX | XT2SQ3100PFF000XXX | XT2SQ3100QFF000XXX | XT2SQ3100TFF000XXX | XT2SQ3100UFF000XXX
SE | SEHA36AT0100 | 23 | SRPE100A90 | 12 | 90 | 12 | 25kA | 4 | Loose MCCB (OEM) | 2 | Distribution Protection | 1 | 600Vac (Y/D) | 2 | 100% | 2 | 231242122 | XT4HQ3090AFF000XXX | XT2HQ3090BFF000XXX | XT2HQ3100EFF000XXX | XT2HQ3100FFF000XXX | XT2HQ3100GFF000XXX | XT2HQ3100PFF000XXX | XT2HQ3100QFF000XXX | XT2HQ3100TFF000XXX | XT2HQ3100UFF000XXX
SE | SEHA36AT0100 | 23 | SRPE100A90 | 12 | 90 | 12 | 25kA | 4 | Panelboard MRO | 1 | Distribution Protection | 1 | 480Vac (Y/D) | 1 | 80% | 1 | 231241111 | XT1NU3090AFF000XXX + SRFB6XT1FPX | XT4NU3090BFF000XXX + SRFB6XT4FPX | XT4NU3100EFF000XXX + SRFB3XT4FPX | XT4NU3100FFF000XXX + SRFB3XT4FPX | XT4NU3100GFF000XXX + SRFB3XT4FPX | XT4NU3100PFF000XXX + SRFB3XT4FPX | XT4NU3100QFF000XXX + SRFB3XT4FPX | XT4NU3100TFF000XXX + SRFB3XT4FPX | XT4NU3100UFF000XXX + SRFB3XT4FPX
SE | SEHA36AT0100 | 23 | SRPE100A90 | 12 | 90 | 12 | 25kA | 4 | Panelboard MRO | 1 | Distribution Protection | 1 | 480Vac (Y/D) | 1 | 80% | 1 | 231241111 | XT1NU3090AFF000XXX + SRFB6XT1FPX | XT4NU3090BFF000XXX + SRFB6XT4FPX | XT4NU3100EFF000XXX + SRFB3XT4FPX | XT4NU3100FFF000XXX + SRFB3XT4FPX | XT4NU3100GFF000XXX + SRFB3XT4FPX | XT4NU3100PFF000XXX + SRFB3XT4FPX | XT4NU3100QFF000XXX + SRFB3XT4FPX | XT4NU3100TFF000XXX + SRFB3XT4FPX | XT4NU3100UFF000XXX + SRFB3XT4FPX
SE | SEHA36AT0100 | 23 | SRPE100A90 | 12 | 90 | 12 | 22kA | 4 | Panelboard MRO | 1 | Distribution Protection | 1 | 600Vac (Y/D) | 2 | 80% | 1 | 231241121 | XT4SU3090AFF000XXX + SRFB6XT4FPX | XT4SU3090BFF000XXX + SRFB6XT4FPX | XT4SU3100EFF000XXX + SRFB3XT4FPX | XT4SU3100FFF000XXX + SRFB3XT4FPX | XT4SU3100GFF000XXX + SRFB3XT4FPX | XT4SU3100PFF000XXX + SRFB3XT4FPX | XT4SU3100QFF000XXX + SRFB3XT4FPX | XT4SU3100TFF000XXX + SRFB3XT4FPX | XT4SU3100UFF000XXX + SRFB3XT4FPX
SE | SEHA36AT0100 | 23 | SRPE100A90 | 12 | 90 | 12 | 25kA | 4 | Panelboard MRO | 1 | Distribution Protection | 1 | 600Vac (Y/D) | 2 | 80% | 1 | 231241121 | XT4HU3090AFF000XXX + SRFB6XT4FPX | XT4HU3090BFF000XXX + SRFB6XT4FPX | XT4HU3100EFF000XXX + SRFB3XT4FPX | XT4HU3100FFF000XXX + SRFB3XT4FPX | XT4HU3100GFF000XXX + SRFB3XT4FPX | XT4HU3100PFF000XXX + SRFB3XT4FPX | XT4HU3100QFF000XXX + SRFB3XT4FPX | XT4HU3100TFF000XXX + SRFB3XT4FPX | XT4HU3100UFF000XXX + SRFB3XT4FPX
SE | SEHA36AT0100 | 23 | SRPE100A90 | 12 | 90 | 12 | 25kA | 4 | Panelboard MRO | 1 | Distribution Protection | 1 | 480Vac (Y/D) | 1 | 100% | 2 | 231241112 | XT1NQ3090AFF000XXX + SRFB6XT1FPX | XT4NQ3090BFF000XXX + SRFB6XT4FPX | XT4NQ3100EFF000XXX + SRFB3XT4FPX | XT4NQ3100FFF000XXX + SRFB3XT4FPX | XT4NQ3100GFF000XXX + SRFB3XT4FPX | XT4NQ3100PFF000XXX + SRFB3XT4FPX | XT4NQ3100QFF000XXX + SRFB3XT4FPX | XT4NQ3100TFF000XXX + SRFB3XT4FPX | XT4NQ3100UFF000XXX + SRFB3XT4FPX
SE | SEHA36AT0100 | 23 | SRPE100A90 | 12 | 90 | 12 | 25kA | 4 | Panelboard MRO | 1 | Distribution Protection | 1 | 480Vac (Y/D) | 1 | 100% | 2 | 231241112 | XT1NQ3090AFF000XXX + SRFB6XT1FPX | XT4NQ3090BFF000XXX + SRFB6XT4FPX | XT4NQ3100EFF000XXX + SRFB3XT4FPX | XT4NQ3100FFF000XXX + SRFB3XT4FPX | XT4NQ3100GFF000XXX + SRFB3XT4FPX | XT4NQ3100PFF000XXX + SRFB3XT4FPX | XT4NQ3100QFF000XXX + SRFB3XT4FPX | XT4NQ3100TFF000XXX + SRFB3XT4FPX | XT4NQ3100UFF000XXX + SRFB3XT4FPX
SE | SEHA36AT0100 | 23 | SRPE100A90 | 12 | 90 | 12 | 22kA | 4 | Panelboard MRO | 1 | Distribution Protection | 1 | 600Vac (Y/D) | 2 | 100% | 2 | 231241122 | XT4SQ3090AFF000XXX + SRFB6XT4FPX | XT4SQ3090BFF000XXX + SRFB6XT4FPX | XT4SQ3100EFF000XXX + SRFB3XT4FPX | XT4SQ3100FFF000XXX + SRFB3XT4FPX | XT4SQ3100GFF000XXX + SRFB3XT4FPX | XT4SQ3100PFF000XXX + SRFB3XT4FPX | XT4SQ3100QFF000XXX + SRFB3XT4FPX | XT4SQ3100TFF000XXX + SRFB3XT4FPX | XT4SQ3100UFF000XXX + SRFB3XT4FPX
SE | SEHA36AT0100 | 23 | SRPE100A90 | 12 | 90 | 12 | 25kA | 4 | Panelboard MRO | 1 | Distribution Protection | 1 | 600Vac (Y/D) | 2 | 100% | 2 | 231241122 | XT4HQ3090AFF000XXX + SRFB6XT4FPX | XT4HQ3090BFF000XXX + SRFB6XT4FPX | XT4HQ3100EFF000XXX + SRFB3XT4FPX | XT4HQ3100FFF000XXX + SRFB3XT4FPX | XT4HQ3100GFF000XXX + SRFB3XT4FPX | XT4HQ3100PFF000XXX + SRFB3XT4FPX | XT4HQ3100QFF000XXX + SRFB3XT4FPX | XT4HQ3100TFF000XXX + SRFB3XT4FPX | XT4HQ3100UFF000XXX + SRFB3XT4FPX
SE | SEHA36AT0100 | 23 | SRPE100A100 | 13 | 100 | 13 | 25kA | 4 | Loose MCCB (OEM) | 2 | Distribution Protection | 1 | 480Vac (Y/D) | 1 | 80% | 1 | 231342111 | XT1NU3100AFF000XXX | XT2NU3100BFF000XXX | XT2NU3100EFF000XXX | XT2NU3100FFF000XXX | XT2NU3100GFF000XXX | XT2NU3100PFF000XXX | XT2NU3100QFF000XXX | XT2NU3100TFF000XXX | XT2NU3100UFF000XXX
SE | SEHA36AT0100 | 23 | SRPE100A100 | 13 | 100 | 13 | 25kA | 4 | Loose MCCB (OEM) | 2 | Distribution Protection | 1 | 480Vac (Y/D) | 1 | 80% | 1 | 231342111 | XT1NU3100AFF000XXX | XT2NU3100BFF000XXX | XT2NU3100EFF000XXX | XT2NU3100FFF000XXX | XT2NU3100GFF000XXX | XT2NU3100PFF000XXX | XT2NU3100QFF000XXX | XT2NU3100TFF000XXX | XT2NU3100UFF000XXX
SE | SEHA36AT0100 | 23 | SRPE100A100 | 13 | 100 | 13 | 22kA | 4 | Loose MCCB (OEM) | 2 | Distribution Protection | 1 | 600Vac (Y/D) | 2 | 80% | 1 | 231342121 | XT4SU3100AFF000XXX | XT2SU3100BFF000XXX | XT2SU3100EFF000XXX | XT2SU3100FFF000XXX | XT2SU3100GFF000XXX | XT2SU3100PFF000XXX | XT2SU3100QFF000XXX | XT2SU3100TFF000XXX | XT2SU3100UFF000XXX
SE | SEHA36AT0100 | 23 | SRPE100A100 | 13 | 100 | 13 | 25kA | 4 | Loose MCCB (OEM) | 2 | Distribution Protection | 1 | 600Vac (Y/D) | 2 | 80% | 1 | 231342121 | XT4HU3100AFF000XXX | XT2HU3100BFF000XXX | XT2HU3100EFF000XXX | XT2HU3100FFF000XXX | XT2HU3100GFF000XXX | XT2HU3100PFF000XXX | XT2HU3100QFF000XXX | XT2HU3100TFF000XXX | XT2HU3100UFF000XXX
SE | SEHA36AT0100 | 23 | SRPE100A100 | 13 | 100 | 13 | 25kA | 4 | Loose MCCB (OEM) | 2 | Distribution Protection | 1 | 480Vac (Y/D) | 1 | 100% | 2 | 231342112 | XT1NQ3100AFF000XXX | XT2NQ3100BFF000XXX | XT2NQ3100EFF000XXX | XT2NQ3100FFF000XXX | XT2NQ3100GFF000XXX | XT2NQ3100PFF000XXX | XT2NQ3100QFF000XXX | XT2NQ3100TFF000XXX | XT2NQ3100UFF000XXX
SE | SEHA36AT0100 | 23 | SRPE100A100 | 13 | 100 | 13 | 25kA | 4 | Loose MCCB (OEM) | 2 | Distribution Protection | 1 | 480Vac (Y/D) | 1 | 100% | 2 | 231342112 | XT1NQ3100AFF000XXX | XT2NQ3100BFF000XXX | XT2NQ3100EFF000XXX | XT2NQ3100FFF000XXX | XT2NQ3100GFF000XXX | XT2NQ3100PFF000XXX | XT2NQ3100QFF000XXX | XT2NQ3100TFF000XXX | XT2NQ3100UFF000XXX
SE | SEHA36AT0100 | 23 | SRPE100A100 | 13 | 100 | 13 | 22kA | 4 | Loose MCCB (OEM) | 2 | Distribution Protection | 1 | 600Vac (Y/D) | 2 | 100% | 2 | 231342122 | XT4SQ3100AFF000XXX | XT2SQ3100BFF000XXX | XT2SQ3100EFF000XXX | XT2SQ3100FFF000XXX | XT2SQ3100GFF000XXX | XT2SQ3100PFF000XXX | XT2SQ3100QFF000XXX | XT2SQ3100TFF000XXX | XT2SQ3100UFF000XXX
SE | SEHA36AT0100 | 23 | SRPE100A100 | 13 | 100 | 13 | 25kA | 4 | Loose MCCB (OEM) | 2 | Distribution Protection | 1 | 600Vac (Y/D) | 2 | 100% | 2 | 231342122 | XT4HQ3100AFF000XXX | XT2HQ3100BFF000XXX | XT2HQ3100EFF000XXX | XT2HQ3100FFF000XXX | XT2HQ3100GFF000XXX | XT2HQ3100PFF000XXX | XT2HQ3100QFF000XXX | XT2HQ3100TFF000XXX | XT2HQ3100UFF000XXX
SE | SEHA36AT0100 | 23 | SRPE100A100 | 13 | 100 | 13 | 25kA | 4 | Panelboard MRO | 1 | Distribution Protection | 1 | 480Vac (Y/D) | 1 | 80% | 1 | 231341111 | XT1NU3100AFF000XXX + SRFB6XT1FPX | XT4NU3100BFF000XXX + SRFB6XT4FPX | XT4NU3100EFF000XXX + SRFB3XT4FPX | XT4NU3100FFF000XXX + SRFB3XT4FPX | XT4NU3100GFF000XXX + SRFB3XT4FPX | XT4NU3100PFF000XXX + SRFB3XT4FPX | XT4NU3100QFF000XXX + SRFB3XT4FPX | XT4NU3100TFF000XXX + SRFB3XT4FPX | XT4NU3100UFF000XXX + SRFB3XT4FPX
SE | SEHA36AT0100 | 23 | SRPE100A100 | 13 | 100 | 13 | 25kA | 4 | Panelboard MRO | 1 | Distribution Protection | 1 | 480Vac (Y/D) | 1 | 80% | 1 | 231341111 | XT1NU3100AFF000XXX + SRFB6XT1FPX | XT4NU3100BFF000XXX + SRFB6XT4FPX | XT4NU3100EFF000XXX + SRFB3XT4FPX | XT4NU3100FFF000XXX + SRFB3XT4FPX | XT4NU3100GFF000XXX + SRFB3XT4FPX | XT4NU3100PFF000XXX + SRFB3XT4FPX | XT4NU3100QFF000XXX + SRFB3XT4FPX | XT4NU3100TFF000XXX + SRFB3XT4FPX | XT4NU3100UFF000XXX + SRFB3XT4FPX
SE | SEHA36AT0100 | 23 | SRPE100A100 | 13 | 100 | 13 | 22kA | 4 | Panelboard MRO | 1 | Distribution Protection | 1 | 600Vac (Y/D) | 2 | 80% | 1 | 231341121 | XT4SU3100AFF000XXX + SRFB6XT4FPX | XT4SU3100BFF000XXX + SRFB6XT4FPX | XT4SU3100EFF000XXX + SRFB3XT4FPX | XT4SU3100FFF000XXX + SRFB3XT4FPX | XT4SU3100GFF000XXX + SRFB3XT4FPX | XT4SU3100PFF000XXX + SRFB3XT4FPX | XT4SU3100QFF000XXX + SRFB3XT4FPX | XT4SU3100TFF000XXX + SRFB3XT4FPX | XT4SU3100UFF000XXX + SRFB3XT4FPX
SE | SEHA36AT0100 | 23 | SRPE100A100 | 13 | 100 | 13 | 25kA | 4 | Panelboard MRO | 1 | Distribution Protection | 1 | 600Vac (Y/D) | 2 | 80% | 1 | 231341121 | XT4HU3100AFF000XXX + SRFB6XT4FPX | XT4HU3100BFF000XXX + SRFB6XT4FPX | XT4HU3100EFF000XXX + SRFB3XT4FPX | XT4HU3100FFF000XXX + SRFB3XT4FPX | XT4HU3100GFF000XXX + SRFB3XT4FPX | XT4HU3100PFF000XXX + SRFB3XT4FPX | XT4HU3100QFF000XXX + SRFB3XT4FPX | XT4HU3100TFF000XXX + SRFB3XT4FPX | XT4HU3100UFF000XXX + SRFB3XT4FPX
SE | SEHA36AT0100 | 23 | SRPE100A100 | 13 | 100 | 13 | 25kA | 4 | Panelboard MRO | 1 | Distribution Protection | 1 | 480Vac (Y/D) | 1 | 100% | 2 | 231341112 | XT1NQ3100AFF000XXX + SRFB6XT1FPX | XT4NQ3100BFF000XXX + SRFB6XT4FPX | XT4NQ3100EFF000XXX + SRFB3XT4FPX | XT4NQ3100FFF000XXX + SRFB3XT4FPX | XT4NQ3100GFF000XXX + SRFB3XT4FPX | XT4NQ3100PFF000XXX + SRFB3XT4FPX | XT4NQ3100QFF000XXX + SRFB3XT4FPX | XT4NQ3100TFF000XXX + SRFB3XT4FPX | XT4NQ3100UFF000XXX + SRFB3XT4FPX
SE | SEHA36AT0100 | 23 | SRPE100A100 | 13 | 100 | 13 | 25kA | 4 | Panelboard MRO | 1 | Distribution Protection | 1 | 480Vac (Y/D) | 1 | 100% | 2 | 231341112 | XT1NQ3100AFF000XXX + SRFB6XT1FPX | XT4NQ3100BFF000XXX + SRFB6XT4FPX | XT4NQ3100EFF000XXX + SRFB3XT4FPX | XT4NQ3100FFF000XXX + SRFB3XT4FPX | XT4NQ3100GFF000XXX + SRFB3XT4FPX | XT4NQ3100PFF000XXX + SRFB3XT4FPX | XT4NQ3100QFF000XXX + SRFB3XT4FPX | XT4NQ3100TFF000XXX + SRFB3XT4FPX | XT4NQ3100UFF000XXX + SRFB3XT4FPX
SE | SEHA36AT0100 | 23 | SRPE100A100 | 13 | 100 | 13 | 22kA | 4 | Panelboard MRO | 1 | Distribution Protection | 1 | 600Vac (Y/D) | 2 | 100% | 2 | 231341122 | XT4SQ3100AFF000XXX + SRFB6XT4FPX | XT4SQ3100BFF000XXX + SRFB6XT4FPX | XT4SQ3100EFF000XXX + SRFB3XT4FPX | XT4SQ3100FFF000XXX + SRFB3XT4FPX | XT4SQ3100GFF000XXX + SRFB3XT4FPX | XT4SQ3100PFF000XXX + SRFB3XT4FPX | XT4SQ3100QFF000XXX + SRFB3XT4FPX | XT4SQ3100TFF000XXX + SRFB3XT4FPX | XT4SQ3100UFF000XXX + SRFB3XT4FPX
SE | SEHA36AT0100 | 23 | SRPE100A100 | 13 | 100 | 13 | 25kA | 4 | Panelboard MRO | 1 | Distribution Protection | 1 | 600Vac (Y/D) | 2 | 100% | 2 | 231341122 | XT4HQ3100AFF000XXX + SRFB6XT4FPX | XT4HQ3100BFF000XXX + SRFB6XT4FPX | XT4HQ3100EFF000XXX + SRFB3XT4FPX | XT4HQ3100FFF000XXX + SRFB3XT4FPX | XT4HQ3100GFF000XXX + SRFB3XT4FPX | XT4HQ3100PFF000XXX + SRFB3XT4FPX | XT4HQ3100QFF000XXX + SRFB3XT4FPX | XT4HQ3100TFF000XXX + SRFB3XT4FPX | XT4HQ3100UFF000XXX + SRFB3XT4FPX
SE | SEHA36AT0150 | 24 | SRPE150A110 | 14 | 110 | 14 | 25kA | 4 | Loose MCCB (OEM) | 2 | Distribution Protection | 1 | 480Vac (Y/D) | 1 | 80% | 1 | 241442111 | XT1NU3110AFF000XXX | XT2NU3110BFF000XXX | XT2NU3125EFF000XXX | XT2NU3125FFF000XXX | XT2NU3125GFF000XXX | XT2NU3125PFF000XXX | XT2NU3125QFF000XXX | XT2NU3125TFF000XXX | XT2NU3125UFF000XXX
SE | SEHA36AT0150 | 24 | SRPE150A110 | 14 | 110 | 14 | 25kA | 4 | Loose MCCB (OEM) | 2 | Distribution Protection | 1 | 480Vac (Y/D) | 1 | 80% | 1 | 241442111 | XT1NU3110AFF000XXX | XT2NU3110BFF000XXX | XT2NU3125EFF000XXX | XT2NU3125FFF000XXX | XT2NU3125GFF000XXX | XT2NU3125PFF000XXX | XT2NU3125QFF000XXX | XT2NU3125TFF000XXX | XT2NU3125UFF000XXX
SE | SEHA36AT0150 | 24 | SRPE150A110 | 14 | 110 | 14 | 22kA | 4 | Loose MCCB (OEM) | 2 | Distribution Protection | 1 | 600Vac (Y/D) | 2 | 80% | 1 | 241442121 | XT4SU3110AFF000XXX | XT2SU3110BFF000XXX | XT2NU3125EFF000XXX | XT2NU3125FFF000XXX | XT2NU3125GFF000XXX | XT2NU3125PFF000XXX | XT2NU3125QFF000XXX | XT2NU3125TFF000XXX | XT2NU3125UFF000XXX
SE | SEHA36AT0150 | 24 | SRPE150A110 | 14 | 110 | 14 | 25kA | 4 | Loose MCCB (OEM) | 2 | Distribution Protection | 1 | 600Vac (Y/D) | 2 | 80% | 1 | 241442121 | XT4HU3110AFF000XXX | XT2HU3110BFF000XXX | XT2HU3125EFF000XXX | XT2HU3125FFF000XXX | XT2HU3125GFF000XXX | XT2HU3125PFF000XXX | XT2HU3125QFF000XXX | XT2HU3125TFF000XXX | XT2HU3125UFF000XXX
SE | SEHA36AT0150 | 24 | SRPE150A110 | 14 | 110 | 14 | 25kA | 4 | Loose MCCB (OEM) | 2 | Distribution Protection | 1 | 480Vac (Y/D) | 1 | 100% | 2 | 241442112 | XT4NQ3110AFF000XXX | XT4NQ3110BFF000XXX | XT4NQ3150EFF000XXX | XT4NQ3150FFF000XXX | XT4NQ3150GFF000XXX | XT4NQ3150PFF000XXX | XT4NQ3150QFF000XXX | XT4NQ3150TFF000XXX | XT4NQ3150UFF000XXX
SE | SEHA36AT0150 | 24 | SRPE150A110 | 14 | 110 | 14 | 25kA | 4 | Loose MCCB (OEM) | 2 | Distribution Protection | 1 | 480Vac (Y/D) | 1 | 100% | 2 | 241442112 | XT4NQ3110AFF000XXX | XT4NQ3110BFF000XXX | XT4NQ3150EFF000XXX | XT4NQ3150FFF000XXX | XT4NQ3150GFF000XXX | XT4NQ3150PFF000XXX | XT4NQ3150QFF000XXX | XT4NQ3150TFF000XXX | XT4NQ3150UFF000XXX
SE | SEHA36AT0150 | 24 | SRPE150A110 | 14 | 110 | 14 | 22kA | 4 | Loose MCCB (OEM) | 2 | Distribution Protection | 1 | 600Vac (Y/D) | 2 | 100% | 2 | 241442122 | XT4SQ3110AFF000XXX | XT4SQ3110BFF000XXX | XT4NQ3150EFF000XXX | XT4NQ3150FFF000XXX | XT4NQ3150GFF000XXX | XT4NQ3150PFF000XXX | XT4NQ3150QFF000XXX | XT4NQ3150TFF000XXX | XT4NQ3150UFF000XXX
SE | SEHA36AT0150 | 24 | SRPE150A110 | 14 | 110 | 14 | 25kA | 4 | Loose MCCB (OEM) | 2 | Distribution Protection | 1 | 600Vac (Y/D) | 2 | 100% | 2 | 241442122 | XT4HQ3110AFF000XXX | XT4HQ3110BFF000XXX | XT4HQ3150EFF000XXX | XT4HQ3150FFF000XXX | XT4HQ3150GFF000XXX | XT4HQ3150PFF000XXX | XT4HQ3150QFF000XXX | XT4HQ3150TFF000XXX | XT4HQ3150UFF000XXX
SE | SEHA36AT0150 | 24 | SRPE150A110 | 14 | 110 | 14 | 25kA | 4 | Panelboard MRO | 1 | Distribution Protection | 1 | 480Vac (Y/D) | 1 | 80% | 1 | 241441111 | XT1NU3110AFF000XXX + SRFB6XT1FPX | XT4NU3110BFF000XXX + SRFB6XT4FPX | XT4NU3150EFF000XXX + SRFB3XT4FPX | XT4NU3150FFF000XXX + SRFB3XT4FPX | XT4NU3150GFF000XXX + SRFB3XT4FPX | XT4NU3150PFF000XXX + SRFB3XT4FPX | XT4NU3150QFF000XXX + SRFB3XT4FPX | XT4NU3150TFF000XXX + SRFB3XT4FPX | XT4NU3150UFF000XXX + SRFB3XT4FPX
SE | SEHA36AT0150 | 24 | SRPE150A110 | 14 | 110 | 14 | 25kA | 4 | Panelboard MRO | 1 | Distribution Protection | 1 | 480Vac (Y/D) | 1 | 80% | 1 | 241441111 | XT1NU3110AFF000XXX + SRFB6XT1FPX | XT4NU3110BFF000XXX + SRFB6XT4FPX | XT4NU3150EFF000XXX + SRFB3XT4FPX | XT4NU3150FFF000XXX + SRFB3XT4FPX | XT4NU3150GFF000XXX + SRFB3XT4FPX | XT4NU3150PFF000XXX + SRFB3XT4FPX | XT4NU3150QFF000XXX + SRFB3XT4FPX | XT4NU3150TFF000XXX + SRFB3XT4FPX | XT4NU3150UFF000XXX + SRFB3XT4FPX
SE | SEHA36AT0150 | 24 | SRPE150A110 | 14 | 110 | 14 | 22kA | 4 | Panelboard MRO | 1 | Distribution Protection | 1 | 600Vac (Y/D) | 2 | 80% | 1 | 241441121 | XT4SU3110AFF000XXX + SRFB6XT4FPX | XT4SU3110BFF000XXX + SRFB6XT4FPX | XT4SU3150EFF000XXX + SRFB3XT4FPX | XT4SU3150FFF000XXX + SRFB3XT4FPX | XT4SU3150GFF000XXX + SRFB3XT4FPX | XT4SU3150PFF000XXX + SRFB3XT4FPX | XT4SU3150QFF000XXX + SRFB3XT4FPX | XT4SU3150TFF000XXX + SRFB3XT4FPX | XT4SU3150UFF000XXX + SRFB3XT4FPX
SE | SEHA36AT0150 | 24 | SRPE150A110 | 14 | 110 | 14 | 25kA | 4 | Panelboard MRO | 1 | Distribution Protection | 1 | 600Vac (Y/D) | 2 | 80% | 1 | 241441121 | XT4HU3110AFF000XXX + SRFB6XT4FPX | XT4HU3110BFF000XXX + SRFB6XT4FPX | XT4HU3150EFF000XXX + SRFB3XT4FPX | XT4HU3150FFF000XXX + SRFB3XT4FPX | XT4HU3150GFF000XXX + SRFB3XT4FPX | XT4HU3150PFF000XXX + SRFB3XT4FPX | XT4HU3150QFF000XXX + SRFB3XT4FPX | XT4HU3150TFF000XXX + SRFB3XT4FPX | XT4HU3150UFF000XXX + SRFB3XT4FPX
SE | SEHA36AT0150 | 24 | SRPE150A110 | 14 | 110 | 14 | 25kA | 4 | Panelboard MRO | 1 | Distribution Protection | 1 | 480Vac (Y/D) | 1 | 100% | 2 | 241441112 | XT4NQ3110AFF000XXX + SRFB6XT4FPX | XT4NQ3110BFF000XXX + SRFB6XT4FPX | XT4NQ3150EFF000XXX + SRFB3XT4FPX | XT4NQ3150FFF000XXX + SRFB3XT4FPX | XT4NQ3150GFF000XXX + SRFB3XT4FPX | XT4NQ3150PFF000XXX + SRFB3XT4FPX | XT4NQ3150QFF000XXX + SRFB3XT4FPX | XT4NQ3150TFF000XXX + SRFB3XT4FPX | XT4NQ3150UFF000XXX + SRFB3XT4FPX
SE | SEHA36AT0150 | 24 | SRPE150A110 | 14 | 110 | 14 | 25kA | 4 | Panelboard MRO | 1 | Distribution Protection | 1 | 480Vac (Y/D) | 1 | 100% | 2 | 241441112 | XT4NQ3110AFF000XXX + SRFB6XT4FPX | XT4NQ3110BFF000XXX + SRFB6XT4FPX | XT4NQ3150EFF000XXX + SRFB3XT4FPX | XT4NQ3150FFF000XXX + SRFB3XT4FPX | XT4NQ3150GFF000XXX + SRFB3XT4FPX | XT4NQ3150PFF000XXX + SRFB3XT4FPX | XT4NQ3150QFF000XXX + SRFB3XT4FPX | XT4NQ3150TFF000XXX + SRFB3XT4FPX | XT4NQ3150UFF000XXX + SRFB3XT4FPX
SE | SEHA36AT0150 | 24 | SRPE150A110 | 14 | 110 | 14 | 22kA | 4 | Panelboard MRO | 1 | Distribution Protection | 1 | 600Vac (Y/D) | 2 | 100% | 2 | 241441122 | XT4SQ3110AFF000XXX + SRFB6XT4FPX | XT4SQ3110BFF000XXX + SRFB6XT4FPX | XT4SQ3150EFF000XXX + SRFB3XT4FPX | XT4SQ3150FFF000XXX + SRFB3XT4FPX | XT4SQ3150GFF000XXX + SRFB3XT4FPX | XT4SQ3150PFF000XXX + SRFB3XT4FPX | XT4SQ3150QFF000XXX + SRFB3XT4FPX | XT4SQ3150TFF000XXX + SRFB3XT4FPX | XT4SQ3150UFF000XXX + SRFB3XT4FPX
SE | SEHA36AT0150 | 24 | SRPE150A110 | 14 | 110 | 14 | 25kA | 4 | Panelboard MRO | 1 | Distribution Protection | 1 | 600Vac (Y/D) | 2 | 100% | 2 | 241441122 | XT4HQ3110AFF000XXX + SRFB6XT4FPX | XT4HQ3110BFF000XXX + SRFB6XT4FPX | XT4HQ3150EFF000XXX + SRFB3XT4FPX | XT4HQ3150FFF000XXX + SRFB3XT4FPX | XT4HQ3150GFF000XXX + SRFB3XT4FPX | XT4HQ3150PFF000XXX + SRFB3XT4FPX | XT4HQ3150QFF000XXX + SRFB3XT4FPX | XT4HQ3150TFF000XXX + SRFB3XT4FPX | XT4HQ3150UFF000XXX + SRFB3XT4FPX
SE | SEHA36AT0150 | 24 | SRPE150A125 | 15 | 125 | 15 | 25kA | 4 | Loose MCCB (OEM) | 2 | Distribution Protection | 1 | 600Vac (Y/D) | 2 | 100% | 2 | 241542122 | XT4HQ3125AFF000XXX | XT4HQ3125BFF000XXX | XT4HQ3150EFF000XXX | XT4HQ3150FFF000XXX | XT4HQ3150GFF000XXX | XT4HQ3150PFF000XXX | XT4HQ3150QFF000XXX | XT4HQ3150TFF000XXX | XT4HQ3150UFF000XXX
SE | SEHA36AT0150 | 24 | SRPE150A125 | 15 | 125 | 15 | 22kA | 4 | Loose MCCB (OEM) | 2 | Distribution Protection | 1 | 600Vac (Y/D) | 2 | 100% | 2 | 241542122 | XT4SQ3125AFF000XXX | XT4SQ3125BFF000XXX | XT4SQ3150EFF000XXX | XT4SQ3150FFF000XXX | XT4SQ3150GFF000XXX | XT4SQ3150PFF000XXX | XT4SQ3150QFF000XXX | XT4SQ3150TFF000XXX | XT4SQ3150UFF000XXX
SE | SEHA36AT0150 | 24 | SRPE150A125 | 15 | 125 | 15 | 25kA | 4 | Loose MCCB (OEM) | 2 | Distribution Protection | 1 | 480Vac (Y/D) | 1 | 80% | 1 | 241542111 | XT1NU3125AFF000XXX | XT2NU3125BFF000XXX | XT2NU3125EFF000XXX | XT2NU3125FFF000XXX | XT2NU3125GFF000XXX | XT2NU3125PFF000XXX | XT2NU3125QFF000XXX | XT2NU3125TFF000XXX | XT2NU3125UFF000XXX
SE | SEHA36AT0150 | 24 | SRPE150A125 | 15 | 125 | 15 | 25kA | 4 | Loose MCCB (OEM) | 2 | Distribution Protection | 1 | 480Vac (Y/D) | 1 | 80% | 1 | 241542111 | XT1NU3125AFF000XXX | XT2NU3125BFF000XXX | XT4NU3150EFF000XXX | XT4NU3150FFF000XXX | XT4NU3150GFF000XXX | XT4NU3150PFF000XXX | XT4NU3150QFF000XXX | XT4NU3150TFF000XXX | XT4NU3150UFF000XXX
SE | SEHA36AT0150 | 24 | SRPE150A125 | 15 | 125 | 15 | 22kA | 4 | Loose MCCB (OEM) | 2 | Distribution Protection | 1 | 600Vac (Y/D) | 2 | 80% | 1 | 241542121 | XT4SU3125AFF000XXX | XT2SU3125BFF000XXX | XT2NU3125EFF000XXX | XT2NU3125FFF000XXX | XT2NU3125GFF000XXX | XT2NU3125PFF000XXX | XT2NU3125QFF000XXX | XT2NU3125TFF000XXX | XT2NU3125UFF000XXX
SE | SEHA36AT0150 | 24 | SRPE150A125 | 15 | 125 | 15 | 25kA | 4 | Loose MCCB (OEM) | 2 | Distribution Protection | 1 | 600Vac (Y/D) | 2 | 80% | 1 | 241542121 | XT4HU3125AFF000XXX | XT2HU3125BFF000XXX | XT2HU3125EFF000XXX | XT2HU3125FFF000XXX | XT2HU3125GFF000XXX | XT2HU3125PFF000XXX | XT2HU3125QFF000XXX | XT2HU3125TFF000XXX | XT2HU3125UFF000XXX
SE | SEHA36AT0150 | 24 | SRPE150A125 | 15 | 125 | 15 | 25kA | 4 | Loose MCCB (OEM) | 2 | Distribution Protection | 1 | 480Vac (Y/D) | 1 | 100% | 2 | 241542112 | XT3NQ3125AFF000XXX | XT4NQ3125BFF000XXX | XT4NQ3150EFF000XXX | XT4NQ3150FFF000XXX | XT4NQ3150GFF000XXX | XT4NQ3150PFF000XXX | XT4NQ3150QFF000XXX | XT4NQ3150TFF000XXX | XT4NQ3150UFF000XXX
SE | SEHA36AT0150 | 24 | SRPE150A125 | 15 | 125 | 15 | 25kA | 4 | Loose MCCB (OEM) | 2 | Distribution Protection | 1 | 480Vac (Y/D) | 1 | 100% | 2 | 241542112 | XT3NQ3125AFF000XXX | XT4NQ3125BFF000XXX | XT4NQ3150EFF000XXX | XT4NQ3150FFF000XXX | XT4NQ3150GFF000XXX | XT4NQ3150PFF000XXX | XT4NQ3150QFF000XXX | XT4NQ3150TFF000XXX | XT4NQ3150UFF000XXX
SE | SEHA36AT0150 | 24 | SRPE150A125 | 15 | 125 | 15 | 25kA | 4 | Panelboard MRO | 1 | Distribution Protection | 1 | 600Vac (Y/D) | 2 | 100% | 2 | 241541122 | XT4HQ3125AFF000XXX + SRFB6XT4FPX | XT4HQ3125BFF000XXX + SRFB6XT4FPX | XT4HQ3150EFF000XXX + SRFB3XT4FPX | XT4HQ3150FFF000XXX + SRFB3XT4FPX | XT4HQ3150GFF000XXX + SRFB3XT4FPX | XT4HQ3150PFF000XXX + SRFB3XT4FPX | XT4HQ3150QFF000XXX + SRFB3XT4FPX | XT4HQ3150TFF000XXX + SRFB3XT4FPX | XT4HQ3150UFF000XXX + SRFB3XT4FPX
SE | SEHA36AT0150 | 24 | SRPE150A125 | 15 | 125 | 15 | 25kA | 4 | Panelboard MRO | 1 | Distribution Protection | 1 | 480Vac (Y/D) | 1 | 80% | 1 | 241541111 | XT1NU3125AFF000XXX + SRFB6XT1FPX | XT4NU3125BFF000XXX + SRFB6XT4FPX | XT4NU3150EFF000XXX + SRFB3XT4FPX | XT4NU3150FFF000XXX + SRFB3XT4FPX | XT4NU3150GFF000XXX + SRFB3XT4FPX | XT4NU3150PFF000XXX + SRFB3XT4FPX | XT4NU3150QFF000XXX + SRFB3XT4FPX | XT4NU3150TFF000XXX + SRFB3XT4FPX | XT4NU3150UFF000XXX + SRFB3XT4FPX
SE | SEHA36AT0150 | 24 | SRPE150A125 | 15 | 125 | 15 | 25kA | 4 | Panelboard MRO | 1 | Distribution Protection | 1 | 480Vac (Y/D) | 1 | 80% | 1 | 241541111 | XT1NU3125AFF000XXX + SRFB6XT1FPX | XT4NU3125BFF000XXX + SRFB6XT4FPX | XT4NU3150EFF000XXX + SRFB3XT4FPX | XT4NU3150FFF000XXX + SRFB3XT4FPX | XT4NU3150GFF000XXX + SRFB3XT4FPX | XT4NU3150PFF000XXX + SRFB3XT4FPX | XT4NU3150QFF000XXX + SRFB3XT4FPX | XT4NU3150TFF000XXX + SRFB3XT4FPX | XT4NU3150UFF000XXX + SRFB3XT4FPX
SE | SEHA36AT0150 | 24 | SRPE150A125 | 15 | 125 | 15 | 22kA | 4 | Panelboard MRO | 1 | Distribution Protection | 1 | 600Vac (Y/D) | 2 | 80% | 1 | 241541121 | XT4SU3125AFF000XXX + SRFB6XT4FPX | XT4SU3125BFF000XXX + SRFB6XT4FPX | XT4SU3150EFF000XXX + SRFB3XT4FPX | XT4SU3150FFF000XXX + SRFB3XT4FPX | XT4SU3150GFF000XXX + SRFB3XT4FPX | XT4SU3150PFF000XXX + SRFB3XT4FPX | XT4SU3150QFF000XXX + SRFB3XT4FPX | XT4SU3150TFF000XXX + SRFB3XT4FPX | XT4SU3150UFF000XXX + SRFB3XT4FPX
SE | SEHA36AT0150 | 24 | SRPE150A125 | 15 | 125 | 15 | 25kA | 4 | Panelboard MRO | 1 | Distribution Protection | 1 | 600Vac (Y/D) | 2 | 80% | 1 | 241541121 | XT4HU3125AFF000XXX + SRFB6XT4FPX | XT4HU3125BFF000XXX + SRFB6XT4FPX | XT4HU3150EFF000XXX + SRFB3XT4FPX | XT4HU3150FFF000XXX + SRFB3XT4FPX | XT4HU3150GFF000XXX + SRFB3XT4FPX | XT4HU3150PFF000XXX + SRFB3XT4FPX | XT4HU3150QFF000XXX + SRFB3XT4FPX | XT4HU3150TFF000XXX + SRFB3XT4FPX | XT4HU3150UFF000XXX + SRFB3XT4FPX
SE | SEHA36AT0150 | 24 | SRPE150A125 | 15 | 125 | 15 | 25kA | 4 | Panelboard MRO | 1 | Distribution Protection | 1 | 480Vac (Y/D) | 1 | 100% | 2 | 241541112 | XT4NQ3125AFF000XXX + SRFB6XT4FPX | XT4NQ3125BFF000XXX + SRFB6XT4FPX | XT4NQ3150EFF000XXX + SRFB3XT4FPX | XT4NQ3150FFF000XXX + SRFB3XT4FPX | XT4NQ3150GFF000XXX + SRFB3XT4FPX | XT4NQ3150PFF000XXX + SRFB3XT4FPX | XT4NQ3150QFF000XXX + SRFB3XT4FPX | XT4NQ3150TFF000XXX + SRFB3XT4FPX | XT4NQ3150UFF000XXX + SRFB3XT4FPX
SE | SEHA36AT0150 | 24 | SRPE150A125 | 15 | 125 | 15 | 25kA | 4 | Panelboard MRO | 1 | Distribution Protection | 1 | 480Vac (Y/D) | 1 | 100% | 2 | 241541112 | XT4NQ3125AFF000XXX + SRFB6XT4FPX | XT4NQ3125BFF000XXX + SRFB6XT4FPX | XT4NQ3150EFF000XXX + SRFB3XT4FPX | XT4NQ3150FFF000XXX + SRFB3XT4FPX | XT4NQ3150GFF000XXX + SRFB3XT4FPX | XT4NQ3150PFF000XXX + SRFB3XT4FPX | XT4NQ3150QFF000XXX + SRFB3XT4FPX | XT4NQ3150TFF000XXX + SRFB3XT4FPX | XT4NQ3150UFF000XXX + SRFB3XT4FPX
SE | SEHA36AT0150 | 24 | SRPE150A125 | 15 | 125 | 15 | 22kA | 4 | Panelboard MRO | 1 | Distribution Protection | 1 | 600Vac (Y/D) | 2 | 100% | 2 | 241541122 | XT4SQ3125AFF000XXX + SRFB6XT4FPX | XT4SQ3125BFF000XXX + SRFB6XT4FPX | XT4SQ3150EFF000XXX + SRFB3XT4FPX | XT4SQ3150FFF000XXX + SRFB3XT4FPX | XT4SQ3150GFF000XXX + SRFB3XT4FPX | XT4SQ3150PFF000XXX + SRFB3XT4FPX | XT4SQ3150QFF000XXX + SRFB3XT4FPX | XT4SQ3150TFF000XXX + SRFB3XT4FPX | XT4SQ3150UFF000XXX + SRFB3XT4FPX
SE | SEHA36AT0150 | 24 | SRPE150A150 | 16 | 150 | 16 | 25kA | 4 | Loose MCCB (OEM) | 2 | Distribution Protection | 1 | 480Vac (Y/D) | 1 | 80% | 1 | 241642111 | XT3NU3150AFF000XXX | XT4NU3150BFF000XXX | XT4NU3150EFF000XXX | XT4NU3150FFF000XXX | XT4NU3150GFF000XXX | XT4NU3150PFF000XXX | XT4NU3150QFF000XXX | XT4NU3150TFF000XXX | XT4NU3150UFF000XXX
SE | SEHA36AT0150 | 24 | SRPE150A150 | 16 | 150 | 16 | 25kA | 4 | Loose MCCB (OEM) | 2 | Distribution Protection | 1 | 480Vac (Y/D) | 1 | 80% | 1 | 241642111 | XT3NU3150AFF000XXX | XT4NU3150BFF000XXX | XT4NU3150EFF000XXX | XT4NU3150FFF000XXX | XT4NU3150GFF000XXX | XT4NU3150PFF000XXX | XT4NU3150QFF000XXX | XT4NU3150TFF000XXX | XT4NU3150UFF000XXX
SE | SEHA36AT0150 | 24 | SRPE150A150 | 16 | 150 | 16 | 22kA | 4 | Loose MCCB (OEM) | 2 | Distribution Protection | 1 | 600Vac (Y/D) | 2 | 80% | 1 | 241642121 | XT4SU3150AFF000XXX | XT4SU3150BFF000XXX | XT4SU3150EFF000XXX | XT4SU3150FFF000XXX | XT4SU3150GFF000XXX | XT4SU3150PFF000XXX | XT4SU3150QFF000XXX | XT4SU3150TFF000XXX | XT4SU3150UFF000XXX
SE | SEHA36AT0150 | 24 | SRPE150A150 | 16 | 150 | 16 | 25kA | 4 | Loose MCCB (OEM) | 2 | Distribution Protection | 1 | 600Vac (Y/D) | 2 | 80% | 1 | 241642121 | XT4HU3150AFF000XXX | XT4HU3150BFF000XXX | XT4HU3150EFF000XXX | XT4HU3150FFF000XXX | XT4HU3150GFF000XXX | XT4HU3150PFF000XXX | XT4HU3150QFF000XXX | XT4HU3150TFF000XXX | XT4HU3150UFF000XXX
SE | SEHA36AT0150 | 24 | SRPE150A150 | 16 | 150 | 16 | 25kA | 4 | Loose MCCB (OEM) | 2 | Distribution Protection | 1 | 480Vac (Y/D) | 1 | 100% | 2 | 241642112 | XT3NQ3150AFF000XXX | XT4NQ3150BFF000XXX | XT4NQ3150EFF000XXX | XT4NQ3150FFF000XXX | XT4NQ3150GFF000XXX | XT4NQ3150PFF000XXX | XT4NQ3150QFF000XXX | XT4NQ3150TFF000XXX | XT4NQ3150UFF000XXX
SE | SEHA36AT0150 | 24 | SRPE150A150 | 16 | 150 | 16 | 25kA | 4 | Loose MCCB (OEM) | 2 | Distribution Protection | 1 | 480Vac (Y/D) | 1 | 100% | 2 | 241642112 | XT3NQ3150AFF000XXX | XT4NQ3150BFF000XXX | XT4NQ3150EFF000XXX | XT4NQ3150FFF000XXX | XT4NQ3150GFF000XXX | XT4NQ3150PFF000XXX | XT4NQ3150QFF000XXX | XT4NQ3150TFF000XXX | XT4NQ3150UFF000XXX
SE | SEHA36AT0150 | 24 | SRPE150A150 | 16 | 150 | 16 | 22kA | 4 | Loose MCCB (OEM) | 2 | Distribution Protection | 1 | 600Vac (Y/D) | 2 | 100% | 2 | 241642122 | XT4SQ3150AFF000XXX | XT4SQ3150BFF000XXX | XT4SQ3150EFF000XXX | XT4SQ3150FFF000XXX | XT4SQ3150GFF000XXX | XT4SQ3150PFF000XXX | XT4SQ3150QFF000XXX | XT4SQ3150TFF000XXX | XT4SQ3150UFF000XXX
SE | SEHA36AT0150 | 24 | SRPE150A150 | 16 | 150 | 16 | 25kA | 4 | Loose MCCB (OEM) | 2 | Distribution Protection | 1 | 600Vac (Y/D) | 2 | 100% | 2 | 241642122 | XT4HQ3150AFF000XXX | XT4HQ3150BFF000XXX | XT4HQ3150EFF000XXX | XT4HQ3150FFF000XXX | XT4HQ3150GFF000XXX | XT4HQ3150PFF000XXX | XT4HQ3150QFF000XXX | XT4HQ3150TFF000XXX | XT4HQ3150UFF000XXX
SE | SEHA36AT0150 | 24 | SRPE150A150 | 16 | 150 | 16 | 25kA | 4 | Panelboard MRO | 1 | Distribution Protection | 1 | 480Vac (Y/D) | 1 | 80% | 1 | 241641111 | XT4NU3150AFF000XXX + SRFB6XT4FPX | XT4NU3150BFF000XXX + SRFB6XT4FPX | XT4NU3150EFF000XXX + SRFB3XT4FPX | XT4NU3150FFF000XXX + SRFB3XT4FPX | XT4NU3150GFF000XXX + SRFB3XT4FPX | XT4NU3150PFF000XXX + SRFB3XT4FPX | XT4NU3150QFF000XXX + SRFB3XT4FPX | XT4NU3150TFF000XXX + SRFB3XT4FPX | XT4NU3150UFF000XXX + SRFB3XT4FPX
SE | SEHA36AT0150 | 24 | SRPE150A150 | 16 | 150 | 16 | 25kA | 4 | Panelboard MRO | 1 | Distribution Protection | 1 | 480Vac (Y/D) | 1 | 80% | 1 | 241641111 | XT4NU3150AFF000XXX + SRFB6XT4FPX | XT4NU3150BFF000XXX + SRFB6XT4FPX | XT4NU3150EFF000XXX + SRFB3XT4FPX | XT4NU3150FFF000XXX + SRFB3XT4FPX | XT4NU3150GFF000XXX + SRFB3XT4FPX | XT4NU3150PFF000XXX + SRFB3XT4FPX | XT4NU3150QFF000XXX + SRFB3XT4FPX | XT4NU3150TFF000XXX + SRFB3XT4FPX | XT4NU3150UFF000XXX + SRFB3XT4FPX
SE | SEHA36AT0150 | 24 | SRPE150A150 | 16 | 150 | 16 | 22kA | 4 | Panelboard MRO | 1 | Distribution Protection | 1 | 600Vac (Y/D) | 2 | 80% | 1 | 241641121 | XT4SU3150AFF000XXX + SRFB6XT4FPX | XT4SU3150BFF000XXX + SRFB6XT4FPX | XT4SU3150EFF000XXX + SRFB3XT4FPX | XT4SU3150FFF000XXX + SRFB3XT4FPX | XT4SU3150GFF000XXX + SRFB3XT4FPX | XT4SU3150PFF000XXX + SRFB3XT4FPX | XT4SU3150QFF000XXX + SRFB3XT4FPX | XT4SU3150TFF000XXX + SRFB3XT4FPX | XT4SU3150UFF000XXX + SRFB3XT4FPX
SE | SEHA36AT0150 | 24 | SRPE150A150 | 16 | 150 | 16 | 25kA | 4 | Panelboard MRO | 1 | Distribution Protection | 1 | 600Vac (Y/D) | 2 | 80% | 1 | 241641121 | XT4HU3150AFF000XXX + SRFB6XT4FPX | XT4HU3150BFF000XXX + SRFB6XT4FPX | XT4HU3150EFF000XXX + SRFB3XT4FPX | XT4HU3150FFF000XXX + SRFB3XT4FPX | XT4HU3150GFF000XXX + SRFB3XT4FPX | XT4HU3150PFF000XXX + SRFB3XT4FPX | XT4HU3150QFF000XXX + SRFB3XT4FPX | XT4HU3150TFF000XXX + SRFB3XT4FPX | XT4HU3150UFF000XXX + SRFB3XT4FPX
SE | SEHA36AT0150 | 24 | SRPE150A150 | 16 | 150 | 16 | 25kA | 4 | Panelboard MRO | 1 | Distribution Protection | 1 | 480Vac (Y/D) | 1 | 100% | 2 | 241641112 | XT4NQ3150AFF000XXX + SRFB6XT4FPX | XT4NQ3150BFF000XXX + SRFB6XT4FPX | XT4NQ3150EFF000XXX + SRFB3XT4FPX | XT4NQ3150FFF000XXX + SRFB3XT4FPX | XT4NQ3150GFF000XXX + SRFB3XT4FPX | XT4NQ3150PFF000XXX + SRFB3XT4FPX | XT4NQ3150QFF000XXX + SRFB3XT4FPX | XT4NQ3150TFF000XXX + SRFB3XT4FPX | XT4NQ3150UFF000XXX + SRFB3XT4FPX
SE | SEHA36AT0150 | 24 | SRPE150A150 | 16 | 150 | 16 | 25kA | 4 | Panelboard MRO | 1 | Distribution Protection | 1 | 480Vac (Y/D) | 1 | 100% | 2 | 241641112 | XT4NQ3150AFF000XXX + SRFB6XT4FPX | XT4NQ3150BFF000XXX + SRFB6XT4FPX | XT4NQ3150EFF000XXX + SRFB3XT4FPX | XT4NQ3150FFF000XXX + SRFB3XT4FPX | XT4NQ3150GFF000XXX + SRFB3XT4FPX | XT4NQ3150PFF000XXX + SRFB3XT4FPX | XT4NQ3150QFF000XXX + SRFB3XT4FPX | XT4NQ3150TFF000XXX + SRFB3XT4FPX | XT4NQ3150UFF000XXX + SRFB3XT4FPX
SE | SEHA36AT0150 | 24 | SRPE150A150 | 16 | 150 | 16 | 22kA | 4 | Panelboard MRO | 1 | Distribution Protection | 1 | 600Vac (Y/D) | 2 | 100% | 2 | 241641122 | XT4SQ3150AFF000XXX + SRFB6XT4FPX | XT4SQ3150BFF000XXX + SRFB6XT4FPX | XT4SQ3150EFF000XXX + SRFB3XT4FPX | XT4SQ3150FFF000XXX + SRFB3XT4FPX | XT4SQ3150GFF000XXX + SRFB3XT4FPX | XT4SQ3150PFF000XXX + SRFB3XT4FPX | XT4SQ3150QFF000XXX + SRFB3XT4FPX | XT4SQ3150TFF000XXX + SRFB3XT4FPX | XT4SQ3150UFF000XXX + SRFB3XT4FPX
SE | SEHA36AT0150 | 24 | SRPE150A150 | 16 | 150 | 16 | 25kA | 4 | Panelboard MRO | 1 | Distribution Protection | 1 | 600Vac (Y/D) | 2 | 100% | 2 | 241641122 | XT4HQ3150AFF000XXX + SRFB6XT4FPX | XT4HQ3150BFF000XXX + SRFB6XT4FPX | XT4HQ3150EFF000XXX + SRFB3XT4FPX | XT4HQ3150FFF000XXX + SRFB3XT4FPX | XT4HQ3150GFF000XXX + SRFB3XT4FPX | XT4HQ3150PFF000XXX + SRFB3XT4FPX | XT4HQ3150QFF000XXX + SRFB3XT4FPX | XT4HQ3150TFF000XXX + SRFB3XT4FPX | XT4HQ3150UFF000XXX + SRFB3XT4FPX
SE | SELA36AT0030 | 25 | SRPE30A15 | 1 | 15 | 1 | 35kA | 5 | Loose MCCB (OEM) | 2 | Distribution Protection | 1 | 480Vac (Y/D) | 1 | 80% | 1 | 25152111 | XT1SU3015AFF000XXX | No Equivalent Cross Available Based on Selections | XT2SU3025EFF000XXX | XT2SU3025FFF000XXX | XT2SU3025GFF000XXX | XT2SU3040PFF000XXX | XT2SU3040QFF000XXX | XT2SU3040TFF000XXX | XT2SU3040UFF000XXX
SE | SELA36AT0030 | 25 | SRPE30A15 | 1 | 15 | 1 | 35kA | 5 | Loose MCCB (OEM) | 2 | Distribution Protection | 1 | 600Vac (Y/D) | 2 | 80% | 1 | 25152121 | XT4LU3025AFF000XXX | No Equivalent Cross Available Based on Selections | XT4LU3040EFF000XXX | XT4LU3040FFF000XXX | XT4LU3040GFF000XXX | XT4LU3100PFF000XXX | XT4LU3100QFF000XXX | XT4LU3100TFF000XXX | XT4LU3100UFF000XXX
SE | SELA36AT0030 | 25 | SRPE30A15 | 1 | 15 | 1 | 35kA | 5 | Loose MCCB (OEM) | 2 | Distribution Protection | 1 | 480Vac (Y/D) | 1 | 100% | 2 | 25152112 | XT1SQ3015AFF000XXX | No Equivalent Cross Available Based on Selections | XT2SQ3025EFF000XXX | XT2SQ3025FFF000XXX | XT2SQ3025GFF000XXX | XT2SQ3040PFF000XXX | XT2SQ3040QFF000XXX | XT2SQ3040TFF000XXX | XT2SQ3040UFF000XXX
SE | SELA36AT0030 | 25 | SRPE30A15 | 1 | 15 | 1 | 35kA | 5 | Loose MCCB (OEM) | 2 | Distribution Protection | 1 | 600Vac (Y/D) | 2 | 100% | 2 | 25152122 | XT4LQ3025AFF000XXX | No Equivalent Cross Available Based on Selections | XT4LQ3040EFF000XXX | XT4LQ3040FFF000XXX | XT4LQ3040GFF000XXX | XT4LQ3100PFF000XXX | XT4LQ3100QFF000XXX | XT4LQ3100TFF000XXX | XT4LQ3100UFF000XXX
SE | SELA36AT0030 | 25 | SRPE30A15 | 1 | 15 | 1 | 35kA | 5 | Panelboard MRO | 1 | Distribution Protection | 1 | 480Vac (Y/D) | 1 | 80% | 1 | 25151111 | XT1SU3015AFF000XXX + SRFB6XT1FPX | No Equivalent Cross Available Based on Selections | XT4SU3040EFF000XXX + SRFB3XT4FPX | XT4SU3040FFF000XXX + SRFB3XT4FPX | XT4SU3040GFF000XXX + SRFB3XT4FPX | XT4SU3100PFF000XXX + SRFB3XT4FPX | XT4SU3100QFF000XXX + SRFB3XT4FPX | XT4SU3100TFF000XXX + SRFB3XT4FPX | XT4SU3100UFF000XXX + SRFB3XT4FPX
SE | SELA36AT0030 | 25 | SRPE30A15 | 1 | 15 | 1 | 35kA | 5 | Panelboard MRO | 1 | Distribution Protection | 1 | 600Vac (Y/D) | 2 | 80% | 1 | 25151121 | XT4LU3025AFF000XXX + SRFB6XT4FPX | No Equivalent Cross Available Based on Selections | XT4LU3040EFF000XXX + SRFB3XT4FPX | XT4LU3040FFF000XXX + SRFB3XT4FPX | XT4LU3040GFF000XXX + SRFB3XT4FPX | XT4LU3100PFF000XXX + SRFB3XT4FPX | XT4LU3100QFF000XXX + SRFB3XT4FPX | XT4LU3100TFF000XXX + SRFB3XT4FPX | XT4LU3100UFF000XXX + SRFB3XT4FPX
SE | SELA36AT0030 | 25 | SRPE30A15 | 1 | 15 | 1 | 35kA | 5 | Panelboard MRO | 1 | Distribution Protection | 1 | 480Vac (Y/D) | 1 | 100% | 2 | 25151112 | XT1SQ3015AFF000XXX + SRFB6XT1FPX | No Equivalent Cross Available Based on Selections | XT4SQ3040EFF000XXX + SRFB3XT4FPX | XT4SQ3040FFF000XXX + SRFB3XT4FPX | XT4SQ3040GFF000XXX + SRFB3XT4FPX | XT4SQ3100PFF000XXX + SRFB3XT4FPX | XT4SQ3100QFF000XXX + SRFB3XT4FPX | XT4SQ3100TFF000XXX + SRFB3XT4FPX | XT4SQ3100UFF000XXX + SRFB3XT4FPX
SE | SELA36AT0030 | 25 | SRPE30A15 | 1 | 15 | 1 | 35kA | 5 | Panelboard MRO | 1 | Distribution Protection | 1 | 600Vac (Y/D) | 2 | 100% | 2 | 25151122 | XT4LQ3025AFF000XXX + SRFB6XT4FPX | No Equivalent Cross Available Based on Selections | XT4LQ3040EFF000XXX + SRFB3XT4FPX | XT4LQ3040FFF000XXX + SRFB3XT4FPX | XT4LQ3040GFF000XXX + SRFB3XT4FPX | XT4LQ3100PFF000XXX + SRFB3XT4FPX | XT4LQ3100QFF000XXX + SRFB3XT4FPX | XT4LQ3100TFF000XXX + SRFB3XT4FPX | XT4LQ3100UFF000XXX + SRFB3XT4FPX
SE | SELA36AT0030 | 25 | SRPE30A15 | 1 | 15 | 1 | 65kA | 7 | Loose MCCB (OEM) | 2 | Distribution Protection | 1 | 480Vac (Y/D) | 1 | 80% | 1 | 25172111 | XT1HU3015AFF000XXX | No Equivalent Cross Available Based on Selections | XT2HU3025EFF000XXX | XT2HU3025FFF000XXX | XT2HU3025GFF000XXX | XT2HU3040PFF000XXX | XT2HU3040QFF000XXX | XT2HU3040TFF000XXX | XT2HU3040UFF000XXX
SE | SELA36AT0030 | 25 | SRPE30A15 | 1 | 15 | 1 | 65kA | 7 | Loose MCCB (OEM) | 2 | Distribution Protection | 1 | 600Vac (Y/D) | 2 | 80% | 1 | 25172121 | XT4VU3025AFF000XXX | No Equivalent Cross Available Based on Selections | XT4VU3040EFF000XXX | XT4VU3040FFF000XXX | XT4VU3040GFF000XXX | XT4VU3100PFF000XXX | XT4VU3100QFF000XXX | XT4VU3100TFF000XXX | XT4VU3100UFF000XXX
SE | SELA36AT0030 | 25 | SRPE30A15 | 1 | 15 | 1 | 65kA | 7 | Loose MCCB (OEM) | 2 | Distribution Protection | 1 | 480Vac (Y/D) | 1 | 100% | 2 | 25172112 | XT1HQ3015AFF000XXX | No Equivalent Cross Available Based on Selections | XT2HQ3025EFF000XXX | XT2HQ3025FFF000XXX | XT2HQ3025GFF000XXX | XT2HQ3040PFF000XXX | XT2HQ3040QFF000XXX | XT2HQ3040TFF000XXX | XT2HQ3040UFF000XXX
SE | SELA36AT0030 | 25 | SRPE30A15 | 1 | 15 | 1 | 65kA | 7 | Loose MCCB (OEM) | 2 | Distribution Protection | 1 | 600Vac (Y/D) | 2 | 100% | 2 | 25172122 | XT4VQ3025AFF000XXX | No Equivalent Cross Available Based on Selections | XT4VQ3040EFF000XXX | XT4VQ3040FFF000XXX | XT4VQ3040GFF000XXX | XT4VQ3100PFF000XXX | XT4VQ3100QFF000XXX | XT4VQ3100TFF000XXX | XT4VQ3100UFF000XXX
SE | SELA36AT0030 | 25 | SRPE30A15 | 1 | 15 | 1 | 65kA | 7 | Panelboard MRO | 1 | Distribution Protection | 1 | 480Vac (Y/D) | 1 | 80% | 1 | 25171111 | XT1HU3015AFF000XXX + SRFB6XT1FPX | No Equivalent Cross Available Based on Selections | XT4HU3040EFF000XXX + SRFB3XT4FPX | XT4HU3040FFF000XXX + SRFB3XT4FPX | XT4HU3040GFF000XXX + SRFB3XT4FPX | XT4HU3100PFF000XXX + SRFB3XT4FPX | XT4HU3100QFF000XXX + SRFB3XT4FPX | XT4HU3100TFF000XXX + SRFB3XT4FPX | XT4HU3100UFF000XXX + SRFB3XT4FPX
SE | SELA36AT0030 | 25 | SRPE30A15 | 1 | 15 | 1 | 65kA | 7 | Panelboard MRO | 1 | Distribution Protection | 1 | 600Vac (Y/D) | 2 | 80% | 1 | 25171121 | XT4VU3025AFF000XXX + SRFB6XT4FPX | No Equivalent Cross Available Based on Selections | XT4VU3040EFF000XXX + SRFB3XT4FPX | XT4VU3040FFF000XXX + SRFB3XT4FPX | XT4VU3040GFF000XXX + SRFB3XT4FPX | XT4VU3100PFF000XXX + SRFB3XT4FPX | XT4VU3100QFF000XXX + SRFB3XT4FPX | XT4VU3100TFF000XXX + SRFB3XT4FPX | XT4VU3100UFF000XXX + SRFB3XT4FPX
SE | SELA36AT0030 | 25 | SRPE30A15 | 1 | 15 | 1 | 65kA | 7 | Panelboard MRO | 1 | Distribution Protection | 1 | 480Vac (Y/D) | 1 | 100% | 2 | 25171112 | XT1HQ3015AFF000XXX + SRFB6XT1FPX | No Equivalent Cross Available Based on Selections | XT4HQ3040EFF000XXX + SRFB3XT4FPX | XT4HQ3040FFF000XXX + SRFB3XT4FPX | XT4HQ3040GFF000XXX + SRFB3XT4FPX | XT4HQ3100PFF000XXX + SRFB3XT4FPX | XT4HQ3100QFF000XXX + SRFB3XT4FPX | XT4HQ3100TFF000XXX + SRFB3XT4FPX | XT4HQ3100UFF000XXX + SRFB3XT4FPX
SE | SELA36AT0030 | 25 | SRPE30A15 | 1 | 15 | 1 | 65kA | 7 | Panelboard MRO | 1 | Distribution Protection | 1 | 600Vac (Y/D) | 2 | 100% | 2 | 25171122 | XT4VQ3025AFF000XXX + SRFB6XT4FPX | No Equivalent Cross Available Based on Selections | XT4VQ3040EFF000XXX + SRFB3XT4FPX | XT4VQ3040FFF000XXX + SRFB3XT4FPX | XT4VQ3040GFF000XXX + SRFB3XT4FPX | XT4VQ3100PFF000XXX + SRFB3XT4FPX | XT4VQ3100QFF000XXX + SRFB3XT4FPX | XT4VQ3100TFF000XXX + SRFB3XT4FPX | XT4VQ3100UFF000XXX + SRFB3XT4FPX
SE | SELA36AT0030 | 25 | SRPE30A20 | 2 | 20 | 2 | 35kA | 5 | Loose MCCB (OEM) | 2 | Distribution Protection | 1 | 480Vac (Y/D) | 1 | 80% | 1 | 25252111 | XT1SU3020AFF000XXX | No Equivalent Cross Available Based on Selections | XT2SU3025EFF000XXX | XT2SU3025FFF000XXX | XT2SU3025GFF000XXX | XT2SU3040PFF000XXX | XT2SU3040QFF000XXX | XT2SU3040TFF000XXX | XT2SU3040UFF000XXX
SE | SELA36AT0030 | 25 | SRPE30A20 | 2 | 20 | 2 | 35kA | 5 | Loose MCCB (OEM) | 2 | Distribution Protection | 1 | 600Vac (Y/D) | 2 | 80% | 1 | 25252121 | XT4LU3025AFF000XXX | No Equivalent Cross Available Based on Selections | XT4LU3040EFF000XXX | XT4LU3040FFF000XXX | XT4LU3040GFF000XXX | XT4LU3100PFF000XXX | XT4LU3100QFF000XXX | XT4LU3100TFF000XXX | XT4LU3100UFF000XXX
SE | SELA36AT0030 | 25 | SRPE30A20 | 2 | 20 | 2 | 35kA | 5 | Loose MCCB (OEM) | 2 | Distribution Protection | 1 | 480Vac (Y/D) | 1 | 100% | 2 | 25252112 | XT1SQ3020AFF000XXX | No Equivalent Cross Available Based on Selections | XT2SQ3025EFF000XXX | XT2SQ3025FFF000XXX | XT2SQ3025GFF000XXX | XT2SQ3040PFF000XXX | XT2SQ3040QFF000XXX | XT2SQ3040TFF000XXX | XT2SQ3040UFF000XXX
SE | SELA36AT0030 | 25 | SRPE30A20 | 2 | 20 | 2 | 35kA | 5 | Loose MCCB (OEM) | 2 | Distribution Protection | 1 | 600Vac (Y/D) | 2 | 100% | 2 | 25252122 | XT4LQ3025AFF000XXX | No Equivalent Cross Available Based on Selections | XT4LQ3040EFF000XXX | XT4LQ3040FFF000XXX | XT4LQ3040GFF000XXX | XT4LQ3100PFF000XXX | XT4LQ3100QFF000XXX | XT4LQ3100TFF000XXX | XT4LQ3100UFF000XXX
SE | SELA36AT0030 | 25 | SRPE30A20 | 2 | 20 | 2 | 35kA | 5 | Panelboard MRO | 1 | Distribution Protection | 1 | 480Vac (Y/D) | 1 | 80% | 1 | 25251111 | XT1SU3020AFF000XXX + SRFB6XT1FPX | No Equivalent Cross Available Based on Selections | XT4SU3040EFF000XXX + SRFB3XT4FPX | XT4SU3040FFF000XXX + SRFB3XT4FPX | XT4SU3040GFF000XXX + SRFB3XT4FPX | XT4SU3100PFF000XXX + SRFB3XT4FPX | XT4SU3100QFF000XXX + SRFB3XT4FPX | XT4SU3100TFF000XXX + SRFB3XT4FPX | XT4SU3100UFF000XXX + SRFB3XT4FPX
SE | SELA36AT0030 | 25 | SRPE30A20 | 2 | 20 | 2 | 35kA | 5 | Panelboard MRO | 1 | Distribution Protection | 1 | 600Vac (Y/D) | 2 | 80% | 1 | 25251121 | XT4LU3025AFF000XXX + SRFB6XT4FPX | No Equivalent Cross Available Based on Selections | XT4LU3040EFF000XXX + SRFB3XT4FPX | XT4LU3040FFF000XXX + SRFB3XT4FPX | XT4LU3040GFF000XXX + SRFB3XT4FPX | XT4LU3100PFF000XXX + SRFB3XT4FPX | XT4LU3100QFF000XXX + SRFB3XT4FPX | XT4LU3100TFF000XXX + SRFB3XT4FPX | XT4LU3100UFF000XXX + SRFB3XT4FPX
SE | SELA36AT0030 | 25 | SRPE30A20 | 2 | 20 | 2 | 35kA | 5 | Panelboard MRO | 1 | Distribution Protection | 1 | 480Vac (Y/D) | 1 | 100% | 2 | 25251112 | XT1SQ3020AFF000XXX + SRFB6XT1FPX | No Equivalent Cross Available Based on Selections | XT4SQ3040EFF000XXX + SRFB3XT4FPX | XT4SQ3040FFF000XXX + SRFB3XT4FPX | XT4SQ3040GFF000XXX + SRFB3XT4FPX | XT4SQ3100PFF000XXX + SRFB3XT4FPX | XT4SQ3100QFF000XXX + SRFB3XT4FPX | XT4SQ3100TFF000XXX + SRFB3XT4FPX | XT4SQ3100UFF000XXX + SRFB3XT4FPX
SE | SELA36AT0030 | 25 | SRPE30A20 | 2 | 20 | 2 | 35kA | 5 | Panelboard MRO | 1 | Distribution Protection | 1 | 600Vac (Y/D) | 2 | 100% | 2 | 25251122 | XT4LQ3025AFF000XXX + SRFB6XT4FPX | No Equivalent Cross Available Based on Selections | XT4LQ3040EFF000XXX + SRFB3XT4FPX | XT4LQ3040FFF000XXX + SRFB3XT4FPX | XT4LQ3040GFF000XXX + SRFB3XT4FPX | XT4LQ3100PFF000XXX + SRFB3XT4FPX | XT4LQ3100QFF000XXX + SRFB3XT4FPX | XT4LQ3100TFF000XXX + SRFB3XT4FPX | XT4LQ3100UFF000XXX + SRFB3XT4FPX
SE | SELA36AT0030 | 25 | SRPE30A20 | 2 | 20 | 2 | 65kA | 7 | Loose MCCB (OEM) | 2 | Distribution Protection | 1 | 480Vac (Y/D) | 1 | 80% | 1 | 25272111 | XT1HU3020AFF000XXX | No Equivalent Cross Available Based on Selections | XT2HU3025EFF000XXX | XT2HU3025FFF000XXX | XT2HU3025GFF000XXX | XT2HU3040PFF000XXX | XT2HU3040QFF000XXX | XT2HU3040TFF000XXX | XT2HU3040UFF000XXX
SE | SELA36AT0030 | 25 | SRPE30A20 | 2 | 20 | 2 | 65kA | 7 | Loose MCCB (OEM) | 2 | Distribution Protection | 1 | 600Vac (Y/D) | 2 | 80% | 1 | 25272121 | XT4VU3025AFF000XXX | No Equivalent Cross Available Based on Selections | XT4VU3040EFF000XXX | XT4VU3040FFF000XXX | XT4VU3040GFF000XXX | XT4VU3100PFF000XXX | XT4VU3100QFF000XXX | XT4VU3100TFF000XXX | XT4VU3100UFF000XXX
SE | SELA36AT0030 | 25 | SRPE30A20 | 2 | 20 | 2 | 65kA | 7 | Loose MCCB (OEM) | 2 | Distribution Protection | 1 | 480Vac (Y/D) | 1 | 100% | 2 | 25272112 | XT1HQ3020AFF000XXX | No Equivalent Cross Available Based on Selections | XT2HQ3025EFF000XXX | XT2HQ3025FFF000XXX | XT2HQ3025GFF000XXX | XT2HQ3040PFF000XXX | XT2HQ3040QFF000XXX | XT2HQ3040TFF000XXX | XT2HQ3040UFF000XXX
SE | SELA36AT0030 | 25 | SRPE30A20 | 2 | 20 | 2 | 65kA | 7 | Loose MCCB (OEM) | 2 | Distribution Protection | 1 | 600Vac (Y/D) | 2 | 100% | 2 | 25272122 | XT4VQ3025AFF000XXX | No Equivalent Cross Available Based on Selections | XT4VQ3040EFF000XXX | XT4VQ3040FFF000XXX | XT4VQ3040GFF000XXX | XT4VQ3100PFF000XXX | XT4VQ3100QFF000XXX | XT4VQ3100TFF000XXX | XT4VQ3100UFF000XXX
SE | SELA36AT0030 | 25 | SRPE30A20 | 2 | 20 | 2 | 65kA | 7 | Panelboard MRO | 1 | Distribution Protection | 1 | 480Vac (Y/D) | 1 | 80% | 1 | 25271111 | XT1HU3020AFF000XXX + SRFB6XT1FPX | No Equivalent Cross Available Based on Selections | XT4HU3040EFF000XXX + SRFB3XT4FPX | XT4HU3040FFF000XXX + SRFB3XT4FPX | XT4HU3040GFF000XXX + SRFB3XT4FPX | XT4HU3100PFF000XXX + SRFB3XT4FPX | XT4HU3100QFF000XXX + SRFB3XT4FPX | XT4HU3100TFF000XXX + SRFB3XT4FPX | XT4HU3100UFF000XXX + SRFB3XT4FPX
SE | SELA36AT0030 | 25 | SRPE30A20 | 2 | 20 | 2 | 65kA | 7 | Panelboard MRO | 1 | Distribution Protection | 1 | 600Vac (Y/D) | 2 | 80% | 1 | 25271121 | XT4VU3025AFF000XXX + SRFB6XT4FPX | No Equivalent Cross Available Based on Selections | XT4VU3040EFF000XXX + SRFB3XT4FPX | XT4VU3040FFF000XXX + SRFB3XT4FPX | XT4VU3040GFF000XXX + SRFB3XT4FPX | XT4VU3100PFF000XXX + SRFB3XT4FPX | XT4VU3100QFF000XXX + SRFB3XT4FPX | XT4VU3100TFF000XXX + SRFB3XT4FPX | XT4VU3100UFF000XXX + SRFB3XT4FPX
SE | SELA36AT0030 | 25 | SRPE30A20 | 2 | 20 | 2 | 65kA | 7 | Panelboard MRO | 1 | Distribution Protection | 1 | 480Vac (Y/D) | 1 | 100% | 2 | 25271112 | XT1HQ3020AFF000XXX + SRFB6XT1FPX | No Equivalent Cross Available Based on Selections | XT4HQ3040EFF000XXX + SRFB3XT4FPX | XT4HQ3040FFF000XXX + SRFB3XT4FPX | XT4HQ3040GFF000XXX + SRFB3XT4FPX | XT4HQ3100PFF000XXX + SRFB3XT4FPX | XT4HQ3100QFF000XXX + SRFB3XT4FPX | XT4HQ3100TFF000XXX + SRFB3XT4FPX | XT4HQ3100UFF000XXX + SRFB3XT4FPX
SE | SELA36AT0030 | 25 | SRPE30A20 | 2 | 20 | 2 | 65kA | 7 | Panelboard MRO | 1 | Distribution Protection | 1 | 600Vac (Y/D) | 2 | 100% | 2 | 25271122 | XT4VQ3025AFF000XXX + SRFB6XT4FPX | No Equivalent Cross Available Based on Selections | XT4VQ3040EFF000XXX + SRFB3XT4FPX | XT4VQ3040FFF000XXX + SRFB3XT4FPX | XT4VQ3040GFF000XXX + SRFB3XT4FPX | XT4VQ3100PFF000XXX + SRFB3XT4FPX | XT4VQ3100QFF000XXX + SRFB3XT4FPX | XT4VQ3100TFF000XXX + SRFB3XT4FPX | XT4VQ3100UFF000XXX + SRFB3XT4FPX
SE | SELA36AT0030 | 25 | SRPE30A25 | 3 | 25 | 3 | 35kA | 5 | Loose MCCB (OEM) | 2 | Distribution Protection | 1 | 480Vac (Y/D) | 1 | 80% | 1 | 25352111 | XT1SU3025AFF000XXX | No Equivalent Cross Available Based on Selections | XT2SU3025EFF000XXX | XT2SU3025FFF000XXX | XT2SU3025GFF000XXX | XT2SU3040PFF000XXX | XT2SU3040QFF000XXX | XT2SU3040TFF000XXX | XT2SU3040UFF000XXX
SE | SELA36AT0030 | 25 | SRPE30A25 | 3 | 25 | 3 | 35kA | 5 | Loose MCCB (OEM) | 2 | Distribution Protection | 1 | 600Vac (Y/D) | 2 | 80% | 1 | 25352121 | XT4LU3025AFF000XXX | No Equivalent Cross Available Based on Selections | XT4LU3040EFF000XXX | XT4LU3040FFF000XXX | XT4LU3040GFF000XXX | XT4LU3100PFF000XXX | XT4LU3100QFF000XXX | XT4LU3100TFF000XXX | XT4LU3100UFF000XXX
SE | SELA36AT0030 | 25 | SRPE30A25 | 3 | 25 | 3 | 35kA | 5 | Loose MCCB (OEM) | 2 | Distribution Protection | 1 | 480Vac (Y/D) | 1 | 100% | 2 | 25352112 | XT1SQ3025AFF000XXX | No Equivalent Cross Available Based on Selections | XT2SQ3025EFF000XXX | XT2SQ3025FFF000XXX | XT2SQ3025GFF000XXX | XT2SQ3040PFF000XXX | XT2SQ3040QFF000XXX | XT2SQ3040TFF000XXX | XT2SQ3040UFF000XXX
SE | SELA36AT0030 | 25 | SRPE30A25 | 3 | 25 | 3 | 35kA | 5 | Loose MCCB (OEM) | 2 | Distribution Protection | 1 | 600Vac (Y/D) | 2 | 100% | 2 | 25352122 | XT4LQ3025AFF000XXX | No Equivalent Cross Available Based on Selections | XT4LQ3040EFF000XXX | XT4LQ3040FFF000XXX | XT4LQ3040GFF000XXX | XT4LQ3100PFF000XXX | XT4LQ3100QFF000XXX | XT4LQ3100TFF000XXX | XT4LQ3100UFF000XXX
SE | SELA36AT0030 | 25 | SRPE30A25 | 3 | 25 | 3 | 35kA | 5 | Panelboard MRO | 1 | Distribution Protection | 1 | 480Vac (Y/D) | 1 | 80% | 1 | 25351111 | XT1SU3025AFF000XXX + SRFB6XT1FPX | No Equivalent Cross Available Based on Selections | XT4SU3040EFF000XXX + SRFB3XT4FPX | XT4SU3040FFF000XXX + SRFB3XT4FPX | XT4SU3040GFF000XXX + SRFB3XT4FPX | XT4SU3100PFF000XXX + SRFB3XT4FPX | XT4SU3100QFF000XXX + SRFB3XT4FPX | XT4SU3100TFF000XXX + SRFB3XT4FPX | XT4SU3100UFF000XXX + SRFB3XT4FPX
SE | SELA36AT0030 | 25 | SRPE30A25 | 3 | 25 | 3 | 35kA | 5 | Panelboard MRO | 1 | Distribution Protection | 1 | 600Vac (Y/D) | 2 | 80% | 1 | 25351121 | XT4LU3025AFF000XXX + SRFB6XT4FPX | No Equivalent Cross Available Based on Selections | XT4LU3040EFF000XXX + SRFB3XT4FPX | XT4LU3040FFF000XXX + SRFB3XT4FPX | XT4LU3040GFF000XXX + SRFB3XT4FPX | XT4LU3100PFF000XXX + SRFB3XT4FPX | XT4LU3100QFF000XXX + SRFB3XT4FPX | XT4LU3100TFF000XXX + SRFB3XT4FPX | XT4LU3100UFF000XXX + SRFB3XT4FPX
SE | SELA36AT0030 | 25 | SRPE30A25 | 3 | 25 | 3 | 35kA | 5 | Panelboard MRO | 1 | Distribution Protection | 1 | 480Vac (Y/D) | 1 | 100% | 2 | 25351112 | XT1SQ3025AFF000XXX + SRFB6XT1FPX | No Equivalent Cross Available Based on Selections | XT4SQ3040EFF000XXX + SRFB3XT4FPX | XT4SQ3040FFF000XXX + SRFB3XT4FPX | XT4SQ3040GFF000XXX + SRFB3XT4FPX | XT4SQ3100PFF000XXX + SRFB3XT4FPX | XT4SQ3100QFF000XXX + SRFB3XT4FPX | XT4SQ3100TFF000XXX + SRFB3XT4FPX | XT4SQ3100UFF000XXX + SRFB3XT4FPX
SE | SELA36AT0030 | 25 | SRPE30A25 | 3 | 25 | 3 | 35kA | 5 | Panelboard MRO | 1 | Distribution Protection | 1 | 600Vac (Y/D) | 2 | 100% | 2 | 25351122 | XT4LQ3025AFF000XXX + SRFB6XT4FPX | No Equivalent Cross Available Based on Selections | XT4LQ3040EFF000XXX + SRFB3XT4FPX | XT4LQ3040FFF000XXX + SRFB3XT4FPX | XT4LQ3040GFF000XXX + SRFB3XT4FPX | XT4LQ3100PFF000XXX + SRFB3XT4FPX | XT4LQ3100QFF000XXX + SRFB3XT4FPX | XT4LQ3100TFF000XXX + SRFB3XT4FPX | XT4LQ3100UFF000XXX + SRFB3XT4FPX
SE | SELA36AT0030 | 25 | SRPE30A25 | 3 | 25 | 3 | 65kA | 7 | Loose MCCB (OEM) | 2 | Distribution Protection | 1 | 480Vac (Y/D) | 1 | 80% | 1 | 25372111 | XT1HU3025AFF000XXX | No Equivalent Cross Available Based on Selections | XT2HU3025EFF000XXX | XT2HU3025FFF000XXX | XT2HU3025GFF000XXX | XT2HU3040PFF000XXX | XT2HU3040QFF000XXX | XT2HU3040TFF000XXX | XT2HU3040UFF000XXX
SE | SELA36AT0030 | 25 | SRPE30A25 | 3 | 25 | 3 | 65kA | 7 | Loose MCCB (OEM) | 2 | Distribution Protection | 1 | 600Vac (Y/D) | 2 | 80% | 1 | 25372121 | XT4VU3025AFF000XXX | No Equivalent Cross Available Based on Selections | XT4VU3040EFF000XXX | XT4VU3040FFF000XXX | XT4VU3040GFF000XXX | XT4VU3100PFF000XXX | XT4VU3100QFF000XXX | XT4VU3100TFF000XXX | XT4VU3100UFF000XXX
SE | SELA36AT0030 | 25 | SRPE30A25 | 3 | 25 | 3 | 65kA | 7 | Loose MCCB (OEM) | 2 | Distribution Protection | 1 | 480Vac (Y/D) | 1 | 100% | 2 | 25372112 | XT1HQ3025AFF000XXX | No Equivalent Cross Available Based on Selections | XT2HQ3025EFF000XXX | XT2HQ3025FFF000XXX | XT2HQ3025GFF000XXX | XT2HQ3040PFF000XXX | XT2HQ3040QFF000XXX | XT2HQ3040TFF000XXX | XT2HQ3040UFF000XXX
SE | SELA36AT0030 | 25 | SRPE30A25 | 3 | 25 | 3 | 65kA | 7 | Loose MCCB (OEM) | 2 | Distribution Protection | 1 | 600Vac (Y/D) | 2 | 100% | 2 | 25372122 | XT4VQ3025AFF000XXX | No Equivalent Cross Available Based on Selections | XT4VQ3040EFF000XXX | XT4VQ3040FFF000XXX | XT4VQ3040GFF000XXX | XT4VQ3100PFF000XXX | XT4VQ3100QFF000XXX | XT4VQ3100TFF000XXX | XT4VQ3100UFF000XXX
SE | SELA36AT0030 | 25 | SRPE30A25 | 3 | 25 | 3 | 65kA | 7 | Panelboard MRO | 1 | Distribution Protection | 1 | 480Vac (Y/D) | 1 | 80% | 1 | 25371111 | XT1HU3025AFF000XXX + SRFB6XT1FPX | No Equivalent Cross Available Based on Selections | XT4HU3040EFF000XXX + SRFB3XT4FPX | XT4HU3040FFF000XXX + SRFB3XT4FPX | XT4HU3040GFF000XXX + SRFB3XT4FPX | XT4HU3100PFF000XXX + SRFB3XT4FPX | XT4HU3100QFF000XXX + SRFB3XT4FPX | XT4HU3100TFF000XXX + SRFB3XT4FPX | XT4HU3100UFF000XXX + SRFB3XT4FPX
SE | SELA36AT0030 | 25 | SRPE30A25 | 3 | 25 | 3 | 65kA | 7 | Panelboard MRO | 1 | Distribution Protection | 1 | 600Vac (Y/D) | 2 | 80% | 1 | 25371121 | XT4VU3025AFF000XXX + SRFB6XT4FPX | No Equivalent Cross Available Based on Selections | XT4VU3040EFF000XXX + SRFB3XT4FPX | XT4VU3040FFF000XXX + SRFB3XT4FPX | XT4VU3040GFF000XXX + SRFB3XT4FPX | XT4VU3100PFF000XXX + SRFB3XT4FPX | XT4VU3100QFF000XXX + SRFB3XT4FPX | XT4VU3100TFF000XXX + SRFB3XT4FPX | XT4VU3100UFF000XXX + SRFB3XT4FPX
SE | SELA36AT0030 | 25 | SRPE30A25 | 3 | 25 | 3 | 65kA | 7 | Panelboard MRO | 1 | Distribution Protection | 1 | 480Vac (Y/D) | 1 | 100% | 2 | 25371112 | XT1HQ3025AFF000XXX + SRFB6XT1FPX | No Equivalent Cross Available Based on Selections | XT4HQ3040EFF000XXX + SRFB3XT4FPX | XT4HQ3040FFF000XXX + SRFB3XT4FPX | XT4HQ3040GFF000XXX + SRFB3XT4FPX | XT4HQ3100PFF000XXX + SRFB3XT4FPX | XT4HQ3100QFF000XXX + SRFB3XT4FPX | XT4HQ3100TFF000XXX + SRFB3XT4FPX | XT4HQ3100UFF000XXX + SRFB3XT4FPX
SE | SELA36AT0030 | 25 | SRPE30A25 | 3 | 25 | 3 | 65kA | 7 | Panelboard MRO | 1 | Distribution Protection | 1 | 600Vac (Y/D) | 2 | 100% | 2 | 25371122 | XT4VQ3025AFF000XXX + SRFB6XT4FPX | No Equivalent Cross Available Based on Selections | XT4VQ3040EFF000XXX + SRFB3XT4FPX | XT4VQ3040FFF000XXX + SRFB3XT4FPX | XT4VQ3040GFF000XXX + SRFB3XT4FPX | XT4VQ3100PFF000XXX + SRFB3XT4FPX | XT4VQ3100QFF000XXX + SRFB3XT4FPX | XT4VQ3100TFF000XXX + SRFB3XT4FPX | XT4VQ3100UFF000XXX + SRFB3XT4FPX
SE | SELA36AT0030 | 25 | SRPE30A30 | 4 | 30 | 4 | 35kA | 5 | Loose MCCB (OEM) | 2 | Distribution Protection | 1 | 480Vac (Y/D) | 1 | 80% | 1 | 25452111 | XT1SU3030AFF000XXX | No Equivalent Cross Available Based on Selections | XT2SU3060EFF000XXX | XT2SU3060FFF000XXX | XT2SU3060GFF000XXX | XT2SU3040PFF000XXX | XT2SU3040QFF000XXX | XT2SU3040TFF000XXX | XT2SU3040UFF000XXX
SE | SELA36AT0030 | 25 | SRPE30A30 | 4 | 30 | 4 | 35kA | 5 | Loose MCCB (OEM) | 2 | Distribution Protection | 1 | 600Vac (Y/D) | 2 | 80% | 1 | 25452121 | XT4LU3030AFF000XXX | No Equivalent Cross Available Based on Selections | XT4LU3040EFF000XXX | XT4LU3040FFF000XXX | XT4LU3040GFF000XXX | XT4LU3100PFF000XXX | XT4LU3100QFF000XXX | XT4LU3100TFF000XXX | XT4LU3100UFF000XXX
SE | SELA36AT0030 | 25 | SRPE30A30 | 4 | 30 | 4 | 35kA | 5 | Loose MCCB (OEM) | 2 | Distribution Protection | 1 | 480Vac (Y/D) | 1 | 100% | 2 | 25452112 | XT1SQ3030AFF000XXX | No Equivalent Cross Available Based on Selections | XT2SQ3060EFF000XXX | XT2SQ3060FFF000XXX | XT2SQ3060GFF000XXX | XT2SQ3040PFF000XXX | XT2SQ3040QFF000XXX | XT2SQ3040TFF000XXX | XT2SQ3040UFF000XXX
SE | SELA36AT0030 | 25 | SRPE30A30 | 4 | 30 | 4 | 35kA | 5 | Loose MCCB (OEM) | 2 | Distribution Protection | 1 | 600Vac (Y/D) | 2 | 100% | 2 | 25452122 | XT4LQ3030AFF000XXX | No Equivalent Cross Available Based on Selections | XT4LQ3040EFF000XXX | XT4LQ3040FFF000XXX | XT4LQ3040GFF000XXX | XT4LQ3100PFF000XXX | XT4LQ3100QFF000XXX | XT4LQ3100TFF000XXX | XT4LQ3100UFF000XXX
SE | SELA36AT0030 | 25 | SRPE30A30 | 4 | 30 | 4 | 35kA | 5 | Panelboard MRO | 1 | Distribution Protection | 1 | 480Vac (Y/D) | 1 | 80% | 1 | 25451111 | XT1SU3030AFF000XXX + SRFB6XT1FPX | No Equivalent Cross Available Based on Selections | XT4SU3040EFF000XXX + SRFB3XT4FPX | XT4SU3040FFF000XXX + SRFB3XT4FPX | XT4SU3040GFF000XXX + SRFB3XT4FPX | XT4SU3100PFF000XXX + SRFB3XT4FPX | XT4SU3100QFF000XXX + SRFB3XT4FPX | XT4SU3100TFF000XXX + SRFB3XT4FPX | XT4SU3100UFF000XXX + SRFB3XT4FPX
SE | SELA36AT0030 | 25 | SRPE30A30 | 4 | 30 | 4 | 35kA | 5 | Panelboard MRO | 1 | Distribution Protection | 1 | 600Vac (Y/D) | 2 | 80% | 1 | 25451121 | XT4LU3030AFF000XXX + SRFB6XT4FPX | No Equivalent Cross Available Based on Selections | XT4LU3040EFF000XXX + SRFB3XT4FPX | XT4LU3040FFF000XXX + SRFB3XT4FPX | XT4LU3040GFF000XXX + SRFB3XT4FPX | XT4LU3100PFF000XXX + SRFB3XT4FPX | XT4LU3100QFF000XXX + SRFB3XT4FPX | XT4LU3100TFF000XXX + SRFB3XT4FPX | XT4LU3100UFF000XXX + SRFB3XT4FPX
SE | SELA36AT0030 | 25 | SRPE30A30 | 4 | 30 | 4 | 35kA | 5 | Panelboard MRO | 1 | Distribution Protection | 1 | 480Vac (Y/D) | 1 | 100% | 2 | 25451112 | XT1SQ3030AFF000XXX + SRFB6XT1FPX | No Equivalent Cross Available Based on Selections | XT4SQ3040EFF000XXX + SRFB3XT4FPX | XT4SQ3040FFF000XXX + SRFB3XT4FPX | XT4SQ3040GFF000XXX + SRFB3XT4FPX | XT4SQ3100PFF000XXX + SRFB3XT4FPX | XT4SQ3100QFF000XXX + SRFB3XT4FPX | XT4SQ3100TFF000XXX + SRFB3XT4FPX | XT4SQ3100UFF000XXX + SRFB3XT4FPX
SE | SELA36AT0030 | 25 | SRPE30A30 | 4 | 30 | 4 | 35kA | 5 | Panelboard MRO | 1 | Distribution Protection | 1 | 600Vac (Y/D) | 2 | 100% | 2 | 25451122 | XT4LQ3030AFF000XXX + SRFB6XT4FPX | No Equivalent Cross Available Based on Selections | XT4LQ3040EFF000XXX + SRFB3XT4FPX | XT4LQ3040FFF000XXX + SRFB3XT4FPX | XT4LQ3040GFF000XXX + SRFB3XT4FPX | XT4LQ3100PFF000XXX + SRFB3XT4FPX | XT4LQ3100QFF000XXX + SRFB3XT4FPX | XT4LQ3100TFF000XXX + SRFB3XT4FPX | XT4LQ3100UFF000XXX + SRFB3XT4FPX
SE | SELA36AT0030 | 25 | SRPE30A30 | 4 | 30 | 4 | 65kA | 7 | Loose MCCB (OEM) | 2 | Distribution Protection | 1 | 480Vac (Y/D) | 1 | 80% | 1 | 25472111 | XT1HU3030AFF000XXX | No Equivalent Cross Available Based on Selections | XT2HU3060EFF000XXX | XT2HU3060FFF000XXX | XT2HU3060GFF000XXX | XT2HU3040PFF000XXX | XT2HU3040QFF000XXX | XT2HU3040TFF000XXX | XT2HU3040UFF000XXX
SE | SELA36AT0030 | 25 | SRPE30A30 | 4 | 30 | 4 | 65kA | 7 | Loose MCCB (OEM) | 2 | Distribution Protection | 1 | 600Vac (Y/D) | 2 | 80% | 1 | 25472121 | XT4VU3030AFF000XXX | No Equivalent Cross Available Based on Selections | XT4VU3040EFF000XXX | XT4VU3040FFF000XXX | XT4VU3040GFF000XXX | XT4VU3100PFF000XXX | XT4VU3100QFF000XXX | XT4VU3100TFF000XXX | XT4VU3100UFF000XXX
SE | SELA36AT0030 | 25 | SRPE30A30 | 4 | 30 | 4 | 65kA | 7 | Loose MCCB (OEM) | 2 | Distribution Protection | 1 | 480Vac (Y/D) | 1 | 100% | 2 | 25472112 | XT1HQ3030AFF000XXX | No Equivalent Cross Available Based on Selections | XT2HQ3060EFF000XXX | XT2HQ3060FFF000XXX | XT2HQ3060GFF000XXX | XT2HQ3040PFF000XXX | XT2HQ3040QFF000XXX | XT2HQ3040TFF000XXX | XT2HQ3040UFF000XXX
SE | SELA36AT0030 | 25 | SRPE30A30 | 4 | 30 | 4 | 65kA | 7 | Loose MCCB (OEM) | 2 | Distribution Protection | 1 | 600Vac (Y/D) | 2 | 100% | 2 | 25472122 | XT4VQ3030AFF000XXX | No Equivalent Cross Available Based on Selections | XT4VQ3040EFF000XXX | XT4VQ3040FFF000XXX | XT4VQ3040GFF000XXX | XT4VQ3100PFF000XXX | XT4VQ3100QFF000XXX | XT4VQ3100TFF000XXX | XT4VQ3100UFF000XXX
SE | SELA36AT0030 | 25 | SRPE30A30 | 4 | 30 | 4 | 65kA | 7 | Panelboard MRO | 1 | Distribution Protection | 1 | 480Vac (Y/D) | 1 | 80% | 1 | 25471111 | XT1HU3030AFF000XXX + SRFB6XT1FPX | No Equivalent Cross Available Based on Selections | XT4HU3040EFF000XXX + SRFB3XT4FPX | XT4HU3040FFF000XXX + SRFB3XT4FPX | XT4HU3040GFF000XXX + SRFB3XT4FPX | XT4HU3100PFF000XXX + SRFB3XT4FPX | XT4HU3100QFF000XXX + SRFB3XT4FPX | XT4HU3100TFF000XXX + SRFB3XT4FPX | XT4HU3100UFF000XXX + SRFB3XT4FPX
SE | SELA36AT0030 | 25 | SRPE30A30 | 4 | 30 | 4 | 65kA | 7 | Panelboard MRO | 1 | Distribution Protection | 1 | 600Vac (Y/D) | 2 | 80% | 1 | 25471121 | XT4VU3030AFF000XXX + SRFB6XT4FPX | No Equivalent Cross Available Based on Selections | XT4VU3040EFF000XXX + SRFB3XT4FPX | XT4VU3040FFF000XXX + SRFB3XT4FPX | XT4VU3040GFF000XXX + SRFB3XT4FPX | XT4VU3100PFF000XXX + SRFB3XT4FPX | XT4VU3100QFF000XXX + SRFB3XT4FPX | XT4VU3100TFF000XXX + SRFB3XT4FPX | XT4VU3100UFF000XXX + SRFB3XT4FPX
SE | SELA36AT0030 | 25 | SRPE30A30 | 4 | 30 | 4 | 65kA | 7 | Panelboard MRO | 1 | Distribution Protection | 1 | 480Vac (Y/D) | 1 | 100% | 2 | 25471112 | XT1HQ3030AFF000XXX + SRFB6XT1FPX | No Equivalent Cross Available Based on Selections | XT4HQ3040EFF000XXX + SRFB3XT4FPX | XT4HQ3040FFF000XXX + SRFB3XT4FPX | XT4HQ3040GFF000XXX + SRFB3XT4FPX | XT4HQ3100PFF000XXX + SRFB3XT4FPX | XT4HQ3100QFF000XXX + SRFB3XT4FPX | XT4HQ3100TFF000XXX + SRFB3XT4FPX | XT4HQ3100UFF000XXX + SRFB3XT4FPX
SE | SELA36AT0030 | 25 | SRPE30A30 | 4 | 30 | 4 | 65kA | 7 | Panelboard MRO | 1 | Distribution Protection | 1 | 600Vac (Y/D) | 2 | 100% | 2 | 25471122 | XT4VQ3030AFF000XXX + SRFB6XT4FPX | No Equivalent Cross Available Based on Selections | XT4VQ3040EFF000XXX + SRFB3XT4FPX | XT4VQ3040FFF000XXX + SRFB3XT4FPX | XT4VQ3040GFF000XXX + SRFB3XT4FPX | XT4VQ3100PFF000XXX + SRFB3XT4FPX | XT4VQ3100QFF000XXX + SRFB3XT4FPX | XT4VQ3100TFF000XXX + SRFB3XT4FPX | XT4VQ3100UFF000XXX + SRFB3XT4FPX
SE | SELA36AT0060 | 26 | SRPE60A35 | 5 | 35 | 5 | 35kA | 5 | Loose MCCB (OEM) | 2 | Distribution Protection | 1 | 480Vac (Y/D) | 1 | 80% | 1 | 26552111 | XT1SU3035AFF000XXX | No Equivalent Cross Available Based on Selections | XT2SU3060EFF000XXX | XT2SU3060FFF000XXX | XT2SU3060GFF000XXX | XT2SU3040PFF000XXX | XT2SU3040QFF000XXX | XT2SU3040TFF000XXX | XT2SU3040UFF000XXX
SE | SELA36AT0060 | 26 | SRPE60A35 | 5 | 35 | 5 | 35kA | 5 | Loose MCCB (OEM) | 2 | Distribution Protection | 1 | 600Vac (Y/D) | 2 | 80% | 1 | 26552121 | XT4LU3035AFF000XXX | No Equivalent Cross Available Based on Selections | XT4LU3040EFF000XXX | XT4LU3040FFF000XXX | XT4LU3040GFF000XXX | XT4LU3100PFF000XXX | XT4LU3100QFF000XXX | XT4LU3100TFF000XXX | XT4LU3100UFF000XXX
SE | SELA36AT0060 | 26 | SRPE60A35 | 5 | 35 | 5 | 35kA | 5 | Loose MCCB (OEM) | 2 | Distribution Protection | 1 | 480Vac (Y/D) | 1 | 100% | 2 | 26552112 | XT1SQ3035AFF000XXX | No Equivalent Cross Available Based on Selections | XT2SQ3060EFF000XXX | XT2SQ3060FFF000XXX | XT2SQ3060GFF000XXX | XT2SQ3040PFF000XXX | XT2SQ3040QFF000XXX | XT2SQ3040TFF000XXX | XT2SQ3040UFF000XXX
SE | SELA36AT0060 | 26 | SRPE60A35 | 5 | 35 | 5 | 35kA | 5 | Loose MCCB (OEM) | 2 | Distribution Protection | 1 | 600Vac (Y/D) | 2 | 100% | 2 | 26552122 | XT4LQ3035AFF000XXX | No Equivalent Cross Available Based on Selections | XT4LQ3040EFF000XXX | XT4LQ3040FFF000XXX | XT4LQ3040GFF000XXX | XT4LQ3100PFF000XXX | XT4LQ3100QFF000XXX | XT4LQ3100TFF000XXX | XT4LQ3100UFF000XXX
SE | SELA36AT0060 | 26 | SRPE60A35 | 5 | 35 | 5 | 35kA | 5 | Panelboard MRO | 1 | Distribution Protection | 1 | 480Vac (Y/D) | 1 | 80% | 1 | 26551111 | XT1SU3035AFF000XXX + SRFB6XT1FPX | No Equivalent Cross Available Based on Selections | XT4SU3040EFF000XXX + SRFB3XT4FPX | XT4SU3040FFF000XXX + SRFB3XT4FPX | XT4SU3040GFF000XXX + SRFB3XT4FPX | XT4SU3100PFF000XXX + SRFB3XT4FPX | XT4SU3100QFF000XXX + SRFB3XT4FPX | XT4SU3100TFF000XXX + SRFB3XT4FPX | XT4SU3100UFF000XXX + SRFB3XT4FPX
SE | SELA36AT0060 | 26 | SRPE60A35 | 5 | 35 | 5 | 35kA | 5 | Panelboard MRO | 1 | Distribution Protection | 1 | 600Vac (Y/D) | 2 | 80% | 1 | 26551121 | XT4LU3035AFF000XXX + SRFB6XT4FPX | No Equivalent Cross Available Based on Selections | XT4LU3040EFF000XXX + SRFB3XT4FPX | XT4LU3040FFF000XXX + SRFB3XT4FPX | XT4LU3040GFF000XXX + SRFB3XT4FPX | XT4LU3100PFF000XXX + SRFB3XT4FPX | XT4LU3100QFF000XXX + SRFB3XT4FPX | XT4LU3100TFF000XXX + SRFB3XT4FPX | XT4LU3100UFF000XXX + SRFB3XT4FPX
SE | SELA36AT0060 | 26 | SRPE60A35 | 5 | 35 | 5 | 35kA | 5 | Panelboard MRO | 1 | Distribution Protection | 1 | 480Vac (Y/D) | 1 | 100% | 2 | 26551112 | XT1SQ3035AFF000XXX + SRFB6XT1FPX | No Equivalent Cross Available Based on Selections | XT4SQ3040EFF000XXX + SRFB3XT4FPX | XT4SQ3040FFF000XXX + SRFB3XT4FPX | XT4SQ3040GFF000XXX + SRFB3XT4FPX | XT4SQ3100PFF000XXX + SRFB3XT4FPX | XT4SQ3100QFF000XXX + SRFB3XT4FPX | XT4SQ3100TFF000XXX + SRFB3XT4FPX | XT4SQ3100UFF000XXX + SRFB3XT4FPX
SE | SELA36AT0060 | 26 | SRPE60A35 | 5 | 35 | 5 | 35kA | 5 | Panelboard MRO | 1 | Distribution Protection | 1 | 600Vac (Y/D) | 2 | 100% | 2 | 26551122 | XT4LQ3035AFF000XXX + SRFB6XT4FPX | No Equivalent Cross Available Based on Selections | XT4LQ3040EFF000XXX + SRFB3XT4FPX | XT4LQ3040FFF000XXX + SRFB3XT4FPX | XT4LQ3040GFF000XXX + SRFB3XT4FPX | XT4LQ3100PFF000XXX + SRFB3XT4FPX | XT4LQ3100QFF000XXX + SRFB3XT4FPX | XT4LQ3100TFF000XXX + SRFB3XT4FPX | XT4LQ3100UFF000XXX + SRFB3XT4FPX
SE | SELA36AT0060 | 26 | SRPE60A35 | 5 | 35 | 5 | 65kA | 7 | Loose MCCB (OEM) | 2 | Distribution Protection | 1 | 480Vac (Y/D) | 1 | 80% | 1 | 26572111 | XT1HU3035AFF000XXX | No Equivalent Cross Available Based on Selections | XT2HU3060EFF000XXX | XT2HU3060FFF000XXX | XT2HU3060GFF000XXX | XT2HU3040PFF000XXX | XT2HU3040QFF000XXX | XT2HU3040TFF000XXX | XT2HU3040UFF000XXX
SE | SELA36AT0060 | 26 | SRPE60A35 | 5 | 35 | 5 | 65kA | 7 | Loose MCCB (OEM) | 2 | Distribution Protection | 1 | 600Vac (Y/D) | 2 | 80% | 1 | 26572121 | XT4VU3035AFF000XXX | No Equivalent Cross Available Based on Selections | XT4VU3040EFF000XXX | XT4VU3040FFF000XXX | XT4VU3040GFF000XXX | XT4VU3100PFF000XXX | XT4VU3100QFF000XXX | XT4VU3100TFF000XXX | XT4VU3100UFF000XXX
SE | SELA36AT0060 | 26 | SRPE60A35 | 5 | 35 | 5 | 65kA | 7 | Loose MCCB (OEM) | 2 | Distribution Protection | 1 | 480Vac (Y/D) | 1 | 100% | 2 | 26572112 | XT1HQ3035AFF000XXX | No Equivalent Cross Available Based on Selections | XT2HQ3060EFF000XXX | XT2HQ3060FFF000XXX | XT2HQ3060GFF000XXX | XT2HQ3040PFF000XXX | XT2HQ3040QFF000XXX | XT2HQ3040TFF000XXX | XT2HQ3040UFF000XXX
SE | SELA36AT0060 | 26 | SRPE60A35 | 5 | 35 | 5 | 65kA | 7 | Loose MCCB (OEM) | 2 | Distribution Protection | 1 | 600Vac (Y/D) | 2 | 100% | 2 | 26572122 | XT4VQ3035AFF000XXX | No Equivalent Cross Available Based on Selections | XT4VQ3040EFF000XXX | XT4VQ3040FFF000XXX | XT4VQ3040GFF000XXX | XT4VQ3100PFF000XXX | XT4VQ3100QFF000XXX | XT4VQ3100TFF000XXX | XT4VQ3100UFF000XXX
SE | SELA36AT0060 | 26 | SRPE60A35 | 5 | 35 | 5 | 65kA | 7 | Panelboard MRO | 1 | Distribution Protection | 1 | 480Vac (Y/D) | 1 | 80% | 1 | 26571111 | XT1HU3035AFF000XXX + SRFB6XT1FPX | No Equivalent Cross Available Based on Selections | XT4HU3040EFF000XXX + SRFB3XT4FPX | XT4HU3040FFF000XXX + SRFB3XT4FPX | XT4HU3040GFF000XXX + SRFB3XT4FPX | XT4HU3100PFF000XXX + SRFB3XT4FPX | XT4HU3100QFF000XXX + SRFB3XT4FPX | XT4HU3100TFF000XXX + SRFB3XT4FPX | XT4HU3100UFF000XXX + SRFB3XT4FPX
SE | SELA36AT0060 | 26 | SRPE60A35 | 5 | 35 | 5 | 65kA | 7 | Panelboard MRO | 1 | Distribution Protection | 1 | 600Vac (Y/D) | 2 | 80% | 1 | 26571121 | XT4VU3035AFF000XXX + SRFB6XT4FPX | No Equivalent Cross Available Based on Selections | XT4VU3040EFF000XXX + SRFB3XT4FPX | XT4VU3040FFF000XXX + SRFB3XT4FPX | XT4VU3040GFF000XXX + SRFB3XT4FPX | XT4VU3100PFF000XXX + SRFB3XT4FPX | XT4VU3100QFF000XXX + SRFB3XT4FPX | XT4VU3100TFF000XXX + SRFB3XT4FPX | XT4VU3100UFF000XXX + SRFB3XT4FPX
SE | SELA36AT0060 | 26 | SRPE60A35 | 5 | 35 | 5 | 65kA | 7 | Panelboard MRO | 1 | Distribution Protection | 1 | 480Vac (Y/D) | 1 | 100% | 2 | 26571112 | XT1HQ3035AFF000XXX + SRFB6XT1FPX | No Equivalent Cross Available Based on Selections | XT4HQ3040EFF000XXX + SRFB3XT4FPX | XT4HQ3040FFF000XXX + SRFB3XT4FPX | XT4HQ3040GFF000XXX + SRFB3XT4FPX | XT4HQ3100PFF000XXX + SRFB3XT4FPX | XT4HQ3100QFF000XXX + SRFB3XT4FPX | XT4HQ3100TFF000XXX + SRFB3XT4FPX | XT4HQ3100UFF000XXX + SRFB3XT4FPX
SE | SELA36AT0060 | 26 | SRPE60A35 | 5 | 35 | 5 | 65kA | 7 | Panelboard MRO | 1 | Distribution Protection | 1 | 600Vac (Y/D) | 2 | 100% | 2 | 26571122 | XT4VQ3035AFF000XXX + SRFB6XT4FPX | No Equivalent Cross Available Based on Selections | XT4VQ3040EFF000XXX + SRFB3XT4FPX | XT4VQ3040FFF000XXX + SRFB3XT4FPX | XT4VQ3040GFF000XXX + SRFB3XT4FPX | XT4VQ3100PFF000XXX + SRFB3XT4FPX | XT4VQ3100QFF000XXX + SRFB3XT4FPX | XT4VQ3100TFF000XXX + SRFB3XT4FPX | XT4VQ3100UFF000XXX + SRFB3XT4FPX
SE | SELA36AT0060 | 26 | SRPE60A40 | 6 | 40 | 6 | 35kA | 5 | Loose MCCB (OEM) | 2 | Distribution Protection | 1 | 480Vac (Y/D) | 1 | 80% | 1 | 26652111 | XT1SU3040AFF000XXX | No Equivalent Cross Available Based on Selections | XT2SU3060EFF000XXX | XT2SU3060FFF000XXX | XT2SU3060GFF000XXX | XT2SU3040PFF000XXX | XT2SU3040QFF000XXX | XT2SU3040TFF000XXX | XT2SU3040UFF000XXX
SE | SELA36AT0060 | 26 | SRPE60A40 | 6 | 40 | 6 | 35kA | 5 | Loose MCCB (OEM) | 2 | Distribution Protection | 1 | 600Vac (Y/D) | 2 | 80% | 1 | 26652121 | XT4LU3040AFF000XXX | No Equivalent Cross Available Based on Selections | XT4LU3040EFF000XXX | XT4LU3040FFF000XXX | XT4LU3040GFF000XXX | XT4LU3100PFF000XXX | XT4LU3100QFF000XXX | XT4LU3100TFF000XXX | XT4LU3100UFF000XXX
SE | SELA36AT0060 | 26 | SRPE60A40 | 6 | 40 | 6 | 35kA | 5 | Loose MCCB (OEM) | 2 | Distribution Protection | 1 | 480Vac (Y/D) | 1 | 100% | 2 | 26652112 | XT1SQ3040AFF000XXX | No Equivalent Cross Available Based on Selections | XT2SQ3060EFF000XXX | XT2SQ3060FFF000XXX | XT2SQ3060GFF000XXX | XT2SQ3040PFF000XXX | XT2SQ3040QFF000XXX | XT2SQ3040TFF000XXX | XT2SQ3040UFF000XXX
SE | SELA36AT0060 | 26 | SRPE60A40 | 6 | 40 | 6 | 35kA | 5 | Loose MCCB (OEM) | 2 | Distribution Protection | 1 | 600Vac (Y/D) | 2 | 100% | 2 | 26652122 | XT4LQ3040AFF000XXX | No Equivalent Cross Available Based on Selections | XT4LQ3040EFF000XXX | XT4LQ3040FFF000XXX | XT4LQ3040GFF000XXX | XT4LQ3100PFF000XXX | XT4LQ3100QFF000XXX | XT4LQ3100TFF000XXX | XT4LQ3100UFF000XXX
SE | SELA36AT0060 | 26 | SRPE60A40 | 6 | 40 | 6 | 35kA | 5 | Panelboard MRO | 1 | Distribution Protection | 1 | 480Vac (Y/D) | 1 | 80% | 1 | 26651111 | XT1SU3040AFF000XXX + SRFB6XT1FPX | No Equivalent Cross Available Based on Selections | XT4SU3040EFF000XXX + SRFB3XT4FPX | XT4SU3040FFF000XXX + SRFB3XT4FPX | XT4SU3040GFF000XXX + SRFB3XT4FPX | XT4SU3100PFF000XXX + SRFB3XT4FPX | XT4SU3100QFF000XXX + SRFB3XT4FPX | XT4SU3100TFF000XXX + SRFB3XT4FPX | XT4SU3100UFF000XXX + SRFB3XT4FPX
SE | SELA36AT0060 | 26 | SRPE60A40 | 6 | 40 | 6 | 35kA | 5 | Panelboard MRO | 1 | Distribution Protection | 1 | 600Vac (Y/D) | 2 | 80% | 1 | 26651121 | XT4LU3040AFF000XXX + SRFB6XT4FPX | No Equivalent Cross Available Based on Selections | XT4LU3040EFF000XXX + SRFB3XT4FPX | XT4LU3040FFF000XXX + SRFB3XT4FPX | XT4LU3040GFF000XXX + SRFB3XT4FPX | XT4LU3100PFF000XXX + SRFB3XT4FPX | XT4LU3100QFF000XXX + SRFB3XT4FPX | XT4LU3100TFF000XXX + SRFB3XT4FPX | XT4LU3100UFF000XXX + SRFB3XT4FPX
SE | SELA36AT0060 | 26 | SRPE60A40 | 6 | 40 | 6 | 35kA | 5 | Panelboard MRO | 1 | Distribution Protection | 1 | 480Vac (Y/D) | 1 | 100% | 2 | 26651112 | XT1SQ3040AFF000XXX + SRFB6XT1FPX | No Equivalent Cross Available Based on Selections | XT4SQ3040EFF000XXX + SRFB3XT4FPX | XT4SQ3040FFF000XXX + SRFB3XT4FPX | XT4SQ3040GFF000XXX + SRFB3XT4FPX | XT4SQ3100PFF000XXX + SRFB3XT4FPX | XT4SQ3100QFF000XXX + SRFB3XT4FPX | XT4SQ3100TFF000XXX + SRFB3XT4FPX | XT4SQ3100UFF000XXX + SRFB3XT4FPX
SE | SELA36AT0060 | 26 | SRPE60A40 | 6 | 40 | 6 | 35kA | 5 | Panelboard MRO | 1 | Distribution Protection | 1 | 600Vac (Y/D) | 2 | 100% | 2 | 26651122 | XT4LQ3040AFF000XXX + SRFB6XT4FPX | No Equivalent Cross Available Based on Selections | XT4LQ3040EFF000XXX + SRFB3XT4FPX | XT4LQ3040FFF000XXX + SRFB3XT4FPX | XT4LQ3040GFF000XXX + SRFB3XT4FPX | XT4LQ3100PFF000XXX + SRFB3XT4FPX | XT4LQ3100QFF000XXX + SRFB3XT4FPX | XT4LQ3100TFF000XXX + SRFB3XT4FPX | XT4LQ3100UFF000XXX + SRFB3XT4FPX
SE | SELA36AT0060 | 26 | SRPE60A40 | 6 | 40 | 6 | 65kA | 7 | Loose MCCB (OEM) | 2 | Distribution Protection | 1 | 480Vac (Y/D) | 1 | 80% | 1 | 26672111 | XT1HU3040AFF000XXX | No Equivalent Cross Available Based on Selections | XT2HU3060EFF000XXX | XT2HU3060FFF000XXX | XT2HU3060GFF000XXX | XT2HU3040PFF000XXX | XT2HU3040QFF000XXX | XT2HU3040TFF000XXX | XT2HU3040UFF000XXX
SE | SELA36AT0060 | 26 | SRPE60A40 | 6 | 40 | 6 | 65kA | 7 | Loose MCCB (OEM) | 2 | Distribution Protection | 1 | 600Vac (Y/D) | 2 | 80% | 1 | 26672121 | XT4VU3040AFF000XXX | No Equivalent Cross Available Based on Selections | XT4VU3040EFF000XXX | XT4VU3040FFF000XXX | XT4VU3040GFF000XXX | XT4VU3100PFF000XXX | XT4VU3100QFF000XXX | XT4VU3100TFF000XXX | XT4VU3100UFF000XXX
SE | SELA36AT0060 | 26 | SRPE60A40 | 6 | 40 | 6 | 65kA | 7 | Loose MCCB (OEM) | 2 | Distribution Protection | 1 | 480Vac (Y/D) | 1 | 100% | 2 | 26672112 | XT1HQ3040AFF000XXX | No Equivalent Cross Available Based on Selections | XT2HQ3060EFF000XXX | XT2HQ3060FFF000XXX | XT2HQ3060GFF000XXX | XT2HQ3040PFF000XXX | XT2HQ3040QFF000XXX | XT2HQ3040TFF000XXX | XT2HQ3040UFF000XXX
SE | SELA36AT0060 | 26 | SRPE60A40 | 6 | 40 | 6 | 65kA | 7 | Loose MCCB (OEM) | 2 | Distribution Protection | 1 | 600Vac (Y/D) | 2 | 100% | 2 | 26672122 | XT4VQ3040AFF000XXX | No Equivalent Cross Available Based on Selections | XT4VQ3040EFF000XXX | XT4VQ3040FFF000XXX | XT4VQ3040GFF000XXX | XT4VQ3100PFF000XXX | XT4VQ3100QFF000XXX | XT4VQ3100TFF000XXX | XT4VQ3100UFF000XXX
SE | SELA36AT0060 | 26 | SRPE60A40 | 6 | 40 | 6 | 65kA | 7 | Panelboard MRO | 1 | Distribution Protection | 1 | 480Vac (Y/D) | 1 | 80% | 1 | 26671111 | XT1HU3040AFF000XXX + SRFB6XT1FPX | No Equivalent Cross Available Based on Selections | XT4HU3040EFF000XXX + SRFB3XT4FPX | XT4HU3040FFF000XXX + SRFB3XT4FPX | XT4HU3040GFF000XXX + SRFB3XT4FPX | XT4HU3100PFF000XXX + SRFB3XT4FPX | XT4HU3100QFF000XXX + SRFB3XT4FPX | XT4HU3100TFF000XXX + SRFB3XT4FPX | XT4HU3100UFF000XXX + SRFB3XT4FPX
SE | SELA36AT0060 | 26 | SRPE60A40 | 6 | 40 | 6 | 65kA | 7 | Panelboard MRO | 1 | Distribution Protection | 1 | 600Vac (Y/D) | 2 | 80% | 1 | 26671121 | XT4VU3040AFF000XXX + SRFB6XT4FPX | No Equivalent Cross Available Based on Selections | XT4VU3040EFF000XXX + SRFB3XT4FPX | XT4VU3040FFF000XXX + SRFB3XT4FPX | XT4VU3040GFF000XXX + SRFB3XT4FPX | XT4VU3100PFF000XXX + SRFB3XT4FPX | XT4VU3100QFF000XXX + SRFB3XT4FPX | XT4VU3100TFF000XXX + SRFB3XT4FPX | XT4VU3100UFF000XXX + SRFB3XT4FPX
SE | SELA36AT0060 | 26 | SRPE60A40 | 6 | 40 | 6 | 65kA | 7 | Panelboard MRO | 1 | Distribution Protection | 1 | 480Vac (Y/D) | 1 | 100% | 2 | 26671112 | XT1HQ3040AFF000XXX + SRFB6XT1FPX | No Equivalent Cross Available Based on Selections | XT4HQ3040EFF000XXX + SRFB3XT4FPX | XT4HQ3040FFF000XXX + SRFB3XT4FPX | XT4HQ3040GFF000XXX + SRFB3XT4FPX | XT4HQ3100PFF000XXX + SRFB3XT4FPX | XT4HQ3100QFF000XXX + SRFB3XT4FPX | XT4HQ3100TFF000XXX + SRFB3XT4FPX | XT4HQ3100UFF000XXX + SRFB3XT4FPX
SE | SELA36AT0060 | 26 | SRPE60A40 | 6 | 40 | 6 | 65kA | 7 | Panelboard MRO | 1 | Distribution Protection | 1 | 600Vac (Y/D) | 2 | 100% | 2 | 26671122 | XT4VQ3040AFF000XXX + SRFB6XT4FPX | No Equivalent Cross Available Based on Selections | XT4VQ3040EFF000XXX + SRFB3XT4FPX | XT4VQ3040FFF000XXX + SRFB3XT4FPX | XT4VQ3040GFF000XXX + SRFB3XT4FPX | XT4VQ3100PFF000XXX + SRFB3XT4FPX | XT4VQ3100QFF000XXX + SRFB3XT4FPX | XT4VQ3100TFF000XXX + SRFB3XT4FPX | XT4VQ3100UFF000XXX + SRFB3XT4FPX
SE | SELA36AT0060 | 26 | SRPE60A45 | 7 | 45 | 7 | 35kA | 5 | Loose MCCB (OEM) | 2 | Distribution Protection | 1 | 480Vac (Y/D) | 1 | 80% | 1 | 26752111 | XT1SU3045AFF000XXX | No Equivalent Cross Available Based on Selections | XT2SU3060EFF000XXX | XT2SU3060FFF000XXX | XT2SU3060GFF000XXX | XT2SU3060PFF000XXX | XT2SU3060QFF000XXX | XT2SU3060TFF000XXX | XT2SU3060UFF000XXX
SE | SELA36AT0060 | 26 | SRPE60A45 | 7 | 45 | 7 | 35kA | 5 | Loose MCCB (OEM) | 2 | Distribution Protection | 1 | 600Vac (Y/D) | 2 | 80% | 1 | 26752121 | XT4LU3050AFF000XXX | No Equivalent Cross Available Based on Selections | XT4LU3060EFF000XXX | XT4LU3060FFF000XXX | XT4LU3060GFF000XXX | XT4LU3100PFF000XXX | XT4LU3100QFF000XXX | XT4LU3100TFF000XXX | XT4LU3100UFF000XXX
SE | SELA36AT0060 | 26 | SRPE60A45 | 7 | 45 | 7 | 35kA | 5 | Loose MCCB (OEM) | 2 | Distribution Protection | 1 | 480Vac (Y/D) | 1 | 100% | 2 | 26752112 | XT1SQ3045AFF000XXX | No Equivalent Cross Available Based on Selections | XT2SQ3060EFF000XXX | XT2SQ3060FFF000XXX | XT2SQ3060GFF000XXX | XT2SQ3060PFF000XXX | XT2SQ3060QFF000XXX | XT2SQ3060TFF000XXX | XT2SQ3060UFF000XXX
SE | SELA36AT0060 | 26 | SRPE60A45 | 7 | 45 | 7 | 35kA | 5 | Loose MCCB (OEM) | 2 | Distribution Protection | 1 | 600Vac (Y/D) | 2 | 100% | 2 | 26752122 | XT4LQ3050AFF000XXX | No Equivalent Cross Available Based on Selections | XT4LQ3060EFF000XXX | XT4LQ3060FFF000XXX | XT4LQ3060GFF000XXX | XT4LQ3100PFF000XXX | XT4LQ3100QFF000XXX | XT4LQ3100TFF000XXX | XT4LQ3100UFF000XXX
SE | SELA36AT0060 | 26 | SRPE60A45 | 7 | 45 | 7 | 35kA | 5 | Panelboard MRO | 1 | Distribution Protection | 1 | 480Vac (Y/D) | 1 | 80% | 1 | 26751111 | XT1SU3045AFF000XXX + SRFB6XT1FPX | No Equivalent Cross Available Based on Selections | XT4SU3060EFF000XXX + SRFB3XT4FPX | XT4SU3060FFF000XXX + SRFB3XT4FPX | XT4SU3060GFF000XXX + SRFB3XT4FPX | XT4SU3100PFF000XXX + SRFB3XT4FPX | XT4SU3100QFF000XXX + SRFB3XT4FPX | XT4SU3100TFF000XXX + SRFB3XT4FPX | XT4SU3100UFF000XXX + SRFB3XT4FPX
SE | SELA36AT0060 | 26 | SRPE60A45 | 7 | 45 | 7 | 35kA | 5 | Panelboard MRO | 1 | Distribution Protection | 1 | 600Vac (Y/D) | 2 | 80% | 1 | 26751121 | XT4LU3050AFF000XXX + SRFB6XT4FPX | No Equivalent Cross Available Based on Selections | XT4LU3060EFF000XXX + SRFB3XT4FPX | XT4LU3060FFF000XXX + SRFB3XT4FPX | XT4LU3060GFF000XXX + SRFB3XT4FPX | XT4LU3100PFF000XXX + SRFB3XT4FPX | XT4LU3100QFF000XXX + SRFB3XT4FPX | XT4LU3100TFF000XXX + SRFB3XT4FPX | XT4LU3100UFF000XXX + SRFB3XT4FPX
SE | SELA36AT0060 | 26 | SRPE60A45 | 7 | 45 | 7 | 35kA | 5 | Panelboard MRO | 1 | Distribution Protection | 1 | 480Vac (Y/D) | 1 | 100% | 2 | 26751112 | XT1SQ3045AFF000XXX + SRFB6XT1FPX | No Equivalent Cross Available Based on Selections | XT4SQ3060EFF000XXX + SRFB3XT4FPX | XT4SQ3060FFF000XXX + SRFB3XT4FPX | XT4SQ3060GFF000XXX + SRFB3XT4FPX | XT4SQ3100PFF000XXX + SRFB3XT4FPX | XT4SQ3100QFF000XXX + SRFB3XT4FPX | XT4SQ3100TFF000XXX + SRFB3XT4FPX | XT4SQ3100UFF000XXX + SRFB3XT4FPX
SE | SELA36AT0060 | 26 | SRPE60A45 | 7 | 45 | 7 | 35kA | 5 | Panelboard MRO | 1 | Distribution Protection | 1 | 600Vac (Y/D) | 2 | 100% | 2 | 26751122 | XT4LQ3050AFF000XXX + SRFB6XT4FPX | No Equivalent Cross Available Based on Selections | XT4LQ3060EFF000XXX + SRFB3XT4FPX | XT4LQ3060FFF000XXX + SRFB3XT4FPX | XT4LQ3060GFF000XXX + SRFB3XT4FPX | XT4LQ3100PFF000XXX + SRFB3XT4FPX | XT4LQ3100QFF000XXX + SRFB3XT4FPX | XT4LQ3100TFF000XXX + SRFB3XT4FPX | XT4LQ3100UFF000XXX + SRFB3XT4FPX
SE | SELA36AT0060 | 26 | SRPE60A45 | 7 | 45 | 7 | 65kA | 7 | Loose MCCB (OEM) | 2 | Distribution Protection | 1 | 480Vac (Y/D) | 1 | 80% | 1 | 26772111 | XT1HU3045AFF000XXX | No Equivalent Cross Available Based on Selections | XT2HU3060EFF000XXX | XT2HU3060FFF000XXX | XT2HU3060GFF000XXX | XT2HU3060PFF000XXX | XT2HU3060QFF000XXX | XT2HU3060TFF000XXX | XT2HU3060UFF000XXX
SE | SELA36AT0060 | 26 | SRPE60A45 | 7 | 45 | 7 | 65kA | 7 | Loose MCCB (OEM) | 2 | Distribution Protection | 1 | 600Vac (Y/D) | 2 | 80% | 1 | 26772121 | XT4VU3050AFF000XXX | No Equivalent Cross Available Based on Selections | XT4VU3060EFF000XXX | XT4VU3060FFF000XXX | XT4VU3060GFF000XXX | XT4VU3100PFF000XXX | XT4VU3100QFF000XXX | XT4VU3100TFF000XXX | XT4VU3100UFF000XXX
SE | SELA36AT0060 | 26 | SRPE60A45 | 7 | 45 | 7 | 65kA | 7 | Loose MCCB (OEM) | 2 | Distribution Protection | 1 | 480Vac (Y/D) | 1 | 100% | 2 | 26772112 | XT1HQ3045AFF000XXX | No Equivalent Cross Available Based on Selections | XT2HQ3060EFF000XXX | XT2HQ3060FFF000XXX | XT2HQ3060GFF000XXX | XT2HQ3060PFF000XXX | XT2HQ3060QFF000XXX | XT2HQ3060TFF000XXX | XT2HQ3060UFF000XXX
SE | SELA36AT0060 | 26 | SRPE60A45 | 7 | 45 | 7 | 65kA | 7 | Loose MCCB (OEM) | 2 | Distribution Protection | 1 | 600Vac (Y/D) | 2 | 100% | 2 | 26772122 | XT4VQ3050AFF000XXX | No Equivalent Cross Available Based on Selections | XT4VQ3060EFF000XXX | XT4VQ3060FFF000XXX | XT4VQ3060GFF000XXX | XT4VQ3100PFF000XXX | XT4VQ3100QFF000XXX | XT4VQ3100TFF000XXX | XT4VQ3100UFF000XXX
SE | SELA36AT0060 | 26 | SRPE60A45 | 7 | 45 | 7 | 65kA | 7 | Panelboard MRO | 1 | Distribution Protection | 1 | 480Vac (Y/D) | 1 | 80% | 1 | 26771111 | XT1HU3045AFF000XXX + SRFB6XT1FPX | No Equivalent Cross Available Based on Selections | XT4HU3060EFF000XXX + SRFB3XT4FPX | XT4HU3060FFF000XXX + SRFB3XT4FPX | XT4HU3060GFF000XXX + SRFB3XT4FPX | XT4HU3100PFF000XXX + SRFB3XT4FPX | XT4HU3100QFF000XXX + SRFB3XT4FPX | XT4HU3100TFF000XXX + SRFB3XT4FPX | XT4HU3100UFF000XXX + SRFB3XT4FPX
SE | SELA36AT0060 | 26 | SRPE60A45 | 7 | 45 | 7 | 65kA | 7 | Panelboard MRO | 1 | Distribution Protection | 1 | 600Vac (Y/D) | 2 | 80% | 1 | 26771121 | XT4VU3050AFF000XXX + SRFB6XT4FPX | No Equivalent Cross Available Based on Selections | XT4VU3060EFF000XXX + SRFB3XT4FPX | XT4VU3060FFF000XXX + SRFB3XT4FPX | XT4VU3060GFF000XXX + SRFB3XT4FPX | XT4VU3100PFF000XXX + SRFB3XT4FPX | XT4VU3100QFF000XXX + SRFB3XT4FPX | XT4VU3100TFF000XXX + SRFB3XT4FPX | XT4VU3100UFF000XXX + SRFB3XT4FPX
SE | SELA36AT0060 | 26 | SRPE60A45 | 7 | 45 | 7 | 65kA | 7 | Panelboard MRO | 1 | Distribution Protection | 1 | 480Vac (Y/D) | 1 | 100% | 2 | 26771112 | XT1HQ3045AFF000XXX + SRFB6XT1FPX | No Equivalent Cross Available Based on Selections | XT4HQ3060EFF000XXX + SRFB3XT4FPX | XT4HQ3060FFF000XXX + SRFB3XT4FPX | XT4HQ3060GFF000XXX + SRFB3XT4FPX | XT4HQ3100PFF000XXX + SRFB3XT4FPX | XT4HQ3100QFF000XXX + SRFB3XT4FPX | XT4HQ3100TFF000XXX + SRFB3XT4FPX | XT4HQ3100UFF000XXX + SRFB3XT4FPX
SE | SELA36AT0060 | 26 | SRPE60A45 | 7 | 45 | 7 | 65kA | 7 | Panelboard MRO | 1 | Distribution Protection | 1 | 600Vac (Y/D) | 2 | 100% | 2 | 26771122 | XT4VQ3050AFF000XXX + SRFB6XT4FPX | No Equivalent Cross Available Based on Selections | XT4VQ3060EFF000XXX + SRFB3XT4FPX | XT4VQ3060FFF000XXX + SRFB3XT4FPX | XT4VQ3060GFF000XXX + SRFB3XT4FPX | XT4VQ3100PFF000XXX + SRFB3XT4FPX | XT4VQ3100QFF000XXX + SRFB3XT4FPX | XT4VQ3100TFF000XXX + SRFB3XT4FPX | XT4VQ3100UFF000XXX + SRFB3XT4FPX
SE | SELA36AT0060 | 26 | SRPE60A50 | 8 | 50 | 8 | 35kA | 5 | Loose MCCB (OEM) | 2 | Distribution Protection | 1 | 480Vac (Y/D) | 1 | 80% | 1 | 26852111 | XT1SU3050AFF000XXX | No Equivalent Cross Available Based on Selections | XT2SU3060EFF000XXX | XT2SU3060FFF000XXX | XT2SU3060GFF000XXX | XT2SU3060PFF000XXX | XT2SU3060QFF000XXX | XT2SU3060TFF000XXX | XT2SU3060UFF000XXX
SE | SELA36AT0060 | 26 | SRPE60A50 | 8 | 50 | 8 | 35kA | 5 | Loose MCCB (OEM) | 2 | Distribution Protection | 1 | 600Vac (Y/D) | 2 | 80% | 1 | 26852121 | XT4LU3050AFF000XXX | No Equivalent Cross Available Based on Selections | XT4LU3060EFF000XXX | XT4LU3060FFF000XXX | XT4LU3060GFF000XXX | XT4LU3100PFF000XXX | XT4LU3100QFF000XXX | XT4LU3100TFF000XXX | XT4LU3100UFF000XXX
SE | SELA36AT0060 | 26 | SRPE60A50 | 8 | 50 | 8 | 35kA | 5 | Loose MCCB (OEM) | 2 | Distribution Protection | 1 | 480Vac (Y/D) | 1 | 100% | 2 | 26852112 | XT1SQ3050AFF000XXX | No Equivalent Cross Available Based on Selections | XT2SQ3060EFF000XXX | XT2SQ3060FFF000XXX | XT2SQ3060GFF000XXX | XT2SQ3060PFF000XXX | XT2SQ3060QFF000XXX | XT2SQ3060TFF000XXX | XT2SQ3060UFF000XXX
SE | SELA36AT0060 | 26 | SRPE60A50 | 8 | 50 | 8 | 35kA | 5 | Loose MCCB (OEM) | 2 | Distribution Protection | 1 | 600Vac (Y/D) | 2 | 100% | 2 | 26852122 | XT4LQ3050AFF000XXX | No Equivalent Cross Available Based on Selections | XT4LQ3060EFF000XXX | XT4LQ3060FFF000XXX | XT4LQ3060GFF000XXX | XT4LQ3100PFF000XXX | XT4LQ3100QFF000XXX | XT4LQ3100TFF000XXX | XT4LQ3100UFF000XXX
SE | SELA36AT0060 | 26 | SRPE60A50 | 8 | 50 | 8 | 35kA | 5 | Panelboard MRO | 1 | Distribution Protection | 1 | 480Vac (Y/D) | 1 | 80% | 1 | 26851111 | XT1SU3050AFF000XXX + SRFB6XT1FPX | No Equivalent Cross Available Based on Selections | XT4SU3060EFF000XXX + SRFB3XT4FPX | XT4SU3060FFF000XXX + SRFB3XT4FPX | XT4SU3060GFF000XXX + SRFB3XT4FPX | XT4SU3100PFF000XXX + SRFB3XT4FPX | XT4SU3100QFF000XXX + SRFB3XT4FPX | XT4SU3100TFF000XXX + SRFB3XT4FPX | XT4SU3100UFF000XXX + SRFB3XT4FPX
SE | SELA36AT0060 | 26 | SRPE60A50 | 8 | 50 | 8 | 35kA | 5 | Panelboard MRO | 1 | Distribution Protection | 1 | 600Vac (Y/D) | 2 | 80% | 1 | 26851121 | XT4LU3050AFF000XXX + SRFB6XT4FPX | No Equivalent Cross Available Based on Selections | XT4LU3060EFF000XXX + SRFB3XT4FPX | XT4LU3060FFF000XXX + SRFB3XT4FPX | XT4LU3060GFF000XXX + SRFB3XT4FPX | XT4LU3100PFF000XXX + SRFB3XT4FPX | XT4LU3100QFF000XXX + SRFB3XT4FPX | XT4LU3100TFF000XXX + SRFB3XT4FPX | XT4LU3100UFF000XXX + SRFB3XT4FPX
SE | SELA36AT0060 | 26 | SRPE60A50 | 8 | 50 | 8 | 35kA | 5 | Panelboard MRO | 1 | Distribution Protection | 1 | 480Vac (Y/D) | 1 | 100% | 2 | 26851112 | XT1SQ3050AFF000XXX + SRFB6XT1FPX | No Equivalent Cross Available Based on Selections | XT4SQ3060EFF000XXX + SRFB3XT4FPX | XT4SQ3060FFF000XXX + SRFB3XT4FPX | XT4SQ3060GFF000XXX + SRFB3XT4FPX | XT4SQ3100PFF000XXX + SRFB3XT4FPX | XT4SQ3100QFF000XXX + SRFB3XT4FPX | XT4SQ3100TFF000XXX + SRFB3XT4FPX | XT4SQ3100UFF000XXX + SRFB3XT4FPX
SE | SELA36AT0060 | 26 | SRPE60A50 | 8 | 50 | 8 | 35kA | 5 | Panelboard MRO | 1 | Distribution Protection | 1 | 600Vac (Y/D) | 2 | 100% | 2 | 26851122 | XT4LQ3050AFF000XXX + SRFB6XT4FPX | No Equivalent Cross Available Based on Selections | XT4LQ3060EFF000XXX + SRFB3XT4FPX | XT4LQ3060FFF000XXX + SRFB3XT4FPX | XT4LQ3060GFF000XXX + SRFB3XT4FPX | XT4LQ3100PFF000XXX + SRFB3XT4FPX | XT4LQ3100QFF000XXX + SRFB3XT4FPX | XT4LQ3100TFF000XXX + SRFB3XT4FPX | XT4LQ3100UFF000XXX + SRFB3XT4FPX
SE | SELA36AT0060 | 26 | SRPE60A50 | 8 | 50 | 8 | 65kA | 7 | Loose MCCB (OEM) | 2 | Distribution Protection | 1 | 480Vac (Y/D) | 1 | 80% | 1 | 26872111 | XT1HU3050AFF000XXX | No Equivalent Cross Available Based on Selections | XT2HU3060EFF000XXX | XT2HU3060FFF000XXX | XT2HU3060GFF000XXX | XT2HU3060PFF000XXX | XT2HU3060QFF000XXX | XT2HU3060TFF000XXX | XT2HU3060UFF000XXX
SE | SELA36AT0060 | 26 | SRPE60A50 | 8 | 50 | 8 | 65kA | 7 | Loose MCCB (OEM) | 2 | Distribution Protection | 1 | 600Vac (Y/D) | 2 | 80% | 1 | 26872121 | XT4VU3050AFF000XXX | No Equivalent Cross Available Based on Selections | XT4VU3060EFF000XXX | XT4VU3060FFF000XXX | XT4VU3060GFF000XXX | XT4VU3100PFF000XXX | XT4VU3100QFF000XXX | XT4VU3100TFF000XXX | XT4VU3100UFF000XXX
SE | SELA36AT0060 | 26 | SRPE60A50 | 8 | 50 | 8 | 65kA | 7 | Loose MCCB (OEM) | 2 | Distribution Protection | 1 | 480Vac (Y/D) | 1 | 100% | 2 | 26872112 | XT1HQ3050AFF000XXX | No Equivalent Cross Available Based on Selections | XT2HQ3060EFF000XXX | XT2HQ3060FFF000XXX | XT2HQ3060GFF000XXX | XT2HQ3060PFF000XXX | XT2HQ3060QFF000XXX | XT2HQ3060TFF000XXX | XT2HQ3060UFF000XXX
SE | SELA36AT0060 | 26 | SRPE60A50 | 8 | 50 | 8 | 65kA | 7 | Loose MCCB (OEM) | 2 | Distribution Protection | 1 | 600Vac (Y/D) | 2 | 100% | 2 | 26872122 | XT4VQ3050AFF000XXX | No Equivalent Cross Available Based on Selections | XT4VQ3060EFF000XXX | XT4VQ3060FFF000XXX | XT4VQ3060GFF000XXX | XT4VQ3100PFF000XXX | XT4VQ3100QFF000XXX | XT4VQ3100TFF000XXX | XT4VQ3100UFF000XXX
SE | SELA36AT0060 | 26 | SRPE60A50 | 8 | 50 | 8 | 65kA | 7 | Panelboard MRO | 1 | Distribution Protection | 1 | 480Vac (Y/D) | 1 | 80% | 1 | 26871111 | XT1HU3050AFF000XXX + SRFB6XT1FPX | No Equivalent Cross Available Based on Selections | XT4HU3060EFF000XXX + SRFB3XT4FPX | XT4HU3060FFF000XXX + SRFB3XT4FPX | XT4HU3060GFF000XXX + SRFB3XT4FPX | XT4HU3100PFF000XXX + SRFB3XT4FPX | XT4HU3100QFF000XXX + SRFB3XT4FPX | XT4HU3100TFF000XXX + SRFB3XT4FPX | XT4HU3100UFF000XXX + SRFB3XT4FPX
SE | SELA36AT0060 | 26 | SRPE60A50 | 8 | 50 | 8 | 65kA | 7 | Panelboard MRO | 1 | Distribution Protection | 1 | 600Vac (Y/D) | 2 | 80% | 1 | 26871121 | XT4VU3050AFF000XXX + SRFB6XT4FPX | No Equivalent Cross Available Based on Selections | XT4VU3060EFF000XXX + SRFB3XT4FPX | XT4VU3060FFF000XXX + SRFB3XT4FPX | XT4VU3060GFF000XXX + SRFB3XT4FPX | XT4VU3100PFF000XXX + SRFB3XT4FPX | XT4VU3100QFF000XXX + SRFB3XT4FPX | XT4VU3100TFF000XXX + SRFB3XT4FPX | XT4VU3100UFF000XXX + SRFB3XT4FPX
SE | SELA36AT0060 | 26 | SRPE60A50 | 8 | 50 | 8 | 65kA | 7 | Panelboard MRO | 1 | Distribution Protection | 1 | 480Vac (Y/D) | 1 | 100% | 2 | 26871112 | XT1HQ3050AFF000XXX + SRFB6XT1FPX | No Equivalent Cross Available Based on Selections | XT4HQ3060EFF000XXX + SRFB3XT4FPX | XT4HQ3060FFF000XXX + SRFB3XT4FPX | XT4HQ3060GFF000XXX + SRFB3XT4FPX | XT4HQ3100PFF000XXX + SRFB3XT4FPX | XT4HQ3100QFF000XXX + SRFB3XT4FPX | XT4HQ3100TFF000XXX + SRFB3XT4FPX | XT4HQ3100UFF000XXX + SRFB3XT4FPX
SE | SELA36AT0060 | 26 | SRPE60A50 | 8 | 50 | 8 | 65kA | 7 | Panelboard MRO | 1 | Distribution Protection | 1 | 600Vac (Y/D) | 2 | 100% | 2 | 26871122 | XT4VQ3050AFF000XXX + SRFB6XT4FPX | No Equivalent Cross Available Based on Selections | XT4VQ3060EFF000XXX + SRFB3XT4FPX | XT4VQ3060FFF000XXX + SRFB3XT4FPX | XT4VQ3060GFF000XXX + SRFB3XT4FPX | XT4VQ3100PFF000XXX + SRFB3XT4FPX | XT4VQ3100QFF000XXX + SRFB3XT4FPX | XT4VQ3100TFF000XXX + SRFB3XT4FPX | XT4VQ3100UFF000XXX + SRFB3XT4FPX
SE | SELA36AT0060 | 26 | SRPE60A60 | 9 | 60 | 9 | 35kA | 5 | Loose MCCB (OEM) | 2 | Distribution Protection | 1 | 480Vac (Y/D) | 1 | 80% | 1 | 26952111 | XT1SU3060AFF000XXX | XT2SU3080BFF000XXX | XT2SU3060EFF000XXX | XT2SU3060FFF000XXX | XT2SU3060GFF000XXX | XT2SU3060PFF000XXX | XT2SU3060QFF000XXX | XT2SU3060TFF000XXX | XT2SU3060UFF000XXX
SE | SELA36AT0060 | 26 | SRPE60A60 | 9 | 60 | 9 | 35kA | 5 | Loose MCCB (OEM) | 2 | Distribution Protection | 1 | 600Vac (Y/D) | 2 | 80% | 1 | 26952121 | XT4LU3060AFF000XXX | XT4LU3080BFF000XXX | XT4LU3060EFF000XXX | XT4LU3060FFF000XXX | XT4LU3060GFF000XXX | XT4LU3100PFF000XXX | XT4LU3100QFF000XXX | XT4LU3100TFF000XXX | XT4LU3100UFF000XXX
SE | SELA36AT0060 | 26 | SRPE60A60 | 9 | 60 | 9 | 35kA | 5 | Loose MCCB (OEM) | 2 | Distribution Protection | 1 | 480Vac (Y/D) | 1 | 100% | 2 | 26952112 | XT1SQ3060AFF000XXX | XT2SQ3080BFF000XXX | XT2SQ3060EFF000XXX | XT2SQ3060FFF000XXX | XT2SQ3060GFF000XXX | XT2SQ3060PFF000XXX | XT2SQ3060QFF000XXX | XT2SQ3060TFF000XXX | XT2SQ3060UFF000XXX
SE | SELA36AT0060 | 26 | SRPE60A60 | 9 | 60 | 9 | 35kA | 5 | Loose MCCB (OEM) | 2 | Distribution Protection | 1 | 600Vac (Y/D) | 2 | 100% | 2 | 26952122 | XT4LQ3060AFF000XXX | XT4LQ3080BFF000XXX | XT4LQ3060EFF000XXX | XT4LQ3060FFF000XXX | XT4LQ3060GFF000XXX | XT4LQ3100PFF000XXX | XT4LQ3100QFF000XXX | XT4LQ3100TFF000XXX | XT4LQ3100UFF000XXX
SE | SELA36AT0060 | 26 | SRPE60A60 | 9 | 60 | 9 | 35kA | 5 | Panelboard MRO | 1 | Distribution Protection | 1 | 480Vac (Y/D) | 1 | 80% | 1 | 26951111 | XT1SU3060AFF000XXX + SRFB6XT1FPX | XT4SU3080BFF000XXX + SRFB6XT4FPX | XT4SU3060EFF000XXX + SRFB3XT4FPX | XT4SU3060FFF000XXX + SRFB3XT4FPX | XT4SU3060GFF000XXX + SRFB3XT4FPX | XT4SU3100PFF000XXX + SRFB3XT4FPX | XT4SU3100QFF000XXX + SRFB3XT4FPX | XT4SU3100TFF000XXX + SRFB3XT4FPX | XT4SU3100UFF000XXX + SRFB3XT4FPX
SE | SELA36AT0060 | 26 | SRPE60A60 | 9 | 60 | 9 | 35kA | 5 | Panelboard MRO | 1 | Distribution Protection | 1 | 600Vac (Y/D) | 2 | 80% | 1 | 26951121 | XT4LU3060AFF000XXX + SRFB6XT4FPX | XT4LU3080BFF000XXX + SRFB6XT4FPX | XT4LU3060EFF000XXX + SRFB3XT4FPX | XT4LU3060FFF000XXX + SRFB3XT4FPX | XT4LU3060GFF000XXX + SRFB3XT4FPX | XT4LU3100PFF000XXX + SRFB3XT4FPX | XT4LU3100QFF000XXX + SRFB3XT4FPX | XT4LU3100TFF000XXX + SRFB3XT4FPX | XT4LU3100UFF000XXX + SRFB3XT4FPX
SE | SELA36AT0060 | 26 | SRPE60A60 | 9 | 60 | 9 | 35kA | 5 | Panelboard MRO | 1 | Distribution Protection | 1 | 480Vac (Y/D) | 1 | 100% | 2 | 26951112 | XT1SQ3060AFF000XXX + SRFB6XT1FPX | XT4SQ3080BFF000XXX + SRFB6XT4FPX | XT4SQ3060EFF000XXX + SRFB3XT4FPX | XT4SQ3060FFF000XXX + SRFB3XT4FPX | XT4SQ3060GFF000XXX + SRFB3XT4FPX | XT4SQ3100PFF000XXX + SRFB3XT4FPX | XT4SQ3100QFF000XXX + SRFB3XT4FPX | XT4SQ3100TFF000XXX + SRFB3XT4FPX | XT4SQ3100UFF000XXX + SRFB3XT4FPX
SE | SELA36AT0060 | 26 | SRPE60A60 | 9 | 60 | 9 | 35kA | 5 | Panelboard MRO | 1 | Distribution Protection | 1 | 600Vac (Y/D) | 2 | 100% | 2 | 26951122 | XT4LQ3060AFF000XXX + SRFB6XT4FPX | XT4LQ3080BFF000XXX + SRFB6XT4FPX | XT4LQ3060EFF000XXX + SRFB3XT4FPX | XT4LQ3060FFF000XXX + SRFB3XT4FPX | XT4LQ3060GFF000XXX + SRFB3XT4FPX | XT4LQ3100PFF000XXX + SRFB3XT4FPX | XT4LQ3100QFF000XXX + SRFB3XT4FPX | XT4LQ3100TFF000XXX + SRFB3XT4FPX | XT4LQ3100UFF000XXX + SRFB3XT4FPX
SE | SELA36AT0060 | 26 | SRPE60A60 | 9 | 60 | 9 | 65kA | 7 | Loose MCCB (OEM) | 2 | Distribution Protection | 1 | 480Vac (Y/D) | 1 | 80% | 1 | 26972111 | XT1HU3060AFF000XXX | XT2HU3080BFF000XXX | XT2HU3060EFF000XXX | XT2HU3060FFF000XXX | XT2HU3060GFF000XXX | XT2HU3060PFF000XXX | XT2HU3060QFF000XXX | XT2HU3060TFF000XXX | XT2HU3060UFF000XXX
SE | SELA36AT0060 | 26 | SRPE60A60 | 9 | 60 | 9 | 65kA | 7 | Loose MCCB (OEM) | 2 | Distribution Protection | 1 | 600Vac (Y/D) | 2 | 80% | 1 | 26972121 | XT4VU3060AFF000XXX | XT4VU3080BFF000XXX | XT4VU3060EFF000XXX | XT4VU3060FFF000XXX | XT4VU3060GFF000XXX | XT4VU3100PFF000XXX | XT4VU3100QFF000XXX | XT4VU3100TFF000XXX | XT4VU3100UFF000XXX
SE | SELA36AT0060 | 26 | SRPE60A60 | 9 | 60 | 9 | 65kA | 7 | Loose MCCB (OEM) | 2 | Distribution Protection | 1 | 480Vac (Y/D) | 1 | 100% | 2 | 26972112 | XT1HQ3060AFF000XXX | XT2HQ3080BFF000XXX | XT2HQ3060EFF000XXX | XT2HQ3060FFF000XXX | XT2HQ3060GFF000XXX | XT2HQ3060PFF000XXX | XT2HQ3060QFF000XXX | XT2HQ3060TFF000XXX | XT2HQ3060UFF000XXX
SE | SELA36AT0060 | 26 | SRPE60A60 | 9 | 60 | 9 | 65kA | 7 | Loose MCCB (OEM) | 2 | Distribution Protection | 1 | 600Vac (Y/D) | 2 | 100% | 2 | 26972122 | XT4VQ3060AFF000XXX | XT4VQ3080BFF000XXX | XT4VQ3060EFF000XXX | XT4VQ3060FFF000XXX | XT4VQ3060GFF000XXX | XT4VQ3100PFF000XXX | XT4VQ3100QFF000XXX | XT4VQ3100TFF000XXX | XT4VQ3100UFF000XXX
SE | SELA36AT0060 | 26 | SRPE60A60 | 9 | 60 | 9 | 65kA | 7 | Panelboard MRO | 1 | Distribution Protection | 1 | 480Vac (Y/D) | 1 | 80% | 1 | 26971111 | XT1HU3060AFF000XXX + SRFB6XT1FPX | XT4HU3080BFF000XXX + SRFB6XT4FPX | XT4HU3060EFF000XXX + SRFB3XT4FPX | XT4HU3060FFF000XXX + SRFB3XT4FPX | XT4HU3060GFF000XXX + SRFB3XT4FPX | XT4HU3100PFF000XXX + SRFB3XT4FPX | XT4HU3100QFF000XXX + SRFB3XT4FPX | XT4HU3100TFF000XXX + SRFB3XT4FPX | XT4HU3100UFF000XXX + SRFB3XT4FPX
SE | SELA36AT0060 | 26 | SRPE60A60 | 9 | 60 | 9 | 65kA | 7 | Panelboard MRO | 1 | Distribution Protection | 1 | 600Vac (Y/D) | 2 | 80% | 1 | 26971121 | XT4VU3060AFF000XXX + SRFB6XT4FPX | XT4VU3080BFF000XXX + SRFB6XT4FPX | XT4VU3060EFF000XXX + SRFB3XT4FPX | XT4VU3060FFF000XXX + SRFB3XT4FPX | XT4VU3060GFF000XXX + SRFB3XT4FPX | XT4VU3100PFF000XXX + SRFB3XT4FPX | XT4VU3100QFF000XXX + SRFB3XT4FPX | XT4VU3100TFF000XXX + SRFB3XT4FPX | XT4VU3100UFF000XXX + SRFB3XT4FPX
SE | SELA36AT0060 | 26 | SRPE60A60 | 9 | 60 | 9 | 65kA | 7 | Panelboard MRO | 1 | Distribution Protection | 1 | 480Vac (Y/D) | 1 | 100% | 2 | 26971112 | XT1HQ3060AFF000XXX + SRFB6XT1FPX | XT4HQ3080BFF000XXX + SRFB6XT4FPX | XT4HQ3060EFF000XXX + SRFB3XT4FPX | XT4HQ3060FFF000XXX + SRFB3XT4FPX | XT4HQ3060GFF000XXX + SRFB3XT4FPX | XT4HQ3100PFF000XXX + SRFB3XT4FPX | XT4HQ3100QFF000XXX + SRFB3XT4FPX | XT4HQ3100TFF000XXX + SRFB3XT4FPX | XT4HQ3100UFF000XXX + SRFB3XT4FPX
SE | SELA36AT0060 | 26 | SRPE60A60 | 9 | 60 | 9 | 65kA | 7 | Panelboard MRO | 1 | Distribution Protection | 1 | 600Vac (Y/D) | 2 | 100% | 2 | 26971122 | XT4VQ3060AFF000XXX + SRFB6XT4FPX | XT4VQ3080BFF000XXX + SRFB6XT4FPX | XT4VQ3060EFF000XXX + SRFB3XT4FPX | XT4VQ3060FFF000XXX + SRFB3XT4FPX | XT4VQ3060GFF000XXX + SRFB3XT4FPX | XT4VQ3100PFF000XXX + SRFB3XT4FPX | XT4VQ3100QFF000XXX + SRFB3XT4FPX | XT4VQ3100TFF000XXX + SRFB3XT4FPX | XT4VQ3100UFF000XXX + SRFB3XT4FPX
SE | SELA36AT0100 | 27 | SRPE100A70 | 10 | 70 | 10 | 35kA | 5 | Loose MCCB (OEM) | 2 | Distribution Protection | 1 | 480Vac (Y/D) | 1 | 80% | 1 | 271052111 | XT1SU3070AFF000XXX | XT2SU3080BFF000XXX | XT2SU3100EFF000XXX | XT2SU3100FFF000XXX | XT2SU3100GFF000XXX | XT2SU3100PFF000XXX | XT2SU3100QFF000XXX | XT2SU3100TFF000XXX | XT2SU3100UFF000XXX
SE | SELA36AT0100 | 27 | SRPE100A70 | 10 | 70 | 10 | 35kA | 5 | Loose MCCB (OEM) | 2 | Distribution Protection | 1 | 600Vac (Y/D) | 2 | 80% | 1 | 271052121 | XT4LU3070AFF000XXX | XT4LU3080BFF000XXX | XT4LU3100EFF000XXX | XT4LU3100FFF000XXX | XT4LU3100GFF000XXX | XT4LU3100PFF000XXX | XT4LU3100QFF000XXX | XT4LU3100TFF000XXX | XT4LU3100UFF000XXX
SE | SELA36AT0100 | 27 | SRPE100A70 | 10 | 70 | 10 | 35kA | 5 | Loose MCCB (OEM) | 2 | Distribution Protection | 1 | 480Vac (Y/D) | 1 | 100% | 2 | 271052112 | XT1SQ3070AFF000XXX | XT2SQ3080BFF000XXX | XT2SQ3100EFF000XXX | XT2SQ3100FFF000XXX | XT2SQ3100GFF000XXX | XT2SQ3100PFF000XXX | XT2SQ3100QFF000XXX | XT2SQ3100TFF000XXX | XT2SQ3100UFF000XXX
SE | SELA36AT0100 | 27 | SRPE100A70 | 10 | 70 | 10 | 35kA | 5 | Loose MCCB (OEM) | 2 | Distribution Protection | 1 | 600Vac (Y/D) | 2 | 100% | 2 | 271052122 | XT4LQ3070AFF000XXX | XT4LQ3080BFF000XXX | XT4LQ3100EFF000XXX | XT4LQ3100FFF000XXX | XT4LQ3100GFF000XXX | XT4LQ3100PFF000XXX | XT4LQ3100QFF000XXX | XT4LQ3100TFF000XXX | XT4LQ3100UFF000XXX
SE | SELA36AT0100 | 27 | SRPE100A70 | 10 | 70 | 10 | 35kA | 5 | Panelboard MRO | 1 | Distribution Protection | 1 | 480Vac (Y/D) | 1 | 80% | 1 | 271051111 | XT1SU3070AFF000XXX + SRFB6XT1FPX | XT4SU3080BFF000XXX + SRFB6XT4FPX | XT4SU3100EFF000XXX + SRFB3XT4FPX | XT4SU3100FFF000XXX + SRFB3XT4FPX | XT4SU3100GFF000XXX + SRFB3XT4FPX | XT4SU3100PFF000XXX + SRFB3XT4FPX | XT4SU3100QFF000XXX + SRFB3XT4FPX | XT4SU3100TFF000XXX + SRFB3XT4FPX | XT4SU3100UFF000XXX + SRFB3XT4FPX
SE | SELA36AT0100 | 27 | SRPE100A70 | 10 | 70 | 10 | 35kA | 5 | Panelboard MRO | 1 | Distribution Protection | 1 | 600Vac (Y/D) | 2 | 80% | 1 | 271051121 | XT4LU3070AFF000XXX + SRFB6XT4FPX | XT4LU3080BFF000XXX + SRFB6XT4FPX | XT4LU3100EFF000XXX + SRFB3XT4FPX | XT4LU3100FFF000XXX + SRFB3XT4FPX | XT4LU3100GFF000XXX + SRFB3XT4FPX | XT4LU3100PFF000XXX + SRFB3XT4FPX | XT4LU3100QFF000XXX + SRFB3XT4FPX | XT4LU3100TFF000XXX + SRFB3XT4FPX | XT4LU3100UFF000XXX + SRFB3XT4FPX
SE | SELA36AT0100 | 27 | SRPE100A70 | 10 | 70 | 10 | 35kA | 5 | Panelboard MRO | 1 | Distribution Protection | 1 | 480Vac (Y/D) | 1 | 100% | 2 | 271051112 | XT1SQ3070AFF000XXX + SRFB6XT1FPX | XT4SQ3080BFF000XXX + SRFB6XT4FPX | XT4SQ3100EFF000XXX + SRFB3XT4FPX | XT4SQ3100FFF000XXX + SRFB3XT4FPX | XT4SQ3100GFF000XXX + SRFB3XT4FPX | XT4SQ3100PFF000XXX + SRFB3XT4FPX | XT4SQ3100QFF000XXX + SRFB3XT4FPX | XT4SQ3100TFF000XXX + SRFB3XT4FPX | XT4SQ3100UFF000XXX + SRFB3XT4FPX
SE | SELA36AT0100 | 27 | SRPE100A70 | 10 | 70 | 10 | 35kA | 5 | Panelboard MRO | 1 | Distribution Protection | 1 | 600Vac (Y/D) | 2 | 100% | 2 | 271051122 | XT4LQ3070AFF000XXX + SRFB6XT4FPX | XT4LQ3080BFF000XXX + SRFB6XT4FPX | XT4LQ3100EFF000XXX + SRFB3XT4FPX | XT4LQ3100FFF000XXX + SRFB3XT4FPX | XT4LQ3100GFF000XXX + SRFB3XT4FPX | XT4LQ3100PFF000XXX + SRFB3XT4FPX | XT4LQ3100QFF000XXX + SRFB3XT4FPX | XT4LQ3100TFF000XXX + SRFB3XT4FPX | XT4LQ3100UFF000XXX + SRFB3XT4FPX
SE | SELA36AT0100 | 27 | SRPE100A70 | 10 | 70 | 10 | 65kA | 7 | Loose MCCB (OEM) | 2 | Distribution Protection | 1 | 480Vac (Y/D) | 1 | 80% | 1 | 271072111 | XT1HU3070AFF000XXX | XT2HU3080BFF000XXX | XT2HU3100EFF000XXX | XT2HU3100FFF000XXX | XT2HU3100GFF000XXX | XT2HU3100PFF000XXX | XT2HU3100QFF000XXX | XT2HU3100TFF000XXX | XT2HU3100UFF000XXX
SE | SELA36AT0100 | 27 | SRPE100A70 | 10 | 70 | 10 | 65kA | 7 | Loose MCCB (OEM) | 2 | Distribution Protection | 1 | 600Vac (Y/D) | 2 | 80% | 1 | 271072121 | XT4VU3070AFF000XXX | XT4VU3080BFF000XXX | XT4VU3100EFF000XXX | XT4VU3100FFF000XXX | XT4VU3100GFF000XXX | XT4VU3100PFF000XXX | XT4VU3100QFF000XXX | XT4VU3100TFF000XXX | XT4VU3100UFF000XXX
SE | SELA36AT0100 | 27 | SRPE100A70 | 10 | 70 | 10 | 65kA | 7 | Loose MCCB (OEM) | 2 | Distribution Protection | 1 | 480Vac (Y/D) | 1 | 100% | 2 | 271072112 | XT1HQ3070AFF000XXX | XT2HQ3080BFF000XXX | XT2HQ3100EFF000XXX | XT2HQ3100FFF000XXX | XT2HQ3100GFF000XXX | XT2HQ3100PFF000XXX | XT2HQ3100QFF000XXX | XT2HQ3100TFF000XXX | XT2HQ3100UFF000XXX
SE | SELA36AT0100 | 27 | SRPE100A70 | 10 | 70 | 10 | 65kA | 7 | Loose MCCB (OEM) | 2 | Distribution Protection | 1 | 600Vac (Y/D) | 2 | 100% | 2 | 271072122 | XT4VQ3070AFF000XXX | XT4VQ3080BFF000XXX | XT4VQ3100EFF000XXX | XT4VQ3100FFF000XXX | XT4VQ3100GFF000XXX | XT4VQ3100PFF000XXX | XT4VQ3100QFF000XXX | XT4VQ3100TFF000XXX | XT4VQ3100UFF000XXX
SE | SELA36AT0100 | 27 | SRPE100A70 | 10 | 70 | 10 | 65kA | 7 | Panelboard MRO | 1 | Distribution Protection | 1 | 480Vac (Y/D) | 1 | 80% | 1 | 271071111 | XT1HU3070AFF000XXX + SRFB6XT1FPX | XT4HU3080BFF000XXX + SRFB6XT4FPX | XT4HU3100EFF000XXX + SRFB3XT4FPX | XT4HU3100FFF000XXX + SRFB3XT4FPX | XT4HU3100GFF000XXX + SRFB3XT4FPX | XT4HU3100PFF000XXX + SRFB3XT4FPX | XT4HU3100QFF000XXX + SRFB3XT4FPX | XT4HU3100TFF000XXX + SRFB3XT4FPX | XT4HU3100UFF000XXX + SRFB3XT4FPX
SE | SELA36AT0100 | 27 | SRPE100A70 | 10 | 70 | 10 | 65kA | 7 | Panelboard MRO | 1 | Distribution Protection | 1 | 600Vac (Y/D) | 2 | 80% | 1 | 271071121 | XT4VU3070AFF000XXX + SRFB6XT4FPX | XT4VU3080BFF000XXX + SRFB6XT4FPX | XT4VU3100EFF000XXX + SRFB3XT4FPX | XT4VU3100FFF000XXX + SRFB3XT4FPX | XT4VU3100GFF000XXX + SRFB3XT4FPX | XT4VU3100PFF000XXX + SRFB3XT4FPX | XT4VU3100QFF000XXX + SRFB3XT4FPX | XT4VU3100TFF000XXX + SRFB3XT4FPX | XT4VU3100UFF000XXX + SRFB3XT4FPX
SE | SELA36AT0100 | 27 | SRPE100A70 | 10 | 70 | 10 | 65kA | 7 | Panelboard MRO | 1 | Distribution Protection | 1 | 480Vac (Y/D) | 1 | 100% | 2 | 271071112 | XT1HQ3070AFF000XXX + SRFB6XT1FPX | XT4HQ3080BFF000XXX + SRFB6XT4FPX | XT4HQ3100EFF000XXX + SRFB3XT4FPX | XT4HQ3100FFF000XXX + SRFB3XT4FPX | XT4HQ3100GFF000XXX + SRFB3XT4FPX | XT4HQ3100PFF000XXX + SRFB3XT4FPX | XT4HQ3100QFF000XXX + SRFB3XT4FPX | XT4HQ3100TFF000XXX + SRFB3XT4FPX | XT4HQ3100UFF000XXX + SRFB3XT4FPX
SE | SELA36AT0100 | 27 | SRPE100A70 | 10 | 70 | 10 | 65kA | 7 | Panelboard MRO | 1 | Distribution Protection | 1 | 600Vac (Y/D) | 2 | 100% | 2 | 271071122 | XT4VQ3070AFF000XXX + SRFB6XT4FPX | XT4VQ3080BFF000XXX + SRFB6XT4FPX | XT4VQ3100EFF000XXX + SRFB3XT4FPX | XT4VQ3100FFF000XXX + SRFB3XT4FPX | XT4VQ3100GFF000XXX + SRFB3XT4FPX | XT4VQ3100PFF000XXX + SRFB3XT4FPX | XT4VQ3100QFF000XXX + SRFB3XT4FPX | XT4VQ3100TFF000XXX + SRFB3XT4FPX | XT4VQ3100UFF000XXX + SRFB3XT4FPX
SE | SELA36AT0100 | 27 | SRPE100A80 | 11 | 80 | 11 | 35kA | 5 | Loose MCCB (OEM) | 2 | Distribution Protection | 1 | 480Vac (Y/D) | 1 | 80% | 1 | 271152111 | XT1SU3080AFF000XXX | XT2SU3080BFF000XXX | XT2SU3100EFF000XXX | XT2SU3100FFF000XXX | XT2SU3100GFF000XXX | XT2SU3100PFF000XXX | XT2SU3100QFF000XXX | XT2SU3100TFF000XXX | XT2SU3100UFF000XXX
SE | SELA36AT0100 | 27 | SRPE100A80 | 11 | 80 | 11 | 35kA | 5 | Loose MCCB (OEM) | 2 | Distribution Protection | 1 | 600Vac (Y/D) | 2 | 80% | 1 | 271152121 | XT4LU3080AFF000XXX | XT4LU3080BFF000XXX | XT4LU3100EFF000XXX | XT4LU3100FFF000XXX | XT4LU3100GFF000XXX | XT4LU3100PFF000XXX | XT4LU3100QFF000XXX | XT4LU3100TFF000XXX | XT4LU3100UFF000XXX
SE | SELA36AT0100 | 27 | SRPE100A80 | 11 | 80 | 11 | 35kA | 5 | Loose MCCB (OEM) | 2 | Distribution Protection | 1 | 480Vac (Y/D) | 1 | 100% | 2 | 271152112 | XT1SQ3080AFF000XXX | XT2SQ3080BFF000XXX | XT2SQ3100EFF000XXX | XT2SQ3100FFF000XXX | XT2SQ3100GFF000XXX | XT2SQ3100PFF000XXX | XT2SQ3100QFF000XXX | XT2SQ3100TFF000XXX | XT2SQ3100UFF000XXX
SE | SELA36AT0100 | 27 | SRPE100A80 | 11 | 80 | 11 | 35kA | 5 | Loose MCCB (OEM) | 2 | Distribution Protection | 1 | 600Vac (Y/D) | 2 | 100% | 2 | 271152122 | XT4LQ3080AFF000XXX | XT4LQ3080BFF000XXX | XT4LQ3100EFF000XXX | XT4LQ3100FFF000XXX | XT4LQ3100GFF000XXX | XT4LQ3100PFF000XXX | XT4LQ3100QFF000XXX | XT4LQ3100TFF000XXX | XT4LQ3100UFF000XXX
SE | SELA36AT0100 | 27 | SRPE100A80 | 11 | 80 | 11 | 35kA | 5 | Panelboard MRO | 1 | Distribution Protection | 1 | 480Vac (Y/D) | 1 | 80% | 1 | 271151111 | XT1SU3080AFF000XXX + SRFB6XT1FPX | XT4SU3080BFF000XXX + SRFB6XT4FPX | XT4SU3100EFF000XXX + SRFB3XT4FPX | XT4SU3100FFF000XXX + SRFB3XT4FPX | XT4SU3100GFF000XXX + SRFB3XT4FPX | XT4SU3100PFF000XXX + SRFB3XT4FPX | XT4SU3100QFF000XXX + SRFB3XT4FPX | XT4SU3100TFF000XXX + SRFB3XT4FPX | XT4SU3100UFF000XXX + SRFB3XT4FPX
SE | SELA36AT0100 | 27 | SRPE100A80 | 11 | 80 | 11 | 35kA | 5 | Panelboard MRO | 1 | Distribution Protection | 1 | 600Vac (Y/D) | 2 | 80% | 1 | 271151121 | XT4LU3080AFF000XXX + SRFB6XT4FPX | XT4LU3080BFF000XXX + SRFB6XT4FPX | XT4LU3100EFF000XXX + SRFB3XT4FPX | XT4LU3100FFF000XXX + SRFB3XT4FPX | XT4LU3100GFF000XXX + SRFB3XT4FPX | XT4LU3100PFF000XXX + SRFB3XT4FPX | XT4LU3100QFF000XXX + SRFB3XT4FPX | XT4LU3100TFF000XXX + SRFB3XT4FPX | XT4LU3100UFF000XXX + SRFB3XT4FPX
SE | SELA36AT0100 | 27 | SRPE100A80 | 11 | 80 | 11 | 35kA | 5 | Panelboard MRO | 1 | Distribution Protection | 1 | 480Vac (Y/D) | 1 | 100% | 2 | 271151112 | XT1SQ3080AFF000XXX + SRFB6XT1FPX | XT4SQ3080BFF000XXX + SRFB6XT4FPX | XT4SQ3100EFF000XXX + SRFB3XT4FPX | XT4SQ3100FFF000XXX + SRFB3XT4FPX | XT4SQ3100GFF000XXX + SRFB3XT4FPX | XT4SQ3100PFF000XXX + SRFB3XT4FPX | XT4SQ3100QFF000XXX + SRFB3XT4FPX | XT4SQ3100TFF000XXX + SRFB3XT4FPX | XT4SQ3100UFF000XXX + SRFB3XT4FPX
SE | SELA36AT0100 | 27 | SRPE100A80 | 11 | 80 | 11 | 35kA | 5 | Panelboard MRO | 1 | Distribution Protection | 1 | 600Vac (Y/D) | 2 | 100% | 2 | 271151122 | XT4LQ3080AFF000XXX + SRFB6XT4FPX | XT4LQ3080BFF000XXX + SRFB6XT4FPX | XT4LQ3100EFF000XXX + SRFB3XT4FPX | XT4LQ3100FFF000XXX + SRFB3XT4FPX | XT4LQ3100GFF000XXX + SRFB3XT4FPX | XT4LQ3100PFF000XXX + SRFB3XT4FPX | XT4LQ3100QFF000XXX + SRFB3XT4FPX | XT4LQ3100TFF000XXX + SRFB3XT4FPX | XT4LQ3100UFF000XXX + SRFB3XT4FPX
SE | SELA36AT0100 | 27 | SRPE100A80 | 11 | 80 | 11 | 65kA | 7 | Loose MCCB (OEM) | 2 | Distribution Protection | 1 | 480Vac (Y/D) | 1 | 80% | 1 | 271172111 | XT1HU3080AFF000XXX | XT2HU3080BFF000XXX | XT2HU3100EFF000XXX | XT2HU3100FFF000XXX | XT2HU3100GFF000XXX | XT2HU3100PFF000XXX | XT2HU3100QFF000XXX | XT2HU3100TFF000XXX | XT2HU3100UFF000XXX
SE | SELA36AT0100 | 27 | SRPE100A80 | 11 | 80 | 11 | 65kA | 7 | Loose MCCB (OEM) | 2 | Distribution Protection | 1 | 600Vac (Y/D) | 2 | 80% | 1 | 271172121 | XT4VU3080AFF000XXX | XT4VU3080BFF000XXX | XT4VU3100EFF000XXX | XT4VU3100FFF000XXX | XT4VU3100GFF000XXX | XT4VU3100PFF000XXX | XT4VU3100QFF000XXX | XT4VU3100TFF000XXX | XT4VU3100UFF000XXX
SE | SELA36AT0100 | 27 | SRPE100A80 | 11 | 80 | 11 | 65kA | 7 | Loose MCCB (OEM) | 2 | Distribution Protection | 1 | 480Vac (Y/D) | 1 | 100% | 2 | 271172112 | XT1HQ3080AFF000XXX | XT2HQ3080BFF000XXX | XT2HQ3100EFF000XXX | XT2HQ3100FFF000XXX | XT2HQ3100GFF000XXX | XT2HQ3100PFF000XXX | XT2HQ3100QFF000XXX | XT2HQ3100TFF000XXX | XT2HQ3100UFF000XXX
SE | SELA36AT0100 | 27 | SRPE100A80 | 11 | 80 | 11 | 65kA | 7 | Loose MCCB (OEM) | 2 | Distribution Protection | 1 | 600Vac (Y/D) | 2 | 100% | 2 | 271172122 | XT4VQ3080AFF000XXX | XT4VQ3080BFF000XXX | XT4VQ3100EFF000XXX | XT4VQ3100FFF000XXX | XT4VQ3100GFF000XXX | XT4VQ3100PFF000XXX | XT4VQ3100QFF000XXX | XT4VQ3100TFF000XXX | XT4VQ3100UFF000XXX
SE | SELA36AT0100 | 27 | SRPE100A80 | 11 | 80 | 11 | 65kA | 7 | Panelboard MRO | 1 | Distribution Protection | 1 | 480Vac (Y/D) | 1 | 80% | 1 | 271171111 | XT1HU3080AFF000XXX + SRFB6XT1FPX | XT4HU3080BFF000XXX + SRFB6XT4FPX | XT4HU3100EFF000XXX + SRFB3XT4FPX | XT4HU3100FFF000XXX + SRFB3XT4FPX | XT4HU3100GFF000XXX + SRFB3XT4FPX | XT4HU3100PFF000XXX + SRFB3XT4FPX | XT4HU3100QFF000XXX + SRFB3XT4FPX | XT4HU3100TFF000XXX + SRFB3XT4FPX | XT4HU3100UFF000XXX + SRFB3XT4FPX
SE | SELA36AT0100 | 27 | SRPE100A80 | 11 | 80 | 11 | 65kA | 7 | Panelboard MRO | 1 | Distribution Protection | 1 | 600Vac (Y/D) | 2 | 80% | 1 | 271171121 | XT4VU3080AFF000XXX + SRFB6XT4FPX | XT4VU3080BFF000XXX + SRFB6XT4FPX | XT4VU3100EFF000XXX + SRFB3XT4FPX | XT4VU3100FFF000XXX + SRFB3XT4FPX | XT4VU3100GFF000XXX + SRFB3XT4FPX | XT4VU3100PFF000XXX + SRFB3XT4FPX | XT4VU3100QFF000XXX + SRFB3XT4FPX | XT4VU3100TFF000XXX + SRFB3XT4FPX | XT4VU3100UFF000XXX + SRFB3XT4FPX
SE | SELA36AT0100 | 27 | SRPE100A80 | 11 | 80 | 11 | 65kA | 7 | Panelboard MRO | 1 | Distribution Protection | 1 | 480Vac (Y/D) | 1 | 100% | 2 | 271171112 | XT1HQ3080AFF000XXX + SRFB6XT1FPX | XT4HQ3080BFF000XXX + SRFB6XT4FPX | XT4HQ3100EFF000XXX + SRFB3XT4FPX | XT4HQ3100FFF000XXX + SRFB3XT4FPX | XT4HQ3100GFF000XXX + SRFB3XT4FPX | XT4HQ3100PFF000XXX + SRFB3XT4FPX | XT4HQ3100QFF000XXX + SRFB3XT4FPX | XT4HQ3100TFF000XXX + SRFB3XT4FPX | XT4HQ3100UFF000XXX + SRFB3XT4FPX
SE | SELA36AT0100 | 27 | SRPE100A80 | 11 | 80 | 11 | 65kA | 7 | Panelboard MRO | 1 | Distribution Protection | 1 | 600Vac (Y/D) | 2 | 100% | 2 | 271171122 | XT4VQ3080AFF000XXX + SRFB6XT4FPX | XT4VQ3080BFF000XXX + SRFB6XT4FPX | XT4VQ3100EFF000XXX + SRFB3XT4FPX | XT4VQ3100FFF000XXX + SRFB3XT4FPX | XT4VQ3100GFF000XXX + SRFB3XT4FPX | XT4VQ3100PFF000XXX + SRFB3XT4FPX | XT4VQ3100QFF000XXX + SRFB3XT4FPX | XT4VQ3100TFF000XXX + SRFB3XT4FPX | XT4VQ3100UFF000XXX + SRFB3XT4FPX
SE | SELA36AT0100 | 27 | SRPE100A90 | 12 | 90 | 12 | 35kA | 5 | Loose MCCB (OEM) | 2 | Distribution Protection | 1 | 480Vac (Y/D) | 1 | 80% | 1 | 271252111 | XT1SU3090AFF000XXX | XT2SU3090BFF000XXX | XT2SU3100EFF000XXX | XT2SU3100FFF000XXX | XT2SU3100GFF000XXX | XT2SU3100PFF000XXX | XT2SU3100QFF000XXX | XT2SU3100TFF000XXX | XT2SU3100UFF000XXX
SE | SELA36AT0100 | 27 | SRPE100A90 | 12 | 90 | 12 | 35kA | 5 | Loose MCCB (OEM) | 2 | Distribution Protection | 1 | 600Vac (Y/D) | 2 | 80% | 1 | 271252121 | XT4LU3090AFF000XXX | XT4LU3080BFF000XXX | XT4LU3100EFF000XXX | XT4LU3100FFF000XXX | XT4LU3100GFF000XXX | XT4LU3100PFF000XXX | XT4LU3100QFF000XXX | XT4LU3100TFF000XXX | XT4LU3100UFF000XXX
SE | SELA36AT0100 | 27 | SRPE100A90 | 12 | 90 | 12 | 35kA | 5 | Loose MCCB (OEM) | 2 | Distribution Protection | 1 | 480Vac (Y/D) | 1 | 100% | 2 | 271252112 | XT1SQ3090AFF000XXX | XT2SQ3090BFF000XXX | XT2SQ3100EFF000XXX | XT2SQ3100FFF000XXX | XT2SQ3100GFF000XXX | XT2SQ3100PFF000XXX | XT2SQ3100QFF000XXX | XT2SQ3100TFF000XXX | XT2SQ3100UFF000XXX
SE | SELA36AT0100 | 27 | SRPE100A90 | 12 | 90 | 12 | 35kA | 5 | Loose MCCB (OEM) | 2 | Distribution Protection | 1 | 600Vac (Y/D) | 2 | 100% | 2 | 271252122 | XT4LQ3090AFF000XXX | XT4LQ3080BFF000XXX | XT4LQ3100EFF000XXX | XT4LQ3100FFF000XXX | XT4LQ3100GFF000XXX | XT4LQ3100PFF000XXX | XT4LQ3100QFF000XXX | XT4LQ3100TFF000XXX | XT4LQ3100UFF000XXX
SE | SELA36AT0100 | 27 | SRPE100A90 | 12 | 90 | 12 | 35kA | 5 | Panelboard MRO | 1 | Distribution Protection | 1 | 480Vac (Y/D) | 1 | 80% | 1 | 271251111 | XT1SU3090AFF000XXX + SRFB6XT1FPX | XT4SU3090BFF000XXX + SRFB6XT4FPX | XT4SU3100EFF000XXX + SRFB3XT4FPX | XT4SU3100FFF000XXX + SRFB3XT4FPX | XT4SU3100GFF000XXX + SRFB3XT4FPX | XT4SU3100PFF000XXX + SRFB3XT4FPX | XT4SU3100QFF000XXX + SRFB3XT4FPX | XT4SU3100TFF000XXX + SRFB3XT4FPX | XT4SU3100UFF000XXX + SRFB3XT4FPX
SE | SELA36AT0100 | 27 | SRPE100A90 | 12 | 90 | 12 | 35kA | 5 | Panelboard MRO | 1 | Distribution Protection | 1 | 600Vac (Y/D) | 2 | 80% | 1 | 271251121 | XT4LU3090AFF000XXX + SRFB6XT4FPX | XT4LU3090BFF000XXX + SRFB6XT4FPX | XT4LU3100EFF000XXX + SRFB3XT4FPX | XT4LU3100FFF000XXX + SRFB3XT4FPX | XT4LU3100GFF000XXX + SRFB3XT4FPX | XT4LU3100PFF000XXX + SRFB3XT4FPX | XT4LU3100QFF000XXX + SRFB3XT4FPX | XT4LU3100TFF000XXX + SRFB3XT4FPX | XT4LU3100UFF000XXX + SRFB3XT4FPX
SE | SELA36AT0100 | 27 | SRPE100A90 | 12 | 90 | 12 | 35kA | 5 | Panelboard MRO | 1 | Distribution Protection | 1 | 480Vac (Y/D) | 1 | 100% | 2 | 271251112 | XT1SQ3090AFF000XXX + SRFB6XT1FPX | XT4SQ3090BFF000XXX + SRFB6XT4FPX | XT4SQ3100EFF000XXX + SRFB3XT4FPX | XT4SQ3100FFF000XXX + SRFB3XT4FPX | XT4SQ3100GFF000XXX + SRFB3XT4FPX | XT4SQ3100PFF000XXX + SRFB3XT4FPX | XT4SQ3100QFF000XXX + SRFB3XT4FPX | XT4SQ3100TFF000XXX + SRFB3XT4FPX | XT4SQ3100UFF000XXX + SRFB3XT4FPX
SE | SELA36AT0100 | 27 | SRPE100A90 | 12 | 90 | 12 | 35kA | 5 | Panelboard MRO | 1 | Distribution Protection | 1 | 600Vac (Y/D) | 2 | 100% | 2 | 271251122 | XT4LQ3090AFF000XXX + SRFB6XT4FPX | XT4LQ3090BFF000XXX + SRFB6XT4FPX | XT4LQ3100EFF000XXX + SRFB3XT4FPX | XT4LQ3100FFF000XXX + SRFB3XT4FPX | XT4LQ3100GFF000XXX + SRFB3XT4FPX | XT4LQ3100PFF000XXX + SRFB3XT4FPX | XT4LQ3100QFF000XXX + SRFB3XT4FPX | XT4LQ3100TFF000XXX + SRFB3XT4FPX | XT4LQ3100UFF000XXX + SRFB3XT4FPX
SE | SELA36AT0100 | 27 | SRPE100A90 | 12 | 90 | 12 | 65kA | 7 | Loose MCCB (OEM) | 2 | Distribution Protection | 1 | 480Vac (Y/D) | 1 | 80% | 1 | 271272111 | XT1HU3090AFF000XXX | XT2HU3090BFF000XXX | XT2HU3100EFF000XXX | XT2HU3100FFF000XXX | XT2HU3100GFF000XXX | XT2HU3100PFF000XXX | XT2HU3100QFF000XXX | XT2HU3100TFF000XXX | XT2HU3100UFF000XXX
SE | SELA36AT0100 | 27 | SRPE100A90 | 12 | 90 | 12 | 65kA | 7 | Loose MCCB (OEM) | 2 | Distribution Protection | 1 | 600Vac (Y/D) | 2 | 80% | 1 | 271272121 | XT4VU3090AFF000XXX | XT4VU3080BFF000XXX | XT4VU3100EFF000XXX | XT4VU3100FFF000XXX | XT4VU3100GFF000XXX | XT4VU3100PFF000XXX | XT4VU3100QFF000XXX | XT4VU3100TFF000XXX | XT4VU3100UFF000XXX
SE | SELA36AT0100 | 27 | SRPE100A90 | 12 | 90 | 12 | 65kA | 7 | Loose MCCB (OEM) | 2 | Distribution Protection | 1 | 480Vac (Y/D) | 1 | 100% | 2 | 271272112 | XT1HQ3090AFF000XXX | XT2HQ3090BFF000XXX | XT2HQ3100EFF000XXX | XT2HQ3100FFF000XXX | XT2HQ3100GFF000XXX | XT2HQ3100PFF000XXX | XT2HQ3100QFF000XXX | XT2HQ3100TFF000XXX | XT2HQ3100UFF000XXX
SE | SELA36AT0100 | 27 | SRPE100A90 | 12 | 90 | 12 | 65kA | 7 | Loose MCCB (OEM) | 2 | Distribution Protection | 1 | 600Vac (Y/D) | 2 | 100% | 2 | 271272122 | XT4VQ3090AFF000XXX | XT4VQ3080BFF000XXX | XT4VQ3100EFF000XXX | XT4VQ3100FFF000XXX | XT4VQ3100GFF000XXX | XT4VQ3100PFF000XXX | XT4VQ3100QFF000XXX | XT4VQ3100TFF000XXX | XT4VQ3100UFF000XXX
SE | SELA36AT0100 | 27 | SRPE100A90 | 12 | 90 | 12 | 65kA | 7 | Panelboard MRO | 1 | Distribution Protection | 1 | 480Vac (Y/D) | 1 | 80% | 1 | 271271111 | XT1HU3090AFF000XXX + SRFB6XT1FPX | XT4HU3090BFF000XXX + SRFB6XT4FPX | XT4HU3100EFF000XXX + SRFB3XT4FPX | XT4HU3100FFF000XXX + SRFB3XT4FPX | XT4HU3100GFF000XXX + SRFB3XT4FPX | XT4HU3100PFF000XXX + SRFB3XT4FPX | XT4HU3100QFF000XXX + SRFB3XT4FPX | XT4HU3100TFF000XXX + SRFB3XT4FPX | XT4HU3100UFF000XXX + SRFB3XT4FPX
SE | SELA36AT0100 | 27 | SRPE100A90 | 12 | 90 | 12 | 65kA | 7 | Panelboard MRO | 1 | Distribution Protection | 1 | 600Vac (Y/D) | 2 | 80% | 1 | 271271121 | XT4VU3090AFF000XXX + SRFB6XT4FPX | XT4VU3090BFF000XXX + SRFB6XT4FPX | XT4VU3100EFF000XXX + SRFB3XT4FPX | XT4VU3100FFF000XXX + SRFB3XT4FPX | XT4VU3100GFF000XXX + SRFB3XT4FPX | XT4VU3100PFF000XXX + SRFB3XT4FPX | XT4VU3100QFF000XXX + SRFB3XT4FPX | XT4VU3100TFF000XXX + SRFB3XT4FPX | XT4VU3100UFF000XXX + SRFB3XT4FPX
SE | SELA36AT0100 | 27 | SRPE100A90 | 12 | 90 | 12 | 65kA | 7 | Panelboard MRO | 1 | Distribution Protection | 1 | 480Vac (Y/D) | 1 | 100% | 2 | 271271112 | XT1HQ3090AFF000XXX + SRFB6XT1FPX | XT4HQ3090BFF000XXX + SRFB6XT4FPX | XT4HQ3100EFF000XXX + SRFB3XT4FPX | XT4HQ3100FFF000XXX + SRFB3XT4FPX | XT4HQ3100GFF000XXX + SRFB3XT4FPX | XT4HQ3100PFF000XXX + SRFB3XT4FPX | XT4HQ3100QFF000XXX + SRFB3XT4FPX | XT4HQ3100TFF000XXX + SRFB3XT4FPX | XT4HQ3100UFF000XXX + SRFB3XT4FPX
SE | SELA36AT0100 | 27 | SRPE100A90 | 12 | 90 | 12 | 65kA | 7 | Panelboard MRO | 1 | Distribution Protection | 1 | 600Vac (Y/D) | 2 | 100% | 2 | 271271122 | XT4VQ3090AFF000XXX + SRFB6XT4FPX | XT4VQ3090BFF000XXX + SRFB6XT4FPX | XT4VQ3100EFF000XXX + SRFB3XT4FPX | XT4VQ3100FFF000XXX + SRFB3XT4FPX | XT4VQ3100GFF000XXX + SRFB3XT4FPX | XT4VQ3100PFF000XXX + SRFB3XT4FPX | XT4VQ3100QFF000XXX + SRFB3XT4FPX | XT4VQ3100TFF000XXX + SRFB3XT4FPX | XT4VQ3100UFF000XXX + SRFB3XT4FPX
SE | SELA36AT0100 | 27 | SRPE100A100 | 13 | 100 | 13 | 35kA | 5 | Loose MCCB (OEM) | 2 | Distribution Protection | 1 | 480Vac (Y/D) | 1 | 80% | 1 | 271352111 | XT1SU3100AFF000XXX | XT2SU3100BFF000XXX | XT2SU3100EFF000XXX | XT2SU3100FFF000XXX | XT2SU3100GFF000XXX | XT2SU3100PFF000XXX | XT2SU3100QFF000XXX | XT2SU3100TFF000XXX | XT2SU3100UFF000XXX
SE | SELA36AT0100 | 27 | SRPE100A100 | 13 | 100 | 13 | 35kA | 5 | Loose MCCB (OEM) | 2 | Distribution Protection | 1 | 600Vac (Y/D) | 2 | 80% | 1 | 271352121 | XT4LU3100AFF000XXX | XT4LU3080BFF000XXX | XT4LU3100EFF000XXX | XT4LU3100FFF000XXX | XT4LU3100GFF000XXX | XT4LU3100PFF000XXX | XT4LU3100QFF000XXX | XT4LU3100TFF000XXX | XT4LU3100UFF000XXX
SE | SELA36AT0100 | 27 | SRPE100A100 | 13 | 100 | 13 | 35kA | 5 | Loose MCCB (OEM) | 2 | Distribution Protection | 1 | 480Vac (Y/D) | 1 | 100% | 2 | 271352112 | XT1SQ3100AFF000XXX | XT2SQ3100BFF000XXX | XT2SQ3100EFF000XXX | XT2SQ3100FFF000XXX | XT2SQ3100GFF000XXX | XT2SQ3100PFF000XXX | XT2SQ3100QFF000XXX | XT2SQ3100TFF000XXX | XT2SQ3100UFF000XXX
SE | SELA36AT0100 | 27 | SRPE100A100 | 13 | 100 | 13 | 35kA | 5 | Loose MCCB (OEM) | 2 | Distribution Protection | 1 | 600Vac (Y/D) | 2 | 100% | 2 | 271352122 | XT4LQ3100AFF000XXX | XT4LQ3080BFF000XXX | XT4LQ3100EFF000XXX | XT4LQ3100FFF000XXX | XT4LQ3100GFF000XXX | XT4LQ3100PFF000XXX | XT4LQ3100QFF000XXX | XT4LQ3100TFF000XXX | XT4LQ3100UFF000XXX
SE | SELA36AT0100 | 27 | SRPE100A100 | 13 | 100 | 13 | 35kA | 5 | Panelboard MRO | 1 | Distribution Protection | 1 | 480Vac (Y/D) | 1 | 80% | 1 | 271351111 | XT1SU3100AFF000XXX + SRFB6XT1FPX | XT4SU3100BFF000XXX + SRFB6XT4FPX | XT4SU3100EFF000XXX + SRFB3XT4FPX | XT4SU3100FFF000XXX + SRFB3XT4FPX | XT4SU3100GFF000XXX + SRFB3XT4FPX | XT4SU3100PFF000XXX + SRFB3XT4FPX | XT4SU3100QFF000XXX + SRFB3XT4FPX | XT4SU3100TFF000XXX + SRFB3XT4FPX | XT4SU3100UFF000XXX + SRFB3XT4FPX
SE | SELA36AT0100 | 27 | SRPE100A100 | 13 | 100 | 13 | 35kA | 5 | Panelboard MRO | 1 | Distribution Protection | 1 | 600Vac (Y/D) | 2 | 80% | 1 | 271351121 | XT4LU3100AFF000XXX + SRFB6XT4FPX | XT4LU3100BFF000XXX + SRFB6XT4FPX | XT4LU3100EFF000XXX + SRFB3XT4FPX | XT4LU3100FFF000XXX + SRFB3XT4FPX | XT4LU3100GFF000XXX + SRFB3XT4FPX | XT4LU3100PFF000XXX + SRFB3XT4FPX | XT4LU3100QFF000XXX + SRFB3XT4FPX | XT4LU3100TFF000XXX + SRFB3XT4FPX | XT4LU3100UFF000XXX + SRFB3XT4FPX
SE | SELA36AT0100 | 27 | SRPE100A100 | 13 | 100 | 13 | 35kA | 5 | Panelboard MRO | 1 | Distribution Protection | 1 | 480Vac (Y/D) | 1 | 100% | 2 | 271351112 | XT1SQ3100AFF000XXX + SRFB6XT1FPX | XT4SQ3100BFF000XXX + SRFB6XT4FPX | XT4SQ3100EFF000XXX + SRFB3XT4FPX | XT4SQ3100FFF000XXX + SRFB3XT4FPX | XT4SQ3100GFF000XXX + SRFB3XT4FPX | XT4SQ3100PFF000XXX + SRFB3XT4FPX | XT4SQ3100QFF000XXX + SRFB3XT4FPX | XT4SQ3100TFF000XXX + SRFB3XT4FPX | XT4SQ3100UFF000XXX + SRFB3XT4FPX
SE | SELA36AT0100 | 27 | SRPE100A100 | 13 | 100 | 13 | 35kA | 5 | Panelboard MRO | 1 | Distribution Protection | 1 | 600Vac (Y/D) | 2 | 100% | 2 | 271351122 | XT4LQ3100AFF000XXX + SRFB6XT4FPX | XT4LQ3100BFF000XXX + SRFB6XT4FPX | XT4LQ3100EFF000XXX + SRFB3XT4FPX | XT4LQ3100FFF000XXX + SRFB3XT4FPX | XT4LQ3100GFF000XXX + SRFB3XT4FPX | XT4LQ3100PFF000XXX + SRFB3XT4FPX | XT4LQ3100QFF000XXX + SRFB3XT4FPX | XT4LQ3100TFF000XXX + SRFB3XT4FPX | XT4LQ3100UFF000XXX + SRFB3XT4FPX
SE | SELA36AT0100 | 27 | SRPE100A100 | 13 | 100 | 13 | 65kA | 7 | Loose MCCB (OEM) | 2 | Distribution Protection | 1 | 480Vac (Y/D) | 1 | 80% | 1 | 271372111 | XT1HU3100AFF000XXX | XT2HU3100BFF000XXX | XT2HU3100EFF000XXX | XT2HU3100FFF000XXX | XT2HU3100GFF000XXX | XT2HU3100PFF000XXX | XT2HU3100QFF000XXX | XT2HU3100TFF000XXX | XT2HU3100UFF000XXX
SE | SELA36AT0100 | 27 | SRPE100A100 | 13 | 100 | 13 | 65kA | 7 | Loose MCCB (OEM) | 2 | Distribution Protection | 1 | 600Vac (Y/D) | 2 | 80% | 1 | 271372121 | XT4VU3100AFF000XXX | XT4VU3080BFF000XXX | XT4VU3100EFF000XXX | XT4VU3100FFF000XXX | XT4VU3100GFF000XXX | XT4VU3100PFF000XXX | XT4VU3100QFF000XXX | XT4VU3100TFF000XXX | XT4VU3100UFF000XXX
SE | SELA36AT0100 | 27 | SRPE100A100 | 13 | 100 | 13 | 65kA | 7 | Loose MCCB (OEM) | 2 | Distribution Protection | 1 | 480Vac (Y/D) | 1 | 100% | 2 | 271372112 | XT1HQ3100AFF000XXX | XT2HQ3100BFF000XXX | XT2HQ3100EFF000XXX | XT2HQ3100FFF000XXX | XT2HQ3100GFF000XXX | XT2HQ3100PFF000XXX | XT2HQ3100QFF000XXX | XT2HQ3100TFF000XXX | XT2HQ3100UFF000XXX
SE | SELA36AT0100 | 27 | SRPE100A100 | 13 | 100 | 13 | 65kA | 7 | Loose MCCB (OEM) | 2 | Distribution Protection | 1 | 600Vac (Y/D) | 2 | 100% | 2 | 271372122 | XT4VQ3100AFF000XXX | XT4VQ3080BFF000XXX | XT4VQ3100EFF000XXX | XT4VQ3100FFF000XXX | XT4VQ3100GFF000XXX | XT4VQ3100PFF000XXX | XT4VQ3100QFF000XXX | XT4VQ3100TFF000XXX | XT4VQ3100UFF000XXX
SE | SELA36AT0100 | 27 | SRPE100A100 | 13 | 100 | 13 | 65kA | 7 | Panelboard MRO | 1 | Distribution Protection | 1 | 480Vac (Y/D) | 1 | 80% | 1 | 271371111 | XT1HU3100AFF000XXX + SRFB6XT1FPX | XT4HU3100BFF000XXX + SRFB6XT4FPX | XT4HU3100EFF000XXX + SRFB3XT4FPX | XT4HU3100FFF000XXX + SRFB3XT4FPX | XT4HU3100GFF000XXX + SRFB3XT4FPX | XT4HU3100PFF000XXX + SRFB3XT4FPX | XT4HU3100QFF000XXX + SRFB3XT4FPX | XT4HU3100TFF000XXX + SRFB3XT4FPX | XT4HU3100UFF000XXX + SRFB3XT4FPX
SE | SELA36AT0100 | 27 | SRPE100A100 | 13 | 100 | 13 | 65kA | 7 | Panelboard MRO | 1 | Distribution Protection | 1 | 600Vac (Y/D) | 2 | 80% | 1 | 271371121 | XT4VU3100AFF000XXX + SRFB6XT4FPX | XT4VU3100BFF000XXX + SRFB6XT4FPX | XT4VU3100EFF000XXX + SRFB3XT4FPX | XT4VU3100FFF000XXX + SRFB3XT4FPX | XT4VU3100GFF000XXX + SRFB3XT4FPX | XT4VU3100PFF000XXX + SRFB3XT4FPX | XT4VU3100QFF000XXX + SRFB3XT4FPX | XT4VU3100TFF000XXX + SRFB3XT4FPX | XT4VU3100UFF000XXX + SRFB3XT4FPX
SE | SELA36AT0100 | 27 | SRPE100A100 | 13 | 100 | 13 | 65kA | 7 | Panelboard MRO | 1 | Distribution Protection | 1 | 480Vac (Y/D) | 1 | 100% | 2 | 271371112 | XT1HQ3100AFF000XXX + SRFB6XT1FPX | XT4HQ3100BFF000XXX + SRFB6XT4FPX | XT4HQ3100EFF000XXX + SRFB3XT4FPX | XT4HQ3100FFF000XXX + SRFB3XT4FPX | XT4HQ3100GFF000XXX + SRFB3XT4FPX | XT4HQ3100PFF000XXX + SRFB3XT4FPX | XT4HQ3100QFF000XXX + SRFB3XT4FPX | XT4HQ3100TFF000XXX + SRFB3XT4FPX | XT4HQ3100UFF000XXX + SRFB3XT4FPX
SE | SELA36AT0100 | 27 | SRPE100A100 | 13 | 100 | 13 | 65kA | 7 | Panelboard MRO | 1 | Distribution Protection | 1 | 600Vac (Y/D) | 2 | 100% | 2 | 271371122 | XT4VQ3100AFF000XXX + SRFB6XT4FPX | XT4VQ3100BFF000XXX + SRFB6XT4FPX | XT4VQ3100EFF000XXX + SRFB3XT4FPX | XT4VQ3100FFF000XXX + SRFB3XT4FPX | XT4VQ3100GFF000XXX + SRFB3XT4FPX | XT4VQ3100PFF000XXX + SRFB3XT4FPX | XT4VQ3100QFF000XXX + SRFB3XT4FPX | XT4VQ3100TFF000XXX + SRFB3XT4FPX | XT4VQ3100UFF000XXX + SRFB3XT4FPX
SE | SELA36AT0150 | 28 | SRPE150A110 | 14 | 110 | 14 | 35kA | 5 | Loose MCCB (OEM) | 2 | Distribution Protection | 1 | 480Vac (Y/D) | 1 | 80% | 1 | 281452111 | XT1SU3110AFF000XXX | XT2SU3110BFF000XXX | XT2SU3125EFF000XXX | XT2SU3110FFF000XXX | XT2SU3125GFF000XXX | XT2SU3125PFF000XXX | XT2SU3125QFF000XXX | XT2SU3125TFF000XXX | XT2SU3110UFF000XXX
SE | SELA36AT0150 | 28 | SRPE150A110 | 14 | 110 | 14 | 35kA | 5 | Loose MCCB (OEM) | 2 | Distribution Protection | 1 | 600Vac (Y/D) | 2 | 80% | 1 | 281452121 | XT4LU3110AFF000XXX | XT4LU3110BFF000XXX | XT4LU3150EFF000XXX | XT4LU3150FFF000XXX | XT4LU3150GFF000XXX | XT4LU3150PFF000XXX | XT4LU3150QFF000XXX | XT4LU3150TFF000XXX | XT4LU3150UFF000XXX
SE | SELA36AT0150 | 28 | SRPE150A110 | 14 | 110 | 14 | 35kA | 5 | Loose MCCB (OEM) | 2 | Distribution Protection | 1 | 480Vac (Y/D) | 1 | 100% | 2 | 281452112 | XT4SQ3110AFF000XXX | XT4SQ3110BFF000XXX | XT4SQ3150EFF000XXX | XT4SQ3110FFF000XXX | XT4SQ3150GFF000XXX | XT4SQ3150PFF000XXX | XT4SQ3150QFF000XXX | XT4SQ3150TFF000XXX | XT4SQ3110UFF000XXX
SE | SELA36AT0150 | 28 | SRPE150A110 | 14 | 110 | 14 | 35kA | 5 | Loose MCCB (OEM) | 2 | Distribution Protection | 1 | 600Vac (Y/D) | 2 | 100% | 2 | 281452122 | XT4LQ3110AFF000XXX | XT4LQ3110BFF000XXX | XT4LQ3150EFF000XXX | XT4LQ3150FFF000XXX | XT4LQ3150GFF000XXX | XT4LQ3150PFF000XXX | XT4LQ3150QFF000XXX | XT4LQ3150TFF000XXX | XT4LQ3150UFF000XXX
SE | SELA36AT0150 | 28 | SRPE150A110 | 14 | 110 | 14 | 35kA | 5 | Panelboard MRO | 1 | Distribution Protection | 1 | 480Vac (Y/D) | 1 | 80% | 1 | 281451111 | XT1SU3110AFF000XXX + SRFB6XT1FPX | XT4SU3110BFF000XXX + SRFB6XT4FPX | XT4SU3150EFF000XXX + SRFB3XT4FPX | XT4SU3150FFF000XXX + SRFB3XT4FPX | XT4SU3150GFF000XXX + SRFB3XT4FPX | XT4SU3150PFF000XXX + SRFB3XT4FPX | XT4SU3150QFF000XXX + SRFB3XT4FPX | XT4SU3150TFF000XXX + SRFB3XT4FPX | XT4SU3150UFF000XXX + SRFB3XT4FPX
SE | SELA36AT0150 | 28 | SRPE150A110 | 14 | 110 | 14 | 35kA | 5 | Panelboard MRO | 1 | Distribution Protection | 1 | 600Vac (Y/D) | 2 | 80% | 1 | 281451121 | XT4LU3110AFF000XXX + SRFB6XT4FPX | XT4LU3110BFF000XXX + SRFB6XT4FPX | XT4LU3150EFF000XXX + SRFB3XT4FPX | XT4LU3150FFF000XXX + SRFB3XT4FPX | XT4LU3150GFF000XXX + SRFB3XT4FPX | XT4LU3150PFF000XXX + SRFB3XT4FPX | XT4LU3150QFF000XXX + SRFB3XT4FPX | XT4LU3150TFF000XXX + SRFB3XT4FPX | XT4LU3150UFF000XXX + SRFB3XT4FPX
SE | SELA36AT0150 | 28 | SRPE150A110 | 14 | 110 | 14 | 35kA | 5 | Panelboard MRO | 1 | Distribution Protection | 1 | 480Vac (Y/D) | 1 | 100% | 2 | 281451112 | XT4SQ3110AFF000XXX + SRFB6XT4FPX | XT4SQ3110BFF000XXX + SRFB6XT4FPX | XT4SQ3150EFF000XXX + SRFB3XT4FPX | XT4SQ3150FFF000XXX + SRFB3XT4FPX | XT4SQ3150GFF000XXX + SRFB3XT4FPX | XT4SQ3150PFF000XXX + SRFB3XT4FPX | XT4SQ3150QFF000XXX + SRFB3XT4FPX | XT4SQ3150TFF000XXX + SRFB3XT4FPX | XT4SQ3150UFF000XXX + SRFB3XT4FPX
SE | SELA36AT0150 | 28 | SRPE150A110 | 14 | 110 | 14 | 35kA | 5 | Panelboard MRO | 1 | Distribution Protection | 1 | 600Vac (Y/D) | 2 | 100% | 2 | 281451122 | XT4LQ3110AFF000XXX + SRFB6XT4FPX | XT4LQ3110BFF000XXX + SRFB6XT4FPX | XT4LQ3150EFF000XXX + SRFB3XT4FPX | XT4LQ3150FFF000XXX + SRFB3XT4FPX | XT4LQ3150GFF000XXX + SRFB3XT4FPX | XT4LQ3150PFF000XXX + SRFB3XT4FPX | XT4LQ3150QFF000XXX + SRFB3XT4FPX | XT4LQ3150TFF000XXX + SRFB3XT4FPX | XT4LQ3150UFF000XXX + SRFB3XT4FPX
SE | SELA36AT0150 | 28 | SRPE150A110 | 14 | 110 | 14 | 65kA | 7 | Loose MCCB (OEM) | 2 | Distribution Protection | 1 | 480Vac (Y/D) | 1 | 80% | 1 | 281472111 | XT1HU3110AFF000XXX | XT2HU3110BFF000XXX | XT2HU3125EFF000XXX | XT2HU3110FFF000XXX | XT2HU3125GFF000XXX | XT2HU3125PFF000XXX | XT2HU3125QFF000XXX | XT2HU3125TFF000XXX | XT2HU3110UFF000XXX
SE | SELA36AT0150 | 28 | SRPE150A110 | 14 | 110 | 14 | 65kA | 7 | Loose MCCB (OEM) | 2 | Distribution Protection | 1 | 600Vac (Y/D) | 2 | 80% | 1 | 281472121 | XT4VU3110AFF000XXX | XT4VU3110BFF000XXX | XT4VU3150EFF000XXX | XT4VU3150FFF000XXX | XT4VU3150GFF000XXX | XT4VU3150PFF000XXX | XT4VU3150QFF000XXX | XT4VU3150TFF000XXX | XT4VU3150UFF000XXX
SE | SELA36AT0150 | 28 | SRPE150A110 | 14 | 110 | 14 | 65kA | 7 | Loose MCCB (OEM) | 2 | Distribution Protection | 1 | 480Vac (Y/D) | 1 | 100% | 2 | 281472112 | XT4HQ3110AFF000XXX | XT4HQ3110BFF000XXX | XT4HQ3150EFF000XXX | XT4HQ3110FFF000XXX | XT4HQ3150GFF000XXX | XT4HQ3150PFF000XXX | XT4HQ3150QFF000XXX | XT4HQ3150TFF000XXX | XT4HQ3110UFF000XXX
SE | SELA36AT0150 | 28 | SRPE150A110 | 14 | 110 | 14 | 65kA | 7 | Loose MCCB (OEM) | 2 | Distribution Protection | 1 | 600Vac (Y/D) | 2 | 100% | 2 | 281472122 | XT4VQ3110AFF000XXX | XT4VQ3110BFF000XXX | XT4VQ3150EFF000XXX | XT4VQ3150FFF000XXX | XT4VQ3150GFF000XXX | XT4VQ3150PFF000XXX | XT4VQ3150QFF000XXX | XT4VQ3150TFF000XXX | XT4VQ3150UFF000XXX
SE | SELA36AT0150 | 28 | SRPE150A110 | 14 | 110 | 14 | 65kA | 7 | Panelboard MRO | 1 | Distribution Protection | 1 | 480Vac (Y/D) | 1 | 80% | 1 | 281471111 | XT1HU3110AFF000XXX + SRFB6XT1FPX | XT4HU3110BFF000XXX + SRFB6XT4FPX | XT4HU3150EFF000XXX + SRFB3XT4FPX | XT4HU3150FFF000XXX + SRFB3XT4FPX | XT4HU3150GFF000XXX + SRFB3XT4FPX | XT4HU3150PFF000XXX + SRFB3XT4FPX | XT4HU3150QFF000XXX + SRFB3XT4FPX | XT4HU3150TFF000XXX + SRFB3XT4FPX | XT4HU3150UFF000XXX + SRFB3XT4FPX
SE | SELA36AT0150 | 28 | SRPE150A110 | 14 | 110 | 14 | 65kA | 7 | Panelboard MRO | 1 | Distribution Protection | 1 | 600Vac (Y/D) | 2 | 80% | 1 | 281471121 | XT4VU3110AFF000XXX + SRFB6XT4FPX | XT4VU3110BFF000XXX + SRFB6XT4FPX | XT4VU3150EFF000XXX + SRFB3XT4FPX | XT4VU3150FFF000XXX + SRFB3XT4FPX | XT4VU3150GFF000XXX + SRFB3XT4FPX | XT4VU3150PFF000XXX + SRFB3XT4FPX | XT4VU3150QFF000XXX + SRFB3XT4FPX | XT4VU3150TFF000XXX + SRFB3XT4FPX | XT4VU3150UFF000XXX + SRFB3XT4FPX
SE | SELA36AT0150 | 28 | SRPE150A110 | 14 | 110 | 14 | 65kA | 7 | Panelboard MRO | 1 | Distribution Protection | 1 | 480Vac (Y/D) | 1 | 100% | 2 | 281471112 | XT4HQ3110AFF000XXX + SRFB6XT4FPX | XT4HQ3110BFF000XXX + SRFB6XT4FPX | XT4HQ3150EFF000XXX + SRFB3XT4FPX | XT4HQ3150FFF000XXX + SRFB3XT4FPX | XT4HQ3150GFF000XXX + SRFB3XT4FPX | XT4HQ3150PFF000XXX + SRFB3XT4FPX | XT4HQ3150QFF000XXX + SRFB3XT4FPX | XT4HQ3150TFF000XXX + SRFB3XT4FPX | XT4HQ3150UFF000XXX + SRFB3XT4FPX
SE | SELA36AT0150 | 28 | SRPE150A110 | 14 | 110 | 14 | 65kA | 7 | Panelboard MRO | 1 | Distribution Protection | 1 | 600Vac (Y/D) | 2 | 100% | 2 | 281471122 | XT4VQ3110AFF000XXX + SRFB6XT4FPX | XT4VQ3110BFF000XXX + SRFB6XT4FPX | XT4VQ3150EFF000XXX + SRFB3XT4FPX | XT4VQ3150FFF000XXX + SRFB3XT4FPX | XT4VQ3150GFF000XXX + SRFB3XT4FPX | XT4VQ3150PFF000XXX + SRFB3XT4FPX | XT4VQ3150QFF000XXX + SRFB3XT4FPX | XT4VQ3150TFF000XXX + SRFB3XT4FPX | XT4VQ3150UFF000XXX + SRFB3XT4FPX
SE | SELA36AT0150 | 28 | SRPE150A125 | 15 | 125 | 15 | 35kA | 5 | Loose MCCB (OEM) | 2 | Distribution Protection | 1 | 480Vac (Y/D) | 1 | 100% | 2 | 281552112 | XT4SQ3125AFF000XXX | XT4SQ3125BFF000XXX | XT4SQ3150EFF000XXX | XT4SQ3150FFF000XXX | XT4SQ3150GFF000XXX | XT4SQ3150PFF000XXX | XT4SQ3150QFF000XXX | XT4SQ3150TFF000XXX | XT4SQ3150UFF000XXX
SE | SELA36AT0150 | 28 | SRPE150A125 | 15 | 125 | 15 | 35kA | 5 | Loose MCCB (OEM) | 2 | Distribution Protection | 1 | 480Vac (Y/D) | 1 | 80% | 1 | 281552111 | XT1SU3125AFF000XXX | XT2SU3125BFF000XXX | XT2SU3125EFF000XXX | XT2SU3125FFF000XXX | XT2SU3125GFF000XXX | XT2SU3125PFF000XXX | XT2SU3125QFF000XXX | XT2SU3125TFF000XXX | XT2SU3125UFF000XXX
SE | SELA36AT0150 | 28 | SRPE150A125 | 15 | 125 | 15 | 35kA | 5 | Loose MCCB (OEM) | 2 | Distribution Protection | 1 | 600Vac (Y/D) | 2 | 80% | 1 | 281552121 | XT4LU3125AFF000XXX | XT4LU3125BFF000XXX | XT4LU3150EFF000XXX | XT4LU3150FFF000XXX | XT4LU3150GFF000XXX | XT4LU3150PFF000XXX | XT4LU3150QFF000XXX | XT4LU3150TFF000XXX | XT4LU3150UFF000XXX
SE | SELA36AT0150 | 28 | SRPE150A125 | 15 | 125 | 15 | 35kA | 5 | Loose MCCB (OEM) | 2 | Distribution Protection | 1 | 600Vac (Y/D) | 2 | 100% | 2 | 281552122 | XT4LQ3125AFF000XXX | XT4LQ3125BFF000XXX | XT4LQ3150EFF000XXX | XT4LQ3150FFF000XXX | XT4LQ3150GFF000XXX | XT4LQ3150PFF000XXX | XT4LQ3150QFF000XXX | XT4LQ3150TFF000XXX | XT4LQ3150UFF000XXX
SE | SELA36AT0150 | 28 | SRPE150A125 | 15 | 125 | 15 | 35kA | 5 | Panelboard MRO | 1 | Distribution Protection | 1 | 480Vac (Y/D) | 1 | 100% | 2 | 281551112 | XT4SQ3125AFF000XXX + SRFB6XT4FPX | XT4SQ3125BFF000XXX + SRFB6XT4FPX | XT4SQ3150EFF000XXX + SRFB3XT4FPX | XT4SQ3150FFF000XXX + SRFB3XT4FPX | XT4SQ3150GFF000XXX + SRFB3XT4FPX | XT4SQ3150PFF000XXX + SRFB3XT4FPX | XT4SQ3150QFF000XXX + SRFB3XT4FPX | XT4SQ3150TFF000XXX + SRFB3XT4FPX | XT4SQ3150UFF000XXX + SRFB3XT4FPX
SE | SELA36AT0150 | 28 | SRPE150A125 | 15 | 125 | 15 | 35kA | 5 | Panelboard MRO | 1 | Distribution Protection | 1 | 480Vac (Y/D) | 1 | 80% | 1 | 281551111 | XT1SU3125AFF000XXX + SRFB6XT1FPX | XT4SU3125BFF000XXX + SRFB6XT4FPX | XT4SU3150EFF000XXX + SRFB3XT4FPX | XT4SU3150FFF000XXX + SRFB3XT4FPX | XT4SU3150GFF000XXX + SRFB3XT4FPX | XT4SU3150PFF000XXX + SRFB3XT4FPX | XT4SU3150QFF000XXX + SRFB3XT4FPX | XT4SU3150TFF000XXX + SRFB3XT4FPX | XT4SU3150UFF000XXX + SRFB3XT4FPX
SE | SELA36AT0150 | 28 | SRPE150A125 | 15 | 125 | 15 | 35kA | 5 | Panelboard MRO | 1 | Distribution Protection | 1 | 600Vac (Y/D) | 2 | 80% | 1 | 281551121 | XT4LU3125AFF000XXX + SRFB6XT4FPX | XT4LU3125BFF000XXX + SRFB6XT4FPX | XT4LU3150EFF000XXX + SRFB3XT4FPX | XT4LU3150FFF000XXX + SRFB3XT4FPX | XT4LU3150GFF000XXX + SRFB3XT4FPX | XT4LU3150PFF000XXX + SRFB3XT4FPX | XT4LU3150QFF000XXX + SRFB3XT4FPX | XT4LU3150TFF000XXX + SRFB3XT4FPX | XT4LU3150UFF000XXX + SRFB3XT4FPX
SE | SELA36AT0150 | 28 | SRPE150A125 | 15 | 125 | 15 | 35kA | 5 | Panelboard MRO | 1 | Distribution Protection | 1 | 600Vac (Y/D) | 2 | 100% | 2 | 281551122 | XT4LQ3125AFF000XXX + SRFB6XT4FPX | XT4LQ3125BFF000XXX + SRFB6XT4FPX | XT4LQ3150EFF000XXX + SRFB3XT4FPX | XT4LQ3150FFF000XXX + SRFB3XT4FPX | XT4LQ3150GFF000XXX + SRFB3XT4FPX | XT4LQ3150PFF000XXX + SRFB3XT4FPX | XT4LQ3150QFF000XXX + SRFB3XT4FPX | XT4LQ3150TFF000XXX + SRFB3XT4FPX | XT4LQ3150UFF000XXX + SRFB3XT4FPX
SE | SELA36AT0150 | 28 | SRPE150A125 | 15 | 125 | 15 | 65kA | 7 | Loose MCCB (OEM) | 2 | Distribution Protection | 1 | 480Vac (Y/D) | 1 | 100% | 2 | 281572112 | XT4HQ3125AFF000XXX | XT4HQ3125BFF000XXX | XT4HQ3150EFF000XXX | XT4HQ3150FFF000XXX | XT4HQ3150GFF000XXX | XT4HQ3150PFF000XXX | XT4HQ3150QFF000XXX | XT4HQ3150TFF000XXX | XT4HQ3150UFF000XXX
SE | SELA36AT0150 | 28 | SRPE150A125 | 15 | 125 | 15 | 65kA | 7 | Loose MCCB (OEM) | 2 | Distribution Protection | 1 | 480Vac (Y/D) | 1 | 80% | 1 | 281572111 | XT1HU3125AFF000XXX | XT2HU3125BFF000XXX | XT2HU3125EFF000XXX | XT2HU3125FFF000XXX | XT2HU3125GFF000XXX | XT2HU3125PFF000XXX | XT2HU3125QFF000XXX | XT2HU3125TFF000XXX | XT2HU3125UFF000XXX
SE | SELA36AT0150 | 28 | SRPE150A125 | 15 | 125 | 15 | 65kA | 7 | Loose MCCB (OEM) | 2 | Distribution Protection | 1 | 600Vac (Y/D) | 2 | 80% | 1 | 281572121 | XT4VU3125AFF000XXX | XT4VU3125BFF000XXX | XT4VU3150EFF000XXX | XT4VU3150FFF000XXX | XT4VU3150GFF000XXX | XT4VU3150PFF000XXX | XT4VU3150QFF000XXX | XT4VU3150TFF000XXX | XT4VU3150UFF000XXX
SE | SELA36AT0150 | 28 | SRPE150A125 | 15 | 125 | 15 | 65kA | 7 | Loose MCCB (OEM) | 2 | Distribution Protection | 1 | 600Vac (Y/D) | 2 | 100% | 2 | 281572122 | XT4VQ3125AFF000XXX | XT4VQ3125BFF000XXX | XT4VQ3150EFF000XXX | XT4VQ3150FFF000XXX | XT4VQ3150GFF000XXX | XT4VQ3150PFF000XXX | XT4VQ3150QFF000XXX | XT4VQ3150TFF000XXX | XT4VQ3150UFF000XXX
SE | SELA36AT0150 | 28 | SRPE150A125 | 15 | 125 | 15 | 65kA | 7 | Panelboard MRO | 1 | Distribution Protection | 1 | 480Vac (Y/D) | 1 | 100% | 2 | 281571112 | XT4HQ3125AFF000XXX + SRFB6XT4FPX | XT4HQ3125BFF000XXX + SRFB6XT4FPX | XT4HQ3150EFF000XXX + SRFB3XT4FPX | XT4HQ3150FFF000XXX + SRFB3XT4FPX | XT4HQ3150GFF000XXX + SRFB3XT4FPX | XT4HQ3150PFF000XXX + SRFB3XT4FPX | XT4HQ3150QFF000XXX + SRFB3XT4FPX | XT4HQ3150TFF000XXX + SRFB3XT4FPX | XT4HQ3150UFF000XXX + SRFB3XT4FPX
SE | SELA36AT0150 | 28 | SRPE150A125 | 15 | 125 | 15 | 65kA | 7 | Panelboard MRO | 1 | Distribution Protection | 1 | 480Vac (Y/D) | 1 | 80% | 1 | 281571111 | XT1HU3125AFF000XXX + SRFB6XT1FPX | XT4HU3125BFF000XXX + SRFB6XT4FPX | XT4HU3150EFF000XXX + SRFB3XT4FPX | XT4HU3150FFF000XXX + SRFB3XT4FPX | XT4HU3150GFF000XXX + SRFB3XT4FPX | XT4HU3150PFF000XXX + SRFB3XT4FPX | XT4HU3150QFF000XXX + SRFB3XT4FPX | XT4HU3150TFF000XXX + SRFB3XT4FPX | XT4HU3150UFF000XXX + SRFB3XT4FPX
SE | SELA36AT0150 | 28 | SRPE150A125 | 15 | 125 | 15 | 65kA | 7 | Panelboard MRO | 1 | Distribution Protection | 1 | 600Vac (Y/D) | 2 | 80% | 1 | 281571121 | XT4VU3125AFF000XXX + SRFB6XT4FPX | XT4VU3125BFF000XXX + SRFB6XT4FPX | XT4VU3150EFF000XXX + SRFB3XT4FPX | XT4VU3150FFF000XXX + SRFB3XT4FPX | XT4VU3150GFF000XXX + SRFB3XT4FPX | XT4VU3150PFF000XXX + SRFB3XT4FPX | XT4VU3150QFF000XXX + SRFB3XT4FPX | XT4VU3150TFF000XXX + SRFB3XT4FPX | XT4VU3150UFF000XXX + SRFB3XT4FPX
SE | SELA36AT0150 | 28 | SRPE150A125 | 15 | 125 | 15 | 65kA | 7 | Panelboard MRO | 1 | Distribution Protection | 1 | 600Vac (Y/D) | 2 | 100% | 2 | 281571122 | XT4VQ3125AFF000XXX + SRFB6XT4FPX | XT4VQ3125BFF000XXX + SRFB6XT4FPX | XT4VQ3150EFF000XXX + SRFB3XT4FPX | XT4VQ3150FFF000XXX + SRFB3XT4FPX | XT4VQ3150GFF000XXX + SRFB3XT4FPX | XT4VQ3150PFF000XXX + SRFB3XT4FPX | XT4VQ3150QFF000XXX + SRFB3XT4FPX | XT4VQ3150TFF000XXX + SRFB3XT4FPX | XT4VQ3150UFF000XXX + SRFB3XT4FPX
SE | SELA36AT0150 | 28 | SRPE150A150 | 16 | 150 | 16 | 35kA | 5 | Loose MCCB (OEM) | 2 | Distribution Protection | 1 | 480Vac (Y/D) | 1 | 80% | 1 | 281652111 | XT4SU3150AFF000XXX | XT4SU3150BFF000XXX | XT4SU3150EFF000XXX | XT4SU3150FFF000XXX | XT4SU3150GFF000XXX | XT4SU3150PFF000XXX | XT4SU3150QFF000XXX | XT4SU3150TFF000XXX | XT4SU3150UFF000XXX
SE | SELA36AT0150 | 28 | SRPE150A150 | 16 | 150 | 16 | 35kA | 5 | Loose MCCB (OEM) | 2 | Distribution Protection | 1 | 600Vac (Y/D) | 2 | 80% | 1 | 281652121 | XT4LU3150AFF000XXX | XT4LU3150BFF000XXX | XT4LU3150EFF000XXX | XT4LU3150FFF000XXX | XT4LU3150GFF000XXX | XT4LU3150PFF000XXX | XT4LU3150QFF000XXX | XT4LU3150TFF000XXX | XT4LU3150UFF000XXX
SE | SELA36AT0150 | 28 | SRPE150A150 | 16 | 150 | 16 | 35kA | 5 | Loose MCCB (OEM) | 2 | Distribution Protection | 1 | 480Vac (Y/D) | 1 | 100% | 2 | 281652112 | XT4SQ3150AFF000XXX | XT4SQ3150BFF000XXX | XT4SQ3150EFF000XXX | XT4SQ3150FFF000XXX | XT4SQ3150GFF000XXX | XT4SQ3150PFF000XXX | XT4SQ3150QFF000XXX | XT4SQ3150TFF000XXX | XT4SQ3150UFF000XXX
SE | SELA36AT0150 | 28 | SRPE150A150 | 16 | 150 | 16 | 35kA | 5 | Loose MCCB (OEM) | 2 | Distribution Protection | 1 | 600Vac (Y/D) | 2 | 100% | 2 | 281652122 | XT4LQ3150AFF000XXX | XT4LQ3150BFF000XXX | XT4LQ3150EFF000XXX | XT4LQ3150FFF000XXX | XT4LQ3150GFF000XXX | XT4LQ3150PFF000XXX | XT4LQ3150QFF000XXX | XT4LQ3150TFF000XXX | XT4LQ3150UFF000XXX
SE | SELA36AT0150 | 28 | SRPE150A150 | 16 | 150 | 16 | 35kA | 5 | Panelboard MRO | 1 | Distribution Protection | 1 | 480Vac (Y/D) | 1 | 80% | 1 | 281651111 | XT4SU3150AFF000XXX + SRFB6XT4FPX | XT4SU3150BFF000XXX + SRFB6XT4FPX | XT4SU3150EFF000XXX + SRFB3XT4FPX | XT4SU3150FFF000XXX + SRFB3XT4FPX | XT4SU3150GFF000XXX + SRFB3XT4FPX | XT4SU3150PFF000XXX + SRFB3XT4FPX | XT4SU3150QFF000XXX + SRFB3XT4FPX | XT4SU3150TFF000XXX + SRFB3XT4FPX | XT4SU3150UFF000XXX + SRFB3XT4FPX
SE | SELA36AT0150 | 28 | SRPE150A150 | 16 | 150 | 16 | 35kA | 5 | Panelboard MRO | 1 | Distribution Protection | 1 | 600Vac (Y/D) | 2 | 80% | 1 | 281651121 | XT4LU3150AFF000XXX + SRFB6XT4FPX | XT4LU3150BFF000XXX + SRFB6XT4FPX | XT4LU3150EFF000XXX + SRFB3XT4FPX | XT4LU3150FFF000XXX + SRFB3XT4FPX | XT4LU3150GFF000XXX + SRFB3XT4FPX | XT4LU3150PFF000XXX + SRFB3XT4FPX | XT4LU3150QFF000XXX + SRFB3XT4FPX | XT4LU3150TFF000XXX + SRFB3XT4FPX | XT4LU3150UFF000XXX + SRFB3XT4FPX
SE | SELA36AT0150 | 28 | SRPE150A150 | 16 | 150 | 16 | 35kA | 5 | Panelboard MRO | 1 | Distribution Protection | 1 | 480Vac (Y/D) | 1 | 100% | 2 | 281651112 | XT4SQ3150AFF000XXX + SRFB6XT4FPX | XT4SQ3150BFF000XXX + SRFB6XT4FPX | XT4SQ3150EFF000XXX + SRFB3XT4FPX | XT4SQ3150FFF000XXX + SRFB3XT4FPX | XT4SQ3150GFF000XXX + SRFB3XT4FPX | XT4SQ3150PFF000XXX + SRFB3XT4FPX | XT4SQ3150QFF000XXX + SRFB3XT4FPX | XT4SQ3150TFF000XXX + SRFB3XT4FPX | XT4SQ3150UFF000XXX + SRFB3XT4FPX
SE | SELA36AT0150 | 28 | SRPE150A150 | 16 | 150 | 16 | 35kA | 5 | Panelboard MRO | 1 | Distribution Protection | 1 | 600Vac (Y/D) | 2 | 100% | 2 | 281651122 | XT4LQ3150AFF000XXX + SRFB6XT4FPX | XT4LQ3150BFF000XXX + SRFB6XT4FPX | XT4LQ3150EFF000XXX + SRFB3XT4FPX | XT4LQ3150FFF000XXX + SRFB3XT4FPX | XT4LQ3150GFF000XXX + SRFB3XT4FPX | XT4LQ3150PFF000XXX + SRFB3XT4FPX | XT4LQ3150QFF000XXX + SRFB3XT4FPX | XT4LQ3150TFF000XXX + SRFB3XT4FPX | XT4LQ3150UFF000XXX + SRFB3XT4FPX
SE | SELA36AT0150 | 28 | SRPE150A150 | 16 | 150 | 16 | 65kA | 7 | Loose MCCB (OEM) | 2 | Distribution Protection | 1 | 480Vac (Y/D) | 1 | 80% | 1 | 281672111 | XT4HU3150AFF000XXX | XT4HU3150BFF000XXX | XT4HU3150EFF000XXX | XT4HU3150FFF000XXX | XT4HU3150GFF000XXX | XT4HU3150PFF000XXX | XT4HU3150QFF000XXX | XT4HU3150TFF000XXX | XT4HU3150UFF000XXX
SE | SELA36AT0150 | 28 | SRPE150A150 | 16 | 150 | 16 | 65kA | 7 | Loose MCCB (OEM) | 2 | Distribution Protection | 1 | 600Vac (Y/D) | 2 | 80% | 1 | 281672121 | XT4VU3150AFF000XXX | XT4VU3150BFF000XXX | XT4VU3150EFF000XXX | XT4VU3150FFF000XXX | XT4VU3150GFF000XXX | XT4VU3150PFF000XXX | XT4VU3150QFF000XXX | XT4VU3150TFF000XXX | XT4VU3150UFF000XXX
SE | SELA36AT0150 | 28 | SRPE150A150 | 16 | 150 | 16 | 65kA | 7 | Loose MCCB (OEM) | 2 | Distribution Protection | 1 | 480Vac (Y/D) | 1 | 100% | 2 | 281672112 | XT4HQ3150AFF000XXX | XT4HQ3150BFF000XXX | XT4HQ3150EFF000XXX | XT4HQ3150FFF000XXX | XT4HQ3150GFF000XXX | XT4HQ3150PFF000XXX | XT4HQ3150QFF000XXX | XT4HQ3150TFF000XXX | XT4HQ3150UFF000XXX
SE | SELA36AT0150 | 28 | SRPE150A150 | 16 | 150 | 16 | 65kA | 7 | Loose MCCB (OEM) | 2 | Distribution Protection | 1 | 600Vac (Y/D) | 2 | 100% | 2 | 281672122 | XT4VQ3150AFF000XXX | XT4VQ3150BFF000XXX | XT4VQ3150EFF000XXX | XT4VQ3150FFF000XXX | XT4VQ3150GFF000XXX | XT4VQ3150PFF000XXX | XT4VQ3150QFF000XXX | XT4VQ3150TFF000XXX | XT4VQ3150UFF000XXX
SE | SELA36AT0150 | 28 | SRPE150A150 | 16 | 150 | 16 | 65kA | 7 | Panelboard MRO | 1 | Distribution Protection | 1 | 480Vac (Y/D) | 1 | 80% | 1 | 281671111 | XT4HU3150AFF000XXX + SRFB6XT4FPX | XT4HU3150BFF000XXX + SRFB6XT4FPX | XT4HU3150EFF000XXX + SRFB3XT4FPX | XT4HU3150FFF000XXX + SRFB3XT4FPX | XT4HU3150GFF000XXX + SRFB3XT4FPX | XT4HU3150PFF000XXX + SRFB3XT4FPX | XT4HU3150QFF000XXX + SRFB3XT4FPX | XT4HU3150TFF000XXX + SRFB3XT4FPX | XT4HU3150UFF000XXX + SRFB3XT4FPX
SE | SELA36AT0150 | 28 | SRPE150A150 | 16 | 150 | 16 | 65kA | 7 | Panelboard MRO | 1 | Distribution Protection | 1 | 600Vac (Y/D) | 2 | 80% | 1 | 281671121 | XT4VU3150AFF000XXX + SRFB6XT4FPX | XT4VU3150BFF000XXX + SRFB6XT4FPX | XT4VU3150EFF000XXX + SRFB3XT4FPX | XT4VU3150FFF000XXX + SRFB3XT4FPX | XT4VU3150GFF000XXX + SRFB3XT4FPX | XT4VU3150PFF000XXX + SRFB3XT4FPX | XT4VU3150QFF000XXX + SRFB3XT4FPX | XT4VU3150TFF000XXX + SRFB3XT4FPX | XT4VU3150UFF000XXX + SRFB3XT4FPX
SE | SELA36AT0150 | 28 | SRPE150A150 | 16 | 150 | 16 | 65kA | 7 | Panelboard MRO | 1 | Distribution Protection | 1 | 480Vac (Y/D) | 1 | 100% | 2 | 281671112 | XT4HQ3150AFF000XXX + SRFB6XT4FPX | XT4HQ3150BFF000XXX + SRFB6XT4FPX | XT4HQ3150EFF000XXX + SRFB3XT4FPX | XT4HQ3150FFF000XXX + SRFB3XT4FPX | XT4HQ3150GFF000XXX + SRFB3XT4FPX | XT4HQ3150PFF000XXX + SRFB3XT4FPX | XT4HQ3150QFF000XXX + SRFB3XT4FPX | XT4HQ3150TFF000XXX + SRFB3XT4FPX | XT4HQ3150UFF000XXX + SRFB3XT4FPX
SE | SELA36AT0150 | 28 | SRPE150A150 | 16 | 150 | 16 | 65kA | 7 | Panelboard MRO | 1 | Distribution Protection | 1 | 600Vac (Y/D) | 2 | 100% | 2 | 281671122 | XT4VQ3150AFF000XXX + SRFB6XT4FPX | XT4VQ3150BFF000XXX + SRFB6XT4FPX | XT4VQ3150EFF000XXX + SRFB3XT4FPX | XT4VQ3150FFF000XXX + SRFB3XT4FPX | XT4VQ3150GFF000XXX + SRFB3XT4FPX | XT4VQ3150PFF000XXX + SRFB3XT4FPX | XT4VQ3150QFF000XXX + SRFB3XT4FPX | XT4VQ3150TFF000XXX + SRFB3XT4FPX | XT4VQ3150UFF000XXX + SRFB3XT4FPX
SE | SEPA36AT0030 | 29 | SRPE30A15 | 1 | 15 | 1 | 100kA | 8 | Loose MCCB (OEM) | 2 | Distribution Protection | 1 | 480Vac (Y/D) | 1 | 80% | 1 | 29182111 | XT2LU3015AFF000XXX | No Equivalent Cross Available Based on Selections | XT2LU3025EFF000XXX | XT2LU3025FFF000XXX | XT2LU3025GFF000XXX | XT2LU3040PFF000XXX | XT2LU3040QFF000XXX | XT2LU3040TFF000XXX | XT2LU3040UFF000XXX
SE | SEPA36AT0030 | 29 | SRPE30A15 | 1 | 15 | 1 | 100kA | 8 | Loose MCCB (OEM) | 2 | Distribution Protection | 1 | 600Vac (Y/D) | 2 | 80% | 1 | 29182121 | XT4XU3025AFF000XXX | No Equivalent Cross Available Based on Selections | XT4XU3040EFF000XXX | XT4XU3040FFF000XXX | XT4XU3040GFF000XXX | XT4XU3100PFF000XXX | XT4XU3100QFF000XXX | XT4XU3100TFF000XXX | XT4XU3100UFF000XXX
SE | SEPA36AT0030 | 29 | SRPE30A15 | 1 | 15 | 1 | 100kA | 8 | Loose MCCB (OEM) | 2 | Distribution Protection | 1 | 480Vac (Y/D) | 1 | 100% | 2 | 29182112 | XT2LQ3015AFF000XXX | No Equivalent Cross Available Based on Selections | XT2LQ3025EFF000XXX | XT2LQ3025FFF000XXX | XT2LQ3025GFF000XXX | XT2LQ3040PFF000XXX | XT2LQ3040QFF000XXX | XT2LQ3040TFF000XXX | XT2LQ3040UFF000XXX
SE | SEPA36AT0030 | 29 | SRPE30A15 | 1 | 15 | 1 | 100kA | 8 | Loose MCCB (OEM) | 2 | Distribution Protection | 1 | 600Vac (Y/D) | 2 | 100% | 2 | 29182122 | XT4XQ3025AFF000XXX | No Equivalent Cross Available Based on Selections | XT4XQ3040EFF000XXX | XT4XQ3040FFF000XXX | XT4XQ3040GFF000XXX | XT4XQ3100PFF000XXX | XT4XQ3100QFF000XXX | XT4XQ3100TFF000XXX | XT4XQ3100UFF000XXX
SE | SEPA36AT0030 | 29 | SRPE30A15 | 1 | 15 | 1 | 100kA | 8 | Panelboard MRO | 1 | Distribution Protection | 1 | 480Vac (Y/D) | 1 | 80% | 1 | 29181111 | XT4LU3025AFF000XXX + SRFB6XT4FPX | No Equivalent Cross Available Based on Selections | XT4LU3040EFF000XXX + SRFB3XT4FPX | XT4LU3040FFF000XXX + SRFB3XT4FPX | XT4LU3040GFF000XXX + SRFB3XT4FPX | XT4LU3100PFF000XXX + SRFB3XT4FPX | XT4LU3100QFF000XXX + SRFB3XT4FPX | XT4LU3100TFF000XXX + SRFB3XT4FPX | XT4LU3100UFF000XXX + SRFB3XT4FPX
SE | SEPA36AT0030 | 29 | SRPE30A15 | 1 | 15 | 1 | 100kA | 8 | Panelboard MRO | 1 | Distribution Protection | 1 | 600Vac (Y/D) | 2 | 80% | 1 | 29181121 | XT4XU3025AFF000XXX + SRFB6XT4FPX | No Equivalent Cross Available Based on Selections | XT4XU3040EFF000XXX + SRFB3XT4FPX | XT4XU3040FFF000XXX + SRFB3XT4FPX | XT4XU3040GFF000XXX + SRFB3XT4FPX | XT4XU3100PFF000XXX + SRFB3XT4FPX | XT4XU3100QFF000XXX + SRFB3XT4FPX | XT4XU3100TFF000XXX + SRFB3XT4FPX | XT4XU3100UFF000XXX + SRFB3XT4FPX
SE | SEPA36AT0030 | 29 | SRPE30A15 | 1 | 15 | 1 | 100kA | 8 | Panelboard MRO | 1 | Distribution Protection | 1 | 480Vac (Y/D) | 1 | 100% | 2 | 29181112 | XT4LQ3025AFF000XXX + SRFB6XT4FPX | No Equivalent Cross Available Based on Selections | XT4LQ3040EFF000XXX + SRFB3XT4FPX | XT4LQ3040FFF000XXX + SRFB3XT4FPX | XT4LQ3040GFF000XXX + SRFB3XT4FPX | XT4LQ3100PFF000XXX + SRFB3XT4FPX | XT4LQ3100QFF000XXX + SRFB3XT4FPX | XT4LQ3100TFF000XXX + SRFB3XT4FPX | XT4LQ3100UFF000XXX + SRFB3XT4FPX
SE | SEPA36AT0030 | 29 | SRPE30A15 | 1 | 15 | 1 | 100kA | 8 | Panelboard MRO | 1 | Distribution Protection | 1 | 600Vac (Y/D) | 2 | 100% | 2 | 29181122 | XT4XQ3025AFF000XXX + SRFB6XT4FPX | No Equivalent Cross Available Based on Selections | XT4XQ3040EFF000XXX + SRFB3XT4FPX | XT4XQ3040FFF000XXX + SRFB3XT4FPX | XT4XQ3040GFF000XXX + SRFB3XT4FPX | XT4XQ3100PFF000XXX + SRFB3XT4FPX | XT4XQ3100QFF000XXX + SRFB3XT4FPX | XT4XQ3100TFF000XXX + SRFB3XT4FPX | XT4XQ3100UFF000XXX + SRFB3XT4FPX
SE | SEPA36AT0030 | 29 | SRPE30A20 | 2 | 20 | 2 | 100kA | 8 | Loose MCCB (OEM) | 2 | Distribution Protection | 1 | 480Vac (Y/D) | 1 | 80% | 1 | 29282111 | XT2LU3020AFF000XXX | No Equivalent Cross Available Based on Selections | XT2LU3025EFF000XXX | XT2LU3025FFF000XXX | XT2LU3025GFF000XXX | XT2LU3040PFF000XXX | XT2LU3040QFF000XXX | XT2LU3040TFF000XXX | XT2LU3040UFF000XXX
SE | SEPA36AT0030 | 29 | SRPE30A20 | 2 | 20 | 2 | 100kA | 8 | Loose MCCB (OEM) | 2 | Distribution Protection | 1 | 600Vac (Y/D) | 2 | 80% | 1 | 29282121 | XT4XU3025AFF000XXX | No Equivalent Cross Available Based on Selections | XT4XU3040EFF000XXX | XT4XU3040FFF000XXX | XT4XU3040GFF000XXX | XT4XU3100PFF000XXX | XT4XU3100QFF000XXX | XT4XU3100TFF000XXX | XT4XU3100UFF000XXX
SE | SEPA36AT0030 | 29 | SRPE30A20 | 2 | 20 | 2 | 100kA | 8 | Loose MCCB (OEM) | 2 | Distribution Protection | 1 | 480Vac (Y/D) | 1 | 100% | 2 | 29282112 | XT2LQ3020AFF000XXX | No Equivalent Cross Available Based on Selections | XT2LQ3025EFF000XXX | XT2LQ3025FFF000XXX | XT2LQ3025GFF000XXX | XT2LQ3040PFF000XXX | XT2LQ3040QFF000XXX | XT2LQ3040TFF000XXX | XT2LQ3040UFF000XXX
SE | SEPA36AT0030 | 29 | SRPE30A20 | 2 | 20 | 2 | 100kA | 8 | Loose MCCB (OEM) | 2 | Distribution Protection | 1 | 600Vac (Y/D) | 2 | 100% | 2 | 29282122 | XT4XQ3025AFF000XXX | No Equivalent Cross Available Based on Selections | XT4XQ3040EFF000XXX | XT4XQ3040FFF000XXX | XT4XQ3040GFF000XXX | XT4XQ3100PFF000XXX | XT4XQ3100QFF000XXX | XT4XQ3100TFF000XXX | XT4XQ3100UFF000XXX
SE | SEPA36AT0030 | 29 | SRPE30A20 | 2 | 20 | 2 | 100kA | 8 | Panelboard MRO | 1 | Distribution Protection | 1 | 480Vac (Y/D) | 1 | 80% | 1 | 29281111 | XT4LU3025AFF000XXX + SRFB6XT4FPX | No Equivalent Cross Available Based on Selections | XT4LU3040EFF000XXX + SRFB3XT4FPX | XT4LU3040FFF000XXX + SRFB3XT4FPX | XT4LU3040GFF000XXX + SRFB3XT4FPX | XT4LU3100PFF000XXX + SRFB3XT4FPX | XT4LU3100QFF000XXX + SRFB3XT4FPX | XT4LU3100TFF000XXX + SRFB3XT4FPX | XT4LU3100UFF000XXX + SRFB3XT4FPX
SE | SEPA36AT0030 | 29 | SRPE30A20 | 2 | 20 | 2 | 100kA | 8 | Panelboard MRO | 1 | Distribution Protection | 1 | 600Vac (Y/D) | 2 | 80% | 1 | 29281121 | XT4XU3025AFF000XXX + SRFB6XT4FPX | No Equivalent Cross Available Based on Selections | XT4XU3040EFF000XXX + SRFB3XT4FPX | XT4XU3040FFF000XXX + SRFB3XT4FPX | XT4XU3040GFF000XXX + SRFB3XT4FPX | XT4XU3100PFF000XXX + SRFB3XT4FPX | XT4XU3100QFF000XXX + SRFB3XT4FPX | XT4XU3100TFF000XXX + SRFB3XT4FPX | XT4XU3100UFF000XXX + SRFB3XT4FPX
SE | SEPA36AT0030 | 29 | SRPE30A20 | 2 | 20 | 2 | 100kA | 8 | Panelboard MRO | 1 | Distribution Protection | 1 | 480Vac (Y/D) | 1 | 100% | 2 | 29281112 | XT4LQ3025AFF000XXX + SRFB6XT4FPX | No Equivalent Cross Available Based on Selections | XT4LQ3040EFF000XXX + SRFB3XT4FPX | XT4LQ3040FFF000XXX + SRFB3XT4FPX | XT4LQ3040GFF000XXX + SRFB3XT4FPX | XT4LQ3100PFF000XXX + SRFB3XT4FPX | XT4LQ3100QFF000XXX + SRFB3XT4FPX | XT4LQ3100TFF000XXX + SRFB3XT4FPX | XT4LQ3100UFF000XXX + SRFB3XT4FPX
SE | SEPA36AT0030 | 29 | SRPE30A20 | 2 | 20 | 2 | 100kA | 8 | Panelboard MRO | 1 | Distribution Protection | 1 | 600Vac (Y/D) | 2 | 100% | 2 | 29281122 | XT4XQ3025AFF000XXX + SRFB6XT4FPX | No Equivalent Cross Available Based on Selections | XT4XQ3040EFF000XXX + SRFB3XT4FPX | XT4XQ3040FFF000XXX + SRFB3XT4FPX | XT4XQ3040GFF000XXX + SRFB3XT4FPX | XT4XQ3100PFF000XXX + SRFB3XT4FPX | XT4XQ3100QFF000XXX + SRFB3XT4FPX | XT4XQ3100TFF000XXX + SRFB3XT4FPX | XT4XQ3100UFF000XXX + SRFB3XT4FPX
SE | SEPA36AT0030 | 29 | SRPE30A25 | 3 | 25 | 3 | 100kA | 8 | Loose MCCB (OEM) | 2 | Distribution Protection | 1 | 480Vac (Y/D) | 1 | 80% | 1 | 29382111 | XT2LU3025AFF000XXX | No Equivalent Cross Available Based on Selections | XT2LU3025EFF000XXX | XT2LU3025FFF000XXX | XT2LU3025GFF000XXX | XT2LU3040PFF000XXX | XT2LU3040QFF000XXX | XT2LU3040TFF000XXX | XT2LU3040UFF000XXX
SE | SEPA36AT0030 | 29 | SRPE30A25 | 3 | 25 | 3 | 100kA | 8 | Loose MCCB (OEM) | 2 | Distribution Protection | 1 | 600Vac (Y/D) | 2 | 80% | 1 | 29382121 | XT4XU3025AFF000XXX | No Equivalent Cross Available Based on Selections | XT4XU3040EFF000XXX | XT4XU3040FFF000XXX | XT4XU3040GFF000XXX | XT4XU3100PFF000XXX | XT4XU3100QFF000XXX | XT4XU3100TFF000XXX | XT4XU3100UFF000XXX
SE | SEPA36AT0030 | 29 | SRPE30A25 | 3 | 25 | 3 | 100kA | 8 | Loose MCCB (OEM) | 2 | Distribution Protection | 1 | 480Vac (Y/D) | 1 | 100% | 2 | 29382112 | XT2LQ3025AFF000XXX | No Equivalent Cross Available Based on Selections | XT2LQ3025EFF000XXX | XT2LQ3025FFF000XXX | XT2LQ3025GFF000XXX | XT2LQ3040PFF000XXX | XT2LQ3040QFF000XXX | XT2LQ3040TFF000XXX | XT2LQ3040UFF000XXX
SE | SEPA36AT0030 | 29 | SRPE30A25 | 3 | 25 | 3 | 100kA | 8 | Loose MCCB (OEM) | 2 | Distribution Protection | 1 | 600Vac (Y/D) | 2 | 100% | 2 | 29382122 | XT4XQ3025AFF000XXX | No Equivalent Cross Available Based on Selections | XT4XQ3040EFF000XXX | XT4XQ3040FFF000XXX | XT4XQ3040GFF000XXX | XT4XQ3100PFF000XXX | XT4XQ3100QFF000XXX | XT4XQ3100TFF000XXX | XT4XQ3100UFF000XXX
SE | SEPA36AT0030 | 29 | SRPE30A25 | 3 | 25 | 3 | 100kA | 8 | Panelboard MRO | 1 | Distribution Protection | 1 | 480Vac (Y/D) | 1 | 80% | 1 | 29381111 | XT4LU3025AFF000XXX + SRFB6XT4FPX | No Equivalent Cross Available Based on Selections | XT4LU3040EFF000XXX + SRFB3XT4FPX | XT4LU3040FFF000XXX + SRFB3XT4FPX | XT4LU3040GFF000XXX + SRFB3XT4FPX | XT4LU3100PFF000XXX + SRFB3XT4FPX | XT4LU3100QFF000XXX + SRFB3XT4FPX | XT4LU3100TFF000XXX + SRFB3XT4FPX | XT4LU3100UFF000XXX + SRFB3XT4FPX
SE | SEPA36AT0030 | 29 | SRPE30A25 | 3 | 25 | 3 | 100kA | 8 | Panelboard MRO | 1 | Distribution Protection | 1 | 600Vac (Y/D) | 2 | 80% | 1 | 29381121 | XT4XU3025AFF000XXX + SRFB6XT4FPX | No Equivalent Cross Available Based on Selections | XT4XU3040EFF000XXX + SRFB3XT4FPX | XT4XU3040FFF000XXX + SRFB3XT4FPX | XT4XU3040GFF000XXX + SRFB3XT4FPX | XT4XU3100PFF000XXX + SRFB3XT4FPX | XT4XU3100QFF000XXX + SRFB3XT4FPX | XT4XU3100TFF000XXX + SRFB3XT4FPX | XT4XU3100UFF000XXX + SRFB3XT4FPX
SE | SEPA36AT0030 | 29 | SRPE30A25 | 3 | 25 | 3 | 100kA | 8 | Panelboard MRO | 1 | Distribution Protection | 1 | 480Vac (Y/D) | 1 | 100% | 2 | 29381112 | XT4LQ3025AFF000XXX + SRFB6XT4FPX | No Equivalent Cross Available Based on Selections | XT4LQ3040EFF000XXX + SRFB3XT4FPX | XT4LQ3040FFF000XXX + SRFB3XT4FPX | XT4LQ3040GFF000XXX + SRFB3XT4FPX | XT4LQ3100PFF000XXX + SRFB3XT4FPX | XT4LQ3100QFF000XXX + SRFB3XT4FPX | XT4LQ3100TFF000XXX + SRFB3XT4FPX | XT4LQ3100UFF000XXX + SRFB3XT4FPX
SE | SEPA36AT0030 | 29 | SRPE30A25 | 3 | 25 | 3 | 100kA | 8 | Panelboard MRO | 1 | Distribution Protection | 1 | 600Vac (Y/D) | 2 | 100% | 2 | 29381122 | XT4XQ3025AFF000XXX + SRFB6XT4FPX | No Equivalent Cross Available Based on Selections | XT4XQ3040EFF000XXX + SRFB3XT4FPX | XT4XQ3040FFF000XXX + SRFB3XT4FPX | XT4XQ3040GFF000XXX + SRFB3XT4FPX | XT4XQ3100PFF000XXX + SRFB3XT4FPX | XT4XQ3100QFF000XXX + SRFB3XT4FPX | XT4XQ3100TFF000XXX + SRFB3XT4FPX | XT4XQ3100UFF000XXX + SRFB3XT4FPX
SE | SEPA36AT0030 | 29 | SRPE30A30 | 4 | 30 | 4 | 100kA | 8 | Loose MCCB (OEM) | 2 | Distribution Protection | 1 | 480Vac (Y/D) | 1 | 80% | 1 | 29482111 | XT2LU3030AFF000XXX | No Equivalent Cross Available Based on Selections | XT2LU3060EFF000XXX | XT2LU3060FFF000XXX | XT2LU3060GFF000XXX | XT2LU3040PFF000XXX | XT2LU3040QFF000XXX | XT2LU3040TFF000XXX | XT2LU3040UFF000XXX
SE | SEPA36AT0030 | 29 | SRPE30A30 | 4 | 30 | 4 | 100kA | 8 | Loose MCCB (OEM) | 2 | Distribution Protection | 1 | 600Vac (Y/D) | 2 | 80% | 1 | 29482121 | XT4XU3030AFF000XXX | No Equivalent Cross Available Based on Selections | XT4XU3040EFF000XXX | XT4XU3040FFF000XXX | XT4XU3040GFF000XXX | XT4XU3100PFF000XXX | XT4XU3100QFF000XXX | XT4XU3100TFF000XXX | XT4XU3100UFF000XXX
SE | SEPA36AT0030 | 29 | SRPE30A30 | 4 | 30 | 4 | 100kA | 8 | Loose MCCB (OEM) | 2 | Distribution Protection | 1 | 480Vac (Y/D) | 1 | 100% | 2 | 29482112 | XT2LQ3030AFF000XXX | No Equivalent Cross Available Based on Selections | XT2LQ3060EFF000XXX | XT2LQ3060FFF000XXX | XT2LQ3060GFF000XXX | XT2LQ3040PFF000XXX | XT2LQ3040QFF000XXX | XT2LQ3040TFF000XXX | XT2LQ3040UFF000XXX
SE | SEPA36AT0030 | 29 | SRPE30A30 | 4 | 30 | 4 | 100kA | 8 | Loose MCCB (OEM) | 2 | Distribution Protection | 1 | 600Vac (Y/D) | 2 | 100% | 2 | 29482122 | XT4XQ3030AFF000XXX | No Equivalent Cross Available Based on Selections | XT4XQ3040EFF000XXX | XT4XQ3040FFF000XXX | XT4XQ3040GFF000XXX | XT4XQ3100PFF000XXX | XT4XQ3100QFF000XXX | XT4XQ3100TFF000XXX | XT4XQ3100UFF000XXX
SE | SEPA36AT0030 | 29 | SRPE30A30 | 4 | 30 | 4 | 100kA | 8 | Panelboard MRO | 1 | Distribution Protection | 1 | 480Vac (Y/D) | 1 | 80% | 1 | 29481111 | XT4LU3030AFF000XXX + SRFB6XT4FPX | No Equivalent Cross Available Based on Selections | XT4LU3040EFF000XXX + SRFB3XT4FPX | XT4LU3040FFF000XXX + SRFB3XT4FPX | XT4LU3040GFF000XXX + SRFB3XT4FPX | XT4LU3100PFF000XXX + SRFB3XT4FPX | XT4LU3100QFF000XXX + SRFB3XT4FPX | XT4LU3100TFF000XXX + SRFB3XT4FPX | XT4LU3100UFF000XXX + SRFB3XT4FPX
SE | SEPA36AT0030 | 29 | SRPE30A30 | 4 | 30 | 4 | 100kA | 8 | Panelboard MRO | 1 | Distribution Protection | 1 | 600Vac (Y/D) | 2 | 80% | 1 | 29481121 | XT4XU3030AFF000XXX + SRFB6XT4FPX | No Equivalent Cross Available Based on Selections | XT4XU3040EFF000XXX + SRFB3XT4FPX | XT4XU3040FFF000XXX + SRFB3XT4FPX | XT4XU3040GFF000XXX + SRFB3XT4FPX | XT4XU3100PFF000XXX + SRFB3XT4FPX | XT4XU3100QFF000XXX + SRFB3XT4FPX | XT4XU3100TFF000XXX + SRFB3XT4FPX | XT4XU3100UFF000XXX + SRFB3XT4FPX
SE | SEPA36AT0030 | 29 | SRPE30A30 | 4 | 30 | 4 | 100kA | 8 | Panelboard MRO | 1 | Distribution Protection | 1 | 480Vac (Y/D) | 1 | 100% | 2 | 29481112 | XT4LQ3030AFF000XXX + SRFB6XT4FPX | No Equivalent Cross Available Based on Selections | XT4LQ3040EFF000XXX + SRFB3XT4FPX | XT4LQ3040FFF000XXX + SRFB3XT4FPX | XT4LQ3040GFF000XXX + SRFB3XT4FPX | XT4LQ3100PFF000XXX + SRFB3XT4FPX | XT4LQ3100QFF000XXX + SRFB3XT4FPX | XT4LQ3100TFF000XXX + SRFB3XT4FPX | XT4LQ3100UFF000XXX + SRFB3XT4FPX
SE | SEPA36AT0030 | 29 | SRPE30A30 | 4 | 30 | 4 | 100kA | 8 | Panelboard MRO | 1 | Distribution Protection | 1 | 600Vac (Y/D) | 2 | 100% | 2 | 29481122 | XT4XQ3030AFF000XXX + SRFB6XT4FPX | No Equivalent Cross Available Based on Selections | XT4XQ3040EFF000XXX + SRFB3XT4FPX | XT4XQ3040FFF000XXX + SRFB3XT4FPX | XT4XQ3040GFF000XXX + SRFB3XT4FPX | XT4XQ3100PFF000XXX + SRFB3XT4FPX | XT4XQ3100QFF000XXX + SRFB3XT4FPX | XT4XQ3100TFF000XXX + SRFB3XT4FPX | XT4XQ3100UFF000XXX + SRFB3XT4FPX
SE | SEPA36AT0060 | 30 | SRPE60A35 | 5 | 35 | 5 | 100kA | 8 | Loose MCCB (OEM) | 2 | Distribution Protection | 1 | 480Vac (Y/D) | 1 | 80% | 1 | 30582111 | XT2LU3035AFF000XXX | No Equivalent Cross Available Based on Selections | XT2LU3060EFF000XXX | XT2LU3060FFF000XXX | XT2LU3060GFF000XXX | XT2LU3040PFF000XXX | XT2LU3040QFF000XXX | XT2LU3040TFF000XXX | XT2LU3040UFF000XXX
SE | SEPA36AT0060 | 30 | SRPE60A35 | 5 | 35 | 5 | 100kA | 8 | Loose MCCB (OEM) | 2 | Distribution Protection | 1 | 600Vac (Y/D) | 2 | 80% | 1 | 30582121 | XT4XU3035AFF000XXX | No Equivalent Cross Available Based on Selections | XT4XU3040EFF000XXX | XT4XU3040FFF000XXX | XT4XU3040GFF000XXX | XT4XU3100PFF000XXX | XT4XU3100QFF000XXX | XT4XU3100TFF000XXX | XT4XU3100UFF000XXX
SE | SEPA36AT0060 | 30 | SRPE60A35 | 5 | 35 | 5 | 100kA | 8 | Loose MCCB (OEM) | 2 | Distribution Protection | 1 | 480Vac (Y/D) | 1 | 100% | 2 | 30582112 | XT2LQ3035AFF000XXX | No Equivalent Cross Available Based on Selections | XT2LQ3060EFF000XXX | XT2LQ3060FFF000XXX | XT2LQ3060GFF000XXX | XT2LQ3040PFF000XXX | XT2LQ3040QFF000XXX | XT2LQ3040TFF000XXX | XT2LQ3040UFF000XXX
SE | SEPA36AT0060 | 30 | SRPE60A35 | 5 | 35 | 5 | 100kA | 8 | Loose MCCB (OEM) | 2 | Distribution Protection | 1 | 600Vac (Y/D) | 2 | 100% | 2 | 30582122 | XT4XQ3035AFF000XXX | No Equivalent Cross Available Based on Selections | XT4XQ3040EFF000XXX | XT4XQ3040FFF000XXX | XT4XQ3040GFF000XXX | XT4XQ3100PFF000XXX | XT4XQ3100QFF000XXX | XT4XQ3100TFF000XXX | XT4XQ3100UFF000XXX
SE | SEPA36AT0060 | 30 | SRPE60A35 | 5 | 35 | 5 | 100kA | 8 | Panelboard MRO | 1 | Distribution Protection | 1 | 480Vac (Y/D) | 1 | 80% | 1 | 30581111 | XT4LU3035AFF000XXX + SRFB6XT4FPX | No Equivalent Cross Available Based on Selections | XT4LU3040EFF000XXX + SRFB3XT4FPX | XT4LU3040FFF000XXX + SRFB3XT4FPX | XT4LU3040GFF000XXX + SRFB3XT4FPX | XT4LU3100PFF000XXX + SRFB3XT4FPX | XT4LU3100QFF000XXX + SRFB3XT4FPX | XT4LU3100TFF000XXX + SRFB3XT4FPX | XT4LU3100UFF000XXX + SRFB3XT4FPX
SE | SEPA36AT0060 | 30 | SRPE60A35 | 5 | 35 | 5 | 100kA | 8 | Panelboard MRO | 1 | Distribution Protection | 1 | 600Vac (Y/D) | 2 | 80% | 1 | 30581121 | XT4XU3035AFF000XXX + SRFB6XT4FPX | No Equivalent Cross Available Based on Selections | XT4XU3040EFF000XXX + SRFB3XT4FPX | XT4XU3040FFF000XXX + SRFB3XT4FPX | XT4XU3040GFF000XXX + SRFB3XT4FPX | XT4XU3100PFF000XXX + SRFB3XT4FPX | XT4XU3100QFF000XXX + SRFB3XT4FPX | XT4XU3100TFF000XXX + SRFB3XT4FPX | XT4XU3100UFF000XXX + SRFB3XT4FPX
SE | SEPA36AT0060 | 30 | SRPE60A35 | 5 | 35 | 5 | 100kA | 8 | Panelboard MRO | 1 | Distribution Protection | 1 | 480Vac (Y/D) | 1 | 100% | 2 | 30581112 | XT4LQ3035AFF000XXX + SRFB6XT4FPX | No Equivalent Cross Available Based on Selections | XT4LQ3040EFF000XXX + SRFB3XT4FPX | XT4LQ3040FFF000XXX + SRFB3XT4FPX | XT4LQ3040GFF000XXX + SRFB3XT4FPX | XT4LQ3100PFF000XXX + SRFB3XT4FPX | XT4LQ3100QFF000XXX + SRFB3XT4FPX | XT4LQ3100TFF000XXX + SRFB3XT4FPX | XT4LQ3100UFF000XXX + SRFB3XT4FPX
SE | SEPA36AT0060 | 30 | SRPE60A35 | 5 | 35 | 5 | 100kA | 8 | Panelboard MRO | 1 | Distribution Protection | 1 | 600Vac (Y/D) | 2 | 100% | 2 | 30581122 | XT4XQ3035AFF000XXX + SRFB6XT4FPX | No Equivalent Cross Available Based on Selections | XT4XQ3040EFF000XXX + SRFB3XT4FPX | XT4XQ3040FFF000XXX + SRFB3XT4FPX | XT4XQ3040GFF000XXX + SRFB3XT4FPX | XT4XQ3100PFF000XXX + SRFB3XT4FPX | XT4XQ3100QFF000XXX + SRFB3XT4FPX | XT4XQ3100TFF000XXX + SRFB3XT4FPX | XT4XQ3100UFF000XXX + SRFB3XT4FPX
SE | SEPA36AT0060 | 30 | SRPE60A40 | 6 | 40 | 6 | 100kA | 8 | Loose MCCB (OEM) | 2 | Distribution Protection | 1 | 480Vac (Y/D) | 1 | 80% | 1 | 30682111 | XT2LU3040AFF000XXX | No Equivalent Cross Available Based on Selections | XT2LU3060EFF000XXX | XT2LU3060FFF000XXX | XT2LU3060GFF000XXX | XT2LU3040PFF000XXX | XT2LU3040QFF000XXX | XT2LU3040TFF000XXX | XT2LU3040UFF000XXX
SE | SEPA36AT0060 | 30 | SRPE60A40 | 6 | 40 | 6 | 100kA | 8 | Loose MCCB (OEM) | 2 | Distribution Protection | 1 | 600Vac (Y/D) | 2 | 80% | 1 | 30682121 | XT4XU3040AFF000XXX | No Equivalent Cross Available Based on Selections | XT4XU3040EFF000XXX | XT4XU3040FFF000XXX | XT4XU3040GFF000XXX | XT4XU3100PFF000XXX | XT4XU3100QFF000XXX | XT4XU3100TFF000XXX | XT4XU3100UFF000XXX
SE | SEPA36AT0060 | 30 | SRPE60A40 | 6 | 40 | 6 | 100kA | 8 | Loose MCCB (OEM) | 2 | Distribution Protection | 1 | 480Vac (Y/D) | 1 | 100% | 2 | 30682112 | XT2LQ3040AFF000XXX | No Equivalent Cross Available Based on Selections | XT2LQ3060EFF000XXX | XT2LQ3060FFF000XXX | XT2LQ3060GFF000XXX | XT2LQ3040PFF000XXX | XT2LQ3040QFF000XXX | XT2LQ3040TFF000XXX | XT2LQ3040UFF000XXX
SE | SEPA36AT0060 | 30 | SRPE60A40 | 6 | 40 | 6 | 100kA | 8 | Loose MCCB (OEM) | 2 | Distribution Protection | 1 | 600Vac (Y/D) | 2 | 100% | 2 | 30682122 | XT4XQ3040AFF000XXX | No Equivalent Cross Available Based on Selections | XT4XQ3040EFF000XXX | XT4XQ3040FFF000XXX | XT4XQ3040GFF000XXX | XT4XQ3100PFF000XXX | XT4XQ3100QFF000XXX | XT4XQ3100TFF000XXX | XT4XQ3100UFF000XXX
SE | SEPA36AT0060 | 30 | SRPE60A40 | 6 | 40 | 6 | 100kA | 8 | Panelboard MRO | 1 | Distribution Protection | 1 | 480Vac (Y/D) | 1 | 80% | 1 | 30681111 | XT4LU3040AFF000XXX + SRFB6XT4FPX | No Equivalent Cross Available Based on Selections | XT4LU3040EFF000XXX + SRFB3XT4FPX | XT4LU3040FFF000XXX + SRFB3XT4FPX | XT4LU3040GFF000XXX + SRFB3XT4FPX | XT4LU3100PFF000XXX + SRFB3XT4FPX | XT4LU3100QFF000XXX + SRFB3XT4FPX | XT4LU3100TFF000XXX + SRFB3XT4FPX | XT4LU3100UFF000XXX + SRFB3XT4FPX
SE | SEPA36AT0060 | 30 | SRPE60A40 | 6 | 40 | 6 | 100kA | 8 | Panelboard MRO | 1 | Distribution Protection | 1 | 600Vac (Y/D) | 2 | 80% | 1 | 30681121 | XT4XU3040AFF000XXX + SRFB6XT4FPX | No Equivalent Cross Available Based on Selections | XT4XU3040EFF000XXX + SRFB3XT4FPX | XT4XU3040FFF000XXX + SRFB3XT4FPX | XT4XU3040GFF000XXX + SRFB3XT4FPX | XT4XU3100PFF000XXX + SRFB3XT4FPX | XT4XU3100QFF000XXX + SRFB3XT4FPX | XT4XU3100TFF000XXX + SRFB3XT4FPX | XT4XU3100UFF000XXX + SRFB3XT4FPX
SE | SEPA36AT0060 | 30 | SRPE60A40 | 6 | 40 | 6 | 100kA | 8 | Panelboard MRO | 1 | Distribution Protection | 1 | 480Vac (Y/D) | 1 | 100% | 2 | 30681112 | XT4LQ3040AFF000XXX + SRFB6XT4FPX | No Equivalent Cross Available Based on Selections | XT4LQ3040EFF000XXX + SRFB3XT4FPX | XT4LQ3040FFF000XXX + SRFB3XT4FPX | XT4LQ3040GFF000XXX + SRFB3XT4FPX | XT4LQ3100PFF000XXX + SRFB3XT4FPX | XT4LQ3100QFF000XXX + SRFB3XT4FPX | XT4LQ3100TFF000XXX + SRFB3XT4FPX | XT4LQ3100UFF000XXX + SRFB3XT4FPX
SE | SEPA36AT0060 | 30 | SRPE60A40 | 6 | 40 | 6 | 100kA | 8 | Panelboard MRO | 1 | Distribution Protection | 1 | 600Vac (Y/D) | 2 | 100% | 2 | 30681122 | XT4XQ3040AFF000XXX + SRFB6XT4FPX | No Equivalent Cross Available Based on Selections | XT4XQ3040EFF000XXX + SRFB3XT4FPX | XT4XQ3040FFF000XXX + SRFB3XT4FPX | XT4XQ3040GFF000XXX + SRFB3XT4FPX | XT4XQ3100PFF000XXX + SRFB3XT4FPX | XT4XQ3100QFF000XXX + SRFB3XT4FPX | XT4XQ3100TFF000XXX + SRFB3XT4FPX | XT4XQ3100UFF000XXX + SRFB3XT4FPX
SE | SEPA36AT0060 | 30 | SRPE60A45 | 7 | 45 | 7 | 100kA | 8 | Loose MCCB (OEM) | 2 | Distribution Protection | 1 | 480Vac (Y/D) | 1 | 80% | 1 | 30782111 | XT2LU3050AFF000XXX | No Equivalent Cross Available Based on Selections | XT2LU3060EFF000XXX | XT2LU3060FFF000XXX | XT2LU3060GFF000XXX | XT2LU3060PFF000XXX | XT2LU3060QFF000XXX | XT2LU3060TFF000XXX | XT2LU3060UFF000XXX
SE | SEPA36AT0060 | 30 | SRPE60A45 | 7 | 45 | 7 | 100kA | 8 | Loose MCCB (OEM) | 2 | Distribution Protection | 1 | 600Vac (Y/D) | 2 | 80% | 1 | 30782121 | XT4XU3050AFF000XXX | No Equivalent Cross Available Based on Selections | XT4XU3060EFF000XXX | XT4XU3060FFF000XXX | XT4XU3060GFF000XXX | XT4XU3100PFF000XXX | XT4XU3100QFF000XXX | XT4XU3100TFF000XXX | XT4XU3100UFF000XXX
SE | SEPA36AT0060 | 30 | SRPE60A45 | 7 | 45 | 7 | 100kA | 8 | Loose MCCB (OEM) | 2 | Distribution Protection | 1 | 480Vac (Y/D) | 1 | 100% | 2 | 30782112 | XT2LQ3050AFF000XXX | No Equivalent Cross Available Based on Selections | XT2LQ3060EFF000XXX | XT2LQ3060FFF000XXX | XT2LQ3060GFF000XXX | XT2LQ3060PFF000XXX | XT2LQ3060QFF000XXX | XT2LQ3060TFF000XXX | XT2LQ3060UFF000XXX
SE | SEPA36AT0060 | 30 | SRPE60A45 | 7 | 45 | 7 | 100kA | 8 | Loose MCCB (OEM) | 2 | Distribution Protection | 1 | 600Vac (Y/D) | 2 | 100% | 2 | 30782122 | XT4XQ3050AFF000XXX | No Equivalent Cross Available Based on Selections | XT4XQ3060EFF000XXX | XT4XQ3060FFF000XXX | XT4XQ3060GFF000XXX | XT4XQ3100PFF000XXX | XT4XQ3100QFF000XXX | XT4XQ3100TFF000XXX | XT4XQ3100UFF000XXX
SE | SEPA36AT0060 | 30 | SRPE60A45 | 7 | 45 | 7 | 100kA | 8 | Panelboard MRO | 1 | Distribution Protection | 1 | 480Vac (Y/D) | 1 | 80% | 1 | 30781111 | XT4LU3050AFF000XXX + SRFB6XT4FPX | No Equivalent Cross Available Based on Selections | XT4LU3060EFF000XXX + SRFB3XT4FPX | XT4LU3060FFF000XXX + SRFB3XT4FPX | XT4LU3060GFF000XXX + SRFB3XT4FPX | XT4LU3100PFF000XXX + SRFB3XT4FPX | XT4LU3100QFF000XXX + SRFB3XT4FPX | XT4LU3100TFF000XXX + SRFB3XT4FPX | XT4LU3100UFF000XXX + SRFB3XT4FPX
SE | SEPA36AT0060 | 30 | SRPE60A45 | 7 | 45 | 7 | 100kA | 8 | Panelboard MRO | 1 | Distribution Protection | 1 | 600Vac (Y/D) | 2 | 80% | 1 | 30781121 | XT4XU3050AFF000XXX + SRFB6XT4FPX | No Equivalent Cross Available Based on Selections | XT4XU3060EFF000XXX + SRFB3XT4FPX | XT4XU3060FFF000XXX + SRFB3XT4FPX | XT4XU3060GFF000XXX + SRFB3XT4FPX | XT4XU3100PFF000XXX + SRFB3XT4FPX | XT4XU3100QFF000XXX + SRFB3XT4FPX | XT4XU3100TFF000XXX + SRFB3XT4FPX | XT4XU3100UFF000XXX + SRFB3XT4FPX
SE | SEPA36AT0060 | 30 | SRPE60A45 | 7 | 45 | 7 | 100kA | 8 | Panelboard MRO | 1 | Distribution Protection | 1 | 480Vac (Y/D) | 1 | 100% | 2 | 30781112 | XT4LQ3050AFF000XXX + SRFB6XT4FPX | No Equivalent Cross Available Based on Selections | XT4LQ3060EFF000XXX + SRFB3XT4FPX | XT4LQ3060FFF000XXX + SRFB3XT4FPX | XT4LQ3060GFF000XXX + SRFB3XT4FPX | XT4LQ3100PFF000XXX + SRFB3XT4FPX | XT4LQ3100QFF000XXX + SRFB3XT4FPX | XT4LQ3100TFF000XXX + SRFB3XT4FPX | XT4LQ3100UFF000XXX + SRFB3XT4FPX
SE | SEPA36AT0060 | 30 | SRPE60A45 | 7 | 45 | 7 | 100kA | 8 | Panelboard MRO | 1 | Distribution Protection | 1 | 600Vac (Y/D) | 2 | 100% | 2 | 30781122 | XT4XQ3050AFF000XXX + SRFB6XT4FPX | No Equivalent Cross Available Based on Selections | XT4XQ3060EFF000XXX + SRFB3XT4FPX | XT4XQ3060FFF000XXX + SRFB3XT4FPX | XT4XQ3060GFF000XXX + SRFB3XT4FPX | XT4XQ3100PFF000XXX + SRFB3XT4FPX | XT4XQ3100QFF000XXX + SRFB3XT4FPX | XT4XQ3100TFF000XXX + SRFB3XT4FPX | XT4XQ3100UFF000XXX + SRFB3XT4FPX
SE | SEPA36AT0060 | 30 | SRPE60A50 | 8 | 50 | 8 | 100kA | 8 | Loose MCCB (OEM) | 2 | Distribution Protection | 1 | 480Vac (Y/D) | 1 | 80% | 1 | 30882111 | XT2LU3050AFF000XXX | No Equivalent Cross Available Based on Selections | XT2LU3060EFF000XXX | XT2LU3060FFF000XXX | XT2LU3060GFF000XXX | XT2LU3060PFF000XXX | XT2LU3060QFF000XXX | XT2LU3060TFF000XXX | XT2LU3060UFF000XXX
SE | SEPA36AT0060 | 30 | SRPE60A50 | 8 | 50 | 8 | 100kA | 8 | Loose MCCB (OEM) | 2 | Distribution Protection | 1 | 600Vac (Y/D) | 2 | 80% | 1 | 30882121 | XT4XU3050AFF000XXX | No Equivalent Cross Available Based on Selections | XT4XU3060EFF000XXX | XT4XU3060FFF000XXX | XT4XU3060GFF000XXX | XT4XU3100PFF000XXX | XT4XU3100QFF000XXX | XT4XU3100TFF000XXX | XT4XU3100UFF000XXX
SE | SEPA36AT0060 | 30 | SRPE60A50 | 8 | 50 | 8 | 100kA | 8 | Loose MCCB (OEM) | 2 | Distribution Protection | 1 | 480Vac (Y/D) | 1 | 100% | 2 | 30882112 | XT2LQ3050AFF000XXX | No Equivalent Cross Available Based on Selections | XT2LQ3060EFF000XXX | XT2LQ3060FFF000XXX | XT2LQ3060GFF000XXX | XT2LQ3060PFF000XXX | XT2LQ3060QFF000XXX | XT2LQ3060TFF000XXX | XT2LQ3060UFF000XXX
SE | SEPA36AT0060 | 30 | SRPE60A50 | 8 | 50 | 8 | 100kA | 8 | Loose MCCB (OEM) | 2 | Distribution Protection | 1 | 600Vac (Y/D) | 2 | 100% | 2 | 30882122 | XT4XQ3050AFF000XXX | No Equivalent Cross Available Based on Selections | XT4XQ3060EFF000XXX | XT4XQ3060FFF000XXX | XT4XQ3060GFF000XXX | XT4XQ3100PFF000XXX | XT4XQ3100QFF000XXX | XT4XQ3100TFF000XXX | XT4XQ3100UFF000XXX
SE | SEPA36AT0060 | 30 | SRPE60A50 | 8 | 50 | 8 | 100kA | 8 | Panelboard MRO | 1 | Distribution Protection | 1 | 480Vac (Y/D) | 1 | 80% | 1 | 30881111 | XT4LU3050AFF000XXX + SRFB6XT4FPX | No Equivalent Cross Available Based on Selections | XT4LU3060EFF000XXX + SRFB3XT4FPX | XT4LU3060FFF000XXX + SRFB3XT4FPX | XT4LU3060GFF000XXX + SRFB3XT4FPX | XT4LU3100PFF000XXX + SRFB3XT4FPX | XT4LU3100QFF000XXX + SRFB3XT4FPX | XT4LU3100TFF000XXX + SRFB3XT4FPX | XT4LU3100UFF000XXX + SRFB3XT4FPX
SE | SEPA36AT0060 | 30 | SRPE60A50 | 8 | 50 | 8 | 100kA | 8 | Panelboard MRO | 1 | Distribution Protection | 1 | 600Vac (Y/D) | 2 | 80% | 1 | 30881121 | XT4XU3050AFF000XXX + SRFB6XT4FPX | No Equivalent Cross Available Based on Selections | XT4XU3060EFF000XXX + SRFB3XT4FPX | XT4XU3060FFF000XXX + SRFB3XT4FPX | XT4XU3060GFF000XXX + SRFB3XT4FPX | XT4XU3100PFF000XXX + SRFB3XT4FPX | XT4XU3100QFF000XXX + SRFB3XT4FPX | XT4XU3100TFF000XXX + SRFB3XT4FPX | XT4XU3100UFF000XXX + SRFB3XT4FPX
SE | SEPA36AT0060 | 30 | SRPE60A50 | 8 | 50 | 8 | 100kA | 8 | Panelboard MRO | 1 | Distribution Protection | 1 | 480Vac (Y/D) | 1 | 100% | 2 | 30881112 | XT4LQ3050AFF000XXX + SRFB6XT4FPX | No Equivalent Cross Available Based on Selections | XT4LQ3060EFF000XXX + SRFB3XT4FPX | XT4LQ3060FFF000XXX + SRFB3XT4FPX | XT4LQ3060GFF000XXX + SRFB3XT4FPX | XT4LQ3100PFF000XXX + SRFB3XT4FPX | XT4LQ3100QFF000XXX + SRFB3XT4FPX | XT4LQ3100TFF000XXX + SRFB3XT4FPX | XT4LQ3100UFF000XXX + SRFB3XT4FPX
SE | SEPA36AT0060 | 30 | SRPE60A50 | 8 | 50 | 8 | 100kA | 8 | Panelboard MRO | 1 | Distribution Protection | 1 | 600Vac (Y/D) | 2 | 100% | 2 | 30881122 | XT4XQ3050AFF000XXX + SRFB6XT4FPX | No Equivalent Cross Available Based on Selections | XT4XQ3060EFF000XXX + SRFB3XT4FPX | XT4XQ3060FFF000XXX + SRFB3XT4FPX | XT4XQ3060GFF000XXX + SRFB3XT4FPX | XT4XQ3100PFF000XXX + SRFB3XT4FPX | XT4XQ3100QFF000XXX + SRFB3XT4FPX | XT4XQ3100TFF000XXX + SRFB3XT4FPX | XT4XQ3100UFF000XXX + SRFB3XT4FPX
SE | SEPA36AT0060 | 30 | SRPE60A60 | 9 | 60 | 9 | 100kA | 8 | Loose MCCB (OEM) | 2 | Distribution Protection | 1 | 480Vac (Y/D) | 1 | 80% | 1 | 30982111 | XT2LU3060AFF000XXX | XT2LU3080BFF000XXX | XT2LU3060EFF000XXX | XT2LU3060FFF000XXX | XT2LU3060GFF000XXX | XT2LU3060PFF000XXX | XT2LU3060QFF000XXX | XT2LU3060TFF000XXX | XT2LU3060UFF000XXX
SE | SEPA36AT0060 | 30 | SRPE60A60 | 9 | 60 | 9 | 100kA | 8 | Loose MCCB (OEM) | 2 | Distribution Protection | 1 | 600Vac (Y/D) | 2 | 80% | 1 | 30982121 | XT4XU3060AFF000XXX | XT4XU3080BFF000XXX | XT4XU3060EFF000XXX | XT4XU3060FFF000XXX | XT4XU3060GFF000XXX | XT4XU3100PFF000XXX | XT4XU3100QFF000XXX | XT4XU3100TFF000XXX | XT4XU3100UFF000XXX
SE | SEPA36AT0060 | 30 | SRPE60A60 | 9 | 60 | 9 | 100kA | 8 | Loose MCCB (OEM) | 2 | Distribution Protection | 1 | 480Vac (Y/D) | 1 | 100% | 2 | 30982112 | XT2LQ3060AFF000XXX | XT2LQ3080BFF000XXX | XT2LQ3060EFF000XXX | XT2LQ3060FFF000XXX | XT2LQ3060GFF000XXX | XT2LQ3060PFF000XXX | XT2LQ3060QFF000XXX | XT2LQ3060TFF000XXX | XT2LQ3060UFF000XXX
SE | SEPA36AT0060 | 30 | SRPE60A60 | 9 | 60 | 9 | 100kA | 8 | Loose MCCB (OEM) | 2 | Distribution Protection | 1 | 600Vac (Y/D) | 2 | 100% | 2 | 30982122 | XT4XQ3060AFF000XXX | XT4XQ3080BFF000XXX | XT4XQ3060EFF000XXX | XT4XQ3060FFF000XXX | XT4XQ3060GFF000XXX | XT4XQ3100PFF000XXX | XT4XQ3100QFF000XXX | XT4XQ3100TFF000XXX | XT4XQ3100UFF000XXX
SE | SEPA36AT0060 | 30 | SRPE60A60 | 9 | 60 | 9 | 100kA | 8 | Panelboard MRO | 1 | Distribution Protection | 1 | 480Vac (Y/D) | 1 | 80% | 1 | 30981111 | XT4LU3060AFF000XXX + SRFB6XT4FPX | XT4LU3080BFF000XXX + SRFB6XT4FPX | XT4LU3060EFF000XXX + SRFB3XT4FPX | XT4LU3060FFF000XXX + SRFB3XT4FPX | XT4LU3060GFF000XXX + SRFB3XT4FPX | XT4LU3100PFF000XXX + SRFB3XT4FPX | XT4LU3100QFF000XXX + SRFB3XT4FPX | XT4LU3100TFF000XXX + SRFB3XT4FPX | XT4LU3100UFF000XXX + SRFB3XT4FPX
SE | SEPA36AT0060 | 30 | SRPE60A60 | 9 | 60 | 9 | 100kA | 8 | Panelboard MRO | 1 | Distribution Protection | 1 | 600Vac (Y/D) | 2 | 80% | 1 | 30981121 | XT4XU3060AFF000XXX + SRFB6XT4FPX | XT4XU3080BFF000XXX + SRFB6XT4FPX | XT4XU3060EFF000XXX + SRFB3XT4FPX | XT4XU3060FFF000XXX + SRFB3XT4FPX | XT4XU3060GFF000XXX + SRFB3XT4FPX | XT4XU3100PFF000XXX + SRFB3XT4FPX | XT4XU3100QFF000XXX + SRFB3XT4FPX | XT4XU3100TFF000XXX + SRFB3XT4FPX | XT4XU3100UFF000XXX + SRFB3XT4FPX
SE | SEPA36AT0060 | 30 | SRPE60A60 | 9 | 60 | 9 | 100kA | 8 | Panelboard MRO | 1 | Distribution Protection | 1 | 480Vac (Y/D) | 1 | 100% | 2 | 30981112 | XT4LQ3060AFF000XXX + SRFB6XT4FPX | XT4LQ3080BFF000XXX + SRFB6XT4FPX | XT4LQ3060EFF000XXX + SRFB3XT4FPX | XT4LQ3060FFF000XXX + SRFB3XT4FPX | XT4LQ3060GFF000XXX + SRFB3XT4FPX | XT4LQ3100PFF000XXX + SRFB3XT4FPX | XT4LQ3100QFF000XXX + SRFB3XT4FPX | XT4LQ3100TFF000XXX + SRFB3XT4FPX | XT4LQ3100UFF000XXX + SRFB3XT4FPX
SE | SEPA36AT0060 | 30 | SRPE60A60 | 9 | 60 | 9 | 100kA | 8 | Panelboard MRO | 1 | Distribution Protection | 1 | 600Vac (Y/D) | 2 | 100% | 2 | 30981122 | XT4XQ3060AFF000XXX + SRFB6XT4FPX | XT4XQ3080BFF000XXX + SRFB6XT4FPX | XT4XQ3060EFF000XXX + SRFB3XT4FPX | XT4XQ3060FFF000XXX + SRFB3XT4FPX | XT4XQ3060GFF000XXX + SRFB3XT4FPX | XT4XQ3100PFF000XXX + SRFB3XT4FPX | XT4XQ3100QFF000XXX + SRFB3XT4FPX | XT4XQ3100TFF000XXX + SRFB3XT4FPX | XT4XQ3100UFF000XXX + SRFB3XT4FPX
SE | SEPA36AT0100 | 31 | SRPE100A70 | 10 | 70 | 10 | 100kA | 8 | Loose MCCB (OEM) | 2 | Distribution Protection | 1 | 480Vac (Y/D) | 1 | 80% | 1 | 311082111 | XT2LU3070AFF000XXX | XT2LU3080BFF000XXX | XT2LU3100EFF000XXX | XT2LU3100FFF000XXX | XT2LU3100GFF000XXX | XT2LU3100PFF000XXX | XT2LU3100QFF000XXX | XT2LU3100TFF000XXX | XT2LU3100UFF000XXX
SE | SEPA36AT0100 | 31 | SRPE100A70 | 10 | 70 | 10 | 100kA | 8 | Loose MCCB (OEM) | 2 | Distribution Protection | 1 | 600Vac (Y/D) | 2 | 80% | 1 | 311082121 | XT4XU3070AFF000XXX | XT4XU3080BFF000XXX | XT4XU3100EFF000XXX | XT4XU3100FFF000XXX | XT4XU3100GFF000XXX | XT4XU3100PFF000XXX | XT4XU3100QFF000XXX | XT4XU3100TFF000XXX | XT4XU3100UFF000XXX
SE | SEPA36AT0100 | 31 | SRPE100A70 | 10 | 70 | 10 | 100kA | 8 | Loose MCCB (OEM) | 2 | Distribution Protection | 1 | 480Vac (Y/D) | 1 | 100% | 2 | 311082112 | XT2LQ3070AFF000XXX | XT2LQ3080BFF000XXX | XT2LQ3100EFF000XXX | XT2LQ3100FFF000XXX | XT2LQ3100GFF000XXX | XT2LQ3100PFF000XXX | XT2LQ3100QFF000XXX | XT2LQ3100TFF000XXX | XT2LQ3100UFF000XXX
SE | SEPA36AT0100 | 31 | SRPE100A70 | 10 | 70 | 10 | 100kA | 8 | Loose MCCB (OEM) | 2 | Distribution Protection | 1 | 600Vac (Y/D) | 2 | 100% | 2 | 311082122 | XT4XQ3070AFF000XXX | XT4XQ3080BFF000XXX | XT4XQ3100EFF000XXX | XT4XQ3100FFF000XXX | XT4XQ3100GFF000XXX | XT4XQ3100PFF000XXX | XT4XQ3100QFF000XXX | XT4XQ3100TFF000XXX | XT4XQ3100UFF000XXX
SE | SEPA36AT0100 | 31 | SRPE100A70 | 10 | 70 | 10 | 100kA | 8 | Panelboard MRO | 1 | Distribution Protection | 1 | 480Vac (Y/D) | 1 | 80% | 1 | 311081111 | XT4LU3070AFF000XXX + SRFB6XT4FPX | XT4LU3080BFF000XXX + SRFB6XT4FPX | XT4LU3100EFF000XXX + SRFB3XT4FPX | XT4LU3100FFF000XXX + SRFB3XT4FPX | XT4LU3100GFF000XXX + SRFB3XT4FPX | XT4LU3100PFF000XXX + SRFB3XT4FPX | XT4LU3100QFF000XXX + SRFB3XT4FPX | XT4LU3100TFF000XXX + SRFB3XT4FPX | XT4LU3100UFF000XXX + SRFB3XT4FPX
SE | SEPA36AT0100 | 31 | SRPE100A70 | 10 | 70 | 10 | 100kA | 8 | Panelboard MRO | 1 | Distribution Protection | 1 | 600Vac (Y/D) | 2 | 80% | 1 | 311081121 | XT4XU3070AFF000XXX + SRFB6XT4FPX | XT4XU3080BFF000XXX + SRFB6XT4FPX | XT4XU3100EFF000XXX + SRFB3XT4FPX | XT4XU3100FFF000XXX + SRFB3XT4FPX | XT4XU3100GFF000XXX + SRFB3XT4FPX | XT4XU3100PFF000XXX + SRFB3XT4FPX | XT4XU3100QFF000XXX + SRFB3XT4FPX | XT4XU3100TFF000XXX + SRFB3XT4FPX | XT4XU3100UFF000XXX + SRFB3XT4FPX
SE | SEPA36AT0100 | 31 | SRPE100A70 | 10 | 70 | 10 | 100kA | 8 | Panelboard MRO | 1 | Distribution Protection | 1 | 480Vac (Y/D) | 1 | 100% | 2 | 311081112 | XT4LQ3070AFF000XXX + SRFB6XT4FPX | XT4LQ3080BFF000XXX + SRFB6XT4FPX | XT4LQ3100EFF000XXX + SRFB3XT4FPX | XT4LQ3100FFF000XXX + SRFB3XT4FPX | XT4LQ3100GFF000XXX + SRFB3XT4FPX | XT4LQ3100PFF000XXX + SRFB3XT4FPX | XT4LQ3100QFF000XXX + SRFB3XT4FPX | XT4LQ3100TFF000XXX + SRFB3XT4FPX | XT4LQ3100UFF000XXX + SRFB3XT4FPX
SE | SEPA36AT0100 | 31 | SRPE100A70 | 10 | 70 | 10 | 100kA | 8 | Panelboard MRO | 1 | Distribution Protection | 1 | 600Vac (Y/D) | 2 | 100% | 2 | 311081122 | XT4XQ3070AFF000XXX + SRFB6XT4FPX | XT4XQ3080BFF000XXX + SRFB6XT4FPX | XT4XQ3100EFF000XXX + SRFB3XT4FPX | XT4XQ3100FFF000XXX + SRFB3XT4FPX | XT4XQ3100GFF000XXX + SRFB3XT4FPX | XT4XQ3100PFF000XXX + SRFB3XT4FPX | XT4XQ3100QFF000XXX + SRFB3XT4FPX | XT4XQ3100TFF000XXX + SRFB3XT4FPX | XT4XQ3100UFF000XXX + SRFB3XT4FPX
SE | SEPA36AT0100 | 31 | SRPE100A80 | 11 | 80 | 11 | 100kA | 8 | Loose MCCB (OEM) | 2 | Distribution Protection | 1 | 480Vac (Y/D) | 1 | 80% | 1 | 311182111 | XT4LU3080AFF000XXX | XT2LU3080BFF000XXX | XT2LU3100EFF000XXX | XT2LU3100FFF000XXX | XT2LU3100GFF000XXX | XT2LU3100PFF000XXX | XT2LU3100QFF000XXX | XT2LU3100TFF000XXX | XT2LU3100UFF000XXX
SE | SEPA36AT0100 | 31 | SRPE100A80 | 11 | 80 | 11 | 100kA | 8 | Loose MCCB (OEM) | 2 | Distribution Protection | 1 | 600Vac (Y/D) | 2 | 80% | 1 | 311182121 | XT4XU3080AFF000XXX | XT4XU3080BFF000XXX | XT4XU3100EFF000XXX | XT4XU3100FFF000XXX | XT4XU3100GFF000XXX | XT4XU3100PFF000XXX | XT4XU3100QFF000XXX | XT4XU3100TFF000XXX | XT4XU3100UFF000XXX
SE | SEPA36AT0100 | 31 | SRPE100A80 | 11 | 80 | 11 | 100kA | 8 | Loose MCCB (OEM) | 2 | Distribution Protection | 1 | 480Vac (Y/D) | 1 | 100% | 2 | 311182112 | XT4LQ3080AFF000XXX | XT2LQ3080BFF000XXX | XT2LQ3100EFF000XXX | XT2LQ3100FFF000XXX | XT2LQ3100GFF000XXX | XT2LQ3100PFF000XXX | XT2LQ3100QFF000XXX | XT2LQ3100TFF000XXX | XT2LQ3100UFF000XXX
SE | SEPA36AT0100 | 31 | SRPE100A80 | 11 | 80 | 11 | 100kA | 8 | Loose MCCB (OEM) | 2 | Distribution Protection | 1 | 600Vac (Y/D) | 2 | 100% | 2 | 311182122 | XT4XQ3080AFF000XXX | XT4XQ3080BFF000XXX | XT4XQ3100EFF000XXX | XT4XQ3100FFF000XXX | XT4XQ3100GFF000XXX | XT4XQ3100PFF000XXX | XT4XQ3100QFF000XXX | XT4XQ3100TFF000XXX | XT4XQ3100UFF000XXX
SE | SEPA36AT0100 | 31 | SRPE100A80 | 11 | 80 | 11 | 100kA | 8 | Panelboard MRO | 1 | Distribution Protection | 1 | 480Vac (Y/D) | 1 | 80% | 1 | 311181111 | XT4LU3080AFF000XXX + SRFB6XT4FPX | XT4LU3080BFF000XXX + SRFB6XT4FPX | XT4LU3100EFF000XXX + SRFB3XT4FPX | XT4LU3100FFF000XXX + SRFB3XT4FPX | XT4LU3100GFF000XXX + SRFB3XT4FPX | XT4LU3100PFF000XXX + SRFB3XT4FPX | XT4LU3100QFF000XXX + SRFB3XT4FPX | XT4LU3100TFF000XXX + SRFB3XT4FPX | XT4LU3100UFF000XXX + SRFB3XT4FPX
SE | SEPA36AT0100 | 31 | SRPE100A80 | 11 | 80 | 11 | 100kA | 8 | Panelboard MRO | 1 | Distribution Protection | 1 | 600Vac (Y/D) | 2 | 80% | 1 | 311181121 | XT4XU3080AFF000XXX + SRFB6XT4FPX | XT4XU3080BFF000XXX + SRFB6XT4FPX | XT4XU3100EFF000XXX + SRFB3XT4FPX | XT4XU3100FFF000XXX + SRFB3XT4FPX | XT4XU3100GFF000XXX + SRFB3XT4FPX | XT4XU3100PFF000XXX + SRFB3XT4FPX | XT4XU3100QFF000XXX + SRFB3XT4FPX | XT4XU3100TFF000XXX + SRFB3XT4FPX | XT4XU3100UFF000XXX + SRFB3XT4FPX
SE | SEPA36AT0100 | 31 | SRPE100A80 | 11 | 80 | 11 | 100kA | 8 | Panelboard MRO | 1 | Distribution Protection | 1 | 480Vac (Y/D) | 1 | 100% | 2 | 311181112 | XT4LQ3080AFF000XXX + SRFB6XT4FPX | XT4LQ3080BFF000XXX + SRFB6XT4FPX | XT4LQ3100EFF000XXX + SRFB3XT4FPX | XT4LQ3100FFF000XXX + SRFB3XT4FPX | XT4LQ3100GFF000XXX + SRFB3XT4FPX | XT4LQ3100PFF000XXX + SRFB3XT4FPX | XT4LQ3100QFF000XXX + SRFB3XT4FPX | XT4LQ3100TFF000XXX + SRFB3XT4FPX | XT4LQ3100UFF000XXX + SRFB3XT4FPX
SE | SEPA36AT0100 | 31 | SRPE100A80 | 11 | 80 | 11 | 100kA | 8 | Panelboard MRO | 1 | Distribution Protection | 1 | 600Vac (Y/D) | 2 | 100% | 2 | 311181122 | XT4XQ3080AFF000XXX + SRFB6XT4FPX | XT4XQ3080BFF000XXX + SRFB6XT4FPX | XT4XQ3100EFF000XXX + SRFB3XT4FPX | XT4XQ3100FFF000XXX + SRFB3XT4FPX | XT4XQ3100GFF000XXX + SRFB3XT4FPX | XT4XQ3100PFF000XXX + SRFB3XT4FPX | XT4XQ3100QFF000XXX + SRFB3XT4FPX | XT4XQ3100TFF000XXX + SRFB3XT4FPX | XT4XQ3100UFF000XXX + SRFB3XT4FPX
SE | SEPA36AT0100 | 31 | SRPE100A90 | 12 | 90 | 12 | 100kA | 8 | Loose MCCB (OEM) | 2 | Distribution Protection | 1 | 480Vac (Y/D) | 1 | 80% | 1 | 311282111 | XT4LU3090AFF000XXX | XT2LU3090BFF000XXX | XT2LU3100EFF000XXX | XT2LU3100FFF000XXX | XT2LU3100GFF000XXX | XT2LU3100PFF000XXX | XT2LU3100QFF000XXX | XT2LU3100TFF000XXX | XT2LU3100UFF000XXX
SE | SEPA36AT0100 | 31 | SRPE100A90 | 12 | 90 | 12 | 100kA | 8 | Loose MCCB (OEM) | 2 | Distribution Protection | 1 | 600Vac (Y/D) | 2 | 80% | 1 | 311282121 | XT4XU3090AFF000XXX | XT4XU3090BFF000XXX | XT4XU3100EFF000XXX | XT4XU3100FFF000XXX | XT4XU3100GFF000XXX | XT4XU3100PFF000XXX | XT4XU3100QFF000XXX | XT4XU3100TFF000XXX | XT4XU3100UFF000XXX
SE | SEPA36AT0100 | 31 | SRPE100A90 | 12 | 90 | 12 | 100kA | 8 | Loose MCCB (OEM) | 2 | Distribution Protection | 1 | 480Vac (Y/D) | 1 | 100% | 2 | 311282112 | XT4LQ3090AFF000XXX | XT2LQ3090BFF000XXX | XT2LQ3100EFF000XXX | XT2LQ3100FFF000XXX | XT2LQ3100GFF000XXX | XT2LQ3100PFF000XXX | XT2LQ3100QFF000XXX | XT2LQ3100TFF000XXX | XT2LQ3100UFF000XXX
SE | SEPA36AT0100 | 31 | SRPE100A90 | 12 | 90 | 12 | 100kA | 8 | Loose MCCB (OEM) | 2 | Distribution Protection | 1 | 600Vac (Y/D) | 2 | 100% | 2 | 311282122 | XT4XQ3090AFF000XXX | XT4XQ3090BFF000XXX | XT4XQ3100EFF000XXX | XT4XQ3100FFF000XXX | XT4XQ3100GFF000XXX | XT4XQ3100PFF000XXX | XT4XQ3100QFF000XXX | XT4XQ3100TFF000XXX | XT4XQ3100UFF000XXX
SE | SEPA36AT0100 | 31 | SRPE100A90 | 12 | 90 | 12 | 100kA | 8 | Panelboard MRO | 1 | Distribution Protection | 1 | 480Vac (Y/D) | 1 | 80% | 1 | 311281111 | XT4LU3090AFF000XXX + SRFB6XT4FPX | XT4LU3090BFF000XXX + SRFB6XT4FPX | XT4LU3100EFF000XXX + SRFB3XT4FPX | XT4LU3100FFF000XXX + SRFB3XT4FPX | XT4LU3100GFF000XXX + SRFB3XT4FPX | XT4LU3100PFF000XXX + SRFB3XT4FPX | XT4LU3100QFF000XXX + SRFB3XT4FPX | XT4LU3100TFF000XXX + SRFB3XT4FPX | XT4LU3100UFF000XXX + SRFB3XT4FPX
SE | SEPA36AT0100 | 31 | SRPE100A90 | 12 | 90 | 12 | 100kA | 8 | Panelboard MRO | 1 | Distribution Protection | 1 | 600Vac (Y/D) | 2 | 80% | 1 | 311281121 | XT4XU3090AFF000XXX + SRFB6XT4FPX | XT4XU3090BFF000XXX + SRFB6XT4FPX | XT4XU3100EFF000XXX + SRFB3XT4FPX | XT4XU3100FFF000XXX + SRFB3XT4FPX | XT4XU3100GFF000XXX + SRFB3XT4FPX | XT4XU3100PFF000XXX + SRFB3XT4FPX | XT4XU3100QFF000XXX + SRFB3XT4FPX | XT4XU3100TFF000XXX + SRFB3XT4FPX | XT4XU3100UFF000XXX + SRFB3XT4FPX
SE | SEPA36AT0100 | 31 | SRPE100A90 | 12 | 90 | 12 | 100kA | 8 | Panelboard MRO | 1 | Distribution Protection | 1 | 480Vac (Y/D) | 1 | 100% | 2 | 311281112 | XT4LQ3090AFF000XXX + SRFB6XT4FPX | XT4LQ3090BFF000XXX + SRFB6XT4FPX | XT4LQ3100EFF000XXX + SRFB3XT4FPX | XT4LQ3100FFF000XXX + SRFB3XT4FPX | XT4LQ3100GFF000XXX + SRFB3XT4FPX | XT4LQ3100PFF000XXX + SRFB3XT4FPX | XT4LQ3100QFF000XXX + SRFB3XT4FPX | XT4LQ3100TFF000XXX + SRFB3XT4FPX | XT4LQ3100UFF000XXX + SRFB3XT4FPX
SE | SEPA36AT0100 | 31 | SRPE100A90 | 12 | 90 | 12 | 100kA | 8 | Panelboard MRO | 1 | Distribution Protection | 1 | 600Vac (Y/D) | 2 | 100% | 2 | 311281122 | XT4XQ3090AFF000XXX + SRFB6XT4FPX | XT4XQ3090BFF000XXX + SRFB6XT4FPX | XT4XQ3100EFF000XXX + SRFB3XT4FPX | XT4XQ3100FFF000XXX + SRFB3XT4FPX | XT4XQ3100GFF000XXX + SRFB3XT4FPX | XT4XQ3100PFF000XXX + SRFB3XT4FPX | XT4XQ3100QFF000XXX + SRFB3XT4FPX | XT4XQ3100TFF000XXX + SRFB3XT4FPX | XT4XQ3100UFF000XXX + SRFB3XT4FPX
SE | SEPA36AT0100 | 31 | SRPE100A100 | 13 | 100 | 13 | 100kA | 8 | Loose MCCB (OEM) | 2 | Distribution Protection | 1 | 480Vac (Y/D) | 1 | 80% | 1 | 311382111 | XT4LU3100AFF000XXX | XT2LU3100BFF000XXX | XT2LU3100EFF000XXX | XT2LU3100FFF000XXX | XT2LU3100GFF000XXX | XT2LU3100PFF000XXX | XT2LU3100QFF000XXX | XT2LU3100TFF000XXX | XT2LU3100UFF000XXX
SE | SEPA36AT0100 | 31 | SRPE100A100 | 13 | 100 | 13 | 100kA | 8 | Loose MCCB (OEM) | 2 | Distribution Protection | 1 | 600Vac (Y/D) | 2 | 80% | 1 | 311382121 | XT4XU3100AFF000XXX | XT4XU3100BFF000XXX | XT4XU3100EFF000XXX | XT4XU3100FFF000XXX | XT4XU3100GFF000XXX | XT4XU3100PFF000XXX | XT4XU3100QFF000XXX | XT4XU3100TFF000XXX | XT4XU3100UFF000XXX
SE | SEPA36AT0100 | 31 | SRPE100A100 | 13 | 100 | 13 | 100kA | 8 | Loose MCCB (OEM) | 2 | Distribution Protection | 1 | 480Vac (Y/D) | 1 | 100% | 2 | 311382112 | XT4LQ3100AFF000XXX | XT2LQ3100BFF000XXX | XT2LQ3100EFF000XXX | XT2LQ3100FFF000XXX | XT2LQ3100GFF000XXX | XT2LQ3100PFF000XXX | XT2LQ3100QFF000XXX | XT2LQ3100TFF000XXX | XT2LQ3100UFF000XXX
SE | SEPA36AT0100 | 31 | SRPE100A100 | 13 | 100 | 13 | 100kA | 8 | Loose MCCB (OEM) | 2 | Distribution Protection | 1 | 600Vac (Y/D) | 2 | 100% | 2 | 311382122 | XT4XQ3100AFF000XXX | XT4XQ3100BFF000XXX | XT4XQ3100EFF000XXX | XT4XQ3100FFF000XXX | XT4XQ3100GFF000XXX | XT4XQ3100PFF000XXX | XT4XQ3100QFF000XXX | XT4XQ3100TFF000XXX | XT4XQ3100UFF000XXX
SE | SEPA36AT0100 | 31 | SRPE100A100 | 13 | 100 | 13 | 100kA | 8 | Panelboard MRO | 1 | Distribution Protection | 1 | 480Vac (Y/D) | 1 | 80% | 1 | 311381111 | XT4LU3100AFF000XXX + SRFB6XT4FPX | XT4LU3100BFF000XXX + SRFB6XT4FPX | XT4LU3100EFF000XXX + SRFB3XT4FPX | XT4LU3100FFF000XXX + SRFB3XT4FPX | XT4LU3100GFF000XXX + SRFB3XT4FPX | XT4LU3100PFF000XXX + SRFB3XT4FPX | XT4LU3100QFF000XXX + SRFB3XT4FPX | XT4LU3100TFF000XXX + SRFB3XT4FPX | XT4LU3100UFF000XXX + SRFB3XT4FPX
SE | SEPA36AT0100 | 31 | SRPE100A100 | 13 | 100 | 13 | 100kA | 8 | Panelboard MRO | 1 | Distribution Protection | 1 | 600Vac (Y/D) | 2 | 80% | 1 | 311381121 | XT4XU3100AFF000XXX + SRFB6XT4FPX | XT4XU3100BFF000XXX + SRFB6XT4FPX | XT4XU3100EFF000XXX + SRFB3XT4FPX | XT4XU3100FFF000XXX + SRFB3XT4FPX | XT4XU3100GFF000XXX + SRFB3XT4FPX | XT4XU3100PFF000XXX + SRFB3XT4FPX | XT4XU3100QFF000XXX + SRFB3XT4FPX | XT4XU3100TFF000XXX + SRFB3XT4FPX | XT4XU3100UFF000XXX + SRFB3XT4FPX
SE | SEPA36AT0100 | 31 | SRPE100A100 | 13 | 100 | 13 | 100kA | 8 | Panelboard MRO | 1 | Distribution Protection | 1 | 480Vac (Y/D) | 1 | 100% | 2 | 311381112 | XT4LQ3100AFF000XXX + SRFB6XT4FPX | XT4LQ3100BFF000XXX + SRFB6XT4FPX | XT4LQ3100EFF000XXX + SRFB3XT4FPX | XT4LQ3100FFF000XXX + SRFB3XT4FPX | XT4LQ3100GFF000XXX + SRFB3XT4FPX | XT4LQ3100PFF000XXX + SRFB3XT4FPX | XT4LQ3100QFF000XXX + SRFB3XT4FPX | XT4LQ3100TFF000XXX + SRFB3XT4FPX | XT4LQ3100UFF000XXX + SRFB3XT4FPX
SE | SEPA36AT0100 | 31 | SRPE100A100 | 13 | 100 | 13 | 100kA | 8 | Panelboard MRO | 1 | Distribution Protection | 1 | 600Vac (Y/D) | 2 | 100% | 2 | 311381122 | XT4XQ3100AFF000XXX + SRFB6XT4FPX | XT4XQ3100BFF000XXX + SRFB6XT4FPX | XT4XQ3100EFF000XXX + SRFB3XT4FPX | XT4XQ3100FFF000XXX + SRFB3XT4FPX | XT4XQ3100GFF000XXX + SRFB3XT4FPX | XT4XQ3100PFF000XXX + SRFB3XT4FPX | XT4XQ3100QFF000XXX + SRFB3XT4FPX | XT4XQ3100TFF000XXX + SRFB3XT4FPX | XT4XQ3100UFF000XXX + SRFB3XT4FPX
SE | SEPA36AT0150 | 32 | SRPE150A110 | 14 | 110 | 14 | 100kA | 8 | Loose MCCB (OEM) | 2 | Distribution Protection | 1 | 480Vac (Y/D) | 1 | 80% | 1 | 321482111 | XT4LU3110AFF000XXX | XT2LU3110BFF000XXX | XT2LU3125EFF000XXX | XT2LU3125FFF000XXX | XT2LU3125GFF000XXX | XT2LU3125PFF000XXX | XT2LU3125QFF000XXX | XT2LU3125TFF000XXX | XT2LU3125UFF000XXX
SE | SEPA36AT0150 | 32 | SRPE150A110 | 14 | 110 | 14 | 100kA | 8 | Loose MCCB (OEM) | 2 | Distribution Protection | 1 | 600Vac (Y/D) | 2 | 80% | 1 | 321482121 | XT4XU3110AFF000XXX | XT4XU3110BFF000XXX | XT4XU3150EFF000XXX | XT4XU3150FFF000XXX | XT4XU3150GFF000XXX | XT4XU3150PFF000XXX | XT4XU3150QFF000XXX | XT4XU3150TFF000XXX | XT4XU3150UFF000XXX
SE | SEPA36AT0150 | 32 | SRPE150A110 | 14 | 110 | 14 | 100kA | 8 | Loose MCCB (OEM) | 2 | Distribution Protection | 1 | 480Vac (Y/D) | 1 | 100% | 2 | 321482112 | XT4LQ3110AFF000XXX | XT4LQ3110BFF000XXX | XT4LQ3150EFF000XXX | XT4LQ3150FFF000XXX | XT4LQ3150GFF000XXX | XT4LQ3150PFF000XXX | XT4LQ3150QFF000XXX | XT4LQ3150TFF000XXX | XT4LQ3150UFF000XXX
SE | SEPA36AT0150 | 32 | SRPE150A110 | 14 | 110 | 14 | 100kA | 8 | Loose MCCB (OEM) | 2 | Distribution Protection | 1 | 600Vac (Y/D) | 2 | 100% | 2 | 321482122 | XT4XQ3110AFF000XXX | XT4XQ3110BFF000XXX | XT4XQ3150EFF000XXX | XT4XQ3150FFF000XXX | XT4XQ3150GFF000XXX | XT4XQ3150PFF000XXX | XT4XQ3150QFF000XXX | XT4XQ3150TFF000XXX | XT4XQ3150UFF000XXX
SE | SEPA36AT0150 | 32 | SRPE150A110 | 14 | 110 | 14 | 100kA | 8 | Panelboard MRO | 1 | Distribution Protection | 1 | 480Vac (Y/D) | 1 | 80% | 1 | 321481111 | XT4LU3110AFF000XXX + SRFB6XT4FPX | XT4LU3110BFF000XXX + SRFB6XT4FPX | XT4LU3150EFF000XXX + SRFB3XT4FPX | XT4LU3150FFF000XXX + SRFB3XT4FPX | XT4LU3150GFF000XXX + SRFB3XT4FPX | XT4LU3150PFF000XXX + SRFB3XT4FPX | XT4LU3150QFF000XXX + SRFB3XT4FPX | XT4LU3150TFF000XXX + SRFB3XT4FPX | XT4LU3150UFF000XXX + SRFB3XT4FPX
SE | SEPA36AT0150 | 32 | SRPE150A110 | 14 | 110 | 14 | 100kA | 8 | Panelboard MRO | 1 | Distribution Protection | 1 | 600Vac (Y/D) | 2 | 80% | 1 | 321481121 | XT4XU3110AFF000XXX + SRFB6XT4FPX | XT4XU3110BFF000XXX + SRFB6XT4FPX | XT4XU3150EFF000XXX + SRFB3XT4FPX | XT4XU3150FFF000XXX + SRFB3XT4FPX | XT4XU3150GFF000XXX + SRFB3XT4FPX | XT4XU3150PFF000XXX + SRFB3XT4FPX | XT4XU3150QFF000XXX + SRFB3XT4FPX | XT4XU3150TFF000XXX + SRFB3XT4FPX | XT4XU3150UFF000XXX + SRFB3XT4FPX
SE | SEPA36AT0150 | 32 | SRPE150A110 | 14 | 110 | 14 | 100kA | 8 | Panelboard MRO | 1 | Distribution Protection | 1 | 480Vac (Y/D) | 1 | 100% | 2 | 321481112 | XT4LQ3110AFF000XXX + SRFB6XT4FPX | XT4LQ3110BFF000XXX + SRFB6XT4FPX | XT4LQ3150EFF000XXX + SRFB3XT4FPX | XT4LQ3150FFF000XXX + SRFB3XT4FPX | XT4LQ3150GFF000XXX + SRFB3XT4FPX | XT4LQ3150PFF000XXX + SRFB3XT4FPX | XT4LQ3150QFF000XXX + SRFB3XT4FPX | XT4LQ3150TFF000XXX + SRFB3XT4FPX | XT4LQ3150UFF000XXX + SRFB3XT4FPX
SE | SEPA36AT0150 | 32 | SRPE150A110 | 14 | 110 | 14 | 100kA | 8 | Panelboard MRO | 1 | Distribution Protection | 1 | 600Vac (Y/D) | 2 | 100% | 2 | 321481122 | XT4XQ3110AFF000XXX + SRFB6XT4FPX | XT4XQ3110BFF000XXX + SRFB6XT4FPX | XT4XQ3150EFF000XXX + SRFB3XT4FPX | XT4XQ3150FFF000XXX + SRFB3XT4FPX | XT4XQ3150GFF000XXX + SRFB3XT4FPX | XT4XQ3150PFF000XXX + SRFB3XT4FPX | XT4XQ3150QFF000XXX + SRFB3XT4FPX | XT4XQ3150TFF000XXX + SRFB3XT4FPX | XT4XQ3150UFF000XXX + SRFB3XT4FPX
SE | SEPA36AT0150 | 32 | SRPE150A125 | 15 | 125 | 15 | 100kA | 8 | Loose MCCB (OEM) | 2 | Distribution Protection | 1 | 480Vac (Y/D) | 1 | 100% | 2 | 321582112 | XT4LQ3125AFF000XXX | XT4LQ3125BFF000XXX | XT4LQ3150EFF000XXX | XT4LQ3150FFF000XXX | XT4LQ3150GFF000XXX | XT4LQ3150PFF000XXX | XT4LQ3150QFF000XXX | XT4LQ3150TFF000XXX | XT4LQ3150UFF000XXX
SE | SEPA36AT0150 | 32 | SRPE150A125 | 15 | 125 | 15 | 100kA | 8 | Loose MCCB (OEM) | 2 | Distribution Protection | 1 | 480Vac (Y/D) | 1 | 80% | 1 | 321582111 | XT4LU3125AFF000XXX | XT4LU3125BFF000XXX | XT2LU3125EFF000XXX | XT2LU3125FFF000XXX | XT2LU3125GFF000XXX | XT2LU3125PFF000XXX | XT2LU3125QFF000XXX | XT2LU3125TFF000XXX | XT2LU3125UFF000XXX
SE | SEPA36AT0150 | 32 | SRPE150A125 | 15 | 125 | 15 | 100kA | 8 | Loose MCCB (OEM) | 2 | Distribution Protection | 1 | 600Vac (Y/D) | 2 | 80% | 1 | 321582121 | XT4XU3125AFF000XXX | XT4XU3125BFF000XXX | XT4XU3150EFF000XXX | XT4XU3150FFF000XXX | XT4XU3150GFF000XXX | XT4XU3150PFF000XXX | XT4XU3150QFF000XXX | XT4XU3150TFF000XXX | XT4XU3150UFF000XXX
SE | SEPA36AT0150 | 32 | SRPE150A125 | 15 | 125 | 15 | 100kA | 8 | Loose MCCB (OEM) | 2 | Distribution Protection | 1 | 600Vac (Y/D) | 2 | 100% | 2 | 321582122 | XT4XQ3125AFF000XXX | XT4XQ3125BFF000XXX | XT4XQ3150EFF000XXX | XT4XQ3150FFF000XXX | XT4XQ3150GFF000XXX | XT4XQ3150PFF000XXX | XT4XQ3150QFF000XXX | XT4XQ3150TFF000XXX | XT4XQ3150UFF000XXX
SE | SEPA36AT0150 | 32 | SRPE150A125 | 15 | 125 | 15 | 100kA | 8 | Panelboard MRO | 1 | Distribution Protection | 1 | 480Vac (Y/D) | 1 | 80% | 1 | 321581111 | XT4LU3125AFF000XXX + SRFB6XT4FPX | XT4LU3125BFF000XXX + SRFB6XT4FPX | XT4LU3150EFF000XXX + SRFB3XT4FPX | XT4LU3150FFF000XXX + SRFB3XT4FPX | XT4LU3150GFF000XXX + SRFB3XT4FPX | XT4LU3150PFF000XXX + SRFB3XT4FPX | XT4LU3150QFF000XXX + SRFB3XT4FPX | XT4LU3150TFF000XXX + SRFB3XT4FPX | XT4LU3150UFF000XXX + SRFB3XT4FPX
SE | SEPA36AT0150 | 32 | SRPE150A125 | 15 | 125 | 15 | 100kA | 8 | Panelboard MRO | 1 | Distribution Protection | 1 | 600Vac (Y/D) | 2 | 80% | 1 | 321581121 | XT4XU3125AFF000XXX + SRFB6XT4FPX | XT4XU3125BFF000XXX + SRFB6XT4FPX | XT4XU3150EFF000XXX + SRFB3XT4FPX | XT4XU3150FFF000XXX + SRFB3XT4FPX | XT4XU3150GFF000XXX + SRFB3XT4FPX | XT4XU3150PFF000XXX + SRFB3XT4FPX | XT4XU3150QFF000XXX + SRFB3XT4FPX | XT4XU3150TFF000XXX + SRFB3XT4FPX | XT4XU3150UFF000XXX + SRFB3XT4FPX
SE | SEPA36AT0150 | 32 | SRPE150A125 | 15 | 125 | 15 | 100kA | 8 | Panelboard MRO | 1 | Distribution Protection | 1 | 480Vac (Y/D) | 1 | 100% | 2 | 321581112 | XT4LQ3125AFF000XXX + SRFB6XT4FPX | XT4LQ3125BFF000XXX + SRFB6XT4FPX | XT4LQ3150EFF000XXX + SRFB3XT4FPX | XT4LQ3150FFF000XXX + SRFB3XT4FPX | XT4LQ3150GFF000XXX + SRFB3XT4FPX | XT4LQ3150PFF000XXX + SRFB3XT4FPX | XT4LQ3150QFF000XXX + SRFB3XT4FPX | XT4LQ3150TFF000XXX + SRFB3XT4FPX | XT4LQ3150UFF000XXX + SRFB3XT4FPX
SE | SEPA36AT0150 | 32 | SRPE150A125 | 15 | 125 | 15 | 100kA | 8 | Panelboard MRO | 1 | Distribution Protection | 1 | 600Vac (Y/D) | 2 | 100% | 2 | 321581122 | XT4XQ3125AFF000XXX + SRFB6XT4FPX | XT4XQ3125BFF000XXX + SRFB6XT4FPX | XT4XQ3150EFF000XXX + SRFB3XT4FPX | XT4XQ3150FFF000XXX + SRFB3XT4FPX | XT4XQ3150GFF000XXX + SRFB3XT4FPX | XT4XQ3150PFF000XXX + SRFB3XT4FPX | XT4XQ3150QFF000XXX + SRFB3XT4FPX | XT4XQ3150TFF000XXX + SRFB3XT4FPX | XT4XQ3150UFF000XXX + SRFB3XT4FPX
SE | SEPA36AT0150 | 32 | SRPE150A150 | 16 | 150 | 16 | 100kA | 8 | Loose MCCB (OEM) | 2 | Distribution Protection | 1 | 480Vac (Y/D) | 1 | 80% | 1 | 321682111 | XT4LU3150AFF000XXX | XT4LU3150BFF000XXX | XT4LU3150EFF000XXX | XT4LU3150FFF000XXX | XT4LU3150GFF000XXX | XT4LU3150PFF000XXX | XT4LU3150QFF000XXX | XT4LU3150TFF000XXX | XT4LU3150UFF000XXX
SE | SEPA36AT0150 | 32 | SRPE150A150 | 16 | 150 | 16 | 100kA | 8 | Loose MCCB (OEM) | 2 | Distribution Protection | 1 | 600Vac (Y/D) | 2 | 80% | 1 | 321682121 | XT4XU3150AFF000XXX | XT4XU3150BFF000XXX | XT4XU3150EFF000XXX | XT4XU3150FFF000XXX | XT4XU3150GFF000XXX | XT4XU3150PFF000XXX | XT4XU3150QFF000XXX | XT4XU3150TFF000XXX | XT4XU3150UFF000XXX
SE | SEPA36AT0150 | 32 | SRPE150A150 | 16 | 150 | 16 | 100kA | 8 | Loose MCCB (OEM) | 2 | Distribution Protection | 1 | 480Vac (Y/D) | 1 | 100% | 2 | 321682112 | XT4LQ3150AFF000XXX | XT4LQ3150BFF000XXX | XT4LQ3150EFF000XXX | XT4LQ3150FFF000XXX | XT4LQ3150GFF000XXX | XT4LQ3150PFF000XXX | XT4LQ3150QFF000XXX | XT4LQ3150TFF000XXX | XT4LQ3150UFF000XXX
SE | SEPA36AT0150 | 32 | SRPE150A150 | 16 | 150 | 16 | 100kA | 8 | Loose MCCB (OEM) | 2 | Distribution Protection | 1 | 600Vac (Y/D) | 2 | 100% | 2 | 321682122 | XT4XQ3150AFF000XXX | XT4XQ3150BFF000XXX | XT4XQ3150EFF000XXX | XT4XQ3150FFF000XXX | XT4XQ3150GFF000XXX | XT4XQ3150PFF000XXX | XT4XQ3150QFF000XXX | XT4XQ3150TFF000XXX | XT4XQ3150UFF000XXX
SE | SEPA36AT0150 | 32 | SRPE150A150 | 16 | 150 | 16 | 100kA | 8 | Panelboard MRO | 1 | Distribution Protection | 1 | 480Vac (Y/D) | 1 | 80% | 1 | 321681111 | XT4LU3150AFF000XXX + SRFB6XT4FPX | XT4LU3150BFF000XXX + SRFB6XT4FPX | XT4LU3150EFF000XXX + SRFB3XT4FPX | XT4LU3150FFF000XXX + SRFB3XT4FPX | XT4LU3150GFF000XXX + SRFB3XT4FPX | XT4LU3150PFF000XXX + SRFB3XT4FPX | XT4LU3150QFF000XXX + SRFB3XT4FPX | XT4LU3150TFF000XXX + SRFB3XT4FPX | XT4LU3150UFF000XXX + SRFB3XT4FPX
SE | SEPA36AT0150 | 32 | SRPE150A150 | 16 | 150 | 16 | 100kA | 8 | Panelboard MRO | 1 | Distribution Protection | 1 | 600Vac (Y/D) | 2 | 80% | 1 | 321681121 | XT4XU3150AFF000XXX + SRFB6XT4FPX | XT4XU3150BFF000XXX + SRFB6XT4FPX | XT4XU3150EFF000XXX + SRFB3XT4FPX | XT4XU3150FFF000XXX + SRFB3XT4FPX | XT4XU3150GFF000XXX + SRFB3XT4FPX | XT4XU3150PFF000XXX + SRFB3XT4FPX | XT4XU3150QFF000XXX + SRFB3XT4FPX | XT4XU3150TFF000XXX + SRFB3XT4FPX | XT4XU3150UFF000XXX + SRFB3XT4FPX
SE | SEPA36AT0150 | 32 | SRPE150A150 | 16 | 150 | 16 | 100kA | 8 | Panelboard MRO | 1 | Distribution Protection | 1 | 480Vac (Y/D) | 1 | 100% | 2 | 321681112 | XT4LQ3150AFF000XXX + SRFB6XT4FPX | XT4LQ3150BFF000XXX + SRFB6XT4FPX | XT4LQ3150EFF000XXX + SRFB3XT4FPX | XT4LQ3150FFF000XXX + SRFB3XT4FPX | XT4LQ3150GFF000XXX + SRFB3XT4FPX | XT4LQ3150PFF000XXX + SRFB3XT4FPX | XT4LQ3150QFF000XXX + SRFB3XT4FPX | XT4LQ3150TFF000XXX + SRFB3XT4FPX | XT4LQ3150UFF000XXX + SRFB3XT4FPX
SE | SEPA36AT0150 | 32 | SRPE150A150 | 16 | 150 | 16 | 100kA | 8 | Panelboard MRO | 1 | Distribution Protection | 1 | 600Vac (Y/D) | 2 | 100% | 2 | 321681122 | XT4XQ3150AFF000XXX + SRFB6XT4FPX | XT4XQ3150BFF000XXX + SRFB6XT4FPX | XT4XQ3150EFF000XXX + SRFB3XT4FPX | XT4XQ3150FFF000XXX + SRFB3XT4FPX | XT4XQ3150GFF000XXX + SRFB3XT4FPX | XT4XQ3150PFF000XXX + SRFB3XT4FPX | XT4XQ3150QFF000XXX + SRFB3XT4FPX | XT4XQ3150TFF000XXX + SRFB3XT4FPX | XT4XQ3150UFF000XXX + SRFB3XT4FPX
SF | SFHA24AT0250 | 33 | SRPF250A70 | 17 | 70 | 10 | 35kA | 5 | Loose MCCB (OEM) | 2 | Distribution Protection | 1 | 480Vac (Y/D) | 1 | 80% | 1 | 331752111 | XT1SU3070AFF000XXX | XT2SU3080BFF000XXX | XT2SU3100EFF000XXX | XT2SU3100FFF000XXX | XT2SU3100GFF000XXX | XT2SU3100PFF000XXX | XT2SU3100QFF000XXX | XT2SU3100TFF000XXX | XT2SU3100UFF000XXX
SF | SFHA24AT0250 | 33 | SRPF250A70 | 17 | 70 | 10 | 35kA | 5 | Loose MCCB (OEM) | 2 | Distribution Protection | 1 | 600Vac (Y/D) | 2 | 80% | 1 | 331752121 | XT2LU3070AFF000XXX | XT4LU3080BFF000XXX | XT4LU3100EFF000XXX | XT4LU3100FFF000XXX | XT4LU3100GFF000XXX | XT4LU3100PFF000XXX | XT4LU3100QFF000XXX | XT4LU3100TFF000XXX | XT4LU3100UFF000XXX
SF | SFHA24AT0250 | 33 | SRPF250A70 | 17 | 70 | 10 | 35kA | 5 | Loose MCCB (OEM) | 2 | Distribution Protection | 1 | 480Vac (Y/D) | 1 | 100% | 2 | 331752112 | XT1SQ3070AFF000XXX | XT2SQ3080BFF000XXX | XT2SQ3100EFF000XXX | XT2SQ3100FFF000XXX | XT2SQ3100GFF000XXX | XT2SQ3100PFF000XXX | XT2SQ3100QFF000XXX | XT2SQ3100TFF000XXX | XT2SQ3100UFF000XXX
SF | SFHA24AT0250 | 33 | SRPF250A70 | 17 | 70 | 10 | 35kA | 5 | Loose MCCB (OEM) | 2 | Distribution Protection | 1 | 600Vac (Y/D) | 2 | 100% | 2 | 331752122 | XT2LQ3070AFF000XXX | XT4LQ3080BFF000XXX | XT4LQ3100EFF000XXX | XT4LQ3100FFF000XXX | XT4LQ3100GFF000XXX | XT4LQ3100PFF000XXX | XT4LQ3100QFF000XXX | XT4LQ3100TFF000XXX | XT4LQ3100UFF000XXX
SF | SFHA24AT0250 | 33 | SRPF250A70 | 17 | 70 | 10 | 35kA | 5 | Loose MCCB (OEM) | 2 | Distribution Protection | 1 | 480Vac (Y/D) | 1 | 80% | 1 | 331752111 | XT1SU3070AFF000XXX | XT2SU3080BFF000XXX | XT2SU3100EFF000XXX | XT2SU3100FFF000XXX | XT2SU3100GFF000XXX | XT2SU3100PFF000XXX | XT2SU3100QFF000XXX | XT2SU3100TFF000XXX | XT2SU3100UFF000XXX
SF | SFHA24AT0250 | 33 | SRPF250A70 | 17 | 70 | 10 | 35kA | 5 | Loose MCCB (OEM) | 2 | Distribution Protection | 1 | 600Vac (Y/D) | 2 | 80% | 1 | 331752121 | XT2LU3070AFF000XXX | XT4LU3080BFF000XXX | XT4LU3100EFF000XXX | XT4LU3100FFF000XXX | XT4LU3100GFF000XXX | XT4LU3100PFF000XXX | XT4LU3100QFF000XXX | XT4LU3100TFF000XXX | XT4LU3100UFF000XXX
SF | SFHA24AT0250 | 33 | SRPF250A70 | 17 | 70 | 10 | 35kA | 5 | Loose MCCB (OEM) | 2 | Distribution Protection | 1 | 480Vac (Y/D) | 1 | 100% | 2 | 331752112 | XT1SQ3070AFF000XXX | XT2SQ3080BFF000XXX | XT2SQ3100EFF000XXX | XT2SQ3100FFF000XXX | XT2SQ3100GFF000XXX | XT2SQ3100PFF000XXX | XT2SQ3100QFF000XXX | XT2SQ3100TFF000XXX | XT2SQ3100UFF000XXX
SF | SFHA24AT0250 | 33 | SRPF250A70 | 17 | 70 | 10 | 35kA | 5 | Loose MCCB (OEM) | 2 | Distribution Protection | 1 | 600Vac (Y/D) | 2 | 100% | 2 | 331752122 | XT2LQ3070AFF000XXX | XT4LQ3080BFF000XXX | XT4LQ3100EFF000XXX | XT4LQ3100FFF000XXX | XT4LQ3100GFF000XXX | XT4LQ3100PFF000XXX | XT4LQ3100QFF000XXX | XT4LQ3100TFF000XXX | XT4LQ3100UFF000XXX
SF | SFHA24AT0250 | 33 | SRPF250A70 | 17 | 70 | 10 | 35kA | 5 | Panelboard MRO | 1 | Distribution Protection | 1 | 480Vac (Y/D) | 1 | 80% | 1 | 331751111 | XT1SU3070AFF000XXX + SRFB6XT1FPX | XT4SU3080BFF000XXX + SRFB6XT4FPX | XT4SU3100EFF000XXX + SRFB3XT4FPX | XT4SU3100FFF000XXX + SRFB3XT4FPX | XT4SU3100GFF000XXX + SRFB3XT4FPX | XT4SU3100PFF000XXX + SRFB3XT4FPX | XT4SU3100QFF000XXX + SRFB3XT4FPX | XT4SU3100TFF000XXX + SRFB3XT4FPX | XT4SU3100UFF000XXX + SRFB3XT4FPX
SF | SFHA24AT0250 | 33 | SRPF250A70 | 17 | 70 | 10 | 35kA | 5 | Panelboard MRO | 1 | Distribution Protection | 1 | 600Vac (Y/D) | 2 | 80% | 1 | 331751121 | XT4LU3080AFF000XXX + SRFB6XT4FPX | XT4LU3080BFF000XXX + SRFB6XT4FPX | XT4LU3100EFF000XXX + SRFB3XT4FPX | XT4LU3100FFF000XXX + SRFB3XT4FPX | XT4LU3100GFF000XXX + SRFB3XT4FPX | XT4LU3100PFF000XXX + SRFB3XT4FPX | XT4LU3100QFF000XXX + SRFB3XT4FPX | XT4LU3100TFF000XXX + SRFB3XT4FPX | XT4LU3100UFF000XXX + SRFB3XT4FPX
SF | SFHA24AT0250 | 33 | SRPF250A70 | 17 | 70 | 10 | 35kA | 5 | Panelboard MRO | 1 | Distribution Protection | 1 | 480Vac (Y/D) | 1 | 100% | 2 | 331751112 | XT1SQ3070AFF000XXX + SRFB6XT1FPX | XT4SQ3080BFF000XXX + SRFB6XT4FPX | XT4SQ3100EFF000XXX + SRFB3XT4FPX | XT4SQ3100FFF000XXX + SRFB3XT4FPX | XT4SQ3100GFF000XXX + SRFB3XT4FPX | XT4SQ3100PFF000XXX + SRFB3XT4FPX | XT4SQ3100QFF000XXX + SRFB3XT4FPX | XT4SQ3100TFF000XXX + SRFB3XT4FPX | XT4SQ3100UFF000XXX + SRFB3XT4FPX
SF | SFHA24AT0250 | 33 | SRPF250A70 | 17 | 70 | 10 | 35kA | 5 | Panelboard MRO | 1 | Distribution Protection | 1 | 600Vac (Y/D) | 2 | 100% | 2 | 331751122 | XT4LQ3080AFF000XXX + SRFB6XT4FPX | XT4LQ3080BFF000XXX + SRFB6XT4FPX | XT4LQ3100EFF000XXX + SRFB3XT4FPX | XT4LQ3100FFF000XXX + SRFB3XT4FPX | XT4LQ3100GFF000XXX + SRFB3XT4FPX | XT4LQ3100PFF000XXX + SRFB3XT4FPX | XT4LQ3100QFF000XXX + SRFB3XT4FPX | XT4LQ3100TFF000XXX + SRFB3XT4FPX | XT4LQ3100UFF000XXX + SRFB3XT4FPX
SF | SFHA24AT0250 | 33 | SRPF250A70 | 17 | 70 | 10 | 35kA | 5 | Panelboard MRO | 1 | Distribution Protection | 1 | 480Vac (Y/D) | 1 | 80% | 1 | 331751111 | XT1SU3070AFF000XXX + SRFB6XT1FPX | XT4SU3080BFF000XXX + SRFB6XT4FPX | XT4SU3100EFF000XXX + SRFB3XT4FPX | XT4SU3100FFF000XXX + SRFB3XT4FPX | XT4SU3100GFF000XXX + SRFB3XT4FPX | XT4SU3100PFF000XXX + SRFB3XT4FPX | XT4SU3100QFF000XXX + SRFB3XT4FPX | XT4SU3100TFF000XXX + SRFB3XT4FPX | XT4SU3100UFF000XXX + SRFB3XT4FPX
SF | SFHA24AT0250 | 33 | SRPF250A70 | 17 | 70 | 10 | 35kA | 5 | Panelboard MRO | 1 | Distribution Protection | 1 | 600Vac (Y/D) | 2 | 80% | 1 | 331751121 | XT4LU3080AFF000XXX + SRFB6XT4FPX | XT4LU3080BFF000XXX + SRFB6XT4FPX | XT4LU3100EFF000XXX + SRFB3XT4FPX | XT4LU3100FFF000XXX + SRFB3XT4FPX | XT4LU3100GFF000XXX + SRFB3XT4FPX | XT4LU3100PFF000XXX + SRFB3XT4FPX | XT4LU3100QFF000XXX + SRFB3XT4FPX | XT4LU3100TFF000XXX + SRFB3XT4FPX | XT4LU3100UFF000XXX + SRFB3XT4FPX
SF | SFHA24AT0250 | 33 | SRPF250A70 | 17 | 70 | 10 | 35kA | 5 | Panelboard MRO | 1 | Distribution Protection | 1 | 480Vac (Y/D) | 1 | 100% | 2 | 331751112 | XT1SQ3070AFF000XXX + SRFB6XT1FPX | XT4SQ3080BFF000XXX + SRFB6XT4FPX | XT4SQ3100EFF000XXX + SRFB3XT4FPX | XT4SQ3100FFF000XXX + SRFB3XT4FPX | XT4SQ3100GFF000XXX + SRFB3XT4FPX | XT4SQ3100PFF000XXX + SRFB3XT4FPX | XT4SQ3100QFF000XXX + SRFB3XT4FPX | XT4SQ3100TFF000XXX + SRFB3XT4FPX | XT4SQ3100UFF000XXX + SRFB3XT4FPX
SF | SFHA24AT0250 | 33 | SRPF250A70 | 17 | 70 | 10 | 35kA | 5 | Panelboard MRO | 1 | Distribution Protection | 1 | 600Vac (Y/D) | 2 | 100% | 2 | 331751122 | XT4LQ3080AFF000XXX + SRFB6XT4FPX | XT4LQ3080BFF000XXX + SRFB6XT4FPX | XT4LQ3100EFF000XXX + SRFB3XT4FPX | XT4LQ3100FFF000XXX + SRFB3XT4FPX | XT4LQ3100GFF000XXX + SRFB3XT4FPX | XT4LQ3100PFF000XXX + SRFB3XT4FPX | XT4LQ3100QFF000XXX + SRFB3XT4FPX | XT4LQ3100TFF000XXX + SRFB3XT4FPX | XT4LQ3100UFF000XXX + SRFB3XT4FPX
SF | SFHA24AT0250 | 33 | SRPF250A80 | 18 | 80 | 11 | 35kA | 5 | Loose MCCB (OEM) | 2 | Distribution Protection | 1 | 480Vac (Y/D) | 1 | 80% | 1 | 331852111 | XT1SU3080AFF000XXX | XT2SU3080BFF000XXX | XT2SU3100EFF000XXX | XT2SU3100FFF000XXX | XT2SU3100GFF000XXX | XT2SU3100PFF000XXX | XT2SU3100QFF000XXX | XT2SU3100TFF000XXX | XT2SU3100UFF000XXX
SF | SFHA24AT0250 | 33 | SRPF250A80 | 18 | 80 | 11 | 35kA | 5 | Loose MCCB (OEM) | 2 | Distribution Protection | 1 | 600Vac (Y/D) | 2 | 80% | 1 | 331852121 | XT4LU3080AFF000XXX | XT4LU3080BFF000XXX | XT4LU3100EFF000XXX | XT4LU3100FFF000XXX | XT4LU3100GFF000XXX | XT4LU3100PFF000XXX | XT4LU3100QFF000XXX | XT4LU3100TFF000XXX | XT4LU3100UFF000XXX
SF | SFHA24AT0250 | 33 | SRPF250A80 | 18 | 80 | 11 | 35kA | 5 | Loose MCCB (OEM) | 2 | Distribution Protection | 1 | 480Vac (Y/D) | 1 | 100% | 2 | 331852112 | XT1SQ3080AFF000XXX | XT2SQ3080BFF000XXX | XT2SQ3100EFF000XXX | XT2SQ3100FFF000XXX | XT2SQ3100GFF000XXX | XT2SQ3100PFF000XXX | XT2SQ3100QFF000XXX | XT2SQ3100TFF000XXX | XT2SQ3100UFF000XXX
SF | SFHA24AT0250 | 33 | SRPF250A80 | 18 | 80 | 11 | 35kA | 5 | Loose MCCB (OEM) | 2 | Distribution Protection | 1 | 600Vac (Y/D) | 2 | 100% | 2 | 331852122 | XT4LQ3080AFF000XXX | XT4LQ3080BFF000XXX | XT4LQ3100EFF000XXX | XT4LQ3100FFF000XXX | XT4LQ3100GFF000XXX | XT4LQ3100PFF000XXX | XT4LQ3100QFF000XXX | XT4LQ3100TFF000XXX | XT4LQ3100UFF000XXX
SF | SFHA24AT0250 | 33 | SRPF250A80 | 18 | 80 | 11 | 35kA | 5 | Loose MCCB (OEM) | 2 | Distribution Protection | 1 | 480Vac (Y/D) | 1 | 80% | 1 | 331852111 | XT1SU3080AFF000XXX | XT2SU3080BFF000XXX | XT2SU3100EFF000XXX | XT2SU3100FFF000XXX | XT2SU3100GFF000XXX | XT2SU3100PFF000XXX | XT2SU3100QFF000XXX | XT2SU3100TFF000XXX | XT2SU3100UFF000XXX
SF | SFHA24AT0250 | 33 | SRPF250A80 | 18 | 80 | 11 | 35kA | 5 | Loose MCCB (OEM) | 2 | Distribution Protection | 1 | 600Vac (Y/D) | 2 | 80% | 1 | 331852121 | XT4LU3080AFF000XXX | XT4LU3080BFF000XXX | XT4LU3100EFF000XXX | XT4LU3100FFF000XXX | XT4LU3100GFF000XXX | XT4LU3100PFF000XXX | XT4LU3100QFF000XXX | XT4LU3100TFF000XXX | XT4LU3100UFF000XXX
SF | SFHA24AT0250 | 33 | SRPF250A80 | 18 | 80 | 11 | 35kA | 5 | Loose MCCB (OEM) | 2 | Distribution Protection | 1 | 480Vac (Y/D) | 1 | 100% | 2 | 331852112 | XT1SQ3080AFF000XXX | XT2SQ3080BFF000XXX | XT2SQ3100EFF000XXX | XT2SQ3100FFF000XXX | XT2SQ3100GFF000XXX | XT2SQ3100PFF000XXX | XT2SQ3100QFF000XXX | XT2SQ3100TFF000XXX | XT2SQ3100UFF000XXX
SF | SFHA24AT0250 | 33 | SRPF250A80 | 18 | 80 | 11 | 35kA | 5 | Loose MCCB (OEM) | 2 | Distribution Protection | 1 | 600Vac (Y/D) | 2 | 100% | 2 | 331852122 | XT4LQ3080AFF000XXX | XT4LQ3080BFF000XXX | XT4LQ3100EFF000XXX | XT4LQ3100FFF000XXX | XT4LQ3100GFF000XXX | XT4LQ3100PFF000XXX | XT4LQ3100QFF000XXX | XT4LQ3100TFF000XXX | XT4LQ3100UFF000XXX
SF | SFHA24AT0250 | 33 | SRPF250A80 | 18 | 80 | 11 | 35kA | 5 | Panelboard MRO | 1 | Distribution Protection | 1 | 480Vac (Y/D) | 1 | 80% | 1 | 331851111 | XT1SU3080AFF000XXX + SRFB6XT1FPX | XT4SU3080BFF000XXX + SRFB6XT4FPX | XT4SU3100EFF000XXX + SRFB3XT4FPX | XT4SU3100FFF000XXX + SRFB3XT4FPX | XT4SU3100GFF000XXX + SRFB3XT4FPX | XT4SU3100PFF000XXX + SRFB3XT4FPX | XT4SU3100QFF000XXX + SRFB3XT4FPX | XT4SU3100TFF000XXX + SRFB3XT4FPX | XT4SU3100UFF000XXX + SRFB3XT4FPX
SF | SFHA24AT0250 | 33 | SRPF250A80 | 18 | 80 | 11 | 35kA | 5 | Panelboard MRO | 1 | Distribution Protection | 1 | 600Vac (Y/D) | 2 | 80% | 1 | 331851121 | XT4LU3080AFF000XXX + SRFB6XT4FPX | XT4LU3080BFF000XXX + SRFB6XT4FPX | XT4LU3100EFF000XXX + SRFB3XT4FPX | XT4LU3100FFF000XXX + SRFB3XT4FPX | XT4LU3100GFF000XXX + SRFB3XT4FPX | XT4LU3100PFF000XXX + SRFB3XT4FPX | XT4LU3100QFF000XXX + SRFB3XT4FPX | XT4LU3100TFF000XXX + SRFB3XT4FPX | XT4LU3100UFF000XXX + SRFB3XT4FPX
SF | SFHA24AT0250 | 33 | SRPF250A80 | 18 | 80 | 11 | 35kA | 5 | Panelboard MRO | 1 | Distribution Protection | 1 | 480Vac (Y/D) | 1 | 100% | 2 | 331851112 | XT1SQ3080AFF000XXX + SRFB6XT1FPX | XT4SQ3080BFF000XXX + SRFB6XT4FPX | XT4SQ3100EFF000XXX + SRFB3XT4FPX | XT4SQ3100FFF000XXX + SRFB3XT4FPX | XT4SQ3100GFF000XXX + SRFB3XT4FPX | XT4SQ3100PFF000XXX + SRFB3XT4FPX | XT4SQ3100QFF000XXX + SRFB3XT4FPX | XT4SQ3100TFF000XXX + SRFB3XT4FPX | XT4SQ3100UFF000XXX + SRFB3XT4FPX
SF | SFHA24AT0250 | 33 | SRPF250A80 | 18 | 80 | 11 | 35kA | 5 | Panelboard MRO | 1 | Distribution Protection | 1 | 600Vac (Y/D) | 2 | 100% | 2 | 331851122 | XT4LQ3080AFF000XXX + SRFB6XT4FPX | XT4LQ3080BFF000XXX + SRFB6XT4FPX | XT4LQ3100EFF000XXX + SRFB3XT4FPX | XT4LQ3100FFF000XXX + SRFB3XT4FPX | XT4LQ3100GFF000XXX + SRFB3XT4FPX | XT4LQ3100PFF000XXX + SRFB3XT4FPX | XT4LQ3100QFF000XXX + SRFB3XT4FPX | XT4LQ3100TFF000XXX + SRFB3XT4FPX | XT4LQ3100UFF000XXX + SRFB3XT4FPX
SF | SFHA24AT0250 | 33 | SRPF250A80 | 18 | 80 | 11 | 35kA | 5 | Panelboard MRO | 1 | Distribution Protection | 1 | 480Vac (Y/D) | 1 | 80% | 1 | 331851111 | XT1SU3080AFF000XXX + SRFB6XT1FPX | XT4SU3080BFF000XXX + SRFB6XT4FPX | XT4SU3100EFF000XXX + SRFB3XT4FPX | XT4SU3100FFF000XXX + SRFB3XT4FPX | XT4SU3100GFF000XXX + SRFB3XT4FPX | XT4SU3100PFF000XXX + SRFB3XT4FPX | XT4SU3100QFF000XXX + SRFB3XT4FPX | XT4SU3100TFF000XXX + SRFB3XT4FPX | XT4SU3100UFF000XXX + SRFB3XT4FPX
SF | SFHA24AT0250 | 33 | SRPF250A80 | 18 | 80 | 11 | 35kA | 5 | Panelboard MRO | 1 | Distribution Protection | 1 | 600Vac (Y/D) | 2 | 80% | 1 | 331851121 | XT4LU3080AFF000XXX + SRFB6XT4FPX | XT4LU3080BFF000XXX + SRFB6XT4FPX | XT4LU3100EFF000XXX + SRFB3XT4FPX | XT4LU3100FFF000XXX + SRFB3XT4FPX | XT4LU3100GFF000XXX + SRFB3XT4FPX | XT4LU3100PFF000XXX + SRFB3XT4FPX | XT4LU3100QFF000XXX + SRFB3XT4FPX | XT4LU3100TFF000XXX + SRFB3XT4FPX | XT4LU3100UFF000XXX + SRFB3XT4FPX
SF | SFHA24AT0250 | 33 | SRPF250A80 | 18 | 80 | 11 | 35kA | 5 | Panelboard MRO | 1 | Distribution Protection | 1 | 480Vac (Y/D) | 1 | 100% | 2 | 331851112 | XT1SQ3080AFF000XXX + SRFB6XT1FPX | XT4SQ3080BFF000XXX + SRFB6XT4FPX | XT4SQ3100EFF000XXX + SRFB3XT4FPX | XT4SQ3100FFF000XXX + SRFB3XT4FPX | XT4SQ3100GFF000XXX + SRFB3XT4FPX | XT4SQ3100PFF000XXX + SRFB3XT4FPX | XT4SQ3100QFF000XXX + SRFB3XT4FPX | XT4SQ3100TFF000XXX + SRFB3XT4FPX | XT4SQ3100UFF000XXX + SRFB3XT4FPX
SF | SFHA24AT0250 | 33 | SRPF250A80 | 18 | 80 | 11 | 35kA | 5 | Panelboard MRO | 1 | Distribution Protection | 1 | 600Vac (Y/D) | 2 | 100% | 2 | 331851122 | XT4LQ3080AFF000XXX + SRFB6XT4FPX | XT4LQ3080BFF000XXX + SRFB6XT4FPX | XT4LQ3100EFF000XXX + SRFB3XT4FPX | XT4LQ3100FFF000XXX + SRFB3XT4FPX | XT4LQ3100GFF000XXX + SRFB3XT4FPX | XT4LQ3100PFF000XXX + SRFB3XT4FPX | XT4LQ3100QFF000XXX + SRFB3XT4FPX | XT4LQ3100TFF000XXX + SRFB3XT4FPX | XT4LQ3100UFF000XXX + SRFB3XT4FPX
SF | SFHA24AT0250 | 33 | SRPF250A90 | 19 | 90 | 12 | 35kA | 5 | Loose MCCB (OEM) | 2 | Distribution Protection | 1 | 480Vac (Y/D) | 1 | 80% | 1 | 331952111 | XT1SU3090AFF000XXX | XT2SU3090BFF000XXX | XT2SU3100EFF000XXX | XT2SU3100FFF000XXX | XT2SU3100GFF000XXX | XT2SU3100PFF000XXX | XT2SU3100QFF000XXX | XT2SU3100TFF000XXX | XT2SU3100UFF000XXX
SF | SFHA24AT0250 | 33 | SRPF250A90 | 19 | 90 | 12 | 35kA | 5 | Loose MCCB (OEM) | 2 | Distribution Protection | 1 | 600Vac (Y/D) | 2 | 80% | 1 | 331952121 | XT4LU3090AFF000XXX | XT4LU3090BFF000XXX | XT4LU3100EFF000XXX | XT4LU3100FFF000XXX | XT4LU3100GFF000XXX | XT4LU3100PFF000XXX | XT4LU3100QFF000XXX | XT4LU3100TFF000XXX | XT4LU3100UFF000XXX
SF | SFHA24AT0250 | 33 | SRPF250A90 | 19 | 90 | 12 | 35kA | 5 | Loose MCCB (OEM) | 2 | Distribution Protection | 1 | 480Vac (Y/D) | 1 | 100% | 2 | 331952112 | XT1SQ3090AFF000XXX | XT2SQ3090BFF000XXX | XT2SQ3100EFF000XXX | XT2SQ3100FFF000XXX | XT2SQ3100GFF000XXX | XT2SQ3100PFF000XXX | XT2SQ3100QFF000XXX | XT2SQ3100TFF000XXX | XT2SQ3100UFF000XXX
SF | SFHA24AT0250 | 33 | SRPF250A90 | 19 | 90 | 12 | 35kA | 5 | Loose MCCB (OEM) | 2 | Distribution Protection | 1 | 600Vac (Y/D) | 2 | 100% | 2 | 331952122 | XT4LQ3090AFF000XXX | XT4LQ3090BFF000XXX | XT4LQ3100EFF000XXX | XT4LQ3100FFF000XXX | XT4LQ3100GFF000XXX | XT4LQ3100PFF000XXX | XT4LQ3100QFF000XXX | XT4LQ3100TFF000XXX | XT4LQ3100UFF000XXX
SF | SFHA24AT0250 | 33 | SRPF250A90 | 19 | 90 | 12 | 35kA | 5 | Loose MCCB (OEM) | 2 | Distribution Protection | 1 | 480Vac (Y/D) | 1 | 80% | 1 | 331952111 | XT1SU3090AFF000XXX | XT2SU3090BFF000XXX | XT2SU3100EFF000XXX | XT2SU3100FFF000XXX | XT2SU3100GFF000XXX | XT2SU3100PFF000XXX | XT2SU3100QFF000XXX | XT2SU3100TFF000XXX | XT2SU3100UFF000XXX
SF | SFHA24AT0250 | 33 | SRPF250A90 | 19 | 90 | 12 | 35kA | 5 | Loose MCCB (OEM) | 2 | Distribution Protection | 1 | 600Vac (Y/D) | 2 | 80% | 1 | 331952121 | XT4LU3090AFF000XXX | XT4LU3090BFF000XXX | XT4LU3100EFF000XXX | XT4LU3100FFF000XXX | XT4LU3100GFF000XXX | XT4LU3100PFF000XXX | XT4LU3100QFF000XXX | XT4LU3100TFF000XXX | XT4LU3100UFF000XXX
SF | SFHA24AT0250 | 33 | SRPF250A90 | 19 | 90 | 12 | 35kA | 5 | Loose MCCB (OEM) | 2 | Distribution Protection | 1 | 480Vac (Y/D) | 1 | 100% | 2 | 331952112 | XT1SQ3090AFF000XXX | XT2SQ3090BFF000XXX | XT2SQ3100EFF000XXX | XT2SQ3100FFF000XXX | XT2SQ3100GFF000XXX | XT2SQ3100PFF000XXX | XT2SQ3100QFF000XXX | XT2SQ3100TFF000XXX | XT2SQ3100UFF000XXX
SF | SFHA24AT0250 | 33 | SRPF250A90 | 19 | 90 | 12 | 35kA | 5 | Loose MCCB (OEM) | 2 | Distribution Protection | 1 | 600Vac (Y/D) | 2 | 100% | 2 | 331952122 | XT4LQ3090AFF000XXX | XT4LQ3090BFF000XXX | XT4LQ3100EFF000XXX | XT4LQ3100FFF000XXX | XT4LQ3100GFF000XXX | XT4LQ3100PFF000XXX | XT4LQ3100QFF000XXX | XT4LQ3100TFF000XXX | XT4LQ3100UFF000XXX
SF | SFHA24AT0250 | 33 | SRPF250A90 | 19 | 90 | 12 | 35kA | 5 | Panelboard MRO | 1 | Distribution Protection | 1 | 480Vac (Y/D) | 1 | 80% | 1 | 331951111 | XT1SU3090AFF000XXX + SRFB6XT1FPX | XT4SU3090BFF000XXX + SRFB6XT4FPX | XT4SU3100EFF000XXX + SRFB3XT4FPX | XT4SU3100FFF000XXX + SRFB3XT4FPX | XT4SU3100GFF000XXX + SRFB3XT4FPX | XT4SU3100PFF000XXX + SRFB3XT4FPX | XT4SU3100QFF000XXX + SRFB3XT4FPX | XT4SU3100TFF000XXX + SRFB3XT4FPX | XT4SU3100UFF000XXX + SRFB3XT4FPX
SF | SFHA24AT0250 | 33 | SRPF250A90 | 19 | 90 | 12 | 35kA | 5 | Panelboard MRO | 1 | Distribution Protection | 1 | 600Vac (Y/D) | 2 | 80% | 1 | 331951121 | XT4LU3090AFF000XXX + SRFB6XT4FPX | XT4LU3090BFF000XXX + SRFB6XT4FPX | XT4LU3100EFF000XXX + SRFB3XT4FPX | XT4LU3100FFF000XXX + SRFB3XT4FPX | XT4LU3100GFF000XXX + SRFB3XT4FPX | XT4LU3100PFF000XXX + SRFB3XT4FPX | XT4LU3100QFF000XXX + SRFB3XT4FPX | XT4LU3100TFF000XXX + SRFB3XT4FPX | XT4LU3100UFF000XXX + SRFB3XT4FPX
SF | SFHA24AT0250 | 33 | SRPF250A90 | 19 | 90 | 12 | 35kA | 5 | Panelboard MRO | 1 | Distribution Protection | 1 | 480Vac (Y/D) | 1 | 100% | 2 | 331951112 | XT1SQ3090AFF000XXX + SRFB6XT1FPX | XT4SQ3090BFF000XXX + SRFB6XT4FPX | XT4SQ3100EFF000XXX + SRFB3XT4FPX | XT4SQ3100FFF000XXX + SRFB3XT4FPX | XT4SQ3100GFF000XXX + SRFB3XT4FPX | XT4SQ3100PFF000XXX + SRFB3XT4FPX | XT4SQ3100QFF000XXX + SRFB3XT4FPX | XT4SQ3100TFF000XXX + SRFB3XT4FPX | XT4SQ3100UFF000XXX + SRFB3XT4FPX
SF | SFHA24AT0250 | 33 | SRPF250A90 | 19 | 90 | 12 | 35kA | 5 | Panelboard MRO | 1 | Distribution Protection | 1 | 600Vac (Y/D) | 2 | 100% | 2 | 331951122 | XT4LQ3090AFF000XXX + SRFB6XT4FPX | XT4LQ3090BFF000XXX + SRFB6XT4FPX | XT4LQ3100EFF000XXX + SRFB3XT4FPX | XT4LQ3100FFF000XXX + SRFB3XT4FPX | XT4LQ3100GFF000XXX + SRFB3XT4FPX | XT4LQ3100PFF000XXX + SRFB3XT4FPX | XT4LQ3100QFF000XXX + SRFB3XT4FPX | XT4LQ3100TFF000XXX + SRFB3XT4FPX | XT4LQ3100UFF000XXX + SRFB3XT4FPX
SF | SFHA24AT0250 | 33 | SRPF250A90 | 19 | 90 | 12 | 35kA | 5 | Panelboard MRO | 1 | Distribution Protection | 1 | 480Vac (Y/D) | 1 | 80% | 1 | 331951111 | XT1SU3090AFF000XXX + SRFB6XT1FPX | XT4SU3090BFF000XXX + SRFB6XT4FPX | XT4SU3100EFF000XXX + SRFB3XT4FPX | XT4SU3100FFF000XXX + SRFB3XT4FPX | XT4SU3100GFF000XXX + SRFB3XT4FPX | XT4SU3100PFF000XXX + SRFB3XT4FPX | XT4SU3100QFF000XXX + SRFB3XT4FPX | XT4SU3100TFF000XXX + SRFB3XT4FPX | XT4SU3100UFF000XXX + SRFB3XT4FPX
SF | SFHA24AT0250 | 33 | SRPF250A90 | 19 | 90 | 12 | 35kA | 5 | Panelboard MRO | 1 | Distribution Protection | 1 | 600Vac (Y/D) | 2 | 80% | 1 | 331951121 | XT4LU3090AFF000XXX + SRFB6XT4FPX | XT4LU3090BFF000XXX + SRFB6XT4FPX | XT4LU3100EFF000XXX + SRFB3XT4FPX | XT4LU3100FFF000XXX + SRFB3XT4FPX | XT4LU3100GFF000XXX + SRFB3XT4FPX | XT4LU3100PFF000XXX + SRFB3XT4FPX | XT4LU3100QFF000XXX + SRFB3XT4FPX | XT4LU3100TFF000XXX + SRFB3XT4FPX | XT4LU3100UFF000XXX + SRFB3XT4FPX
SF | SFHA24AT0250 | 33 | SRPF250A90 | 19 | 90 | 12 | 35kA | 5 | Panelboard MRO | 1 | Distribution Protection | 1 | 480Vac (Y/D) | 1 | 100% | 2 | 331951112 | XT1SQ3090AFF000XXX + SRFB6XT1FPX | XT4SQ3090BFF000XXX + SRFB6XT4FPX | XT4SQ3100EFF000XXX + SRFB3XT4FPX | XT4SQ3100FFF000XXX + SRFB3XT4FPX | XT4SQ3100GFF000XXX + SRFB3XT4FPX | XT4SQ3100PFF000XXX + SRFB3XT4FPX | XT4SQ3100QFF000XXX + SRFB3XT4FPX | XT4SQ3100TFF000XXX + SRFB3XT4FPX | XT4SQ3100UFF000XXX + SRFB3XT4FPX
SF | SFHA24AT0250 | 33 | SRPF250A90 | 19 | 90 | 12 | 35kA | 5 | Panelboard MRO | 1 | Distribution Protection | 1 | 600Vac (Y/D) | 2 | 100% | 2 | 331951122 | XT4LQ3090AFF000XXX + SRFB6XT4FPX | XT4LQ3090BFF000XXX + SRFB6XT4FPX | XT4LQ3100EFF000XXX + SRFB3XT4FPX | XT4LQ3100FFF000XXX + SRFB3XT4FPX | XT4LQ3100GFF000XXX + SRFB3XT4FPX | XT4LQ3100PFF000XXX + SRFB3XT4FPX | XT4LQ3100QFF000XXX + SRFB3XT4FPX | XT4LQ3100TFF000XXX + SRFB3XT4FPX | XT4LQ3100UFF000XXX + SRFB3XT4FPX
SF | SFHA24AT0250 | 33 | SRPF250A100 | 20 | 100 | 13 | 35kA | 5 | Loose MCCB (OEM) | 2 | Distribution Protection | 1 | 480Vac (Y/D) | 1 | 80% | 1 | 332052111 | XT1SU3100AFF000XXX | XT2SU3100BFF000XXX | XT2SU3100EFF000XXX | XT2SU3100FFF000XXX | XT2SU3100GFF000XXX | XT2SU3100PFF000XXX | XT2SU3100QFF000XXX | XT2SU3100TFF000XXX | XT2SU3100UFF000XXX
SF | SFHA24AT0250 | 33 | SRPF250A100 | 20 | 100 | 13 | 35kA | 5 | Loose MCCB (OEM) | 2 | Distribution Protection | 1 | 600Vac (Y/D) | 2 | 80% | 1 | 332052121 | XT4LU3100AFF000XXX | XT4LU3100BFF000XXX | XT4LU3100EFF000XXX | XT4LU3100FFF000XXX | XT4LU3100GFF000XXX | XT4LU3100PFF000XXX | XT4LU3100QFF000XXX | XT4LU3100TFF000XXX | XT4LU3100UFF000XXX
SF | SFHA24AT0250 | 33 | SRPF250A100 | 20 | 100 | 13 | 35kA | 5 | Loose MCCB (OEM) | 2 | Distribution Protection | 1 | 480Vac (Y/D) | 1 | 100% | 2 | 332052112 | XT1SQ3100AFF000XXX | XT2SQ3100BFF000XXX | XT2SQ3100EFF000XXX | XT2SQ3100FFF000XXX | XT2SQ3100GFF000XXX | XT2SQ3100PFF000XXX | XT2SQ3100QFF000XXX | XT2SQ3100TFF000XXX | XT2SQ3100UFF000XXX
SF | SFHA24AT0250 | 33 | SRPF250A100 | 20 | 100 | 13 | 35kA | 5 | Loose MCCB (OEM) | 2 | Distribution Protection | 1 | 600Vac (Y/D) | 2 | 100% | 2 | 332052122 | XT4LQ3100AFF000XXX | XT4LQ3100BFF000XXX | XT4LQ3100EFF000XXX | XT4LQ3100FFF000XXX | XT4LQ3100GFF000XXX | XT4LQ3100PFF000XXX | XT4LQ3100QFF000XXX | XT4LQ3100TFF000XXX | XT4LQ3100UFF000XXX
SF | SFHA24AT0250 | 33 | SRPF250A100 | 20 | 100 | 13 | 35kA | 5 | Loose MCCB (OEM) | 2 | Distribution Protection | 1 | 480Vac (Y/D) | 1 | 80% | 1 | 332052111 | XT1SU3100AFF000XXX | XT2SU3100BFF000XXX | XT2SU3100EFF000XXX | XT2SU3100FFF000XXX | XT2SU3100GFF000XXX | XT2SU3100PFF000XXX | XT2SU3100QFF000XXX | XT2SU3100TFF000XXX | XT2SU3100UFF000XXX
SF | SFHA24AT0250 | 33 | SRPF250A100 | 20 | 100 | 13 | 35kA | 5 | Loose MCCB (OEM) | 2 | Distribution Protection | 1 | 600Vac (Y/D) | 2 | 80% | 1 | 332052121 | XT4LU3100AFF000XXX | XT4LU3100BFF000XXX | XT4LU3100EFF000XXX | XT4LU3100FFF000XXX | XT4LU3100GFF000XXX | XT4LU3100PFF000XXX | XT4LU3100QFF000XXX | XT4LU3100TFF000XXX | XT4LU3100UFF000XXX
SF | SFHA24AT0250 | 33 | SRPF250A100 | 20 | 100 | 13 | 35kA | 5 | Loose MCCB (OEM) | 2 | Distribution Protection | 1 | 480Vac (Y/D) | 1 | 100% | 2 | 332052112 | XT1SQ3100AFF000XXX | XT2SQ3100BFF000XXX | XT2SQ3100EFF000XXX | XT2SQ3100FFF000XXX | XT2SQ3100GFF000XXX | XT2SQ3100PFF000XXX | XT2SQ3100QFF000XXX | XT2SQ3100TFF000XXX | XT2SQ3100UFF000XXX
SF | SFHA24AT0250 | 33 | SRPF250A100 | 20 | 100 | 13 | 35kA | 5 | Loose MCCB (OEM) | 2 | Distribution Protection | 1 | 600Vac (Y/D) | 2 | 100% | 2 | 332052122 | XT4LQ3100AFF000XXX | XT4LQ3100BFF000XXX | XT4LQ3100EFF000XXX | XT4LQ3100FFF000XXX | XT4LQ3100GFF000XXX | XT4LQ3100PFF000XXX | XT4LQ3100QFF000XXX | XT4LQ3100TFF000XXX | XT4LQ3100UFF000XXX
SF | SFHA24AT0250 | 33 | SRPF250A100 | 20 | 100 | 13 | 35kA | 5 | Panelboard MRO | 1 | Distribution Protection | 1 | 480Vac (Y/D) | 1 | 80% | 1 | 332051111 | XT1SU3100AFF000XXX + SRFB6XT1FPX | XT4SU3100BFF000XXX + SRFB6XT4FPX | XT4SU3100EFF000XXX + SRFB3XT4FPX | XT4SU3100FFF000XXX + SRFB3XT4FPX | XT4SU3100GFF000XXX + SRFB3XT4FPX | XT4SU3100PFF000XXX + SRFB3XT4FPX | XT4SU3100QFF000XXX + SRFB3XT4FPX | XT4SU3100TFF000XXX + SRFB3XT4FPX | XT4SU3100UFF000XXX + SRFB3XT4FPX
SF | SFHA24AT0250 | 33 | SRPF250A100 | 20 | 100 | 13 | 35kA | 5 | Panelboard MRO | 1 | Distribution Protection | 1 | 600Vac (Y/D) | 2 | 80% | 1 | 332051121 | XT4LU3100AFF000XXX + SRFB6XT4FPX | XT4LU3100BFF000XXX + SRFB6XT4FPX | XT4LU3100EFF000XXX + SRFB3XT4FPX | XT4LU3100FFF000XXX + SRFB3XT4FPX | XT4LU3100GFF000XXX + SRFB3XT4FPX | XT4LU3100PFF000XXX + SRFB3XT4FPX | XT4LU3100QFF000XXX + SRFB3XT4FPX | XT4LU3100TFF000XXX + SRFB3XT4FPX | XT4LU3100UFF000XXX + SRFB3XT4FPX
SF | SFHA24AT0250 | 33 | SRPF250A100 | 20 | 100 | 13 | 35kA | 5 | Panelboard MRO | 1 | Distribution Protection | 1 | 480Vac (Y/D) | 1 | 100% | 2 | 332051112 | XT1SQ3100AFF000XXX + SRFB6XT1FPX | XT4SQ3100BFF000XXX + SRFB6XT4FPX | XT4SQ3100EFF000XXX + SRFB3XT4FPX | XT4SQ3100FFF000XXX + SRFB3XT4FPX | XT4SQ3100GFF000XXX + SRFB3XT4FPX | XT4SQ3100PFF000XXX + SRFB3XT4FPX | XT4SQ3100QFF000XXX + SRFB3XT4FPX | XT4SQ3100TFF000XXX + SRFB3XT4FPX | XT4SQ3100UFF000XXX + SRFB3XT4FPX
SF | SFHA24AT0250 | 33 | SRPF250A100 | 20 | 100 | 13 | 35kA | 5 | Panelboard MRO | 1 | Distribution Protection | 1 | 600Vac (Y/D) | 2 | 100% | 2 | 332051122 | XT4LQ3100AFF000XXX + SRFB6XT4FPX | XT4LQ3100BFF000XXX + SRFB6XT4FPX | XT4LQ3100EFF000XXX + SRFB3XT4FPX | XT4LQ3100FFF000XXX + SRFB3XT4FPX | XT4LQ3100GFF000XXX + SRFB3XT4FPX | XT4LQ3100PFF000XXX + SRFB3XT4FPX | XT4LQ3100QFF000XXX + SRFB3XT4FPX | XT4LQ3100TFF000XXX + SRFB3XT4FPX | XT4LQ3100UFF000XXX + SRFB3XT4FPX
SF | SFHA24AT0250 | 33 | SRPF250A100 | 20 | 100 | 13 | 35kA | 5 | Panelboard MRO | 1 | Distribution Protection | 1 | 480Vac (Y/D) | 1 | 80% | 1 | 332051111 | XT1SU3100AFF000XXX + SRFB6XT1FPX | XT4SU3100BFF000XXX + SRFB6XT4FPX | XT4SU3100EFF000XXX + SRFB3XT4FPX | XT4SU3100FFF000XXX + SRFB3XT4FPX | XT4SU3100GFF000XXX + SRFB3XT4FPX | XT4SU3100PFF000XXX + SRFB3XT4FPX | XT4SU3100QFF000XXX + SRFB3XT4FPX | XT4SU3100TFF000XXX + SRFB3XT4FPX | XT4SU3100UFF000XXX + SRFB3XT4FPX
SF | SFHA24AT0250 | 33 | SRPF250A100 | 20 | 100 | 13 | 35kA | 5 | Panelboard MRO | 1 | Distribution Protection | 1 | 600Vac (Y/D) | 2 | 80% | 1 | 332051121 | XT4LU3100AFF000XXX + SRFB6XT4FPX | XT4LU3100BFF000XXX + SRFB6XT4FPX | XT4LU3100EFF000XXX + SRFB3XT4FPX | XT4LU3100FFF000XXX + SRFB3XT4FPX | XT4LU3100GFF000XXX + SRFB3XT4FPX | XT4LU3100PFF000XXX + SRFB3XT4FPX | XT4LU3100QFF000XXX + SRFB3XT4FPX | XT4LU3100TFF000XXX + SRFB3XT4FPX | XT4LU3100UFF000XXX + SRFB3XT4FPX
SF | SFHA24AT0250 | 33 | SRPF250A100 | 20 | 100 | 13 | 35kA | 5 | Panelboard MRO | 1 | Distribution Protection | 1 | 480Vac (Y/D) | 1 | 100% | 2 | 332051112 | XT1SQ3100AFF000XXX + SRFB6XT1FPX | XT4SQ3100BFF000XXX + SRFB6XT4FPX | XT4SQ3100EFF000XXX + SRFB3XT4FPX | XT4SQ3100FFF000XXX + SRFB3XT4FPX | XT4SQ3100GFF000XXX + SRFB3XT4FPX | XT4SQ3100PFF000XXX + SRFB3XT4FPX | XT4SQ3100QFF000XXX + SRFB3XT4FPX | XT4SQ3100TFF000XXX + SRFB3XT4FPX | XT4SQ3100UFF000XXX + SRFB3XT4FPX
SF | SFHA24AT0250 | 33 | SRPF250A100 | 20 | 100 | 13 | 35kA | 5 | Panelboard MRO | 1 | Distribution Protection | 1 | 600Vac (Y/D) | 2 | 100% | 2 | 332051122 | XT4LQ3100AFF000XXX + SRFB6XT4FPX | XT4LQ3100BFF000XXX + SRFB6XT4FPX | XT4LQ3100EFF000XXX + SRFB3XT4FPX | XT4LQ3100FFF000XXX + SRFB3XT4FPX | XT4LQ3100GFF000XXX + SRFB3XT4FPX | XT4LQ3100PFF000XXX + SRFB3XT4FPX | XT4LQ3100QFF000XXX + SRFB3XT4FPX | XT4LQ3100TFF000XXX + SRFB3XT4FPX | XT4LQ3100UFF000XXX + SRFB3XT4FPX
SF | SFHA24AT0250 | 33 | SRPF250A110 | 21 | 110 | 14 | 35kA | 5 | Loose MCCB (OEM) | 2 | Distribution Protection | 1 | 480Vac (Y/D) | 1 | 80% | 1 | 332152111 | XT1SU3110AFF000XXX | XT2SU3110BFF000XXX | XT2SU3125EFF000XXX | XT2SU3125FFF000XXX | XT2SU3125GFF000XXX | XT2SU3125PFF000XXX | XT2SU3125QFF000XXX | XT2SU3125TFF000XXX | XT2SU3125UFF000XXX
SF | SFHA24AT0250 | 33 | SRPF250A110 | 21 | 110 | 14 | 35kA | 5 | Loose MCCB (OEM) | 2 | Distribution Protection | 1 | 600Vac (Y/D) | 2 | 80% | 1 | 332152121 | XT4LU3110AFF000XXX | XT4LU3110BFF000XXX | XT4LU3150EFF000XXX | XT4LU3150FFF000XXX | XT4LU3150GFF000XXX | XT4LU3150PFF000XXX | XT4LU3150QFF000XXX | XT4LU3150TFF000XXX | XT4LU3150UFF000XXX
SF | SFHA24AT0250 | 33 | SRPF250A110 | 21 | 110 | 14 | 35kA | 5 | Loose MCCB (OEM) | 2 | Distribution Protection | 1 | 480Vac (Y/D) | 1 | 100% | 2 | 332152112 | XT4SQ3110AFF000XXX | XT4SQ3110BFF000XXX | XT4SQ3150EFF000XXX | XT4SQ3150FFF000XXX | XT4SQ3150GFF000XXX | XT4SQ3150PFF000XXX | XT4SQ3150QFF000XXX | XT4SQ3150TFF000XXX | XT4SQ3150UFF000XXX
SF | SFHA24AT0250 | 33 | SRPF250A110 | 21 | 110 | 14 | 35kA | 5 | Loose MCCB (OEM) | 2 | Distribution Protection | 1 | 600Vac (Y/D) | 2 | 100% | 2 | 332152122 | XT4LQ3110AFF000XXX | XT4LQ3110BFF000XXX | XT4LQ3150EFF000XXX | XT4LQ3150FFF000XXX | XT4LQ3150GFF000XXX | XT4LQ3150PFF000XXX | XT4LQ3150QFF000XXX | XT4LQ3150TFF000XXX | XT4LQ3150UFF000XXX
SF | SFHA24AT0250 | 33 | SRPF250A110 | 21 | 110 | 14 | 35kA | 5 | Loose MCCB (OEM) | 2 | Distribution Protection | 1 | 480Vac (Y/D) | 1 | 80% | 1 | 332152111 | XT1SU3110AFF000XXX | XT2SU3110BFF000XXX | XT2SU3125EFF000XXX | XT2SU3125FFF000XXX | XT2SU3125GFF000XXX | XT2SU3125PFF000XXX | XT2SU3125QFF000XXX | XT2SU3125TFF000XXX | XT2SU3125UFF000XXX
SF | SFHA24AT0250 | 33 | SRPF250A110 | 21 | 110 | 14 | 35kA | 5 | Loose MCCB (OEM) | 2 | Distribution Protection | 1 | 600Vac (Y/D) | 2 | 80% | 1 | 332152121 | XT4LU3110AFF000XXX | XT4LU3110BFF000XXX | XT4LU3150EFF000XXX | XT4LU3150FFF000XXX | XT4LU3150GFF000XXX | XT4LU3150PFF000XXX | XT4LU3150QFF000XXX | XT4LU3150TFF000XXX | XT4LU3150UFF000XXX
SF | SFHA24AT0250 | 33 | SRPF250A110 | 21 | 110 | 14 | 35kA | 5 | Loose MCCB (OEM) | 2 | Distribution Protection | 1 | 480Vac (Y/D) | 1 | 100% | 2 | 332152112 | XT4SQ3110AFF000XXX | XT4SQ3110BFF000XXX | XT4SQ3150EFF000XXX | XT4SQ3150FFF000XXX | XT4SQ3150GFF000XXX | XT4SQ3150PFF000XXX | XT4SQ3150QFF000XXX | XT4SQ3150TFF000XXX | XT4SQ3150UFF000XXX
SF | SFHA24AT0250 | 33 | SRPF250A110 | 21 | 110 | 14 | 35kA | 5 | Loose MCCB (OEM) | 2 | Distribution Protection | 1 | 600Vac (Y/D) | 2 | 100% | 2 | 332152122 | XT4LQ3110AFF000XXX | XT4LQ3110BFF000XXX | XT4LQ3150EFF000XXX | XT4LQ3150FFF000XXX | XT4LQ3150GFF000XXX | XT4LQ3150PFF000XXX | XT4LQ3150QFF000XXX | XT4LQ3150TFF000XXX | XT4LQ3150UFF000XXX
SF | SFHA24AT0250 | 33 | SRPF250A110 | 21 | 110 | 14 | 35kA | 5 | Panelboard MRO | 1 | Distribution Protection | 1 | 480Vac (Y/D) | 1 | 80% | 1 | 332151111 | XT1SU3110AFF000XXX + SRFB6XT1FPX | XT4SU3110BFF000XXX + SRFB6XT4FPX | XT4SU3150EFF000XXX + SRFB3XT4FPX | XT4SU3150FFF000XXX + SRFB3XT4FPX | XT4SU3150GFF000XXX + SRFB3XT4FPX | XT4SU3150PFF000XXX + SRFB3XT4FPX | XT4SU3150QFF000XXX + SRFB3XT4FPX | XT4SU3150TFF000XXX + SRFB3XT4FPX | XT4SU3150UFF000XXX + SRFB3XT4FPX
SF | SFHA24AT0250 | 33 | SRPF250A110 | 21 | 110 | 14 | 35kA | 5 | Panelboard MRO | 1 | Distribution Protection | 1 | 600Vac (Y/D) | 2 | 80% | 1 | 332151121 | XT4LU3110AFF000XXX + SRFB6XT4FPX | XT4LU3110BFF000XXX + SRFB6XT4FPX | XT4LU3150EFF000XXX + SRFB3XT4FPX | XT4LU3150FFF000XXX + SRFB3XT4FPX | XT4LU3150GFF000XXX + SRFB3XT4FPX | XT4LU3150PFF000XXX + SRFB3XT4FPX | XT4LU3150QFF000XXX + SRFB3XT4FPX | XT4LU3150TFF000XXX + SRFB3XT4FPX | XT4LU3150UFF000XXX + SRFB3XT4FPX
SF | SFHA24AT0250 | 33 | SRPF250A110 | 21 | 110 | 14 | 35kA | 5 | Panelboard MRO | 1 | Distribution Protection | 1 | 480Vac (Y/D) | 1 | 100% | 2 | 332151112 | XT4SQ3110AFF000XXX + SRFB6XT4FPX | XT4SQ3110BFF000XXX + SRFB6XT4FPX | XT4SQ3150EFF000XXX + SRFB3XT4FPX | XT4SQ3150FFF000XXX + SRFB3XT4FPX | XT4SQ3150GFF000XXX + SRFB3XT4FPX | XT4SQ3150PFF000XXX + SRFB3XT4FPX | XT4SQ3150QFF000XXX + SRFB3XT4FPX | XT4SQ3150TFF000XXX + SRFB3XT4FPX | XT4SQ3150UFF000XXX + SRFB3XT4FPX
SF | SFHA24AT0250 | 33 | SRPF250A110 | 21 | 110 | 14 | 35kA | 5 | Panelboard MRO | 1 | Distribution Protection | 1 | 600Vac (Y/D) | 2 | 100% | 2 | 332151122 | XT4LQ3110AFF000XXX + SRFB6XT4FPX | XT4LQ3110BFF000XXX + SRFB6XT4FPX | XT4LQ3150EFF000XXX + SRFB3XT4FPX | XT4LQ3150FFF000XXX + SRFB3XT4FPX | XT4LQ3150GFF000XXX + SRFB3XT4FPX | XT4LQ3150PFF000XXX + SRFB3XT4FPX | XT4LQ3150QFF000XXX + SRFB3XT4FPX | XT4LQ3150TFF000XXX + SRFB3XT4FPX | XT4LQ3150UFF000XXX + SRFB3XT4FPX
SF | SFHA24AT0250 | 33 | SRPF250A110 | 21 | 110 | 14 | 35kA | 5 | Panelboard MRO | 1 | Distribution Protection | 1 | 480Vac (Y/D) | 1 | 80% | 1 | 332151111 | XT1SU3110AFF000XXX + SRFB6XT1FPX | XT4SU3110BFF000XXX + SRFB6XT4FPX | XT4SU3150EFF000XXX + SRFB3XT4FPX | XT4SU3150FFF000XXX + SRFB3XT4FPX | XT4SU3150GFF000XXX + SRFB3XT4FPX | XT4SU3150PFF000XXX + SRFB3XT4FPX | XT4SU3150QFF000XXX + SRFB3XT4FPX | XT4SU3150TFF000XXX + SRFB3XT4FPX | XT4SU3150UFF000XXX + SRFB3XT4FPX
SF | SFHA24AT0250 | 33 | SRPF250A110 | 21 | 110 | 14 | 35kA | 5 | Panelboard MRO | 1 | Distribution Protection | 1 | 600Vac (Y/D) | 2 | 80% | 1 | 332151121 | XT4LU3110AFF000XXX + SRFB6XT4FPX | XT4LU3110BFF000XXX + SRFB6XT4FPX | XT4LU3150EFF000XXX + SRFB3XT4FPX | XT4LU3150FFF000XXX + SRFB3XT4FPX | XT4LU3150GFF000XXX + SRFB3XT4FPX | XT4LU3150PFF000XXX + SRFB3XT4FPX | XT4LU3150QFF000XXX + SRFB3XT4FPX | XT4LU3150TFF000XXX + SRFB3XT4FPX | XT4LU3150UFF000XXX + SRFB3XT4FPX
SF | SFHA24AT0250 | 33 | SRPF250A110 | 21 | 110 | 14 | 35kA | 5 | Panelboard MRO | 1 | Distribution Protection | 1 | 480Vac (Y/D) | 1 | 100% | 2 | 332151112 | XT4SQ3110AFF000XXX + SRFB6XT4FPX | XT4SQ3110BFF000XXX + SRFB6XT4FPX | XT4SQ3150EFF000XXX + SRFB3XT4FPX | XT4SQ3150FFF000XXX + SRFB3XT4FPX | XT4SQ3150GFF000XXX + SRFB3XT4FPX | XT4SQ3150PFF000XXX + SRFB3XT4FPX | XT4SQ3150QFF000XXX + SRFB3XT4FPX | XT4SQ3150TFF000XXX + SRFB3XT4FPX | XT4SQ3150UFF000XXX + SRFB3XT4FPX
SF | SFHA24AT0250 | 33 | SRPF250A110 | 21 | 110 | 14 | 35kA | 5 | Panelboard MRO | 1 | Distribution Protection | 1 | 600Vac (Y/D) | 2 | 100% | 2 | 332151122 | XT4LQ3110AFF000XXX + SRFB6XT4FPX | XT4LQ3110BFF000XXX + SRFB6XT4FPX | XT4LQ3150EFF000XXX + SRFB3XT4FPX | XT4LQ3150FFF000XXX + SRFB3XT4FPX | XT4LQ3150GFF000XXX + SRFB3XT4FPX | XT4LQ3150PFF000XXX + SRFB3XT4FPX | XT4LQ3150QFF000XXX + SRFB3XT4FPX | XT4LQ3150TFF000XXX + SRFB3XT4FPX | XT4LQ3150UFF000XXX + SRFB3XT4FPX
SF | SFHA24AT0250 | 33 | SRPF250A125 | 22 | 125 | 15 | 35kA | 5 | Loose MCCB (OEM) | 2 | Distribution Protection | 1 | 480Vac (Y/D) | 1 | 100% | 2 | 332252112 | XT3SQ3125AFF000XXX | XT4HQ3125BFF000XXX | XT4HQ3150EFF000XXX | XT4HQ3150FFF000XXX | XT4HQ3150GFF000XXX | XT4HQ3150PFF000XXX | XT4HQ3150QFF000XXX | XT4HQ3150TFF000XXX | XT4HQ3150UFF000XXX
SF | SFHA24AT0250 | 33 | SRPF250A125 | 22 | 125 | 15 | 35kA | 5 | Loose MCCB (OEM) | 2 | Distribution Protection | 1 | 600Vac (Y/D) | 2 | 100% | 2 | 332252122 | XT4LQ3125AFF000XXX | XT4LQ3125BFF000XXX | XT4LQ3150EFF000XXX | XT4LQ3150FFF000XXX | XT4LQ3150GFF000XXX | XT4LQ3150PFF000XXX | XT4LQ3150QFF000XXX | XT4LQ3150TFF000XXX | XT4LQ3150UFF000XXX
SF | SFHA24AT0250 | 33 | SRPF250A125 | 22 | 125 | 15 | 35kA | 5 | Loose MCCB (OEM) | 2 | Distribution Protection | 1 | 480Vac (Y/D) | 1 | 80% | 1 | 332252111 | XT1SU3125AFF000XXX | XT2SU3125BFF000XXX | XT2SU3125EFF000XXX | XT2SU3125FFF000XXX | XT2SU3125GFF000XXX | XT2SU3125PFF000XXX | XT2SU3125QFF000XXX | XT2SU3125TFF000XXX | XT2SU3125UFF000XXX
SF | SFHA24AT0250 | 33 | SRPF250A125 | 22 | 125 | 15 | 35kA | 5 | Loose MCCB (OEM) | 2 | Distribution Protection | 1 | 600Vac (Y/D) | 2 | 80% | 1 | 332252121 | XT4LU3125AFF000XXX | XT4LU3125BFF000XXX | XT4LU3150EFF000XXX | XT4LU3150FFF000XXX | XT4LU3150GFF000XXX | XT4LU3150PFF000XXX | XT4LU3150QFF000XXX | XT4LU3150TFF000XXX | XT4LU3150UFF000XXX
SF | SFHA24AT0250 | 33 | SRPF250A125 | 22 | 125 | 15 | 35kA | 5 | Loose MCCB (OEM) | 2 | Distribution Protection | 1 | 480Vac (Y/D) | 1 | 100% | 2 | 332252112 | XT3SQ3125AFF000XXX | XT4HQ3125BFF000XXX | XT4HQ3150EFF000XXX | XT4HQ3150FFF000XXX | XT4HQ3150GFF000XXX | XT4HQ3150PFF000XXX | XT4HQ3150QFF000XXX | XT4HQ3150TFF000XXX | XT4HQ3150UFF000XXX
SF | SFHA24AT0250 | 33 | SRPF250A125 | 22 | 125 | 15 | 35kA | 5 | Loose MCCB (OEM) | 2 | Distribution Protection | 1 | 600Vac (Y/D) | 2 | 100% | 2 | 332252122 | XT4LQ3125AFF000XXX | XT4LQ3125BFF000XXX | XT4LQ3150EFF000XXX | XT4LQ3150FFF000XXX | XT4LQ3150GFF000XXX | XT4LQ3150PFF000XXX | XT4LQ3150QFF000XXX | XT4LQ3150TFF000XXX | XT4LQ3150UFF000XXX
SF | SFHA24AT0250 | 33 | SRPF250A125 | 22 | 125 | 15 | 35kA | 5 | Loose MCCB (OEM) | 2 | Distribution Protection | 1 | 480Vac (Y/D) | 1 | 80% | 1 | 332252111 | XT1SU3125AFF000XXX | XT2SU3125BFF000XXX | XT2SU3125EFF000XXX | XT2SU3125FFF000XXX | XT2SU3125GFF000XXX | XT2SU3125PFF000XXX | XT2SU3125QFF000XXX | XT2SU3125TFF000XXX | XT2SU3125UFF000XXX
SF | SFHA24AT0250 | 33 | SRPF250A125 | 22 | 125 | 15 | 35kA | 5 | Loose MCCB (OEM) | 2 | Distribution Protection | 1 | 600Vac (Y/D) | 2 | 80% | 1 | 332252121 | XT4LU3125AFF000XXX | XT4LU3125BFF000XXX | XT4LU3150EFF000XXX | XT4LU3150FFF000XXX | XT4LU3150GFF000XXX | XT4LU3150PFF000XXX | XT4LU3150QFF000XXX | XT4LU3150TFF000XXX | XT4LU3150UFF000XXX
SF | SFHA24AT0250 | 33 | SRPF250A125 | 22 | 125 | 15 | 35kA | 5 | Panelboard MRO | 1 | Distribution Protection | 1 | 600Vac (Y/D) | 2 | 100% | 2 | 332251122 | XT4LQ3125AFF000XXX + SRFB6XT4FPX | XT4LQ3125BFF000XXX + SRFB6XT4FPX | XT4LQ3150EFF000XXX + SRFB3XT4FPX | XT4LQ3150FFF000XXX + SRFB3XT4FPX | XT4LQ3150GFF000XXX + SRFB3XT4FPX | XT4LQ3150PFF000XXX + SRFB3XT4FPX | XT4LQ3150QFF000XXX + SRFB3XT4FPX | XT4LQ3150TFF000XXX + SRFB3XT4FPX | XT4LQ3150UFF000XXX + SRFB3XT4FPX
SF | SFHA24AT0250 | 33 | SRPF250A125 | 22 | 125 | 15 | 35kA | 5 | Panelboard MRO | 1 | Distribution Protection | 1 | 480Vac (Y/D) | 1 | 80% | 1 | 332251111 | XT1SU3125AFF000XXX + SRFB6XT1FPX | XT4SU3125BFF000XXX + SRFB6XT4FPX | XT4SU3150EFF000XXX + SRFB3XT4FPX | XT4SU3150FFF000XXX + SRFB3XT4FPX | XT4SU3150GFF000XXX + SRFB3XT4FPX | XT4SU3150PFF000XXX + SRFB3XT4FPX | XT4SU3150QFF000XXX + SRFB3XT4FPX | XT4SU3150TFF000XXX + SRFB3XT4FPX | XT4SU3150UFF000XXX + SRFB3XT4FPX
SF | SFHA24AT0250 | 33 | SRPF250A125 | 22 | 125 | 15 | 35kA | 5 | Panelboard MRO | 1 | Distribution Protection | 1 | 600Vac (Y/D) | 2 | 80% | 1 | 332251121 | XT4LU3125AFF000XXX + SRFB6XT4FPX | XT4LU3125BFF000XXX + SRFB6XT4FPX | XT4LU3150EFF000XXX + SRFB3XT4FPX | XT4LU3150FFF000XXX + SRFB3XT4FPX | XT4LU3150GFF000XXX + SRFB3XT4FPX | XT4LU3150PFF000XXX + SRFB3XT4FPX | XT4LU3150QFF000XXX + SRFB3XT4FPX | XT4LU3150TFF000XXX + SRFB3XT4FPX | XT4LU3150UFF000XXX + SRFB3XT4FPX
SF | SFHA24AT0250 | 33 | SRPF250A125 | 22 | 125 | 15 | 35kA | 5 | Panelboard MRO | 1 | Distribution Protection | 1 | 480Vac (Y/D) | 1 | 100% | 2 | 332251112 | XT4SQ3125AFF000XXX + SRFB6XT4FPX | XT4SQ3125BFF000XXX + SRFB6XT4FPX | XT4SQ3150EFF000XXX + SRFB3XT4FPX | XT4SQ3150FFF000XXX + SRFB3XT4FPX | XT4SQ3150GFF000XXX + SRFB3XT4FPX | XT4SQ3150PFF000XXX + SRFB3XT4FPX | XT4SQ3150QFF000XXX + SRFB3XT4FPX | XT4SQ3150TFF000XXX + SRFB3XT4FPX | XT4SQ3150UFF000XXX + SRFB3XT4FPX
SF | SFHA24AT0250 | 33 | SRPF250A125 | 22 | 125 | 15 | 35kA | 5 | Panelboard MRO | 1 | Distribution Protection | 1 | 600Vac (Y/D) | 2 | 100% | 2 | 332251122 | XT4LQ3125AFF000XXX + SRFB6XT4FPX | XT4LQ3125BFF000XXX + SRFB6XT4FPX | XT4LQ3150EFF000XXX + SRFB3XT4FPX | XT4LQ3150FFF000XXX + SRFB3XT4FPX | XT4LQ3150GFF000XXX + SRFB3XT4FPX | XT4LQ3150PFF000XXX + SRFB3XT4FPX | XT4LQ3150QFF000XXX + SRFB3XT4FPX | XT4LQ3150TFF000XXX + SRFB3XT4FPX | XT4LQ3150UFF000XXX + SRFB3XT4FPX
SF | SFHA24AT0250 | 33 | SRPF250A125 | 22 | 125 | 15 | 35kA | 5 | Panelboard MRO | 1 | Distribution Protection | 1 | 480Vac (Y/D) | 1 | 80% | 1 | 332251111 | XT1SU3125AFF000XXX + SRFB6XT1FPX | XT4SU3125BFF000XXX + SRFB6XT4FPX | XT4SU3150EFF000XXX + SRFB3XT4FPX | XT4SU3150FFF000XXX + SRFB3XT4FPX | XT4SU3150GFF000XXX + SRFB3XT4FPX | XT4SU3150PFF000XXX + SRFB3XT4FPX | XT4SU3150QFF000XXX + SRFB3XT4FPX | XT4SU3150TFF000XXX + SRFB3XT4FPX | XT4SU3150UFF000XXX + SRFB3XT4FPX
SF | SFHA24AT0250 | 33 | SRPF250A125 | 22 | 125 | 15 | 35kA | 5 | Panelboard MRO | 1 | Distribution Protection | 1 | 600Vac (Y/D) | 2 | 80% | 1 | 332251121 | XT4LU3125AFF000XXX + SRFB6XT4FPX | XT4LU3125BFF000XXX + SRFB6XT4FPX | XT4LU3150EFF000XXX + SRFB3XT4FPX | XT4LU3150FFF000XXX + SRFB3XT4FPX | XT4LU3150GFF000XXX + SRFB3XT4FPX | XT4LU3150PFF000XXX + SRFB3XT4FPX | XT4LU3150QFF000XXX + SRFB3XT4FPX | XT4LU3150TFF000XXX + SRFB3XT4FPX | XT4LU3150UFF000XXX + SRFB3XT4FPX
SF | SFHA24AT0250 | 33 | SRPF250A125 | 22 | 125 | 15 | 35kA | 5 | Panelboard MRO | 1 | Distribution Protection | 1 | 480Vac (Y/D) | 1 | 100% | 2 | 332251112 | XT4SQ3125AFF000XXX + SRFB6XT4FPX | XT4SQ3125BFF000XXX + SRFB6XT4FPX | XT4SQ3150EFF000XXX + SRFB3XT4FPX | XT4SQ3150FFF000XXX + SRFB3XT4FPX | XT4SQ3150GFF000XXX + SRFB3XT4FPX | XT4SQ3150PFF000XXX + SRFB3XT4FPX | XT4SQ3150QFF000XXX + SRFB3XT4FPX | XT4SQ3150TFF000XXX + SRFB3XT4FPX | XT4SQ3150UFF000XXX + SRFB3XT4FPX
SF | SFHA24AT0250 | 33 | SRPF250A150 | 23 | 150 | 16 | 35kA | 5 | Loose MCCB (OEM) | 2 | Distribution Protection | 1 | 480Vac (Y/D) | 1 | 80% | 1 | 332352111 | XT3SU3150AFF000XXX | XT4SU3150BFF000XXX | XT4SU3150EFF000XXX | XT4SU3150FFF000XXX | XT4SU3150GFF000XXX | XT4SU3150PFF000XXX | XT4SU3150QFF000XXX | XT4SU3150TFF000XXX | XT4SU3150UFF000XXX
SF | SFHA24AT0250 | 33 | SRPF250A150 | 23 | 150 | 16 | 35kA | 5 | Loose MCCB (OEM) | 2 | Distribution Protection | 1 | 600Vac (Y/D) | 2 | 80% | 1 | 332352121 | XT4LU3150AFF000XXX | XT4LU3150BFF000XXX | XT4LU3150EFF000XXX | XT4LU3150FFF000XXX | XT4LU3150GFF000XXX | XT4LU3150PFF000XXX | XT4LU3150QFF000XXX | XT4LU3150TFF000XXX | XT4LU3150UFF000XXX
SF | SFHA24AT0250 | 33 | SRPF250A150 | 23 | 150 | 16 | 35kA | 5 | Loose MCCB (OEM) | 2 | Distribution Protection | 1 | 480Vac (Y/D) | 1 | 100% | 2 | 332352112 | XT3SQ3150AFF000XXX | XT4SQ3150BFF000XXX | XT4SQ3150EFF000XXX | XT4SQ3150FFF000XXX | XT4SQ3150GFF000XXX | XT4SQ3150PFF000XXX | XT4SQ3150QFF000XXX | XT4SQ3150TFF000XXX | XT4SQ3150UFF000XXX
SF | SFHA24AT0250 | 33 | SRPF250A150 | 23 | 150 | 16 | 35kA | 5 | Loose MCCB (OEM) | 2 | Distribution Protection | 1 | 600Vac (Y/D) | 2 | 100% | 2 | 332352122 | XT4LQ3150AFF000XXX | XT4LQ3150BFF000XXX | XT4LQ3150EFF000XXX | XT4LQ3150FFF000XXX | XT4LQ3150GFF000XXX | XT4LQ3150PFF000XXX | XT4LQ3150QFF000XXX | XT4LQ3150TFF000XXX | XT4LQ3150UFF000XXX
SF | SFHA24AT0250 | 33 | SRPF250A150 | 23 | 150 | 16 | 35kA | 5 | Loose MCCB (OEM) | 2 | Distribution Protection | 1 | 480Vac (Y/D) | 1 | 80% | 1 | 332352111 | XT3SU3150AFF000XXX | XT4SU3150BFF000XXX | XT4SU3150EFF000XXX | XT4SU3150FFF000XXX | XT4SU3150GFF000XXX | XT4SU3150PFF000XXX | XT4SU3150QFF000XXX | XT4SU3150TFF000XXX | XT4SU3150UFF000XXX
SF | SFHA24AT0250 | 33 | SRPF250A150 | 23 | 150 | 16 | 35kA | 5 | Loose MCCB (OEM) | 2 | Distribution Protection | 1 | 600Vac (Y/D) | 2 | 80% | 1 | 332352121 | XT4LU3150AFF000XXX | XT4LU3150BFF000XXX | XT4LU3150EFF000XXX | XT4LU3150FFF000XXX | XT4LU3150GFF000XXX | XT4LU3150PFF000XXX | XT4LU3150QFF000XXX | XT4LU3150TFF000XXX | XT4LU3150UFF000XXX
SF | SFHA24AT0250 | 33 | SRPF250A150 | 23 | 150 | 16 | 35kA | 5 | Loose MCCB (OEM) | 2 | Distribution Protection | 1 | 480Vac (Y/D) | 1 | 100% | 2 | 332352112 | XT3SQ3150AFF000XXX | XT4SQ3150BFF000XXX | XT4SQ3150EFF000XXX | XT4SQ3150FFF000XXX | XT4SQ3150GFF000XXX | XT4SQ3150PFF000XXX | XT4SQ3150QFF000XXX | XT4SQ3150TFF000XXX | XT4SQ3150UFF000XXX
SF | SFHA24AT0250 | 33 | SRPF250A150 | 23 | 150 | 16 | 35kA | 5 | Loose MCCB (OEM) | 2 | Distribution Protection | 1 | 600Vac (Y/D) | 2 | 100% | 2 | 332352122 | XT4LQ3150AFF000XXX | XT4LQ3150BFF000XXX | XT4LQ3150EFF000XXX | XT4LQ3150FFF000XXX | XT4LQ3150GFF000XXX | XT4LQ3150PFF000XXX | XT4LQ3150QFF000XXX | XT4LQ3150TFF000XXX | XT4LQ3150UFF000XXX
SF | SFHA24AT0250 | 33 | SRPF250A150 | 23 | 150 | 16 | 35kA | 5 | Panelboard MRO | 1 | Distribution Protection | 1 | 480Vac (Y/D) | 1 | 80% | 1 | 332351111 | XT4SU3150AFF000XXX + SRFB6XT4FPX | XT4SU3150BFF000XXX + SRFB6XT4FPX | XT4SU3150EFF000XXX + SRFB3XT4FPX | XT4SU3150FFF000XXX + SRFB3XT4FPX | XT4SU3150GFF000XXX + SRFB3XT4FPX | XT4SU3150PFF000XXX + SRFB3XT4FPX | XT4SU3150QFF000XXX + SRFB3XT4FPX | XT4SU3150TFF000XXX + SRFB3XT4FPX | XT4SU3150UFF000XXX + SRFB3XT4FPX
SF | SFHA24AT0250 | 33 | SRPF250A150 | 23 | 150 | 16 | 35kA | 5 | Panelboard MRO | 1 | Distribution Protection | 1 | 600Vac (Y/D) | 2 | 80% | 1 | 332351121 | XT4LU3150AFF000XXX + SRFB6XT4FPX | XT4LU3150BFF000XXX + SRFB6XT4FPX | XT4LU3150EFF000XXX + SRFB3XT4FPX | XT4LU3150FFF000XXX + SRFB3XT4FPX | XT4LU3150GFF000XXX + SRFB3XT4FPX | XT4LU3150PFF000XXX + SRFB3XT4FPX | XT4LU3150QFF000XXX + SRFB3XT4FPX | XT4LU3150TFF000XXX + SRFB3XT4FPX | XT4LU3150UFF000XXX + SRFB3XT4FPX
SF | SFHA24AT0250 | 33 | SRPF250A150 | 23 | 150 | 16 | 35kA | 5 | Panelboard MRO | 1 | Distribution Protection | 1 | 480Vac (Y/D) | 1 | 100% | 2 | 332351112 | XT4SQ3150AFF000XXX + SRFB6XT4FPX | XT4SQ3150BFF000XXX + SRFB6XT4FPX | XT4SQ3150EFF000XXX + SRFB3XT4FPX | XT4SQ3150FFF000XXX + SRFB3XT4FPX | XT4SQ3150GFF000XXX + SRFB3XT4FPX | XT4SQ3150PFF000XXX + SRFB3XT4FPX | XT4SQ3150QFF000XXX + SRFB3XT4FPX | XT4SQ3150TFF000XXX + SRFB3XT4FPX | XT4SQ3150UFF000XXX + SRFB3XT4FPX
SF | SFHA24AT0250 | 33 | SRPF250A150 | 23 | 150 | 16 | 35kA | 5 | Panelboard MRO | 1 | Distribution Protection | 1 | 600Vac (Y/D) | 2 | 100% | 2 | 332351122 | XT4LQ3150AFF000XXX + SRFB6XT4FPX | XT4LQ3150BFF000XXX + SRFB6XT4FPX | XT4LQ3150EFF000XXX + SRFB3XT4FPX | XT4LQ3150FFF000XXX + SRFB3XT4FPX | XT4LQ3150GFF000XXX + SRFB3XT4FPX | XT4LQ3150PFF000XXX + SRFB3XT4FPX | XT4LQ3150QFF000XXX + SRFB3XT4FPX | XT4LQ3150TFF000XXX + SRFB3XT4FPX | XT4LQ3150UFF000XXX + SRFB3XT4FPX
SF | SFHA24AT0250 | 33 | SRPF250A150 | 23 | 150 | 16 | 35kA | 5 | Panelboard MRO | 1 | Distribution Protection | 1 | 480Vac (Y/D) | 1 | 80% | 1 | 332351111 | XT4SU3150AFF000XXX + SRFB6XT4FPX | XT4SU3150BFF000XXX + SRFB6XT4FPX | XT4SU3150EFF000XXX + SRFB3XT4FPX | XT4SU3150FFF000XXX + SRFB3XT4FPX | XT4SU3150GFF000XXX + SRFB3XT4FPX | XT4SU3150PFF000XXX + SRFB3XT4FPX | XT4SU3150QFF000XXX + SRFB3XT4FPX | XT4SU3150TFF000XXX + SRFB3XT4FPX | XT4SU3150UFF000XXX + SRFB3XT4FPX
SF | SFHA24AT0250 | 33 | SRPF250A150 | 23 | 150 | 16 | 35kA | 5 | Panelboard MRO | 1 | Distribution Protection | 1 | 600Vac (Y/D) | 2 | 80% | 1 | 332351121 | XT4LU3150AFF000XXX + SRFB6XT4FPX | XT4LU3150BFF000XXX + SRFB6XT4FPX | XT4LU3150EFF000XXX + SRFB3XT4FPX | XT4LU3150FFF000XXX + SRFB3XT4FPX | XT4LU3150GFF000XXX + SRFB3XT4FPX | XT4LU3150PFF000XXX + SRFB3XT4FPX | XT4LU3150QFF000XXX + SRFB3XT4FPX | XT4LU3150TFF000XXX + SRFB3XT4FPX | XT4LU3150UFF000XXX + SRFB3XT4FPX
SF | SFHA24AT0250 | 33 | SRPF250A150 | 23 | 150 | 16 | 35kA | 5 | Panelboard MRO | 1 | Distribution Protection | 1 | 480Vac (Y/D) | 1 | 100% | 2 | 332351112 | XT4SQ3150AFF000XXX + SRFB6XT4FPX | XT4SQ3150BFF000XXX + SRFB6XT4FPX | XT4SQ3150EFF000XXX + SRFB3XT4FPX | XT4SQ3150FFF000XXX + SRFB3XT4FPX | XT4SQ3150GFF000XXX + SRFB3XT4FPX | XT4SQ3150PFF000XXX + SRFB3XT4FPX | XT4SQ3150QFF000XXX + SRFB3XT4FPX | XT4SQ3150TFF000XXX + SRFB3XT4FPX | XT4SQ3150UFF000XXX + SRFB3XT4FPX
SF | SFHA24AT0250 | 33 | SRPF250A150 | 23 | 150 | 16 | 35kA | 5 | Panelboard MRO | 1 | Distribution Protection | 1 | 600Vac (Y/D) | 2 | 100% | 2 | 332351122 | XT4LQ3150AFF000XXX + SRFB6XT4FPX | XT4LQ3150BFF000XXX + SRFB6XT4FPX | XT4LQ3150EFF000XXX + SRFB3XT4FPX | XT4LQ3150FFF000XXX + SRFB3XT4FPX | XT4LQ3150GFF000XXX + SRFB3XT4FPX | XT4LQ3150PFF000XXX + SRFB3XT4FPX | XT4LQ3150QFF000XXX + SRFB3XT4FPX | XT4LQ3150TFF000XXX + SRFB3XT4FPX | XT4LQ3150UFF000XXX + SRFB3XT4FPX
SF | SFHA24AT0250 | 33 | SRPF250A175 | 24 | 175 | 17 | 35kA | 5 | Loose MCCB (OEM) | 2 | Distribution Protection | 1 | 480Vac (Y/D) | 1 | 80% | 1 | 332452111 | XT3SU3175AFF000XXX | XT4SU3175BFF000XXX | XT4SU3225EFF000XXX | XT4SU3225FFF000XXX | XT4SU3225GFF000XXX | XT4SU3225PFF000XXX | XT4SU3225QFF000XXX | XT4SU3225TFF000XXX | XT4SU3225UFF000XXX
SF | SFHA24AT0250 | 33 | SRPF250A175 | 24 | 175 | 17 | 35kA | 5 | Loose MCCB (OEM) | 2 | Distribution Protection | 1 | 600Vac (Y/D) | 2 | 80% | 1 | 332452121 | XT4LU3175AFF000XXX | XT4LU3175BFF000XXX | XT4LU3225EFF000XXX | XT4LU3225FFF000XXX | XT4LU3225GFF000XXX | XT4LU3225PFF000XXX | XT4LU3225QFF000XXX | XT4LU3225TFF000XXX | XT4LU3225UFF000XXX
SF | SFHA24AT0250 | 33 | SRPF250A175 | 24 | 175 | 17 | 35kA | 5 | Loose MCCB (OEM) | 2 | Distribution Protection | 1 | 480Vac (Y/D) | 1 | 100% | 2 | 332452112 | XT3SQ3175AFF000XXX | XT4SQ3175BFF000XXX | XT4SQ3225EFF000XXX | XT4SQ3225FFF000XXX | XT4SQ3225GFF000XXX | XT4SQ3225PFF000XXX | XT4SQ3225QFF000XXX | XT4SQ3225TFF000XXX | XT4SQ3225UFF000XXX
SF | SFHA24AT0250 | 33 | SRPF250A175 | 24 | 175 | 17 | 35kA | 5 | Loose MCCB (OEM) | 2 | Distribution Protection | 1 | 600Vac (Y/D) | 2 | 100% | 2 | 332452122 | XT4LQ3175AFF000XXX | XT4LQ3175BFF000XXX | XT4LQ3225EFF000XXX | XT4LQ3225FFF000XXX | XT4LQ3225GFF000XXX | XT4LQ3225PFF000XXX | XT4LQ3225QFF000XXX | XT4LQ3225TFF000XXX | XT4LQ3225UFF000XXX
SF | SFHA24AT0250 | 33 | SRPF250A175 | 24 | 175 | 17 | 35kA | 5 | Loose MCCB (OEM) | 2 | Distribution Protection | 1 | 480Vac (Y/D) | 1 | 80% | 1 | 332452111 | XT3SU3175AFF000XXX | XT4SU3175BFF000XXX | XT4SU3225EFF000XXX | XT4SU3225FFF000XXX | XT4SU3225GFF000XXX | XT4SU3225PFF000XXX | XT4SU3225QFF000XXX | XT4SU3225TFF000XXX | XT4SU3225UFF000XXX
SF | SFHA24AT0250 | 33 | SRPF250A175 | 24 | 175 | 17 | 35kA | 5 | Loose MCCB (OEM) | 2 | Distribution Protection | 1 | 600Vac (Y/D) | 2 | 80% | 1 | 332452121 | XT4LU3175AFF000XXX | XT4LU3175BFF000XXX | XT4LU3225EFF000XXX | XT4LU3225FFF000XXX | XT4LU3225GFF000XXX | XT4LU3225PFF000XXX | XT4LU3225QFF000XXX | XT4LU3225TFF000XXX | XT4LU3225UFF000XXX
SF | SFHA24AT0250 | 33 | SRPF250A175 | 24 | 175 | 17 | 35kA | 5 | Loose MCCB (OEM) | 2 | Distribution Protection | 1 | 480Vac (Y/D) | 1 | 100% | 2 | 332452112 | XT3SQ3175AFF000XXX | XT4SQ3175BFF000XXX | XT4SQ3225EFF000XXX | XT4SQ3225FFF000XXX | XT4SQ3225GFF000XXX | XT4SQ3225PFF000XXX | XT4SQ3225QFF000XXX | XT4SQ3225TFF000XXX | XT4SQ3225UFF000XXX
SF | SFHA24AT0250 | 33 | SRPF250A175 | 24 | 175 | 17 | 35kA | 5 | Loose MCCB (OEM) | 2 | Distribution Protection | 1 | 600Vac (Y/D) | 2 | 100% | 2 | 332452122 | XT4LQ3175AFF000XXX | XT4LQ3175BFF000XXX | XT4LQ3225EFF000XXX | XT4LQ3225FFF000XXX | XT4LQ3225GFF000XXX | XT4LQ3225PFF000XXX | XT4LQ3225QFF000XXX | XT4LQ3225TFF000XXX | XT4LQ3225UFF000XXX
SF | SFHA24AT0250 | 33 | SRPF250A175 | 24 | 175 | 17 | 35kA | 5 | Panelboard MRO | 1 | Distribution Protection | 1 | 480Vac (Y/D) | 1 | 80% | 1 | 332451111 | XT4SU3175AFF000XXX + SRFB6XT4FPX | XT4SU3175BFF000XXX + SRFB6XT4FPX | XT4SU3225EFF000XXX + SRFB3XT4FPX | XT4SU3225FFF000XXX + SRFB3XT4FPX | XT4SU3225GFF000XXX + SRFB3XT4FPX | XT4SU3225PFF000XXX + SRFB3XT4FPX | XT4SU3225QFF000XXX + SRFB3XT4FPX | XT4SU3225TFF000XXX + SRFB3XT4FPX | XT4SU3225UFF000XXX + SRFB3XT4FPX
SF | SFHA24AT0250 | 33 | SRPF250A175 | 24 | 175 | 17 | 35kA | 5 | Panelboard MRO | 1 | Distribution Protection | 1 | 600Vac (Y/D) | 2 | 80% | 1 | 332451121 | XT4LU3175AFF000XXX + SRFB6XT4FPX | XT4LU3175BFF000XXX + SRFB6XT4FPX | XT4LU3225EFF000XXX + SRFB3XT4FPX | XT4LU3225FFF000XXX + SRFB3XT4FPX | XT4LU3225GFF000XXX + SRFB3XT4FPX | XT4LU3225PFF000XXX + SRFB3XT4FPX | XT4LU3225QFF000XXX + SRFB3XT4FPX | XT4LU3225TFF000XXX + SRFB3XT4FPX | XT4LU3225UFF000XXX + SRFB3XT4FPX
SF | SFHA24AT0250 | 33 | SRPF250A175 | 24 | 175 | 17 | 35kA | 5 | Panelboard MRO | 1 | Distribution Protection | 1 | 480Vac (Y/D) | 1 | 100% | 2 | 332451112 | XT4SQ3175AFF000XXX + SRFB6XT4FPX | XT4SQ3175BFF000XXX + SRFB6XT4FPX | XT4SQ3225EFF000XXX + SRFB3XT4FPX | XT4SQ3225FFF000XXX + SRFB3XT4FPX | XT4SQ3225GFF000XXX + SRFB3XT4FPX | XT4SQ3225PFF000XXX + SRFB3XT4FPX | XT4SQ3225QFF000XXX + SRFB3XT4FPX | XT4SQ3225TFF000XXX + SRFB3XT4FPX | XT4SQ3225UFF000XXX + SRFB3XT4FPX
SF | SFHA24AT0250 | 33 | SRPF250A175 | 24 | 175 | 17 | 35kA | 5 | Panelboard MRO | 1 | Distribution Protection | 1 | 600Vac (Y/D) | 2 | 100% | 2 | 332451122 | XT4LQ3175AFF000XXX + SRFB6XT4FPX | XT4LQ3175BFF000XXX + SRFB6XT4FPX | XT4LQ3225EFF000XXX + SRFB3XT4FPX | XT4LQ3225FFF000XXX + SRFB3XT4FPX | XT4LQ3225GFF000XXX + SRFB3XT4FPX | XT4LQ3225PFF000XXX + SRFB3XT4FPX | XT4LQ3225QFF000XXX + SRFB3XT4FPX | XT4LQ3225TFF000XXX + SRFB3XT4FPX | XT4LQ3225UFF000XXX + SRFB3XT4FPX
SF | SFHA24AT0250 | 33 | SRPF250A175 | 24 | 175 | 17 | 35kA | 5 | Panelboard MRO | 1 | Distribution Protection | 1 | 480Vac (Y/D) | 1 | 80% | 1 | 332451111 | XT4SU3175AFF000XXX + SRFB6XT4FPX | XT4SU3175BFF000XXX + SRFB6XT4FPX | XT4SU3225EFF000XXX + SRFB3XT4FPX | XT4SU3225FFF000XXX + SRFB3XT4FPX | XT4SU3225GFF000XXX + SRFB3XT4FPX | XT4SU3225PFF000XXX + SRFB3XT4FPX | XT4SU3225QFF000XXX + SRFB3XT4FPX | XT4SU3225TFF000XXX + SRFB3XT4FPX | XT4SU3225UFF000XXX + SRFB3XT4FPX
SF | SFHA24AT0250 | 33 | SRPF250A175 | 24 | 175 | 17 | 35kA | 5 | Panelboard MRO | 1 | Distribution Protection | 1 | 600Vac (Y/D) | 2 | 80% | 1 | 332451121 | XT4LU3175AFF000XXX + SRFB6XT4FPX | XT4LU3175BFF000XXX + SRFB6XT4FPX | XT4LU3225EFF000XXX + SRFB3XT4FPX | XT4LU3225FFF000XXX + SRFB3XT4FPX | XT4LU3225GFF000XXX + SRFB3XT4FPX | XT4LU3225PFF000XXX + SRFB3XT4FPX | XT4LU3225QFF000XXX + SRFB3XT4FPX | XT4LU3225TFF000XXX + SRFB3XT4FPX | XT4LU3225UFF000XXX + SRFB3XT4FPX
SF | SFHA24AT0250 | 33 | SRPF250A175 | 24 | 175 | 17 | 35kA | 5 | Panelboard MRO | 1 | Distribution Protection | 1 | 480Vac (Y/D) | 1 | 100% | 2 | 332451112 | XT4SQ3175AFF000XXX + SRFB6XT4FPX | XT4SQ3175BFF000XXX + SRFB6XT4FPX | XT4SQ3225EFF000XXX + SRFB3XT4FPX | XT4SQ3225FFF000XXX + SRFB3XT4FPX | XT4SQ3225GFF000XXX + SRFB3XT4FPX | XT4SQ3225PFF000XXX + SRFB3XT4FPX | XT4SQ3225QFF000XXX + SRFB3XT4FPX | XT4SQ3225TFF000XXX + SRFB3XT4FPX | XT4SQ3225UFF000XXX + SRFB3XT4FPX
SF | SFHA24AT0250 | 33 | SRPF250A175 | 24 | 175 | 17 | 35kA | 5 | Panelboard MRO | 1 | Distribution Protection | 1 | 600Vac (Y/D) | 2 | 100% | 2 | 332451122 | XT4LQ3175AFF000XXX + SRFB6XT4FPX | XT4LQ3175BFF000XXX + SRFB6XT4FPX | XT4LQ3225EFF000XXX + SRFB3XT4FPX | XT4LQ3225FFF000XXX + SRFB3XT4FPX | XT4LQ3225GFF000XXX + SRFB3XT4FPX | XT4LQ3225PFF000XXX + SRFB3XT4FPX | XT4LQ3225QFF000XXX + SRFB3XT4FPX | XT4LQ3225TFF000XXX + SRFB3XT4FPX | XT4LQ3225UFF000XXX + SRFB3XT4FPX
SF | SFHA24AT0250 | 33 | SRPF250A200 | 25 | 200 | 18 | 35kA | 5 | Loose MCCB (OEM) | 2 | Distribution Protection | 1 | 480Vac (Y/D) | 1 | 80% | 1 | 332552111 | XT3SU3200AFF000XXX | XT4SU3200BFF000XXX | XT4SU3225EFF000XXX | XT4SU3225FFF000XXX | XT4SU3225GFF000XXX | XT4SU3225PFF000XXX | XT4SU3225QFF000XXX | XT4SU3225TFF000XXX | XT4SU3225UFF000XXX
SF | SFHA24AT0250 | 33 | SRPF250A200 | 25 | 200 | 18 | 35kA | 5 | Loose MCCB (OEM) | 2 | Distribution Protection | 1 | 600Vac (Y/D) | 2 | 80% | 1 | 332552121 | XT4LU3200AFF000XXX | XT4LU3200BFF000XXX | XT4LU3225EFF000XXX | XT4LU3225FFF000XXX | XT4LU3225GFF000XXX | XT4LU3225PFF000XXX | XT4LU3225QFF000XXX | XT4LU3225TFF000XXX | XT4LU3225UFF000XXX
SF | SFHA24AT0250 | 33 | SRPF250A200 | 25 | 200 | 18 | 35kA | 5 | Loose MCCB (OEM) | 2 | Distribution Protection | 1 | 480Vac (Y/D) | 1 | 100% | 2 | 332552112 | XT3SQ3200AFF000XXX | XT4SQ3200BFF000XXX | XT4SQ3225EFF000XXX | XT4SQ3225FFF000XXX | XT4SQ3225GFF000XXX | XT4SQ3225PFF000XXX | XT4SQ3225QFF000XXX | XT4SQ3225TFF000XXX | XT4SQ3225UFF000XXX
SF | SFHA24AT0250 | 33 | SRPF250A200 | 25 | 200 | 18 | 35kA | 5 | Loose MCCB (OEM) | 2 | Distribution Protection | 1 | 600Vac (Y/D) | 2 | 100% | 2 | 332552122 | XT4LQ3200AFF000XXX | XT4LQ3200BFF000XXX | XT4LQ3225EFF000XXX | XT4LQ3225FFF000XXX | XT4LQ3225GFF000XXX | XT4LQ3225PFF000XXX | XT4LQ3225QFF000XXX | XT4LQ3225TFF000XXX | XT4LQ3225UFF000XXX
SF | SFHA24AT0250 | 33 | SRPF250A200 | 25 | 200 | 18 | 35kA | 5 | Loose MCCB (OEM) | 2 | Distribution Protection | 1 | 480Vac (Y/D) | 1 | 80% | 1 | 332552111 | XT3SU3200AFF000XXX | XT4SU3200BFF000XXX | XT4SU3225EFF000XXX | XT4SU3225FFF000XXX | XT4SU3225GFF000XXX | XT4SU3225PFF000XXX | XT4SU3225QFF000XXX | XT4SU3225TFF000XXX | XT4SU3225UFF000XXX
SF | SFHA24AT0250 | 33 | SRPF250A200 | 25 | 200 | 18 | 35kA | 5 | Loose MCCB (OEM) | 2 | Distribution Protection | 1 | 600Vac (Y/D) | 2 | 80% | 1 | 332552121 | XT4LU3200AFF000XXX | XT4LU3200BFF000XXX | XT4LU3225EFF000XXX | XT4LU3225FFF000XXX | XT4LU3225GFF000XXX | XT4LU3225PFF000XXX | XT4LU3225QFF000XXX | XT4LU3225TFF000XXX | XT4LU3225UFF000XXX
SF | SFHA24AT0250 | 33 | SRPF250A200 | 25 | 200 | 18 | 35kA | 5 | Loose MCCB (OEM) | 2 | Distribution Protection | 1 | 480Vac (Y/D) | 1 | 100% | 2 | 332552112 | XT3SQ3200AFF000XXX | XT4SQ3200BFF000XXX | XT4SQ3225EFF000XXX | XT4SQ3225FFF000XXX | XT4SQ3225GFF000XXX | XT4SQ3225PFF000XXX | XT4SQ3225QFF000XXX | XT4SQ3225TFF000XXX | XT4SQ3225UFF000XXX
SF | SFHA24AT0250 | 33 | SRPF250A200 | 25 | 200 | 18 | 35kA | 5 | Loose MCCB (OEM) | 2 | Distribution Protection | 1 | 600Vac (Y/D) | 2 | 100% | 2 | 332552122 | XT4LQ3200AFF000XXX | XT4LQ3200BFF000XXX | XT4LQ3225EFF000XXX | XT4LQ3225FFF000XXX | XT4LQ3225GFF000XXX | XT4LQ3225PFF000XXX | XT4LQ3225QFF000XXX | XT4LQ3225TFF000XXX | XT4LQ3225UFF000XXX
SF | SFHA24AT0250 | 33 | SRPF250A200 | 25 | 200 | 18 | 35kA | 5 | Panelboard MRO | 1 | Distribution Protection | 1 | 480Vac (Y/D) | 1 | 80% | 1 | 332551111 | XT4SU3200AFF000XXX + SRFB6XT4FPX | XT4SU3200BFF000XXX + SRFB6XT4FPX | XT4SU3225EFF000XXX + SRFB3XT4FPX | XT4SU3225FFF000XXX + SRFB3XT4FPX | XT4SU3225GFF000XXX + SRFB3XT4FPX | XT4SU3225PFF000XXX + SRFB3XT4FPX | XT4SU3225QFF000XXX + SRFB3XT4FPX | XT4SU3225TFF000XXX + SRFB3XT4FPX | XT4SU3225UFF000XXX + SRFB3XT4FPX
SF | SFHA24AT0250 | 33 | SRPF250A200 | 25 | 200 | 18 | 35kA | 5 | Panelboard MRO | 1 | Distribution Protection | 1 | 600Vac (Y/D) | 2 | 80% | 1 | 332551121 | XT4LU3200AFF000XXX + SRFB6XT4FPX | XT4LU3200BFF000XXX + SRFB6XT4FPX | XT4LU3225EFF000XXX + SRFB3XT4FPX | XT4LU3225FFF000XXX + SRFB3XT4FPX | XT4LU3225GFF000XXX + SRFB3XT4FPX | XT4LU3225PFF000XXX + SRFB3XT4FPX | XT4LU3225QFF000XXX + SRFB3XT4FPX | XT4LU3225TFF000XXX + SRFB3XT4FPX | XT4LU3225UFF000XXX + SRFB3XT4FPX
SF | SFHA24AT0250 | 33 | SRPF250A200 | 25 | 200 | 18 | 35kA | 5 | Panelboard MRO | 1 | Distribution Protection | 1 | 480Vac (Y/D) | 1 | 100% | 2 | 332551112 | XT4SQ3200AFF000XXX + SRFB6XT4FPX | XT4SQ3200BFF000XXX + SRFB6XT4FPX | XT4SQ3225EFF000XXX + SRFB3XT4FPX | XT4SQ3225FFF000XXX + SRFB3XT4FPX | XT4SQ3225GFF000XXX + SRFB3XT4FPX | XT4SQ3225PFF000XXX + SRFB3XT4FPX | XT4SQ3225QFF000XXX + SRFB3XT4FPX | XT4SQ3225TFF000XXX + SRFB3XT4FPX | XT4SQ3225UFF000XXX + SRFB3XT4FPX
SF | SFHA24AT0250 | 33 | SRPF250A200 | 25 | 200 | 18 | 35kA | 5 | Panelboard MRO | 1 | Distribution Protection | 1 | 600Vac (Y/D) | 2 | 100% | 2 | 332551122 | XT4LQ3200AFF000XXX + SRFB6XT4FPX | XT4LQ3200BFF000XXX + SRFB6XT4FPX | XT4LQ3225EFF000XXX + SRFB3XT4FPX | XT4LQ3225FFF000XXX + SRFB3XT4FPX | XT4LQ3225GFF000XXX + SRFB3XT4FPX | XT4LQ3225PFF000XXX + SRFB3XT4FPX | XT4LQ3225QFF000XXX + SRFB3XT4FPX | XT4LQ3225TFF000XXX + SRFB3XT4FPX | XT4LQ3225UFF000XXX + SRFB3XT4FPX
SF | SFHA24AT0250 | 33 | SRPF250A200 | 25 | 200 | 18 | 35kA | 5 | Panelboard MRO | 1 | Distribution Protection | 1 | 480Vac (Y/D) | 1 | 80% | 1 | 332551111 | XT4SU3200AFF000XXX + SRFB6XT4FPX | XT4SU3200BFF000XXX + SRFB6XT4FPX | XT4SU3225EFF000XXX + SRFB3XT4FPX | XT4SU3225FFF000XXX + SRFB3XT4FPX | XT4SU3225GFF000XXX + SRFB3XT4FPX | XT4SU3225PFF000XXX + SRFB3XT4FPX | XT4SU3225QFF000XXX + SRFB3XT4FPX | XT4SU3225TFF000XXX + SRFB3XT4FPX | XT4SU3225UFF000XXX + SRFB3XT4FPX
SF | SFHA24AT0250 | 33 | SRPF250A200 | 25 | 200 | 18 | 35kA | 5 | Panelboard MRO | 1 | Distribution Protection | 1 | 600Vac (Y/D) | 2 | 80% | 1 | 332551121 | XT4LU3200AFF000XXX + SRFB6XT4FPX | XT4LU3200BFF000XXX + SRFB6XT4FPX | XT4LU3225EFF000XXX + SRFB3XT4FPX | XT4LU3225FFF000XXX + SRFB3XT4FPX | XT4LU3225GFF000XXX + SRFB3XT4FPX | XT4LU3225PFF000XXX + SRFB3XT4FPX | XT4LU3225QFF000XXX + SRFB3XT4FPX | XT4LU3225TFF000XXX + SRFB3XT4FPX | XT4LU3225UFF000XXX + SRFB3XT4FPX
SF | SFHA24AT0250 | 33 | SRPF250A200 | 25 | 200 | 18 | 35kA | 5 | Panelboard MRO | 1 | Distribution Protection | 1 | 480Vac (Y/D) | 1 | 100% | 2 | 332551112 | XT4SQ3200AFF000XXX + SRFB6XT4FPX | XT4SQ3200BFF000XXX + SRFB6XT4FPX | XT4SQ3225EFF000XXX + SRFB3XT4FPX | XT4SQ3225FFF000XXX + SRFB3XT4FPX | XT4SQ3225GFF000XXX + SRFB3XT4FPX | XT4SQ3225PFF000XXX + SRFB3XT4FPX | XT4SQ3225QFF000XXX + SRFB3XT4FPX | XT4SQ3225TFF000XXX + SRFB3XT4FPX | XT4SQ3225UFF000XXX + SRFB3XT4FPX
SF | SFHA24AT0250 | 33 | SRPF250A200 | 25 | 200 | 18 | 35kA | 5 | Panelboard MRO | 1 | Distribution Protection | 1 | 600Vac (Y/D) | 2 | 100% | 2 | 332551122 | XT4LQ3200AFF000XXX + SRFB6XT4FPX | XT4LQ3200BFF000XXX + SRFB6XT4FPX | XT4LQ3225EFF000XXX + SRFB3XT4FPX | XT4LQ3225FFF000XXX + SRFB3XT4FPX | XT4LQ3225GFF000XXX + SRFB3XT4FPX | XT4LQ3225PFF000XXX + SRFB3XT4FPX | XT4LQ3225QFF000XXX + SRFB3XT4FPX | XT4LQ3225TFF000XXX + SRFB3XT4FPX | XT4LQ3225UFF000XXX + SRFB3XT4FPX
SF | SFHA24AT0250 | 33 | SRPF250A225 | 26 | 225 | 19 | 35kA | 5 | Loose MCCB (OEM) | 2 | Distribution Protection | 1 | 480Vac (Y/D) | 1 | 80% | 1 | 332652111 | XT3SU3225AFF000XXX | XT4SU3225BFF000XXX | XT4SU3225EFF000XXX | XT4SU3225FFF000XXX | XT4SU3225GFF000XXX | XT4SU3225PFF000XXX | XT4SU3225QFF000XXX | XT4SU3225TFF000XXX | XT4SU3225UFF000XXX
SF | SFHA24AT0250 | 33 | SRPF250A225 | 26 | 225 | 19 | 35kA | 5 | Loose MCCB (OEM) | 2 | Distribution Protection | 1 | 600Vac (Y/D) | 2 | 80% | 1 | 332652121 | XT4LU3225AFF000XXX | XT4LU3225BFF000XXX | XT4LU3225EFF000XXX | XT4LU3225FFF000XXX | XT4LU3225GFF000XXX | XT4LU3225PFF000XXX | XT4LU3225QFF000XXX | XT4LU3225TFF000XXX | XT4LU3225UFF000XXX
SF | SFHA24AT0250 | 33 | SRPF250A225 | 26 | 225 | 19 | 35kA | 5 | Loose MCCB (OEM) | 2 | Distribution Protection | 1 | 480Vac (Y/D) | 1 | 100% | 2 | 332652112 | XT3SQ3225AFF000XXX | XT4SQ3225BFF000XXX | XT4SQ3225EFF000XXX | XT4SQ3225FFF000XXX | XT4SQ3225GFF000XXX | XT4SQ3225PFF000XXX | XT4SQ3225QFF000XXX | XT4SQ3225TFF000XXX | XT4SQ3225UFF000XXX
SF | SFHA24AT0250 | 33 | SRPF250A225 | 26 | 225 | 19 | 35kA | 5 | Loose MCCB (OEM) | 2 | Distribution Protection | 1 | 600Vac (Y/D) | 2 | 100% | 2 | 332652122 | XT4LQ3225AFF000XXX | XT4LQ3225BFF000XXX | XT4LQ3225EFF000XXX | XT4LQ3225FFF000XXX | XT4LQ3225GFF000XXX | XT4LQ3225PFF000XXX | XT4LQ3225QFF000XXX | XT4LQ3225TFF000XXX | XT4LQ3225UFF000XXX
SF | SFHA24AT0250 | 33 | SRPF250A225 | 26 | 225 | 19 | 35kA | 5 | Loose MCCB (OEM) | 2 | Distribution Protection | 1 | 480Vac (Y/D) | 1 | 80% | 1 | 332652111 | XT3SU3225AFF000XXX | XT4SU3225BFF000XXX | XT4SU3225EFF000XXX | XT4SU3225FFF000XXX | XT4SU3225GFF000XXX | XT4SU3225PFF000XXX | XT4SU3225QFF000XXX | XT4SU3225TFF000XXX | XT4SU3225UFF000XXX
SF | SFHA24AT0250 | 33 | SRPF250A225 | 26 | 225 | 19 | 35kA | 5 | Loose MCCB (OEM) | 2 | Distribution Protection | 1 | 600Vac (Y/D) | 2 | 80% | 1 | 332652121 | XT4LU3225AFF000XXX | XT4LU3225BFF000XXX | XT4LU3225EFF000XXX | XT4LU3225FFF000XXX | XT4LU3225GFF000XXX | XT4LU3225PFF000XXX | XT4LU3225QFF000XXX | XT4LU3225TFF000XXX | XT4LU3225UFF000XXX
SF | SFHA24AT0250 | 33 | SRPF250A225 | 26 | 225 | 19 | 35kA | 5 | Loose MCCB (OEM) | 2 | Distribution Protection | 1 | 480Vac (Y/D) | 1 | 100% | 2 | 332652112 | XT3SQ3225AFF000XXX | XT4SQ3225BFF000XXX | XT4SQ3225EFF000XXX | XT4SQ3225FFF000XXX | XT4SQ3225GFF000XXX | XT4SQ3225PFF000XXX | XT4SQ3225QFF000XXX | XT4SQ3225TFF000XXX | XT4SQ3225UFF000XXX
SF | SFHA24AT0250 | 33 | SRPF250A225 | 26 | 225 | 19 | 35kA | 5 | Loose MCCB (OEM) | 2 | Distribution Protection | 1 | 600Vac (Y/D) | 2 | 100% | 2 | 332652122 | XT4LQ3225AFF000XXX | XT4LQ3225BFF000XXX | XT4LQ3225EFF000XXX | XT4LQ3225FFF000XXX | XT4LQ3225GFF000XXX | XT4LQ3225PFF000XXX | XT4LQ3225QFF000XXX | XT4LQ3225TFF000XXX | XT4LQ3225UFF000XXX
SF | SFHA24AT0250 | 33 | SRPF250A225 | 26 | 225 | 19 | 35kA | 5 | Panelboard MRO | 1 | Distribution Protection | 1 | 480Vac (Y/D) | 1 | 80% | 1 | 332651111 | XT4SU3225AFF000XXX + SRFB6XT4FPX | XT4SU3225BFF000XXX + SRFB6XT4FPX | XT4SU3225EFF000XXX + SRFB3XT4FPX | XT4SU3225FFF000XXX + SRFB3XT4FPX | XT4SU3225GFF000XXX + SRFB3XT4FPX | XT4SU3225PFF000XXX + SRFB3XT4FPX | XT4SU3225QFF000XXX + SRFB3XT4FPX | XT4SU3225TFF000XXX + SRFB3XT4FPX | XT4SU3225UFF000XXX + SRFB3XT4FPX
SF | SFHA24AT0250 | 33 | SRPF250A225 | 26 | 225 | 19 | 35kA | 5 | Panelboard MRO | 1 | Distribution Protection | 1 | 600Vac (Y/D) | 2 | 80% | 1 | 332651121 | XT4LU3225AFF000XXX + SRFB6XT4FPX | XT4LU3225BFF000XXX + SRFB6XT4FPX | XT4LU3225EFF000XXX + SRFB3XT4FPX | XT4LU3225FFF000XXX + SRFB3XT4FPX | XT4LU3225GFF000XXX + SRFB3XT4FPX | XT4LU3225PFF000XXX + SRFB3XT4FPX | XT4LU3225QFF000XXX + SRFB3XT4FPX | XT4LU3225TFF000XXX + SRFB3XT4FPX | XT4LU3225UFF000XXX + SRFB3XT4FPX
SF | SFHA24AT0250 | 33 | SRPF250A225 | 26 | 225 | 19 | 35kA | 5 | Panelboard MRO | 1 | Distribution Protection | 1 | 480Vac (Y/D) | 1 | 100% | 2 | 332651112 | XT4SQ3225AFF000XXX + SRFB6XT4FPX | XT4SQ3225BFF000XXX + SRFB6XT4FPX | XT4SQ3225EFF000XXX + SRFB3XT4FPX | XT4SQ3225FFF000XXX + SRFB3XT4FPX | XT4SQ3225GFF000XXX + SRFB3XT4FPX | XT4SQ3225PFF000XXX + SRFB3XT4FPX | XT4SQ3225QFF000XXX + SRFB3XT4FPX | XT4SQ3225TFF000XXX + SRFB3XT4FPX | XT4SQ3225UFF000XXX + SRFB3XT4FPX
SF | SFHA24AT0250 | 33 | SRPF250A225 | 26 | 225 | 19 | 35kA | 5 | Panelboard MRO | 1 | Distribution Protection | 1 | 600Vac (Y/D) | 2 | 100% | 2 | 332651122 | XT4LQ3225AFF000XXX + SRFB6XT4FPX | XT4LQ3225BFF000XXX + SRFB6XT4FPX | XT4LQ3225EFF000XXX + SRFB3XT4FPX | XT4LQ3225FFF000XXX + SRFB3XT4FPX | XT4LQ3225GFF000XXX + SRFB3XT4FPX | XT4LQ3225PFF000XXX + SRFB3XT4FPX | XT4LQ3225QFF000XXX + SRFB3XT4FPX | XT4LQ3225TFF000XXX + SRFB3XT4FPX | XT4LQ3225UFF000XXX + SRFB3XT4FPX
SF | SFHA24AT0250 | 33 | SRPF250A225 | 26 | 225 | 19 | 35kA | 5 | Panelboard MRO | 1 | Distribution Protection | 1 | 480Vac (Y/D) | 1 | 80% | 1 | 332651111 | XT4SU3225AFF000XXX + SRFB6XT4FPX | XT4SU3225BFF000XXX + SRFB6XT4FPX | XT4SU3225EFF000XXX + SRFB3XT4FPX | XT4SU3225FFF000XXX + SRFB3XT4FPX | XT4SU3225GFF000XXX + SRFB3XT4FPX | XT4SU3225PFF000XXX + SRFB3XT4FPX | XT4SU3225QFF000XXX + SRFB3XT4FPX | XT4SU3225TFF000XXX + SRFB3XT4FPX | XT4SU3225UFF000XXX + SRFB3XT4FPX
SF | SFHA24AT0250 | 33 | SRPF250A225 | 26 | 225 | 19 | 35kA | 5 | Panelboard MRO | 1 | Distribution Protection | 1 | 600Vac (Y/D) | 2 | 80% | 1 | 332651121 | XT4LU3225AFF000XXX + SRFB6XT4FPX | XT4LU3225BFF000XXX + SRFB6XT4FPX | XT4LU3225EFF000XXX + SRFB3XT4FPX | XT4LU3225FFF000XXX + SRFB3XT4FPX | XT4LU3225GFF000XXX + SRFB3XT4FPX | XT4LU3225PFF000XXX + SRFB3XT4FPX | XT4LU3225QFF000XXX + SRFB3XT4FPX | XT4LU3225TFF000XXX + SRFB3XT4FPX | XT4LU3225UFF000XXX + SRFB3XT4FPX
SF | SFHA24AT0250 | 33 | SRPF250A225 | 26 | 225 | 19 | 35kA | 5 | Panelboard MRO | 1 | Distribution Protection | 1 | 480Vac (Y/D) | 1 | 100% | 2 | 332651112 | XT4SQ3225AFF000XXX + SRFB6XT4FPX | XT4SQ3225BFF000XXX + SRFB6XT4FPX | XT4SQ3225EFF000XXX + SRFB3XT4FPX | XT4SQ3225FFF000XXX + SRFB3XT4FPX | XT4SQ3225GFF000XXX + SRFB3XT4FPX | XT4SQ3225PFF000XXX + SRFB3XT4FPX | XT4SQ3225QFF000XXX + SRFB3XT4FPX | XT4SQ3225TFF000XXX + SRFB3XT4FPX | XT4SQ3225UFF000XXX + SRFB3XT4FPX
SF | SFHA24AT0250 | 33 | SRPF250A225 | 26 | 225 | 19 | 35kA | 5 | Panelboard MRO | 1 | Distribution Protection | 1 | 600Vac (Y/D) | 2 | 100% | 2 | 332651122 | XT4LQ3225AFF000XXX + SRFB6XT4FPX | XT4LQ3225BFF000XXX + SRFB6XT4FPX | XT4LQ3225EFF000XXX + SRFB3XT4FPX | XT4LQ3225FFF000XXX + SRFB3XT4FPX | XT4LQ3225GFF000XXX + SRFB3XT4FPX | XT4LQ3225PFF000XXX + SRFB3XT4FPX | XT4LQ3225QFF000XXX + SRFB3XT4FPX | XT4LQ3225TFF000XXX + SRFB3XT4FPX | XT4LQ3225UFF000XXX + SRFB3XT4FPX
SF | SFHA24AT0250 | 33 | SRPF250A250 | 27 | 250 | 20 | 35kA | 5 | Loose MCCB (OEM) | 2 | Distribution Protection | 1 | 480Vac (Y/D) | 1 | 80% | 1 | 332752111 | XT4SU3250AFF000XXX | XT4SU3250BFF000XXX | XT4SU3250EFF000XXX | XT4SU3250FFF000XXX | XT4SU3250GFF000XXX | XT4SU3250PFF000XXX | XT4SU3250QFF000XXX | XT4SU3250TFF000XXX | XT4SU3250UFF000XXX
SF | SFHA24AT0250 | 33 | SRPF250A250 | 27 | 250 | 20 | 35kA | 5 | Loose MCCB (OEM) | 2 | Distribution Protection | 1 | 600Vac (Y/D) | 2 | 80% | 1 | 332752121 | XT4LU3250AFF000XXX | XT4LU3250BFF000XXX | XT4LU3250EFF000XXX | XT4LU3250FFF000XXX | XT4LU3250GFF000XXX | XT4LU3250PFF000XXX | XT4LU3250QFF000XXX | XT4LU3250TFF000XXX | XT4LU3250UFF000XXX
SF | SFHA24AT0250 | 33 | SRPF250A250 | 27 | 250 | 20 | 35kA | 5 | Loose MCCB (OEM) | 2 | Distribution Protection | 1 | 480Vac (Y/D) | 1 | 100% | 2 | 332752112 | XT4SQ3250AFF000XXX | XT4SQ3250BFF000XXX | XT4SQ3250EFF000XXX | XT4SQ3250FFF000XXX | XT4SQ3250GFF000XXX | XT4SQ3250PFF000XXX | XT4SQ3250QFF000XXX | XT4SQ3250TFF000XXX | XT4SQ3250UFF000XXX
SF | SFHA24AT0250 | 33 | SRPF250A250 | 27 | 250 | 20 | 35kA | 5 | Loose MCCB (OEM) | 2 | Distribution Protection | 1 | 600Vac (Y/D) | 2 | 100% | 2 | 332752122 | XT4LQ3250AFF000XXX | XT4LQ3250BFF000XXX | XT4LQ3250EFF000XXX | XT4LQ3250FFF000XXX | XT4LQ3250GFF000XXX | XT4LQ3250PFF000XXX | XT4LQ3250QFF000XXX | XT4LQ3250TFF000XXX | XT4LQ3250UFF000XXX
SF | SFHA24AT0250 | 33 | SRPF250A250 | 27 | 250 | 20 | 35kA | 5 | Loose MCCB (OEM) | 2 | Distribution Protection | 1 | 480Vac (Y/D) | 1 | 80% | 1 | 332752111 | XT4SU3250AFF000XXX | XT4SU3250BFF000XXX | XT4SU3250EFF000XXX | XT4SU3250FFF000XXX | XT4SU3250GFF000XXX | XT4SU3250PFF000XXX | XT4SU3250QFF000XXX | XT4SU3250TFF000XXX | XT4SU3250UFF000XXX
SF | SFHA24AT0250 | 33 | SRPF250A250 | 27 | 250 | 20 | 35kA | 5 | Loose MCCB (OEM) | 2 | Distribution Protection | 1 | 600Vac (Y/D) | 2 | 80% | 1 | 332752121 | XT4LU3250AFF000XXX | XT4LU3250BFF000XXX | XT4LU3250EFF000XXX | XT4LU3250FFF000XXX | XT4LU3250GFF000XXX | XT4LU3250PFF000XXX | XT4LU3250QFF000XXX | XT4LU3250TFF000XXX | XT4LU3250UFF000XXX
SF | SFHA24AT0250 | 33 | SRPF250A250 | 27 | 250 | 20 | 35kA | 5 | Loose MCCB (OEM) | 2 | Distribution Protection | 1 | 480Vac (Y/D) | 1 | 100% | 2 | 332752112 | XT4SQ3250AFF000XXX | XT4SQ3250BFF000XXX | XT4SQ3250EFF000XXX | XT4SQ3250FFF000XXX | XT4SQ3250GFF000XXX | XT4SQ3250PFF000XXX | XT4SQ3250QFF000XXX | XT4SQ3250TFF000XXX | XT4SQ3250UFF000XXX
SF | SFHA24AT0250 | 33 | SRPF250A250 | 27 | 250 | 20 | 35kA | 5 | Loose MCCB (OEM) | 2 | Distribution Protection | 1 | 600Vac (Y/D) | 2 | 100% | 2 | 332752122 | XT4LQ3250AFF000XXX | XT4LQ3250BFF000XXX | XT4LQ3250EFF000XXX | XT4LQ3250FFF000XXX | XT4LQ3250GFF000XXX | XT4LQ3250PFF000XXX | XT4LQ3250QFF000XXX | XT4LQ3250TFF000XXX | XT4LQ3250UFF000XXX
SF | SFHA24AT0250 | 33 | SRPF250A250 | 27 | 250 | 20 | 35kA | 5 | Panelboard MRO | 1 | Distribution Protection | 1 | 480Vac (Y/D) | 1 | 80% | 1 | 332751111 | XT4SU3250AFF000XXX + SRFB6XT4FPX | XT4SU3250BFF000XXX + SRFB6XT4FPX | XT4SU3250EFF000XXX + SRFB3XT4FPX | XT4SU3250FFF000XXX + SRFB3XT4FPX | XT4SU3250GFF000XXX + SRFB3XT4FPX | XT4SU3250PFF000XXX + SRFB3XT4FPX | XT4SU3250QFF000XXX + SRFB3XT4FPX | XT4SU3250TFF000XXX + SRFB3XT4FPX | XT4SU3250UFF000XXX + SRFB3XT4FPX
SF | SFHA24AT0250 | 33 | SRPF250A250 | 27 | 250 | 20 | 35kA | 5 | Panelboard MRO | 1 | Distribution Protection | 1 | 600Vac (Y/D) | 2 | 80% | 1 | 332751121 | XT4LU3250AFF000XXX + SRFB6XT4FPX | XT4LU3250BFF000XXX + SRFB6XT4FPX | XT4LU3250EFF000XXX + SRFB3XT4FPX | XT4LU3250FFF000XXX + SRFB3XT4FPX | XT4LU3250GFF000XXX + SRFB3XT4FPX | XT4LU3250PFF000XXX + SRFB3XT4FPX | XT4LU3250QFF000XXX + SRFB3XT4FPX | XT4LU3250TFF000XXX + SRFB3XT4FPX | XT4LU3250UFF000XXX + SRFB3XT4FPX
SF | SFHA24AT0250 | 33 | SRPF250A250 | 27 | 250 | 20 | 35kA | 5 | Panelboard MRO | 1 | Distribution Protection | 1 | 480Vac (Y/D) | 1 | 100% | 2 | 332751112 | XT4SQ3250AFF000XXX + SRFB6XT4FPX | XT4SQ3250BFF000XXX + SRFB6XT4FPX | XT4SQ3250EFF000XXX + SRFB3XT4FPX | XT4SQ3250FFF000XXX + SRFB3XT4FPX | XT4SQ3250GFF000XXX + SRFB3XT4FPX | XT4SQ3250PFF000XXX + SRFB3XT4FPX | XT4SQ3250QFF000XXX + SRFB3XT4FPX | XT4SQ3250TFF000XXX + SRFB3XT4FPX | XT4SQ3250UFF000XXX + SRFB3XT4FPX
SF | SFHA24AT0250 | 33 | SRPF250A250 | 27 | 250 | 20 | 35kA | 5 | Panelboard MRO | 1 | Distribution Protection | 1 | 600Vac (Y/D) | 2 | 100% | 2 | 332751122 | XT4LQ3250AFF000XXX + SRFB6XT4FPX | XT4LQ3250BFF000XXX + SRFB6XT4FPX | XT4LQ3250EFF000XXX + SRFB3XT4FPX | XT4LQ3250FFF000XXX + SRFB3XT4FPX | XT4LQ3250GFF000XXX + SRFB3XT4FPX | XT4LQ3250PFF000XXX + SRFB3XT4FPX | XT4LQ3250QFF000XXX + SRFB3XT4FPX | XT4LQ3250TFF000XXX + SRFB3XT4FPX | XT4LQ3250UFF000XXX + SRFB3XT4FPX
SF | SFHA24AT0250 | 33 | SRPF250A250 | 27 | 250 | 20 | 35kA | 5 | Panelboard MRO | 1 | Distribution Protection | 1 | 480Vac (Y/D) | 1 | 80% | 1 | 332751111 | XT4SU3250AFF000XXX + SRFB6XT4FPX | XT4SU3250BFF000XXX + SRFB6XT4FPX | XT4SU3250EFF000XXX + SRFB3XT4FPX | XT4SU3250FFF000XXX + SRFB3XT4FPX | XT4SU3250GFF000XXX + SRFB3XT4FPX | XT4SU3250PFF000XXX + SRFB3XT4FPX | XT4SU3250QFF000XXX + SRFB3XT4FPX | XT4SU3250TFF000XXX + SRFB3XT4FPX | XT4SU3250UFF000XXX + SRFB3XT4FPX
SF | SFHA24AT0250 | 33 | SRPF250A250 | 27 | 250 | 20 | 35kA | 5 | Panelboard MRO | 1 | Distribution Protection | 1 | 600Vac (Y/D) | 2 | 80% | 1 | 332751121 | XT4LU3250AFF000XXX + SRFB6XT4FPX | XT4LU3250BFF000XXX + SRFB6XT4FPX | XT4LU3250EFF000XXX + SRFB3XT4FPX | XT4LU3250FFF000XXX + SRFB3XT4FPX | XT4LU3250GFF000XXX + SRFB3XT4FPX | XT4LU3250PFF000XXX + SRFB3XT4FPX | XT4LU3250QFF000XXX + SRFB3XT4FPX | XT4LU3250TFF000XXX + SRFB3XT4FPX | XT4LU3250UFF000XXX + SRFB3XT4FPX
SF | SFHA24AT0250 | 33 | SRPF250A250 | 27 | 250 | 20 | 35kA | 5 | Panelboard MRO | 1 | Distribution Protection | 1 | 480Vac (Y/D) | 1 | 100% | 2 | 332751112 | XT4SQ3250AFF000XXX + SRFB6XT4FPX | XT4SQ3250BFF000XXX + SRFB6XT4FPX | XT4SQ3250EFF000XXX + SRFB3XT4FPX | XT4SQ3250FFF000XXX + SRFB3XT4FPX | XT4SQ3250GFF000XXX + SRFB3XT4FPX | XT4SQ3250PFF000XXX + SRFB3XT4FPX | XT4SQ3250QFF000XXX + SRFB3XT4FPX | XT4SQ3250TFF000XXX + SRFB3XT4FPX | XT4SQ3250UFF000XXX + SRFB3XT4FPX
SF | SFHA24AT0250 | 33 | SRPF250A250 | 27 | 250 | 20 | 35kA | 5 | Panelboard MRO | 1 | Distribution Protection | 1 | 600Vac (Y/D) | 2 | 100% | 2 | 332751122 | XT4LQ3250AFF000XXX + SRFB6XT4FPX | XT4LQ3250BFF000XXX + SRFB6XT4FPX | XT4LQ3250EFF000XXX + SRFB3XT4FPX | XT4LQ3250FFF000XXX + SRFB3XT4FPX | XT4LQ3250GFF000XXX + SRFB3XT4FPX | XT4LQ3250PFF000XXX + SRFB3XT4FPX | XT4LQ3250QFF000XXX + SRFB3XT4FPX | XT4LQ3250TFF000XXX + SRFB3XT4FPX | XT4LQ3250UFF000XXX + SRFB3XT4FPX
SF | SFLA24AT0250 | 34 | SRPF250A70 | 17 | 70 | 10 | 50kA | 6 | Loose MCCB (OEM) | 2 | Distribution Protection | 1 | 480Vac (Y/D) | 1 | 80% | 1 | 341762111 | XT1HU3070AFF000XXX | XT2HU3080BFF000XXX | XT2HU3100EFF000XXX | XT2HU3100FFF000XXX | XT2HU3100GFF000XXX | XT2HU3100PFF000XXX | XT2HU3100QFF000XXX | XT2HU3100TFF000XXX | XT2HU3100UFF000XXX
SF | SFLA24AT0250 | 34 | SRPF250A70 | 17 | 70 | 10 | 50kA | 6 | Loose MCCB (OEM) | 2 | Distribution Protection | 1 | 600Vac (Y/D) | 2 | 80% | 1 | 341762121 | XT4LU3070AFF000XXX | XT4LU3080BFF000XXX | XT4LU3100EFF000XXX | XT4LU3100FFF000XXX | XT4LU3100GFF000XXX | XT4LU3100PFF000XXX | XT4LU3100QFF000XXX | XT4LU3100TFF000XXX | XT4LU3100UFF000XXX
SF | SFLA24AT0250 | 34 | SRPF250A70 | 17 | 70 | 10 | 50kA | 6 | Loose MCCB (OEM) | 2 | Distribution Protection | 1 | 480Vac (Y/D) | 1 | 100% | 2 | 341762112 | XT1HQ3070AFF000XXX | XT2HQ3080BFF000XXX | XT2HQ3100EFF000XXX | XT2HQ3100FFF000XXX | XT2HQ3100GFF000XXX | XT2HQ3100PFF000XXX | XT2HQ3100QFF000XXX | XT2HQ3100TFF000XXX | XT2HQ3100UFF000XXX
SF | SFLA24AT0250 | 34 | SRPF250A70 | 17 | 70 | 10 | 50kA | 6 | Loose MCCB (OEM) | 2 | Distribution Protection | 1 | 600Vac (Y/D) | 2 | 100% | 2 | 341762122 | XT4LQ3070AFF000XXX | XT4LQ3080BFF000XXX | XT4LQ3100EFF000XXX | XT4LQ3100FFF000XXX | XT4LQ3100GFF000XXX | XT4LQ3100PFF000XXX | XT4LQ3100QFF000XXX | XT4LQ3100TFF000XXX | XT4LQ3100UFF000XXX
SF | SFLA24AT0250 | 34 | SRPF250A70 | 17 | 70 | 10 | 50kA | 6 | Panelboard MRO | 1 | Distribution Protection | 1 | 480Vac (Y/D) | 1 | 80% | 1 | 341761111 | XT1HU3070AFF000XXX + SRFB6XT1FPX | XT4HU3080BFF000XXX + SRFB6XT4FPX | XT4HU3100EFF000XXX + SRFB3XT4FPX | XT4HU3100FFF000XXX + SRFB3XT4FPX | XT4HU3100GFF000XXX + SRFB3XT4FPX | XT4HU3100PFF000XXX + SRFB3XT4FPX | XT4HU3100QFF000XXX + SRFB3XT4FPX | XT4HU3100TFF000XXX + SRFB3XT4FPX | XT4HU3100UFF000XXX + SRFB3XT4FPX
SF | SFLA24AT0250 | 34 | SRPF250A70 | 17 | 70 | 10 | 50kA | 6 | Panelboard MRO | 1 | Distribution Protection | 1 | 600Vac (Y/D) | 2 | 80% | 1 | 341761121 | XT4LU3080AFF000XXX + SRFB6XT4FPX | XT4LU3080BFF000XXX + SRFB6XT4FPX | XT4LU3100EFF000XXX + SRFB3XT4FPX | XT4LU3100FFF000XXX + SRFB3XT4FPX | XT4LU3100GFF000XXX + SRFB3XT4FPX | XT4LU3100PFF000XXX + SRFB3XT4FPX | XT4LU3100QFF000XXX + SRFB3XT4FPX | XT4LU3100TFF000XXX + SRFB3XT4FPX | XT4LU3100UFF000XXX + SRFB3XT4FPX
SF | SFLA24AT0250 | 34 | SRPF250A70 | 17 | 70 | 10 | 50kA | 6 | Panelboard MRO | 1 | Distribution Protection | 1 | 480Vac (Y/D) | 1 | 100% | 2 | 341761112 | XT1HQ3070AFF000XXX + SRFB6XT1FPX | XT4HQ3080BFF000XXX + SRFB6XT4FPX | XT4HQ3100EFF000XXX + SRFB3XT4FPX | XT4HQ3100FFF000XXX + SRFB3XT4FPX | XT4HQ3100GFF000XXX + SRFB3XT4FPX | XT4HQ3100PFF000XXX + SRFB3XT4FPX | XT4HQ3100QFF000XXX + SRFB3XT4FPX | XT4HQ3100TFF000XXX + SRFB3XT4FPX | XT4HQ3100UFF000XXX + SRFB3XT4FPX
SF | SFLA24AT0250 | 34 | SRPF250A70 | 17 | 70 | 10 | 50kA | 6 | Panelboard MRO | 1 | Distribution Protection | 1 | 600Vac (Y/D) | 2 | 100% | 2 | 341761122 | XT4LQ3080AFF000XXX + SRFB6XT4FPX | XT4LQ3080BFF000XXX + SRFB6XT4FPX | XT4LQ3100EFF000XXX + SRFB3XT4FPX | XT4LQ3100FFF000XXX + SRFB3XT4FPX | XT4LQ3100GFF000XXX + SRFB3XT4FPX | XT4LQ3100PFF000XXX + SRFB3XT4FPX | XT4LQ3100QFF000XXX + SRFB3XT4FPX | XT4LQ3100TFF000XXX + SRFB3XT4FPX | XT4LQ3100UFF000XXX + SRFB3XT4FPX
SF | SFLA24AT0250 | 34 | SRPF250A70 | 17 | 70 | 10 | 65kA | 7 | Loose MCCB (OEM) | 2 | Distribution Protection | 1 | 480Vac (Y/D) | 1 | 80% | 1 | 341772111 | XT1HU3070AFF000XXX | XT2HU3080BFF000XXX | XT2HU3100EFF000XXX | XT2HU3100FFF000XXX | XT2HU3100GFF000XXX | XT2HU3100PFF000XXX | XT2HU3100QFF000XXX | XT2HU3100TFF000XXX | XT2HU3100UFF000XXX
SF | SFLA24AT0250 | 34 | SRPF250A70 | 17 | 70 | 10 | 65kA | 7 | Loose MCCB (OEM) | 2 | Distribution Protection | 1 | 600Vac (Y/D) | 2 | 80% | 1 | 341772121 | XT4VU3070AFF000XXX | XT4VU3080BFF000XXX | XT4VU3100EFF000XXX | XT4VU3100FFF000XXX | XT4VU3100GFF000XXX | XT4VU3100PFF000XXX | XT4VU3100QFF000XXX | XT4VU3100TFF000XXX | XT4VU3100UFF000XXX
SF | SFLA24AT0250 | 34 | SRPF250A70 | 17 | 70 | 10 | 65kA | 7 | Loose MCCB (OEM) | 2 | Distribution Protection | 1 | 480Vac (Y/D) | 1 | 100% | 2 | 341772112 | XT1HQ3070AFF000XXX | XT2HQ3080BFF000XXX | XT2HQ3100EFF000XXX | XT2HQ3100FFF000XXX | XT2HQ3100GFF000XXX | XT2HQ3100PFF000XXX | XT2HQ3100QFF000XXX | XT2HQ3100TFF000XXX | XT2HQ3100UFF000XXX
SF | SFLA24AT0250 | 34 | SRPF250A70 | 17 | 70 | 10 | 65kA | 7 | Loose MCCB (OEM) | 2 | Distribution Protection | 1 | 600Vac (Y/D) | 2 | 100% | 2 | 341772122 | XT4VQ3070AFF000XXX | XT4VQ3080BFF000XXX | XT4VQ3100EFF000XXX | XT4VQ3100FFF000XXX | XT4VQ3100GFF000XXX | XT4VQ3100PFF000XXX | XT4VQ3100QFF000XXX | XT4VQ3100TFF000XXX | XT4VQ3100UFF000XXX
SF | SFLA24AT0250 | 34 | SRPF250A70 | 17 | 70 | 10 | 65kA | 7 | Panelboard MRO | 1 | Distribution Protection | 1 | 480Vac (Y/D) | 1 | 80% | 1 | 341771111 | XT1HU3070AFF000XXX + SRFB6XT1FPX | XT4HU3080BFF000XXX + SRFB6XT4FPX | XT4HU3100EFF000XXX + SRFB3XT4FPX | XT4HU3100FFF000XXX + SRFB3XT4FPX | XT4HU3100GFF000XXX + SRFB3XT4FPX | XT4HU3100PFF000XXX + SRFB3XT4FPX | XT4HU3100QFF000XXX + SRFB3XT4FPX | XT4HU3100TFF000XXX + SRFB3XT4FPX | XT4HU3100UFF000XXX + SRFB3XT4FPX
SF | SFLA24AT0250 | 34 | SRPF250A70 | 17 | 70 | 10 | 65kA | 7 | Panelboard MRO | 1 | Distribution Protection | 1 | 600Vac (Y/D) | 2 | 80% | 1 | 341771121 | XT4VU3080AFF000XXX + SRFB6XT4FPX | XT4VU3080BFF000XXX + SRFB6XT4FPX | XT4VU3100EFF000XXX + SRFB3XT4FPX | XT4VU3100FFF000XXX + SRFB3XT4FPX | XT4VU3100GFF000XXX + SRFB3XT4FPX | XT4VU3100PFF000XXX + SRFB3XT4FPX | XT4VU3100QFF000XXX + SRFB3XT4FPX | XT4VU3100TFF000XXX + SRFB3XT4FPX | XT4VU3100UFF000XXX + SRFB3XT4FPX
SF | SFLA24AT0250 | 34 | SRPF250A70 | 17 | 70 | 10 | 65kA | 7 | Panelboard MRO | 1 | Distribution Protection | 1 | 480Vac (Y/D) | 1 | 100% | 2 | 341771112 | XT1HQ3070AFF000XXX + SRFB6XT1FPX | XT4HQ3080BFF000XXX + SRFB6XT4FPX | XT4HQ3100EFF000XXX + SRFB3XT4FPX | XT4HQ3100FFF000XXX + SRFB3XT4FPX | XT4HQ3100GFF000XXX + SRFB3XT4FPX | XT4HQ3100PFF000XXX + SRFB3XT4FPX | XT4HQ3100QFF000XXX + SRFB3XT4FPX | XT4HQ3100TFF000XXX + SRFB3XT4FPX | XT4HQ3100UFF000XXX + SRFB3XT4FPX
SF | SFLA24AT0250 | 34 | SRPF250A70 | 17 | 70 | 10 | 65kA | 7 | Panelboard MRO | 1 | Distribution Protection | 1 | 600Vac (Y/D) | 2 | 100% | 2 | 341771122 | XT4VQ3080AFF000XXX + SRFB6XT4FPX | XT4VQ3080BFF000XXX + SRFB6XT4FPX | XT4VQ3100EFF000XXX + SRFB3XT4FPX | XT4VQ3100FFF000XXX + SRFB3XT4FPX | XT4VQ3100GFF000XXX + SRFB3XT4FPX | XT4VQ3100PFF000XXX + SRFB3XT4FPX | XT4VQ3100QFF000XXX + SRFB3XT4FPX | XT4VQ3100TFF000XXX + SRFB3XT4FPX | XT4VQ3100UFF000XXX + SRFB3XT4FPX
SF | SFLA24AT0250 | 34 | SRPF250A80 | 18 | 80 | 11 | 50kA | 6 | Loose MCCB (OEM) | 2 | Distribution Protection | 1 | 480Vac (Y/D) | 1 | 80% | 1 | 341862111 | XT1HU3080AFF000XXX | XT2HU3080BFF000XXX | XT2HU3100EFF000XXX | XT2HU3100FFF000XXX | XT2HU3100GFF000XXX | XT2HU3100PFF000XXX | XT2HU3100QFF000XXX | XT2HU3100TFF000XXX | XT2HU3100UFF000XXX
SF | SFLA24AT0250 | 34 | SRPF250A80 | 18 | 80 | 11 | 50kA | 6 | Loose MCCB (OEM) | 2 | Distribution Protection | 1 | 600Vac (Y/D) | 2 | 80% | 1 | 341862121 | XT4LU3080AFF000XXX | XT4LU3080BFF000XXX | XT4LU3100EFF000XXX | XT4LU3100FFF000XXX | XT4LU3100GFF000XXX | XT4LU3100PFF000XXX | XT4LU3100QFF000XXX | XT4LU3100TFF000XXX | XT4LU3100UFF000XXX
SF | SFLA24AT0250 | 34 | SRPF250A80 | 18 | 80 | 11 | 50kA | 6 | Loose MCCB (OEM) | 2 | Distribution Protection | 1 | 480Vac (Y/D) | 1 | 100% | 2 | 341862112 | XT1HQ3080AFF000XXX | XT2HQ3080BFF000XXX | XT2HQ3100EFF000XXX | XT2HQ3100FFF000XXX | XT2HQ3100GFF000XXX | XT2HQ3100PFF000XXX | XT2HQ3100QFF000XXX | XT2HQ3100TFF000XXX | XT2HQ3100UFF000XXX
SF | SFLA24AT0250 | 34 | SRPF250A80 | 18 | 80 | 11 | 50kA | 6 | Loose MCCB (OEM) | 2 | Distribution Protection | 1 | 600Vac (Y/D) | 2 | 100% | 2 | 341862122 | XT4LQ3080AFF000XXX | XT4LQ3080BFF000XXX | XT4LQ3100EFF000XXX | XT4LQ3100FFF000XXX | XT4LQ3100GFF000XXX | XT4LQ3100PFF000XXX | XT4LQ3100QFF000XXX | XT4LQ3100TFF000XXX | XT4LQ3100UFF000XXX
SF | SFLA24AT0250 | 34 | SRPF250A80 | 18 | 80 | 11 | 50kA | 6 | Panelboard MRO | 1 | Distribution Protection | 1 | 480Vac (Y/D) | 1 | 80% | 1 | 341861111 | XT1HU3080AFF000XXX + SRFB6XT1FPX | XT4HU3080BFF000XXX + SRFB6XT4FPX | XT4HU3100EFF000XXX + SRFB3XT4FPX | XT4HU3100FFF000XXX + SRFB3XT4FPX | XT4HU3100GFF000XXX + SRFB3XT4FPX | XT4HU3100PFF000XXX + SRFB3XT4FPX | XT4HU3100QFF000XXX + SRFB3XT4FPX | XT4HU3100TFF000XXX + SRFB3XT4FPX | XT4HU3100UFF000XXX + SRFB3XT4FPX
SF | SFLA24AT0250 | 34 | SRPF250A80 | 18 | 80 | 11 | 50kA | 6 | Panelboard MRO | 1 | Distribution Protection | 1 | 600Vac (Y/D) | 2 | 80% | 1 | 341861121 | XT4LU3080AFF000XXX + SRFB6XT4FPX | XT4LU3080BFF000XXX + SRFB6XT4FPX | XT4LU3100EFF000XXX + SRFB3XT4FPX | XT4LU3100FFF000XXX + SRFB3XT4FPX | XT4LU3100GFF000XXX + SRFB3XT4FPX | XT4LU3100PFF000XXX + SRFB3XT4FPX | XT4LU3100QFF000XXX + SRFB3XT4FPX | XT4LU3100TFF000XXX + SRFB3XT4FPX | XT4LU3100UFF000XXX + SRFB3XT4FPX
SF | SFLA24AT0250 | 34 | SRPF250A80 | 18 | 80 | 11 | 50kA | 6 | Panelboard MRO | 1 | Distribution Protection | 1 | 480Vac (Y/D) | 1 | 100% | 2 | 341861112 | XT1HQ3080AFF000XXX + SRFB6XT1FPX | XT4HQ3080BFF000XXX + SRFB6XT4FPX | XT4HQ3100EFF000XXX + SRFB3XT4FPX | XT4HQ3100FFF000XXX + SRFB3XT4FPX | XT4HQ3100GFF000XXX + SRFB3XT4FPX | XT4HQ3100PFF000XXX + SRFB3XT4FPX | XT4HQ3100QFF000XXX + SRFB3XT4FPX | XT4HQ3100TFF000XXX + SRFB3XT4FPX | XT4HQ3100UFF000XXX + SRFB3XT4FPX
SF | SFLA24AT0250 | 34 | SRPF250A80 | 18 | 80 | 11 | 50kA | 6 | Panelboard MRO | 1 | Distribution Protection | 1 | 600Vac (Y/D) | 2 | 100% | 2 | 341861122 | XT4LQ3080AFF000XXX + SRFB6XT4FPX | XT4LQ3080BFF000XXX + SRFB6XT4FPX | XT4LQ3100EFF000XXX + SRFB3XT4FPX | XT4LQ3100FFF000XXX + SRFB3XT4FPX | XT4LQ3100GFF000XXX + SRFB3XT4FPX | XT4LQ3100PFF000XXX + SRFB3XT4FPX | XT4LQ3100QFF000XXX + SRFB3XT4FPX | XT4LQ3100TFF000XXX + SRFB3XT4FPX | XT4LQ3100UFF000XXX + SRFB3XT4FPX
SF | SFLA24AT0250 | 34 | SRPF250A80 | 18 | 80 | 11 | 65kA | 7 | Loose MCCB (OEM) | 2 | Distribution Protection | 1 | 480Vac (Y/D) | 1 | 80% | 1 | 341872111 | XT1HU3080AFF000XXX | XT2HU3080BFF000XXX | XT2HU3100EFF000XXX | XT2HU3100FFF000XXX | XT2HU3100GFF000XXX | XT2HU3100PFF000XXX | XT2HU3100QFF000XXX | XT2HU3100TFF000XXX | XT2HU3100UFF000XXX
SF | SFLA24AT0250 | 34 | SRPF250A80 | 18 | 80 | 11 | 65kA | 7 | Loose MCCB (OEM) | 2 | Distribution Protection | 1 | 600Vac (Y/D) | 2 | 80% | 1 | 341872121 | XT4VU3080AFF000XXX | XT4VU3080BFF000XXX | XT4VU3100EFF000XXX | XT4VU3100FFF000XXX | XT4VU3100GFF000XXX | XT4VU3100PFF000XXX | XT4VU3100QFF000XXX | XT4VU3100TFF000XXX | XT4VU3100UFF000XXX
SF | SFLA24AT0250 | 34 | SRPF250A80 | 18 | 80 | 11 | 65kA | 7 | Loose MCCB (OEM) | 2 | Distribution Protection | 1 | 480Vac (Y/D) | 1 | 100% | 2 | 341872112 | XT1HQ3080AFF000XXX | XT2HQ3080BFF000XXX | XT2HQ3100EFF000XXX | XT2HQ3100FFF000XXX | XT2HQ3100GFF000XXX | XT2HQ3100PFF000XXX | XT2HQ3100QFF000XXX | XT2HQ3100TFF000XXX | XT2HQ3100UFF000XXX
SF | SFLA24AT0250 | 34 | SRPF250A80 | 18 | 80 | 11 | 65kA | 7 | Loose MCCB (OEM) | 2 | Distribution Protection | 1 | 600Vac (Y/D) | 2 | 100% | 2 | 341872122 | XT4VQ3080AFF000XXX | XT4VQ3080BFF000XXX | XT4VQ3100EFF000XXX | XT4VQ3100FFF000XXX | XT4VQ3100GFF000XXX | XT4VQ3100PFF000XXX | XT4VQ3100QFF000XXX | XT4VQ3100TFF000XXX | XT4VQ3100UFF000XXX
SF | SFLA24AT0250 | 34 | SRPF250A80 | 18 | 80 | 11 | 65kA | 7 | Panelboard MRO | 1 | Distribution Protection | 1 | 480Vac (Y/D) | 1 | 80% | 1 | 341871111 | XT1HU3080AFF000XXX + SRFB6XT1FPX | XT4HU3080BFF000XXX + SRFB6XT4FPX | XT4HU3100EFF000XXX + SRFB3XT4FPX | XT4HU3100FFF000XXX + SRFB3XT4FPX | XT4HU3100GFF000XXX + SRFB3XT4FPX | XT4HU3100PFF000XXX + SRFB3XT4FPX | XT4HU3100QFF000XXX + SRFB3XT4FPX | XT4HU3100TFF000XXX + SRFB3XT4FPX | XT4HU3100UFF000XXX + SRFB3XT4FPX
SF | SFLA24AT0250 | 34 | SRPF250A80 | 18 | 80 | 11 | 65kA | 7 | Panelboard MRO | 1 | Distribution Protection | 1 | 600Vac (Y/D) | 2 | 80% | 1 | 341871121 | XT4VU3080AFF000XXX + SRFB6XT4FPX | XT4VU3080BFF000XXX + SRFB6XT4FPX | XT4VU3100EFF000XXX + SRFB3XT4FPX | XT4VU3100FFF000XXX + SRFB3XT4FPX | XT4VU3100GFF000XXX + SRFB3XT4FPX | XT4VU3100PFF000XXX + SRFB3XT4FPX | XT4VU3100QFF000XXX + SRFB3XT4FPX | XT4VU3100TFF000XXX + SRFB3XT4FPX | XT4VU3100UFF000XXX + SRFB3XT4FPX
SF | SFLA24AT0250 | 34 | SRPF250A80 | 18 | 80 | 11 | 65kA | 7 | Panelboard MRO | 1 | Distribution Protection | 1 | 480Vac (Y/D) | 1 | 100% | 2 | 341871112 | XT1HQ3080AFF000XXX + SRFB6XT1FPX | XT4HQ3080BFF000XXX + SRFB6XT4FPX | XT4HQ3100EFF000XXX + SRFB3XT4FPX | XT4HQ3100FFF000XXX + SRFB3XT4FPX | XT4HQ3100GFF000XXX + SRFB3XT4FPX | XT4HQ3100PFF000XXX + SRFB3XT4FPX | XT4HQ3100QFF000XXX + SRFB3XT4FPX | XT4HQ3100TFF000XXX + SRFB3XT4FPX | XT4HQ3100UFF000XXX + SRFB3XT4FPX
SF | SFLA24AT0250 | 34 | SRPF250A80 | 18 | 80 | 11 | 65kA | 7 | Panelboard MRO | 1 | Distribution Protection | 1 | 600Vac (Y/D) | 2 | 100% | 2 | 341871122 | XT4VQ3080AFF000XXX + SRFB6XT4FPX | XT4VQ3080BFF000XXX + SRFB6XT4FPX | XT4VQ3100EFF000XXX + SRFB3XT4FPX | XT4VQ3100FFF000XXX + SRFB3XT4FPX | XT4VQ3100GFF000XXX + SRFB3XT4FPX | XT4VQ3100PFF000XXX + SRFB3XT4FPX | XT4VQ3100QFF000XXX + SRFB3XT4FPX | XT4VQ3100TFF000XXX + SRFB3XT4FPX | XT4VQ3100UFF000XXX + SRFB3XT4FPX
SF | SFLA24AT0250 | 34 | SRPF250A90 | 19 | 90 | 12 | 50kA | 6 | Loose MCCB (OEM) | 2 | Distribution Protection | 1 | 480Vac (Y/D) | 1 | 80% | 1 | 341962111 | XT1HU3090AFF000XXX | XT2HU3090BFF000XXX | XT2HU3100EFF000XXX | XT2HU3100FFF000XXX | XT2HU3100GFF000XXX | XT2HU3100PFF000XXX | XT2HU3100QFF000XXX | XT2HU3100TFF000XXX | XT2HU3100UFF000XXX
SF | SFLA24AT0250 | 34 | SRPF250A90 | 19 | 90 | 12 | 50kA | 6 | Loose MCCB (OEM) | 2 | Distribution Protection | 1 | 600Vac (Y/D) | 2 | 80% | 1 | 341962121 | XT4LU3090AFF000XXX | XT4LU3090BFF000XXX | XT4LU3100EFF000XXX | XT4LU3100FFF000XXX | XT4LU3100GFF000XXX | XT4LU3100PFF000XXX | XT4LU3100QFF000XXX | XT4LU3100TFF000XXX | XT4LU3100UFF000XXX
SF | SFLA24AT0250 | 34 | SRPF250A90 | 19 | 90 | 12 | 50kA | 6 | Loose MCCB (OEM) | 2 | Distribution Protection | 1 | 480Vac (Y/D) | 1 | 100% | 2 | 341962112 | XT1HQ3090AFF000XXX | XT2HQ3090BFF000XXX | XT2HQ3100EFF000XXX | XT2HQ3100FFF000XXX | XT2HQ3100GFF000XXX | XT2HQ3100PFF000XXX | XT2HQ3100QFF000XXX | XT2HQ3100TFF000XXX | XT2HQ3100UFF000XXX
SF | SFLA24AT0250 | 34 | SRPF250A90 | 19 | 90 | 12 | 50kA | 6 | Loose MCCB (OEM) | 2 | Distribution Protection | 1 | 600Vac (Y/D) | 2 | 100% | 2 | 341962122 | XT4LQ3090AFF000XXX | XT4LQ3090BFF000XXX | XT4LQ3100EFF000XXX | XT4LQ3100FFF000XXX | XT4LQ3100GFF000XXX | XT4LQ3100PFF000XXX | XT4LQ3100QFF000XXX | XT4LQ3100TFF000XXX | XT4LQ3100UFF000XXX
SF | SFLA24AT0250 | 34 | SRPF250A90 | 19 | 90 | 12 | 50kA | 6 | Panelboard MRO | 1 | Distribution Protection | 1 | 480Vac (Y/D) | 1 | 80% | 1 | 341961111 | XT1HU3090AFF000XXX + SRFB6XT1FPX | XT4HU3090BFF000XXX + SRFB6XT4FPX | XT4HU3100EFF000XXX + SRFB3XT4FPX | XT4HU3100FFF000XXX + SRFB3XT4FPX | XT4HU3100GFF000XXX + SRFB3XT4FPX | XT4HU3100PFF000XXX + SRFB3XT4FPX | XT4HU3100QFF000XXX + SRFB3XT4FPX | XT4HU3100TFF000XXX + SRFB3XT4FPX | XT4HU3100UFF000XXX + SRFB3XT4FPX
SF | SFLA24AT0250 | 34 | SRPF250A90 | 19 | 90 | 12 | 50kA | 6 | Panelboard MRO | 1 | Distribution Protection | 1 | 600Vac (Y/D) | 2 | 80% | 1 | 341961121 | XT4LU3090AFF000XXX + SRFB6XT4FPX | XT4LU3090BFF000XXX + SRFB6XT4FPX | XT4LU3100EFF000XXX + SRFB3XT4FPX | XT4LU3100FFF000XXX + SRFB3XT4FPX | XT4LU3100GFF000XXX + SRFB3XT4FPX | XT4LU3100PFF000XXX + SRFB3XT4FPX | XT4LU3100QFF000XXX + SRFB3XT4FPX | XT4LU3100TFF000XXX + SRFB3XT4FPX | XT4LU3100UFF000XXX + SRFB3XT4FPX
SF | SFLA24AT0250 | 34 | SRPF250A90 | 19 | 90 | 12 | 50kA | 6 | Panelboard MRO | 1 | Distribution Protection | 1 | 480Vac (Y/D) | 1 | 100% | 2 | 341961112 | XT1HQ3090AFF000XXX + SRFB6XT1FPX | XT4HQ3090BFF000XXX + SRFB6XT4FPX | XT4HQ3100EFF000XXX + SRFB3XT4FPX | XT4HQ3100FFF000XXX + SRFB3XT4FPX | XT4HQ3100GFF000XXX + SRFB3XT4FPX | XT4HQ3100PFF000XXX + SRFB3XT4FPX | XT4HQ3100QFF000XXX + SRFB3XT4FPX | XT4HQ3100TFF000XXX + SRFB3XT4FPX | XT4HQ3100UFF000XXX + SRFB3XT4FPX
SF | SFLA24AT0250 | 34 | SRPF250A90 | 19 | 90 | 12 | 50kA | 6 | Panelboard MRO | 1 | Distribution Protection | 1 | 600Vac (Y/D) | 2 | 100% | 2 | 341961122 | XT4LQ3090AFF000XXX + SRFB6XT4FPX | XT4LQ3090BFF000XXX + SRFB6XT4FPX | XT4LQ3100EFF000XXX + SRFB3XT4FPX | XT4LQ3100FFF000XXX + SRFB3XT4FPX | XT4LQ3100GFF000XXX + SRFB3XT4FPX | XT4LQ3100PFF000XXX + SRFB3XT4FPX | XT4LQ3100QFF000XXX + SRFB3XT4FPX | XT4LQ3100TFF000XXX + SRFB3XT4FPX | XT4LQ3100UFF000XXX + SRFB3XT4FPX
SF | SFLA24AT0250 | 34 | SRPF250A90 | 19 | 90 | 12 | 65kA | 7 | Loose MCCB (OEM) | 2 | Distribution Protection | 1 | 480Vac (Y/D) | 1 | 80% | 1 | 341972111 | XT1HU3090AFF000XXX | XT2HU3090BFF000XXX | XT2HU3100EFF000XXX | XT2HU3100FFF000XXX | XT2HU3100GFF000XXX | XT2HU3100PFF000XXX | XT2HU3100QFF000XXX | XT2HU3100TFF000XXX | XT2HU3100UFF000XXX
SF | SFLA24AT0250 | 34 | SRPF250A90 | 19 | 90 | 12 | 65kA | 7 | Loose MCCB (OEM) | 2 | Distribution Protection | 1 | 600Vac (Y/D) | 2 | 80% | 1 | 341972121 | XT4VU3090AFF000XXX | XT4VU3090BFF000XXX | XT4VU3100EFF000XXX | XT4VU3100FFF000XXX | XT4VU3100GFF000XXX | XT4VU3100PFF000XXX | XT4VU3100QFF000XXX | XT4VU3100TFF000XXX | XT4VU3100UFF000XXX
SF | SFLA24AT0250 | 34 | SRPF250A90 | 19 | 90 | 12 | 65kA | 7 | Loose MCCB (OEM) | 2 | Distribution Protection | 1 | 480Vac (Y/D) | 1 | 100% | 2 | 341972112 | XT1HQ3090AFF000XXX | XT2HQ3090BFF000XXX | XT2HQ3100EFF000XXX | XT2HQ3100FFF000XXX | XT2HQ3100GFF000XXX | XT2HQ3100PFF000XXX | XT2HQ3100QFF000XXX | XT2HQ3100TFF000XXX | XT2HQ3100UFF000XXX
SF | SFLA24AT0250 | 34 | SRPF250A90 | 19 | 90 | 12 | 65kA | 7 | Loose MCCB (OEM) | 2 | Distribution Protection | 1 | 600Vac (Y/D) | 2 | 100% | 2 | 341972122 | XT4VQ3090AFF000XXX | XT4VQ3090BFF000XXX | XT4VQ3100EFF000XXX | XT4VQ3100FFF000XXX | XT4VQ3100GFF000XXX | XT4VQ3100PFF000XXX | XT4VQ3100QFF000XXX | XT4VQ3100TFF000XXX | XT4VQ3100UFF000XXX
SF | SFLA24AT0250 | 34 | SRPF250A90 | 19 | 90 | 12 | 65kA | 7 | Panelboard MRO | 1 | Distribution Protection | 1 | 480Vac (Y/D) | 1 | 80% | 1 | 341971111 | XT1HU3090AFF000XXX + SRFB6XT1FPX | XT4HU3090BFF000XXX + SRFB6XT4FPX | XT4HU3100EFF000XXX + SRFB3XT4FPX | XT4HU3100FFF000XXX + SRFB3XT4FPX | XT4HU3100GFF000XXX + SRFB3XT4FPX | XT4HU3100PFF000XXX + SRFB3XT4FPX | XT4HU3100QFF000XXX + SRFB3XT4FPX | XT4HU3100TFF000XXX + SRFB3XT4FPX | XT4HU3100UFF000XXX + SRFB3XT4FPX
SF | SFLA24AT0250 | 34 | SRPF250A90 | 19 | 90 | 12 | 65kA | 7 | Panelboard MRO | 1 | Distribution Protection | 1 | 600Vac (Y/D) | 2 | 80% | 1 | 341971121 | XT4VU3090AFF000XXX + SRFB6XT4FPX | XT4VU3090BFF000XXX + SRFB6XT4FPX | XT4VU3100EFF000XXX + SRFB3XT4FPX | XT4VU3100FFF000XXX + SRFB3XT4FPX | XT4VU3100GFF000XXX + SRFB3XT4FPX | XT4VU3100PFF000XXX + SRFB3XT4FPX | XT4VU3100QFF000XXX + SRFB3XT4FPX | XT4VU3100TFF000XXX + SRFB3XT4FPX | XT4VU3100UFF000XXX + SRFB3XT4FPX
SF | SFLA24AT0250 | 34 | SRPF250A90 | 19 | 90 | 12 | 65kA | 7 | Panelboard MRO | 1 | Distribution Protection | 1 | 480Vac (Y/D) | 1 | 100% | 2 | 341971112 | XT1HQ3090AFF000XXX + SRFB6XT1FPX | XT4HQ3090BFF000XXX + SRFB6XT4FPX | XT4HQ3100EFF000XXX + SRFB3XT4FPX | XT4HQ3100FFF000XXX + SRFB3XT4FPX | XT4HQ3100GFF000XXX + SRFB3XT4FPX | XT4HQ3100PFF000XXX + SRFB3XT4FPX | XT4HQ3100QFF000XXX + SRFB3XT4FPX | XT4HQ3100TFF000XXX + SRFB3XT4FPX | XT4HQ3100UFF000XXX + SRFB3XT4FPX
SF | SFLA24AT0250 | 34 | SRPF250A90 | 19 | 90 | 12 | 65kA | 7 | Panelboard MRO | 1 | Distribution Protection | 1 | 600Vac (Y/D) | 2 | 100% | 2 | 341971122 | XT4VQ3090AFF000XXX + SRFB6XT4FPX | XT4VQ3090BFF000XXX + SRFB6XT4FPX | XT4VQ3100EFF000XXX + SRFB3XT4FPX | XT4VQ3100FFF000XXX + SRFB3XT4FPX | XT4VQ3100GFF000XXX + SRFB3XT4FPX | XT4VQ3100PFF000XXX + SRFB3XT4FPX | XT4VQ3100QFF000XXX + SRFB3XT4FPX | XT4VQ3100TFF000XXX + SRFB3XT4FPX | XT4VQ3100UFF000XXX + SRFB3XT4FPX
SF | SFLA24AT0250 | 34 | SRPF250A100 | 20 | 100 | 13 | 50kA | 6 | Loose MCCB (OEM) | 2 | Distribution Protection | 1 | 480Vac (Y/D) | 1 | 80% | 1 | 342062111 | XT1HU3100AFF000XXX | XT2HU3100BFF000XXX | XT2HU3100EFF000XXX | XT2HU3100FFF000XXX | XT2HU3100GFF000XXX | XT2HU3100PFF000XXX | XT2HU3100QFF000XXX | XT2HU3100TFF000XXX | XT2HU3100UFF000XXX
SF | SFLA24AT0250 | 34 | SRPF250A100 | 20 | 100 | 13 | 50kA | 6 | Loose MCCB (OEM) | 2 | Distribution Protection | 1 | 600Vac (Y/D) | 2 | 80% | 1 | 342062121 | XT4LU3100AFF000XXX | XT4LU3100BFF000XXX | XT4LU3100EFF000XXX | XT4LU3100FFF000XXX | XT4LU3100GFF000XXX | XT4LU3100PFF000XXX | XT4LU3100QFF000XXX | XT4LU3100TFF000XXX | XT4LU3100UFF000XXX
SF | SFLA24AT0250 | 34 | SRPF250A100 | 20 | 100 | 13 | 50kA | 6 | Loose MCCB (OEM) | 2 | Distribution Protection | 1 | 480Vac (Y/D) | 1 | 100% | 2 | 342062112 | XT1HQ3100AFF000XXX | XT2HQ3100BFF000XXX | XT2HQ3100EFF000XXX | XT2HQ3100FFF000XXX | XT2HQ3100GFF000XXX | XT2HQ3100PFF000XXX | XT2HQ3100QFF000XXX | XT2HQ3100TFF000XXX | XT2HQ3100UFF000XXX
SF | SFLA24AT0250 | 34 | SRPF250A100 | 20 | 100 | 13 | 50kA | 6 | Loose MCCB (OEM) | 2 | Distribution Protection | 1 | 600Vac (Y/D) | 2 | 100% | 2 | 342062122 | XT4LQ3100AFF000XXX | XT4LQ3100BFF000XXX | XT4LQ3100EFF000XXX | XT4LQ3100FFF000XXX | XT4LQ3100GFF000XXX | XT4LQ3100PFF000XXX | XT4LQ3100QFF000XXX | XT4LQ3100TFF000XXX | XT4LQ3100UFF000XXX
SF | SFLA24AT0250 | 34 | SRPF250A100 | 20 | 100 | 13 | 50kA | 6 | Panelboard MRO | 1 | Distribution Protection | 1 | 480Vac (Y/D) | 1 | 80% | 1 | 342061111 | XT1HU3100AFF000XXX + SRFB6XT1FPX | XT4HU3100BFF000XXX + SRFB6XT4FPX | XT4HU3100EFF000XXX + SRFB3XT4FPX | XT4HU3100FFF000XXX + SRFB3XT4FPX | XT4HU3100GFF000XXX + SRFB3XT4FPX | XT4HU3100PFF000XXX + SRFB3XT4FPX | XT4HU3100QFF000XXX + SRFB3XT4FPX | XT4HU3100TFF000XXX + SRFB3XT4FPX | XT4HU3100UFF000XXX + SRFB3XT4FPX
SF | SFLA24AT0250 | 34 | SRPF250A100 | 20 | 100 | 13 | 50kA | 6 | Panelboard MRO | 1 | Distribution Protection | 1 | 600Vac (Y/D) | 2 | 80% | 1 | 342061121 | XT4LU3100AFF000XXX + SRFB6XT4FPX | XT4LU3100BFF000XXX + SRFB6XT4FPX | XT4LU3100EFF000XXX + SRFB3XT4FPX | XT4LU3100FFF000XXX + SRFB3XT4FPX | XT4LU3100GFF000XXX + SRFB3XT4FPX | XT4LU3100PFF000XXX + SRFB3XT4FPX | XT4LU3100QFF000XXX + SRFB3XT4FPX | XT4LU3100TFF000XXX + SRFB3XT4FPX | XT4LU3100UFF000XXX + SRFB3XT4FPX
SF | SFLA24AT0250 | 34 | SRPF250A100 | 20 | 100 | 13 | 50kA | 6 | Panelboard MRO | 1 | Distribution Protection | 1 | 480Vac (Y/D) | 1 | 100% | 2 | 342061112 | XT1HQ3100AFF000XXX + SRFB6XT1FPX | XT4HQ3100BFF000XXX + SRFB6XT4FPX | XT4HQ3100EFF000XXX + SRFB3XT4FPX | XT4HQ3100FFF000XXX + SRFB3XT4FPX | XT4HQ3100GFF000XXX + SRFB3XT4FPX | XT4HQ3100PFF000XXX + SRFB3XT4FPX | XT4HQ3100QFF000XXX + SRFB3XT4FPX | XT4HQ3100TFF000XXX + SRFB3XT4FPX | XT4HQ3100UFF000XXX + SRFB3XT4FPX
SF | SFLA24AT0250 | 34 | SRPF250A100 | 20 | 100 | 13 | 50kA | 6 | Panelboard MRO | 1 | Distribution Protection | 1 | 600Vac (Y/D) | 2 | 100% | 2 | 342061122 | XT4LQ3100AFF000XXX + SRFB6XT4FPX | XT4LQ3100BFF000XXX + SRFB6XT4FPX | XT4LQ3100EFF000XXX + SRFB3XT4FPX | XT4LQ3100FFF000XXX + SRFB3XT4FPX | XT4LQ3100GFF000XXX + SRFB3XT4FPX | XT4LQ3100PFF000XXX + SRFB3XT4FPX | XT4LQ3100QFF000XXX + SRFB3XT4FPX | XT4LQ3100TFF000XXX + SRFB3XT4FPX | XT4LQ3100UFF000XXX + SRFB3XT4FPX
SF | SFLA24AT0250 | 34 | SRPF250A100 | 20 | 100 | 13 | 65kA | 7 | Loose MCCB (OEM) | 2 | Distribution Protection | 1 | 480Vac (Y/D) | 1 | 80% | 1 | 342072111 | XT1HU3100AFF000XXX | XT2HU3100BFF000XXX | XT2HU3100EFF000XXX | XT2HU3100FFF000XXX | XT2HU3100GFF000XXX | XT2HU3100PFF000XXX | XT2HU3100QFF000XXX | XT2HU3100TFF000XXX | XT2HU3100UFF000XXX
SF | SFLA24AT0250 | 34 | SRPF250A100 | 20 | 100 | 13 | 65kA | 7 | Loose MCCB (OEM) | 2 | Distribution Protection | 1 | 600Vac (Y/D) | 2 | 80% | 1 | 342072121 | XT4VU3100AFF000XXX | XT4VU3100BFF000XXX | XT4VU3100EFF000XXX | XT4VU3100FFF000XXX | XT4VU3100GFF000XXX | XT4VU3100PFF000XXX | XT4VU3100QFF000XXX | XT4VU3100TFF000XXX | XT4VU3100UFF000XXX
SF | SFLA24AT0250 | 34 | SRPF250A100 | 20 | 100 | 13 | 65kA | 7 | Loose MCCB (OEM) | 2 | Distribution Protection | 1 | 480Vac (Y/D) | 1 | 100% | 2 | 342072112 | XT1HQ3100AFF000XXX | XT2HQ3100BFF000XXX | XT2HQ3100EFF000XXX | XT2HQ3100FFF000XXX | XT2HQ3100GFF000XXX | XT2HQ3100PFF000XXX | XT2HQ3100QFF000XXX | XT2HQ3100TFF000XXX | XT2HQ3100UFF000XXX
SF | SFLA24AT0250 | 34 | SRPF250A100 | 20 | 100 | 13 | 65kA | 7 | Loose MCCB (OEM) | 2 | Distribution Protection | 1 | 600Vac (Y/D) | 2 | 100% | 2 | 342072122 | XT4VQ3100AFF000XXX | XT4VQ3100BFF000XXX | XT4VQ3100EFF000XXX | XT4VQ3100FFF000XXX | XT4VQ3100GFF000XXX | XT4VQ3100PFF000XXX | XT4VQ3100QFF000XXX | XT4VQ3100TFF000XXX | XT4VQ3100UFF000XXX
SF | SFLA24AT0250 | 34 | SRPF250A100 | 20 | 100 | 13 | 65kA | 7 | Panelboard MRO | 1 | Distribution Protection | 1 | 480Vac (Y/D) | 1 | 80% | 1 | 342071111 | XT1HU3100AFF000XXX + SRFB6XT1FPX | XT4HU3100BFF000XXX + SRFB6XT4FPX | XT4HU3100EFF000XXX + SRFB3XT4FPX | XT4HU3100FFF000XXX + SRFB3XT4FPX | XT4HU3100GFF000XXX + SRFB3XT4FPX | XT4HU3100PFF000XXX + SRFB3XT4FPX | XT4HU3100QFF000XXX + SRFB3XT4FPX | XT4HU3100TFF000XXX + SRFB3XT4FPX | XT4HU3100UFF000XXX + SRFB3XT4FPX
SF | SFLA24AT0250 | 34 | SRPF250A100 | 20 | 100 | 13 | 65kA | 7 | Panelboard MRO | 1 | Distribution Protection | 1 | 600Vac (Y/D) | 2 | 80% | 1 | 342071121 | XT4VU3100AFF000XXX + SRFB6XT4FPX | XT4VU3100BFF000XXX + SRFB6XT4FPX | XT4VU3100EFF000XXX + SRFB3XT4FPX | XT4VU3100FFF000XXX + SRFB3XT4FPX | XT4VU3100GFF000XXX + SRFB3XT4FPX | XT4VU3100PFF000XXX + SRFB3XT4FPX | XT4VU3100QFF000XXX + SRFB3XT4FPX | XT4VU3100TFF000XXX + SRFB3XT4FPX | XT4VU3100UFF000XXX + SRFB3XT4FPX
SF | SFLA24AT0250 | 34 | SRPF250A100 | 20 | 100 | 13 | 65kA | 7 | Panelboard MRO | 1 | Distribution Protection | 1 | 480Vac (Y/D) | 1 | 100% | 2 | 342071112 | XT1HQ3100AFF000XXX + SRFB6XT1FPX | XT4HQ3100BFF000XXX + SRFB6XT4FPX | XT4HQ3100EFF000XXX + SRFB3XT4FPX | XT4HQ3100FFF000XXX + SRFB3XT4FPX | XT4HQ3100GFF000XXX + SRFB3XT4FPX | XT4HQ3100PFF000XXX + SRFB3XT4FPX | XT4HQ3100QFF000XXX + SRFB3XT4FPX | XT4HQ3100TFF000XXX + SRFB3XT4FPX | XT4HQ3100UFF000XXX + SRFB3XT4FPX
SF | SFLA24AT0250 | 34 | SRPF250A100 | 20 | 100 | 13 | 65kA | 7 | Panelboard MRO | 1 | Distribution Protection | 1 | 600Vac (Y/D) | 2 | 100% | 2 | 342071122 | XT4VQ3100AFF000XXX + SRFB6XT4FPX | XT4VQ3100BFF000XXX + SRFB6XT4FPX | XT4VQ3100EFF000XXX + SRFB3XT4FPX | XT4VQ3100FFF000XXX + SRFB3XT4FPX | XT4VQ3100GFF000XXX + SRFB3XT4FPX | XT4VQ3100PFF000XXX + SRFB3XT4FPX | XT4VQ3100QFF000XXX + SRFB3XT4FPX | XT4VQ3100TFF000XXX + SRFB3XT4FPX | XT4VQ3100UFF000XXX + SRFB3XT4FPX
SF | SFLA24AT0250 | 34 | SRPF250A110 | 21 | 110 | 14 | 50kA | 6 | Loose MCCB (OEM) | 2 | Distribution Protection | 1 | 480Vac (Y/D) | 1 | 80% | 1 | 342162111 | XT1HU3110AFF000XXX | XT2HU3110BFF000XXX | XT2HU3125EFF000XXX | XT2HU3125FFF000XXX | XT2HU3125GFF000XXX | XT2HU3125PFF000XXX | XT2HU3125QFF000XXX | XT2HU3125TFF000XXX | XT2HU3125UFF000XXX
SF | SFLA24AT0250 | 34 | SRPF250A110 | 21 | 110 | 14 | 50kA | 6 | Loose MCCB (OEM) | 2 | Distribution Protection | 1 | 600Vac (Y/D) | 2 | 80% | 1 | 342162121 | XT4LU3110AFF000XXX | XT4LU3110BFF000XXX | XT4LU3150EFF000XXX | XT4LU3150FFF000XXX | XT4LU3150GFF000XXX | XT4LU3150PFF000XXX | XT4LU3150QFF000XXX | XT4LU3150TFF000XXX | XT4LU3150UFF000XXX
SF | SFLA24AT0250 | 34 | SRPF250A110 | 21 | 110 | 14 | 50kA | 6 | Loose MCCB (OEM) | 2 | Distribution Protection | 1 | 480Vac (Y/D) | 1 | 100% | 2 | 342162112 | XT4HQ3110AFF000XXX | XT4HQ3110BFF000XXX | XT4HQ3150EFF000XXX | XT4HQ3150FFF000XXX | XT4HQ3150GFF000XXX | XT4HQ3150PFF000XXX | XT4HQ3150QFF000XXX | XT4HQ3150TFF000XXX | XT4HQ3150UFF000XXX
SF | SFLA24AT0250 | 34 | SRPF250A110 | 21 | 110 | 14 | 50kA | 6 | Loose MCCB (OEM) | 2 | Distribution Protection | 1 | 600Vac (Y/D) | 2 | 100% | 2 | 342162122 | XT4LQ3110AFF000XXX | XT4LQ3110BFF000XXX | XT4LQ3150EFF000XXX | XT4LQ3150FFF000XXX | XT4LQ3150GFF000XXX | XT4LQ3150PFF000XXX | XT4LQ3150QFF000XXX | XT4LQ3150TFF000XXX | XT4LQ3150UFF000XXX
SF | SFLA24AT0250 | 34 | SRPF250A110 | 21 | 110 | 14 | 50kA | 6 | Panelboard MRO | 1 | Distribution Protection | 1 | 480Vac (Y/D) | 1 | 80% | 1 | 342161111 | XT1HU3110AFF000XXX + SRFB6XT1FPX | XT4HU3110BFF000XXX + SRFB6XT4FPX | XT4HU3150EFF000XXX + SRFB3XT4FPX | XT4HU3150FFF000XXX + SRFB3XT4FPX | XT4HU3150GFF000XXX + SRFB3XT4FPX | XT4HU3150PFF000XXX + SRFB3XT4FPX | XT4HU3150QFF000XXX + SRFB3XT4FPX | XT4HU3150TFF000XXX + SRFB3XT4FPX | XT4HU3150UFF000XXX + SRFB3XT4FPX
SF | SFLA24AT0250 | 34 | SRPF250A110 | 21 | 110 | 14 | 50kA | 6 | Panelboard MRO | 1 | Distribution Protection | 1 | 600Vac (Y/D) | 2 | 80% | 1 | 342161121 | XT4LU3110AFF000XXX + SRFB6XT4FPX | XT4LU3110BFF000XXX + SRFB6XT4FPX | XT4LU3150EFF000XXX + SRFB3XT4FPX | XT4LU3150FFF000XXX + SRFB3XT4FPX | XT4LU3150GFF000XXX + SRFB3XT4FPX | XT4LU3150PFF000XXX + SRFB3XT4FPX | XT4LU3150QFF000XXX + SRFB3XT4FPX | XT4LU3150TFF000XXX + SRFB3XT4FPX | XT4LU3150UFF000XXX + SRFB3XT4FPX
SF | SFLA24AT0250 | 34 | SRPF250A110 | 21 | 110 | 14 | 50kA | 6 | Panelboard MRO | 1 | Distribution Protection | 1 | 480Vac (Y/D) | 1 | 100% | 2 | 342161112 | XT4HQ3110AFF000XXX + SRFB6XT4FPX | XT4HQ3110BFF000XXX + SRFB6XT4FPX | XT4HQ3150EFF000XXX + SRFB3XT4FPX | XT4HQ3150FFF000XXX + SRFB3XT4FPX | XT4HQ3150GFF000XXX + SRFB3XT4FPX | XT4HQ3150PFF000XXX + SRFB3XT4FPX | XT4HQ3150QFF000XXX + SRFB3XT4FPX | XT4HQ3150TFF000XXX + SRFB3XT4FPX | XT4HQ3150UFF000XXX + SRFB3XT4FPX
SF | SFLA24AT0250 | 34 | SRPF250A110 | 21 | 110 | 14 | 50kA | 6 | Panelboard MRO | 1 | Distribution Protection | 1 | 600Vac (Y/D) | 2 | 100% | 2 | 342161122 | XT4LQ3110AFF000XXX + SRFB6XT4FPX | XT4LQ3110BFF000XXX + SRFB6XT4FPX | XT4LQ3150EFF000XXX + SRFB3XT4FPX | XT4LQ3150FFF000XXX + SRFB3XT4FPX | XT4LQ3150GFF000XXX + SRFB3XT4FPX | XT4LQ3150PFF000XXX + SRFB3XT4FPX | XT4LQ3150QFF000XXX + SRFB3XT4FPX | XT4LQ3150TFF000XXX + SRFB3XT4FPX | XT4LQ3150UFF000XXX + SRFB3XT4FPX
SF | SFLA24AT0250 | 34 | SRPF250A110 | 21 | 110 | 14 | 65kA | 7 | Loose MCCB (OEM) | 2 | Distribution Protection | 1 | 480Vac (Y/D) | 1 | 80% | 1 | 342172111 | XT1HU3110AFF000XXX | XT2HU3110BFF000XXX | XT2HU3125EFF000XXX | XT2HU3125FFF000XXX | XT2HU3125GFF000XXX | XT2HU3125PFF000XXX | XT2HU3125QFF000XXX | XT2HU3125TFF000XXX | XT2HU3125UFF000XXX
SF | SFLA24AT0250 | 34 | SRPF250A110 | 21 | 110 | 14 | 65kA | 7 | Loose MCCB (OEM) | 2 | Distribution Protection | 1 | 600Vac (Y/D) | 2 | 80% | 1 | 342172121 | XT4VU3110AFF000XXX | XT4VU3110BFF000XXX | XT4VU3150EFF000XXX | XT4VU3150FFF000XXX | XT4VU3150GFF000XXX | XT4VU3150PFF000XXX | XT4VU3150QFF000XXX | XT4VU3150TFF000XXX | XT4VU3150UFF000XXX
SF | SFLA24AT0250 | 34 | SRPF250A110 | 21 | 110 | 14 | 65kA | 7 | Loose MCCB (OEM) | 2 | Distribution Protection | 1 | 480Vac (Y/D) | 1 | 100% | 2 | 342172112 | XT4HQ3110AFF000XXX | XT4HQ3110BFF000XXX | XT4HQ3150EFF000XXX | XT4HQ3150FFF000XXX | XT4HQ3150GFF000XXX | XT4HQ3150PFF000XXX | XT4HQ3150QFF000XXX | XT4HQ3150TFF000XXX | XT4HQ3150UFF000XXX
SF | SFLA24AT0250 | 34 | SRPF250A110 | 21 | 110 | 14 | 65kA | 7 | Loose MCCB (OEM) | 2 | Distribution Protection | 1 | 600Vac (Y/D) | 2 | 100% | 2 | 342172122 | XT4VQ3110AFF000XXX | XT4VQ3110BFF000XXX | XT4VQ3150EFF000XXX | XT4VQ3150FFF000XXX | XT4VQ3150GFF000XXX | XT4VQ3150PFF000XXX | XT4VQ3150QFF000XXX | XT4VQ3150TFF000XXX | XT4VQ3150UFF000XXX
SF | SFLA24AT0250 | 34 | SRPF250A110 | 21 | 110 | 14 | 65kA | 7 | Panelboard MRO | 1 | Distribution Protection | 1 | 480Vac (Y/D) | 1 | 80% | 1 | 342171111 | XT1HU3110AFF000XXX + SRFB6XT1FPX | XT4HU3110BFF000XXX + SRFB6XT4FPX | XT4HU3150EFF000XXX + SRFB3XT4FPX | XT4HU3150FFF000XXX + SRFB3XT4FPX | XT4HU3150GFF000XXX + SRFB3XT4FPX | XT4HU3150PFF000XXX + SRFB3XT4FPX | XT4HU3150QFF000XXX + SRFB3XT4FPX | XT4HU3150TFF000XXX + SRFB3XT4FPX | XT4HU3150UFF000XXX + SRFB3XT4FPX
SF | SFLA24AT0250 | 34 | SRPF250A110 | 21 | 110 | 14 | 65kA | 7 | Panelboard MRO | 1 | Distribution Protection | 1 | 600Vac (Y/D) | 2 | 80% | 1 | 342171121 | XT4VU3110AFF000XXX + SRFB6XT4FPX | XT4VU3110BFF000XXX + SRFB6XT4FPX | XT4VU3150EFF000XXX + SRFB3XT4FPX | XT4VU3150FFF000XXX + SRFB3XT4FPX | XT4VU3150GFF000XXX + SRFB3XT4FPX | XT4VU3150PFF000XXX + SRFB3XT4FPX | XT4VU3150QFF000XXX + SRFB3XT4FPX | XT4VU3150TFF000XXX + SRFB3XT4FPX | XT4VU3150UFF000XXX + SRFB3XT4FPX
SF | SFLA24AT0250 | 34 | SRPF250A110 | 21 | 110 | 14 | 65kA | 7 | Panelboard MRO | 1 | Distribution Protection | 1 | 480Vac (Y/D) | 1 | 100% | 2 | 342171112 | XT4HQ3110AFF000XXX + SRFB6XT4FPX | XT4HQ3110BFF000XXX + SRFB6XT4FPX | XT4HQ3150EFF000XXX + SRFB3XT4FPX | XT4HQ3150FFF000XXX + SRFB3XT4FPX | XT4HQ3150GFF000XXX + SRFB3XT4FPX | XT4HQ3150PFF000XXX + SRFB3XT4FPX | XT4HQ3150QFF000XXX + SRFB3XT4FPX | XT4HQ3150TFF000XXX + SRFB3XT4FPX | XT4HQ3150UFF000XXX + SRFB3XT4FPX
SF | SFLA24AT0250 | 34 | SRPF250A110 | 21 | 110 | 14 | 65kA | 7 | Panelboard MRO | 1 | Distribution Protection | 1 | 600Vac (Y/D) | 2 | 100% | 2 | 342171122 | XT4VQ3110AFF000XXX + SRFB6XT4FPX | XT4VQ3110BFF000XXX + SRFB6XT4FPX | XT4VQ3150EFF000XXX + SRFB3XT4FPX | XT4VQ3150FFF000XXX + SRFB3XT4FPX | XT4VQ3150GFF000XXX + SRFB3XT4FPX | XT4VQ3150PFF000XXX + SRFB3XT4FPX | XT4VQ3150QFF000XXX + SRFB3XT4FPX | XT4VQ3150TFF000XXX + SRFB3XT4FPX | XT4VQ3150UFF000XXX + SRFB3XT4FPX
SF | SFLA24AT0250 | 34 | SRPF250A125 | 22 | 125 | 15 | 50kA | 6 | Loose MCCB (OEM) | 2 | Distribution Protection | 1 | 480Vac (Y/D) | 1 | 100% | 2 | 342262112 | XT4HQ3125AFF000XXX | XT4HQ3125BFF000XXX | XT4HQ3150EFF000XXX | XT4HQ3150FFF000XXX | XT4HQ3150GFF000XXX | XT4HQ3150PFF000XXX | XT4HQ3150QFF000XXX | XT4HQ3150TFF000XXX | XT4HQ3150UFF000XXX
SF | SFLA24AT0250 | 34 | SRPF250A125 | 22 | 125 | 15 | 50kA | 6 | Loose MCCB (OEM) | 2 | Distribution Protection | 1 | 480Vac (Y/D) | 1 | 80% | 1 | 342262111 | XT1HU3125AFF000XXX | XT2HU3125BFF000XXX | XT2HU3125EFF000XXX | XT2HU3125FFF000XXX | XT2HU3125GFF000XXX | XT2HU3125PFF000XXX | XT2HU3125QFF000XXX | XT2HU3125TFF000XXX | XT2HU3125UFF000XXX
SF | SFLA24AT0250 | 34 | SRPF250A125 | 22 | 125 | 15 | 50kA | 6 | Loose MCCB (OEM) | 2 | Distribution Protection | 1 | 600Vac (Y/D) | 2 | 80% | 1 | 342262121 | XT4LU3125AFF000XXX | XT4LU3125BFF000XXX | XT4LU3150EFF000XXX | XT4LU3150FFF000XXX | XT4LU3150GFF000XXX | XT4LU3150PFF000XXX | XT4LU3150QFF000XXX | XT4LU3150TFF000XXX | XT4LU3150UFF000XXX
SF | SFLA24AT0250 | 34 | SRPF250A125 | 22 | 125 | 15 | 50kA | 6 | Loose MCCB (OEM) | 2 | Distribution Protection | 1 | 600Vac (Y/D) | 2 | 100% | 2 | 342262122 | XT4LQ3125AFF000XXX | XT4LQ3125BFF000XXX | XT4LQ3150EFF000XXX | XT4LQ3150FFF000XXX | XT4LQ3150GFF000XXX | XT4LQ3150PFF000XXX | XT4LQ3150QFF000XXX | XT4LQ3150TFF000XXX | XT4LQ3150UFF000XXX
SF | SFLA24AT0250 | 34 | SRPF250A125 | 22 | 125 | 15 | 50kA | 6 | Panelboard MRO | 1 | Distribution Protection | 1 | 480Vac (Y/D) | 1 | 100% | 2 | 342261112 | XT4HQ3125AFF000XXX + SRFB6XT4FPX | XT4HQ3125BFF000XXX + SRFB6XT4FPX | XT4HQ3150EFF000XXX + SRFB3XT4FPX | XT4HQ3150FFF000XXX + SRFB3XT4FPX | XT4HQ3150GFF000XXX + SRFB3XT4FPX | XT4HQ3150PFF000XXX + SRFB3XT4FPX | XT4HQ3150QFF000XXX + SRFB3XT4FPX | XT4HQ3150TFF000XXX + SRFB3XT4FPX | XT4HQ3150UFF000XXX + SRFB3XT4FPX
SF | SFLA24AT0250 | 34 | SRPF250A125 | 22 | 125 | 15 | 50kA | 6 | Panelboard MRO | 1 | Distribution Protection | 1 | 480Vac (Y/D) | 1 | 80% | 1 | 342261111 | XT1HU3125AFF000XXX + SRFB6XT1FPX | XT4HU3125BFF000XXX + SRFB6XT4FPX | XT4HU3150EFF000XXX + SRFB3XT4FPX | XT4HU3150FFF000XXX + SRFB3XT4FPX | XT4HU3150GFF000XXX + SRFB3XT4FPX | XT4HU3150PFF000XXX + SRFB3XT4FPX | XT4HU3150QFF000XXX + SRFB3XT4FPX | XT4HU3150TFF000XXX + SRFB3XT4FPX | XT4HU3150UFF000XXX + SRFB3XT4FPX
SF | SFLA24AT0250 | 34 | SRPF250A125 | 22 | 125 | 15 | 50kA | 6 | Panelboard MRO | 1 | Distribution Protection | 1 | 600Vac (Y/D) | 2 | 80% | 1 | 342261121 | XT4LU3125AFF000XXX + SRFB6XT4FPX | XT4LU3125BFF000XXX + SRFB6XT4FPX | XT4LU3150EFF000XXX + SRFB3XT4FPX | XT4LU3150FFF000XXX + SRFB3XT4FPX | XT4LU3150GFF000XXX + SRFB3XT4FPX | XT4LU3150PFF000XXX + SRFB3XT4FPX | XT4LU3150QFF000XXX + SRFB3XT4FPX | XT4LU3150TFF000XXX + SRFB3XT4FPX | XT4LU3150UFF000XXX + SRFB3XT4FPX
SF | SFLA24AT0250 | 34 | SRPF250A125 | 22 | 125 | 15 | 50kA | 6 | Panelboard MRO | 1 | Distribution Protection | 1 | 600Vac (Y/D) | 2 | 100% | 2 | 342261122 | XT4LQ3125AFF000XXX + SRFB6XT4FPX | XT4LQ3125BFF000XXX + SRFB6XT4FPX | XT4LQ3150EFF000XXX + SRFB3XT4FPX | XT4LQ3150FFF000XXX + SRFB3XT4FPX | XT4LQ3150GFF000XXX + SRFB3XT4FPX | XT4LQ3150PFF000XXX + SRFB3XT4FPX | XT4LQ3150QFF000XXX + SRFB3XT4FPX | XT4LQ3150TFF000XXX + SRFB3XT4FPX | XT4LQ3150UFF000XXX + SRFB3XT4FPX
SF | SFLA24AT0250 | 34 | SRPF250A125 | 22 | 125 | 15 | 65kA | 7 | Loose MCCB (OEM) | 2 | Distribution Protection | 1 | 480Vac (Y/D) | 1 | 100% | 2 | 342272112 | XT4HQ3125AFF000XXX | XT4HQ3125BFF000XXX | XT4HQ3150EFF000XXX | XT4HQ3150FFF000XXX | XT4HQ3150GFF000XXX | XT4HQ3150PFF000XXX | XT4HQ3150QFF000XXX | XT4HQ3150TFF000XXX | XT4HQ3150UFF000XXX
SF | SFLA24AT0250 | 34 | SRPF250A125 | 22 | 125 | 15 | 65kA | 7 | Loose MCCB (OEM) | 2 | Distribution Protection | 1 | 480Vac (Y/D) | 1 | 80% | 1 | 342272111 | XT1HU3125AFF000XXX | XT2HU3125BFF000XXX | XT2HU3125EFF000XXX | XT2HU3125FFF000XXX | XT2HU3125GFF000XXX | XT2HU3125PFF000XXX | XT2HU3125QFF000XXX | XT2HU3125TFF000XXX | XT2HU3125UFF000XXX
SF | SFLA24AT0250 | 34 | SRPF250A125 | 22 | 125 | 15 | 65kA | 7 | Loose MCCB (OEM) | 2 | Distribution Protection | 1 | 600Vac (Y/D) | 2 | 80% | 1 | 342272121 | XT4VU3125AFF000XXX | XT4VU3125BFF000XXX | XT4VU3150EFF000XXX | XT4VU3150FFF000XXX | XT4VU3150GFF000XXX | XT4VU3150PFF000XXX | XT4VU3150QFF000XXX | XT4VU3150TFF000XXX | XT4VU3150UFF000XXX
SF | SFLA24AT0250 | 34 | SRPF250A125 | 22 | 125 | 15 | 65kA | 7 | Loose MCCB (OEM) | 2 | Distribution Protection | 1 | 600Vac (Y/D) | 2 | 100% | 2 | 342272122 | XT4VQ3125AFF000XXX | XT4VQ3125BFF000XXX | XT4VQ3150EFF000XXX | XT4VQ3150FFF000XXX | XT4VQ3150GFF000XXX | XT4VQ3150PFF000XXX | XT4VQ3150QFF000XXX | XT4VQ3150TFF000XXX | XT4VQ3150UFF000XXX
SF | SFLA24AT0250 | 34 | SRPF250A125 | 22 | 125 | 15 | 65kA | 7 | Panelboard MRO | 1 | Distribution Protection | 1 | 480Vac (Y/D) | 1 | 100% | 2 | 342271112 | XT4HQ3125AFF000XXX + SRFB6XT4FPX | XT4HQ3125BFF000XXX + SRFB6XT4FPX | XT4HQ3150EFF000XXX + SRFB3XT4FPX | XT4HQ3150FFF000XXX + SRFB3XT4FPX | XT4HQ3150GFF000XXX + SRFB3XT4FPX | XT4HQ3150PFF000XXX + SRFB3XT4FPX | XT4HQ3150QFF000XXX + SRFB3XT4FPX | XT4HQ3150TFF000XXX + SRFB3XT4FPX | XT4HQ3150UFF000XXX + SRFB3XT4FPX
SF | SFLA24AT0250 | 34 | SRPF250A125 | 22 | 125 | 15 | 65kA | 7 | Panelboard MRO | 1 | Distribution Protection | 1 | 480Vac (Y/D) | 1 | 80% | 1 | 342271111 | XT1HU3125AFF000XXX + SRFB6XT1FPX | XT4HU3125BFF000XXX + SRFB6XT4FPX | XT4HU3150EFF000XXX + SRFB3XT4FPX | XT4HU3150FFF000XXX + SRFB3XT4FPX | XT4HU3150GFF000XXX + SRFB3XT4FPX | XT4HU3150PFF000XXX + SRFB3XT4FPX | XT4HU3150QFF000XXX + SRFB3XT4FPX | XT4HU3150TFF000XXX + SRFB3XT4FPX | XT4HU3150UFF000XXX + SRFB3XT4FPX
SF | SFLA24AT0250 | 34 | SRPF250A125 | 22 | 125 | 15 | 65kA | 7 | Panelboard MRO | 1 | Distribution Protection | 1 | 600Vac (Y/D) | 2 | 80% | 1 | 342271121 | XT4VU3125AFF000XXX + SRFB6XT4FPX | XT4VU3125BFF000XXX + SRFB6XT4FPX | XT4VU3150EFF000XXX + SRFB3XT4FPX | XT4VU3150FFF000XXX + SRFB3XT4FPX | XT4VU3150GFF000XXX + SRFB3XT4FPX | XT4VU3150PFF000XXX + SRFB3XT4FPX | XT4VU3150QFF000XXX + SRFB3XT4FPX | XT4VU3150TFF000XXX + SRFB3XT4FPX | XT4VU3150UFF000XXX + SRFB3XT4FPX
SF | SFLA24AT0250 | 34 | SRPF250A125 | 22 | 125 | 15 | 65kA | 7 | Panelboard MRO | 1 | Distribution Protection | 1 | 600Vac (Y/D) | 2 | 100% | 2 | 342271122 | XT4VQ3125AFF000XXX + SRFB6XT4FPX | XT4VQ3125BFF000XXX + SRFB6XT4FPX | XT4VQ3150EFF000XXX + SRFB3XT4FPX | XT4VQ3150FFF000XXX + SRFB3XT4FPX | XT4VQ3150GFF000XXX + SRFB3XT4FPX | XT4VQ3150PFF000XXX + SRFB3XT4FPX | XT4VQ3150QFF000XXX + SRFB3XT4FPX | XT4VQ3150TFF000XXX + SRFB3XT4FPX | XT4VQ3150UFF000XXX + SRFB3XT4FPX
SF | SFLA24AT0250 | 34 | SRPF250A150 | 23 | 150 | 16 | 50kA | 6 | Loose MCCB (OEM) | 2 | Distribution Protection | 1 | 480Vac (Y/D) | 1 | 80% | 1 | 342362111 | XT4HU3150AFF000XXX | XT4HU3150BFF000XXX | XT4HU3150EFF000XXX | XT4HU3150FFF000XXX | XT4HU3150GFF000XXX | XT4HU3150PFF000XXX | XT4HU3150QFF000XXX | XT4HU3150TFF000XXX | XT4HU3150UFF000XXX
SF | SFLA24AT0250 | 34 | SRPF250A150 | 23 | 150 | 16 | 50kA | 6 | Loose MCCB (OEM) | 2 | Distribution Protection | 1 | 600Vac (Y/D) | 2 | 80% | 1 | 342362121 | XT4LU3150AFF000XXX | XT4LU3150BFF000XXX | XT4LU3150EFF000XXX | XT4LU3150FFF000XXX | XT4LU3150GFF000XXX | XT4LU3150PFF000XXX | XT4LU3150QFF000XXX | XT4LU3150TFF000XXX | XT4LU3150UFF000XXX
SF | SFLA24AT0250 | 34 | SRPF250A150 | 23 | 150 | 16 | 50kA | 6 | Loose MCCB (OEM) | 2 | Distribution Protection | 1 | 480Vac (Y/D) | 1 | 100% | 2 | 342362112 | XT4HQ3150AFF000XXX | XT4HQ3150BFF000XXX | XT4HQ3150EFF000XXX | XT4HQ3150FFF000XXX | XT4HQ3150GFF000XXX | XT4HQ3150PFF000XXX | XT4HQ3150QFF000XXX | XT4HQ3150TFF000XXX | XT4HQ3150UFF000XXX
SF | SFLA24AT0250 | 34 | SRPF250A150 | 23 | 150 | 16 | 50kA | 6 | Loose MCCB (OEM) | 2 | Distribution Protection | 1 | 600Vac (Y/D) | 2 | 100% | 2 | 342362122 | XT4LQ3150AFF000XXX | XT4LQ3150BFF000XXX | XT4LQ3150EFF000XXX | XT4LQ3150FFF000XXX | XT4LQ3150GFF000XXX | XT4LQ3150PFF000XXX | XT4LQ3150QFF000XXX | XT4LQ3150TFF000XXX | XT4LQ3150UFF000XXX
SF | SFLA24AT0250 | 34 | SRPF250A150 | 23 | 150 | 16 | 50kA | 6 | Panelboard MRO | 1 | Distribution Protection | 1 | 480Vac (Y/D) | 1 | 80% | 1 | 342361111 | XT4HU3150AFF000XXX + SRFB6XT4FPX | XT4HU3150BFF000XXX + SRFB6XT4FPX | XT4HU3150EFF000XXX + SRFB3XT4FPX | XT4HU3150FFF000XXX + SRFB3XT4FPX | XT4HU3150GFF000XXX + SRFB3XT4FPX | XT4HU3150PFF000XXX + SRFB3XT4FPX | XT4HU3150QFF000XXX + SRFB3XT4FPX | XT4HU3150TFF000XXX + SRFB3XT4FPX | XT4HU3150UFF000XXX + SRFB3XT4FPX
SF | SFLA24AT0250 | 34 | SRPF250A150 | 23 | 150 | 16 | 50kA | 6 | Panelboard MRO | 1 | Distribution Protection | 1 | 600Vac (Y/D) | 2 | 80% | 1 | 342361121 | XT4LU3150AFF000XXX + SRFB6XT4FPX | XT4LU3150BFF000XXX + SRFB6XT4FPX | XT4LU3150EFF000XXX + SRFB3XT4FPX | XT4LU3150FFF000XXX + SRFB3XT4FPX | XT4LU3150GFF000XXX + SRFB3XT4FPX | XT4LU3150PFF000XXX + SRFB3XT4FPX | XT4LU3150QFF000XXX + SRFB3XT4FPX | XT4LU3150TFF000XXX + SRFB3XT4FPX | XT4LU3150UFF000XXX + SRFB3XT4FPX
SF | SFLA24AT0250 | 34 | SRPF250A150 | 23 | 150 | 16 | 50kA | 6 | Panelboard MRO | 1 | Distribution Protection | 1 | 480Vac (Y/D) | 1 | 100% | 2 | 342361112 | XT4HQ3150AFF000XXX + SRFB6XT4FPX | XT4HQ3150BFF000XXX + SRFB6XT4FPX | XT4HQ3150EFF000XXX + SRFB3XT4FPX | XT4HQ3150FFF000XXX + SRFB3XT4FPX | XT4HQ3150GFF000XXX + SRFB3XT4FPX | XT4HQ3150PFF000XXX + SRFB3XT4FPX | XT4HQ3150QFF000XXX + SRFB3XT4FPX | XT4HQ3150TFF000XXX + SRFB3XT4FPX | XT4HQ3150UFF000XXX + SRFB3XT4FPX
SF | SFLA24AT0250 | 34 | SRPF250A150 | 23 | 150 | 16 | 50kA | 6 | Panelboard MRO | 1 | Distribution Protection | 1 | 600Vac (Y/D) | 2 | 100% | 2 | 342361122 | XT4LQ3150AFF000XXX + SRFB6XT4FPX | XT4LQ3150BFF000XXX + SRFB6XT4FPX | XT4LQ3150EFF000XXX + SRFB3XT4FPX | XT4LQ3150FFF000XXX + SRFB3XT4FPX | XT4LQ3150GFF000XXX + SRFB3XT4FPX | XT4LQ3150PFF000XXX + SRFB3XT4FPX | XT4LQ3150QFF000XXX + SRFB3XT4FPX | XT4LQ3150TFF000XXX + SRFB3XT4FPX | XT4LQ3150UFF000XXX + SRFB3XT4FPX
SF | SFLA24AT0250 | 34 | SRPF250A150 | 23 | 150 | 16 | 65kA | 7 | Loose MCCB (OEM) | 2 | Distribution Protection | 1 | 480Vac (Y/D) | 1 | 80% | 1 | 342372111 | XT4HU3150AFF000XXX | XT4HU3150BFF000XXX | XT4HU3150EFF000XXX | XT4HU3150FFF000XXX | XT4HU3150GFF000XXX | XT4HU3150PFF000XXX | XT4HU3150QFF000XXX | XT4HU3150TFF000XXX | XT4HU3150UFF000XXX
SF | SFLA24AT0250 | 34 | SRPF250A150 | 23 | 150 | 16 | 65kA | 7 | Loose MCCB (OEM) | 2 | Distribution Protection | 1 | 600Vac (Y/D) | 2 | 80% | 1 | 342372121 | XT4VU3150AFF000XXX | XT4VU3150BFF000XXX | XT4VU3150EFF000XXX | XT4VU3150FFF000XXX | XT4VU3150GFF000XXX | XT4VU3150PFF000XXX | XT4VU3150QFF000XXX | XT4VU3150TFF000XXX | XT4VU3150UFF000XXX
SF | SFLA24AT0250 | 34 | SRPF250A150 | 23 | 150 | 16 | 65kA | 7 | Loose MCCB (OEM) | 2 | Distribution Protection | 1 | 480Vac (Y/D) | 1 | 100% | 2 | 342372112 | XT4HQ3150AFF000XXX | XT4HQ3150BFF000XXX | XT4HQ3150EFF000XXX | XT4HQ3150FFF000XXX | XT4HQ3150GFF000XXX | XT4HQ3150PFF000XXX | XT4HQ3150QFF000XXX | XT4HQ3150TFF000XXX | XT4HQ3150UFF000XXX
SF | SFLA24AT0250 | 34 | SRPF250A150 | 23 | 150 | 16 | 65kA | 7 | Loose MCCB (OEM) | 2 | Distribution Protection | 1 | 600Vac (Y/D) | 2 | 100% | 2 | 342372122 | XT4VQ3150AFF000XXX | XT4VQ3150BFF000XXX | XT4VQ3150EFF000XXX | XT4VQ3150FFF000XXX | XT4VQ3150GFF000XXX | XT4VQ3150PFF000XXX | XT4VQ3150QFF000XXX | XT4VQ3150TFF000XXX | XT4VQ3150UFF000XXX
SF | SFLA24AT0250 | 34 | SRPF250A150 | 23 | 150 | 16 | 65kA | 7 | Panelboard MRO | 1 | Distribution Protection | 1 | 480Vac (Y/D) | 1 | 80% | 1 | 342371111 | XT4HU3150AFF000XXX + SRFB6XT4FPX | XT4HU3150BFF000XXX + SRFB6XT4FPX | XT4HU3150EFF000XXX + SRFB3XT4FPX | XT4HU3150FFF000XXX + SRFB3XT4FPX | XT4HU3150GFF000XXX + SRFB3XT4FPX | XT4HU3150PFF000XXX + SRFB3XT4FPX | XT4HU3150QFF000XXX + SRFB3XT4FPX | XT4HU3150TFF000XXX + SRFB3XT4FPX | XT4HU3150UFF000XXX + SRFB3XT4FPX
SF | SFLA24AT0250 | 34 | SRPF250A150 | 23 | 150 | 16 | 65kA | 7 | Panelboard MRO | 1 | Distribution Protection | 1 | 600Vac (Y/D) | 2 | 80% | 1 | 342371121 | XT4VU3150AFF000XXX + SRFB6XT4FPX | XT4VU3150BFF000XXX + SRFB6XT4FPX | XT4VU3150EFF000XXX + SRFB3XT4FPX | XT4VU3150FFF000XXX + SRFB3XT4FPX | XT4VU3150GFF000XXX + SRFB3XT4FPX | XT4VU3150PFF000XXX + SRFB3XT4FPX | XT4VU3150QFF000XXX + SRFB3XT4FPX | XT4VU3150TFF000XXX + SRFB3XT4FPX | XT4VU3150UFF000XXX + SRFB3XT4FPX
SF | SFLA24AT0250 | 34 | SRPF250A150 | 23 | 150 | 16 | 65kA | 7 | Panelboard MRO | 1 | Distribution Protection | 1 | 480Vac (Y/D) | 1 | 100% | 2 | 342371112 | XT4HQ3150AFF000XXX + SRFB6XT4FPX | XT4HQ3150BFF000XXX + SRFB6XT4FPX | XT4HQ3150EFF000XXX + SRFB3XT4FPX | XT4HQ3150FFF000XXX + SRFB3XT4FPX | XT4HQ3150GFF000XXX + SRFB3XT4FPX | XT4HQ3150PFF000XXX + SRFB3XT4FPX | XT4HQ3150QFF000XXX + SRFB3XT4FPX | XT4HQ3150TFF000XXX + SRFB3XT4FPX | XT4HQ3150UFF000XXX + SRFB3XT4FPX
SF | SFLA24AT0250 | 34 | SRPF250A150 | 23 | 150 | 16 | 65kA | 7 | Panelboard MRO | 1 | Distribution Protection | 1 | 600Vac (Y/D) | 2 | 100% | 2 | 342371122 | XT4VQ3150AFF000XXX + SRFB6XT4FPX | XT4VQ3150BFF000XXX + SRFB6XT4FPX | XT4VQ3150EFF000XXX + SRFB3XT4FPX | XT4VQ3150FFF000XXX + SRFB3XT4FPX | XT4VQ3150GFF000XXX + SRFB3XT4FPX | XT4VQ3150PFF000XXX + SRFB3XT4FPX | XT4VQ3150QFF000XXX + SRFB3XT4FPX | XT4VQ3150TFF000XXX + SRFB3XT4FPX | XT4VQ3150UFF000XXX + SRFB3XT4FPX
SF | SFLA24AT0250 | 34 | SRPF250A175 | 24 | 175 | 17 | 50kA | 6 | Loose MCCB (OEM) | 2 | Distribution Protection | 1 | 480Vac (Y/D) | 1 | 80% | 1 | 342462111 | XT4HU3175AFF000XXX | XT4HU3175BFF000XXX | XT4HU3225EFF000XXX | XT4HU3225FFF000XXX | XT4HU3225GFF000XXX | XT4HU3225PFF000XXX | XT4HU3225QFF000XXX | XT4HU3225TFF000XXX | XT4HU3225UFF000XXX
SF | SFLA24AT0250 | 34 | SRPF250A175 | 24 | 175 | 17 | 50kA | 6 | Loose MCCB (OEM) | 2 | Distribution Protection | 1 | 600Vac (Y/D) | 2 | 80% | 1 | 342462121 | XT4LU3175AFF000XXX | XT4LU3175BFF000XXX | XT4LU3225EFF000XXX | XT4LU3225FFF000XXX | XT4LU3225GFF000XXX | XT4LU3225PFF000XXX | XT4LU3225QFF000XXX | XT4LU3225TFF000XXX | XT4LU3225UFF000XXX
SF | SFLA24AT0250 | 34 | SRPF250A175 | 24 | 175 | 17 | 50kA | 6 | Loose MCCB (OEM) | 2 | Distribution Protection | 1 | 480Vac (Y/D) | 1 | 100% | 2 | 342462112 | XT4HQ3175AFF000XXX | XT4HQ3175BFF000XXX | XT4HQ3225EFF000XXX | XT4HQ3225FFF000XXX | XT4HQ3225GFF000XXX | XT4HQ3225PFF000XXX | XT4HQ3225QFF000XXX | XT4HQ3225TFF000XXX | XT4HQ3225UFF000XXX
SF | SFLA24AT0250 | 34 | SRPF250A175 | 24 | 175 | 17 | 50kA | 6 | Loose MCCB (OEM) | 2 | Distribution Protection | 1 | 600Vac (Y/D) | 2 | 100% | 2 | 342462122 | XT4LQ3175AFF000XXX | XT4LQ3175BFF000XXX | XT4LQ3225EFF000XXX | XT4LQ3225FFF000XXX | XT4LQ3225GFF000XXX | XT4LQ3225PFF000XXX | XT4LQ3225QFF000XXX | XT4LQ3225TFF000XXX | XT4LQ3225UFF000XXX
SF | SFLA24AT0250 | 34 | SRPF250A175 | 24 | 175 | 17 | 50kA | 6 | Panelboard MRO | 1 | Distribution Protection | 1 | 480Vac (Y/D) | 1 | 80% | 1 | 342461111 | XT4HU3175AFF000XXX + SRFB6XT4FPX | XT4HU3175BFF000XXX + SRFB6XT4FPX | XT4HU3225EFF000XXX + SRFB3XT4FPX | XT4HU3225FFF000XXX + SRFB3XT4FPX | XT4HU3225GFF000XXX + SRFB3XT4FPX | XT4HU3225PFF000XXX + SRFB3XT4FPX | XT4HU3225QFF000XXX + SRFB3XT4FPX | XT4HU3225TFF000XXX + SRFB3XT4FPX | XT4HU3225UFF000XXX + SRFB3XT4FPX
SF | SFLA24AT0250 | 34 | SRPF250A175 | 24 | 175 | 17 | 50kA | 6 | Panelboard MRO | 1 | Distribution Protection | 1 | 600Vac (Y/D) | 2 | 80% | 1 | 342461121 | XT4LU3175AFF000XXX + SRFB6XT4FPX | XT4LU3175BFF000XXX + SRFB6XT4FPX | XT4LU3225EFF000XXX + SRFB3XT4FPX | XT4LU3225FFF000XXX + SRFB3XT4FPX | XT4LU3225GFF000XXX + SRFB3XT4FPX | XT4LU3225PFF000XXX + SRFB3XT4FPX | XT4LU3225QFF000XXX + SRFB3XT4FPX | XT4LU3225TFF000XXX + SRFB3XT4FPX | XT4LU3225UFF000XXX + SRFB3XT4FPX
SF | SFLA24AT0250 | 34 | SRPF250A175 | 24 | 175 | 17 | 50kA | 6 | Panelboard MRO | 1 | Distribution Protection | 1 | 480Vac (Y/D) | 1 | 100% | 2 | 342461112 | XT4HQ3175AFF000XXX + SRFB6XT4FPX | XT4HQ3175BFF000XXX + SRFB6XT4FPX | XT4HQ3225EFF000XXX + SRFB3XT4FPX | XT4HQ3225FFF000XXX + SRFB3XT4FPX | XT4HQ3225GFF000XXX + SRFB3XT4FPX | XT4HQ3225PFF000XXX + SRFB3XT4FPX | XT4HQ3225QFF000XXX + SRFB3XT4FPX | XT4HQ3225TFF000XXX + SRFB3XT4FPX | XT4HQ3225UFF000XXX + SRFB3XT4FPX
SF | SFLA24AT0250 | 34 | SRPF250A175 | 24 | 175 | 17 | 50kA | 6 | Panelboard MRO | 1 | Distribution Protection | 1 | 600Vac (Y/D) | 2 | 100% | 2 | 342461122 | XT4LQ3175AFF000XXX + SRFB6XT4FPX | XT4LQ3175BFF000XXX + SRFB6XT4FPX | XT4LQ3225EFF000XXX + SRFB3XT4FPX | XT4LQ3225FFF000XXX + SRFB3XT4FPX | XT4LQ3225GFF000XXX + SRFB3XT4FPX | XT4LQ3225PFF000XXX + SRFB3XT4FPX | XT4LQ3225QFF000XXX + SRFB3XT4FPX | XT4LQ3225TFF000XXX + SRFB3XT4FPX | XT4LQ3225UFF000XXX + SRFB3XT4FPX
SF | SFLA24AT0250 | 34 | SRPF250A175 | 24 | 175 | 17 | 65kA | 7 | Loose MCCB (OEM) | 2 | Distribution Protection | 1 | 480Vac (Y/D) | 1 | 80% | 1 | 342472111 | XT4HU3175AFF000XXX | XT4HU3175BFF000XXX | XT4HU3225EFF000XXX | XT4HU3225FFF000XXX | XT4HU3225GFF000XXX | XT4HU3225PFF000XXX | XT4HU3225QFF000XXX | XT4HU3225TFF000XXX | XT4HU3225UFF000XXX
SF | SFLA24AT0250 | 34 | SRPF250A175 | 24 | 175 | 17 | 65kA | 7 | Loose MCCB (OEM) | 2 | Distribution Protection | 1 | 600Vac (Y/D) | 2 | 80% | 1 | 342472121 | XT4VU3175AFF000XXX | XT4VU3175BFF000XXX | XT4VU3225EFF000XXX | XT4VU3225FFF000XXX | XT4VU3225GFF000XXX | XT4VU3225PFF000XXX | XT4VU3225QFF000XXX | XT4VU3225TFF000XXX | XT4VU3225UFF000XXX
SF | SFLA24AT0250 | 34 | SRPF250A175 | 24 | 175 | 17 | 65kA | 7 | Loose MCCB (OEM) | 2 | Distribution Protection | 1 | 480Vac (Y/D) | 1 | 100% | 2 | 342472112 | XT4HQ3175AFF000XXX | XT4HQ3175BFF000XXX | XT4HQ3225EFF000XXX | XT4HQ3225FFF000XXX | XT4HQ3225GFF000XXX | XT4HQ3225PFF000XXX | XT4HQ3225QFF000XXX | XT4HQ3225TFF000XXX | XT4HQ3225UFF000XXX
SF | SFLA24AT0250 | 34 | SRPF250A175 | 24 | 175 | 17 | 65kA | 7 | Loose MCCB (OEM) | 2 | Distribution Protection | 1 | 600Vac (Y/D) | 2 | 100% | 2 | 342472122 | XT4VQ3175AFF000XXX | XT4VQ3175BFF000XXX | XT4VQ3225EFF000XXX | XT4VQ3225FFF000XXX | XT4VQ3225GFF000XXX | XT4VQ3225PFF000XXX | XT4VQ3225QFF000XXX | XT4VQ3225TFF000XXX | XT4VQ3225UFF000XXX
SF | SFLA24AT0250 | 34 | SRPF250A175 | 24 | 175 | 17 | 65kA | 7 | Panelboard MRO | 1 | Distribution Protection | 1 | 480Vac (Y/D) | 1 | 80% | 1 | 342471111 | XT4HU3175AFF000XXX + SRFB6XT4FPX | XT4HU3175BFF000XXX + SRFB6XT4FPX | XT4HU3225EFF000XXX + SRFB3XT4FPX | XT4HU3225FFF000XXX + SRFB3XT4FPX | XT4HU3225GFF000XXX + SRFB3XT4FPX | XT4HU3225PFF000XXX + SRFB3XT4FPX | XT4HU3225QFF000XXX + SRFB3XT4FPX | XT4HU3225TFF000XXX + SRFB3XT4FPX | XT4HU3225UFF000XXX + SRFB3XT4FPX
SF | SFLA24AT0250 | 34 | SRPF250A175 | 24 | 175 | 17 | 65kA | 7 | Panelboard MRO | 1 | Distribution Protection | 1 | 600Vac (Y/D) | 2 | 80% | 1 | 342471121 | XT4VU3175AFF000XXX + SRFB6XT4FPX | XT4VU3175BFF000XXX + SRFB6XT4FPX | XT4VU3225EFF000XXX + SRFB3XT4FPX | XT4VU3225FFF000XXX + SRFB3XT4FPX | XT4VU3225GFF000XXX + SRFB3XT4FPX | XT4VU3225PFF000XXX + SRFB3XT4FPX | XT4VU3225QFF000XXX + SRFB3XT4FPX | XT4VU3225TFF000XXX + SRFB3XT4FPX | XT4VU3225UFF000XXX + SRFB3XT4FPX
SF | SFLA24AT0250 | 34 | SRPF250A175 | 24 | 175 | 17 | 65kA | 7 | Panelboard MRO | 1 | Distribution Protection | 1 | 480Vac (Y/D) | 1 | 100% | 2 | 342471112 | XT4HQ3175AFF000XXX + SRFB6XT4FPX | XT4HQ3175BFF000XXX + SRFB6XT4FPX | XT4HQ3225EFF000XXX + SRFB3XT4FPX | XT4HQ3225FFF000XXX + SRFB3XT4FPX | XT4HQ3225GFF000XXX + SRFB3XT4FPX | XT4HQ3225PFF000XXX + SRFB3XT4FPX | XT4HQ3225QFF000XXX + SRFB3XT4FPX | XT4HQ3225TFF000XXX + SRFB3XT4FPX | XT4HQ3225UFF000XXX + SRFB3XT4FPX
SF | SFLA24AT0250 | 34 | SRPF250A175 | 24 | 175 | 17 | 65kA | 7 | Panelboard MRO | 1 | Distribution Protection | 1 | 600Vac (Y/D) | 2 | 100% | 2 | 342471122 | XT4VQ3175AFF000XXX + SRFB6XT4FPX | XT4VQ3175BFF000XXX + SRFB6XT4FPX | XT4VQ3225EFF000XXX + SRFB3XT4FPX | XT4VQ3225FFF000XXX + SRFB3XT4FPX | XT4VQ3225GFF000XXX + SRFB3XT4FPX | XT4VQ3225PFF000XXX + SRFB3XT4FPX | XT4VQ3225QFF000XXX + SRFB3XT4FPX | XT4VQ3225TFF000XXX + SRFB3XT4FPX | XT4VQ3225UFF000XXX + SRFB3XT4FPX
SF | SFLA24AT0250 | 34 | SRPF250A200 | 25 | 200 | 18 | 50kA | 6 | Loose MCCB (OEM) | 2 | Distribution Protection | 1 | 480Vac (Y/D) | 1 | 80% | 1 | 342562111 | XT4HU3200AFF000XXX | XT4HU3200BFF000XXX | XT4HU3225EFF000XXX | XT4HU3225FFF000XXX | XT4HU3225GFF000XXX | XT4HU3225PFF000XXX | XT4HU3225QFF000XXX | XT4HU3225TFF000XXX | XT4HU3225UFF000XXX
SF | SFLA24AT0250 | 34 | SRPF250A200 | 25 | 200 | 18 | 50kA | 6 | Loose MCCB (OEM) | 2 | Distribution Protection | 1 | 600Vac (Y/D) | 2 | 80% | 1 | 342562121 | XT4LU3200AFF000XXX | XT4LU3200BFF000XXX | XT4LU3225EFF000XXX | XT4LU3225FFF000XXX | XT4LU3225GFF000XXX | XT4LU3225PFF000XXX | XT4LU3225QFF000XXX | XT4LU3225TFF000XXX | XT4LU3225UFF000XXX
SF | SFLA24AT0250 | 34 | SRPF250A200 | 25 | 200 | 18 | 50kA | 6 | Loose MCCB (OEM) | 2 | Distribution Protection | 1 | 480Vac (Y/D) | 1 | 100% | 2 | 342562112 | XT4HQ3200AFF000XXX | XT4HQ3200BFF000XXX | XT4HQ3225EFF000XXX | XT4HQ3225FFF000XXX | XT4HQ3225GFF000XXX | XT4HQ3225PFF000XXX | XT4HQ3225QFF000XXX | XT4HQ3225TFF000XXX | XT4HQ3225UFF000XXX
SF | SFLA24AT0250 | 34 | SRPF250A200 | 25 | 200 | 18 | 50kA | 6 | Loose MCCB (OEM) | 2 | Distribution Protection | 1 | 600Vac (Y/D) | 2 | 100% | 2 | 342562122 | XT4LQ3200AFF000XXX | XT4LQ3200BFF000XXX | XT4LQ3225EFF000XXX | XT4LQ3225FFF000XXX | XT4LQ3225GFF000XXX | XT4LQ3225PFF000XXX | XT4LQ3225QFF000XXX | XT4LQ3225TFF000XXX | XT4LQ3225UFF000XXX
SF | SFLA24AT0250 | 34 | SRPF250A200 | 25 | 200 | 18 | 50kA | 6 | Panelboard MRO | 1 | Distribution Protection | 1 | 480Vac (Y/D) | 1 | 80% | 1 | 342561111 | XT4HU3200AFF000XXX + SRFB6XT4FPX | XT4HU3200BFF000XXX + SRFB6XT4FPX | XT4HU3225EFF000XXX + SRFB3XT4FPX | XT4HU3225FFF000XXX + SRFB3XT4FPX | XT4HU3225GFF000XXX + SRFB3XT4FPX | XT4HU3225PFF000XXX + SRFB3XT4FPX | XT4HU3225QFF000XXX + SRFB3XT4FPX | XT4HU3225TFF000XXX + SRFB3XT4FPX | XT4HU3225UFF000XXX + SRFB3XT4FPX
SF | SFLA24AT0250 | 34 | SRPF250A200 | 25 | 200 | 18 | 50kA | 6 | Panelboard MRO | 1 | Distribution Protection | 1 | 600Vac (Y/D) | 2 | 80% | 1 | 342561121 | XT4LU3200AFF000XXX + SRFB6XT4FPX | XT4LU3200BFF000XXX + SRFB6XT4FPX | XT4LU3225EFF000XXX + SRFB3XT4FPX | XT4LU3225FFF000XXX + SRFB3XT4FPX | XT4LU3225GFF000XXX + SRFB3XT4FPX | XT4LU3225PFF000XXX + SRFB3XT4FPX | XT4LU3225QFF000XXX + SRFB3XT4FPX | XT4LU3225TFF000XXX + SRFB3XT4FPX | XT4LU3225UFF000XXX + SRFB3XT4FPX
SF | SFLA24AT0250 | 34 | SRPF250A200 | 25 | 200 | 18 | 50kA | 6 | Panelboard MRO | 1 | Distribution Protection | 1 | 480Vac (Y/D) | 1 | 100% | 2 | 342561112 | XT4HQ3200AFF000XXX + SRFB6XT4FPX | XT4HQ3200BFF000XXX + SRFB6XT4FPX | XT4HQ3225EFF000XXX + SRFB3XT4FPX | XT4HQ3225FFF000XXX + SRFB3XT4FPX | XT4HQ3225GFF000XXX + SRFB3XT4FPX | XT4HQ3225PFF000XXX + SRFB3XT4FPX | XT4HQ3225QFF000XXX + SRFB3XT4FPX | XT4HQ3225TFF000XXX + SRFB3XT4FPX | XT4HQ3225UFF000XXX + SRFB3XT4FPX
SF | SFLA24AT0250 | 34 | SRPF250A200 | 25 | 200 | 18 | 50kA | 6 | Panelboard MRO | 1 | Distribution Protection | 1 | 600Vac (Y/D) | 2 | 100% | 2 | 342561122 | XT4LQ3200AFF000XXX + SRFB6XT4FPX | XT4LQ3200BFF000XXX + SRFB6XT4FPX | XT4LQ3225EFF000XXX + SRFB3XT4FPX | XT4LQ3225FFF000XXX + SRFB3XT4FPX | XT4LQ3225GFF000XXX + SRFB3XT4FPX | XT4LQ3225PFF000XXX + SRFB3XT4FPX | XT4LQ3225QFF000XXX + SRFB3XT4FPX | XT4LQ3225TFF000XXX + SRFB3XT4FPX | XT4LQ3225UFF000XXX + SRFB3XT4FPX
SF | SFLA24AT0250 | 34 | SRPF250A200 | 25 | 200 | 18 | 65kA | 7 | Loose MCCB (OEM) | 2 | Distribution Protection | 1 | 480Vac (Y/D) | 1 | 80% | 1 | 342572111 | XT4HU3200AFF000XXX | XT4HU3200BFF000XXX | XT4HU3225EFF000XXX | XT4HU3225FFF000XXX | XT4HU3225GFF000XXX | XT4HU3225PFF000XXX | XT4HU3225QFF000XXX | XT4HU3225TFF000XXX | XT4HU3225UFF000XXX
SF | SFLA24AT0250 | 34 | SRPF250A200 | 25 | 200 | 18 | 65kA | 7 | Loose MCCB (OEM) | 2 | Distribution Protection | 1 | 600Vac (Y/D) | 2 | 80% | 1 | 342572121 | XT4VU3200AFF000XXX | XT4VU3200BFF000XXX | XT4VU3225EFF000XXX | XT4VU3225FFF000XXX | XT4VU3225GFF000XXX | XT4VU3225PFF000XXX | XT4VU3225QFF000XXX | XT4VU3225TFF000XXX | XT4VU3225UFF000XXX
SF | SFLA24AT0250 | 34 | SRPF250A200 | 25 | 200 | 18 | 65kA | 7 | Loose MCCB (OEM) | 2 | Distribution Protection | 1 | 480Vac (Y/D) | 1 | 100% | 2 | 342572112 | XT4HQ3200AFF000XXX | XT4HQ3200BFF000XXX | XT4HQ3225EFF000XXX | XT4HQ3225FFF000XXX | XT4HQ3225GFF000XXX | XT4HQ3225PFF000XXX | XT4HQ3225QFF000XXX | XT4HQ3225TFF000XXX | XT4HQ3225UFF000XXX
SF | SFLA24AT0250 | 34 | SRPF250A200 | 25 | 200 | 18 | 65kA | 7 | Loose MCCB (OEM) | 2 | Distribution Protection | 1 | 600Vac (Y/D) | 2 | 100% | 2 | 342572122 | XT4VQ3200AFF000XXX | XT4VQ3200BFF000XXX | XT4VQ3225EFF000XXX | XT4VQ3225FFF000XXX | XT4VQ3225GFF000XXX | XT4VQ3225PFF000XXX | XT4VQ3225QFF000XXX | XT4VQ3225TFF000XXX | XT4VQ3225UFF000XXX
SF | SFLA24AT0250 | 34 | SRPF250A200 | 25 | 200 | 18 | 65kA | 7 | Panelboard MRO | 1 | Distribution Protection | 1 | 480Vac (Y/D) | 1 | 80% | 1 | 342571111 | XT4HU3200AFF000XXX + SRFB6XT4FPX | XT4HU3200BFF000XXX + SRFB6XT4FPX | XT4HU3225EFF000XXX + SRFB3XT4FPX | XT4HU3225FFF000XXX + SRFB3XT4FPX | XT4HU3225GFF000XXX + SRFB3XT4FPX | XT4HU3225PFF000XXX + SRFB3XT4FPX | XT4HU3225QFF000XXX + SRFB3XT4FPX | XT4HU3225TFF000XXX + SRFB3XT4FPX | XT4HU3225UFF000XXX + SRFB3XT4FPX
SF | SFLA24AT0250 | 34 | SRPF250A200 | 25 | 200 | 18 | 65kA | 7 | Panelboard MRO | 1 | Distribution Protection | 1 | 600Vac (Y/D) | 2 | 80% | 1 | 342571121 | XT4VU3200AFF000XXX + SRFB6XT4FPX | XT4VU3200BFF000XXX + SRFB6XT4FPX | XT4VU3225EFF000XXX + SRFB3XT4FPX | XT4VU3225FFF000XXX + SRFB3XT4FPX | XT4VU3225GFF000XXX + SRFB3XT4FPX | XT4VU3225PFF000XXX + SRFB3XT4FPX | XT4VU3225QFF000XXX + SRFB3XT4FPX | XT4VU3225TFF000XXX + SRFB3XT4FPX | XT4VU3225UFF000XXX + SRFB3XT4FPX
SF | SFLA24AT0250 | 34 | SRPF250A200 | 25 | 200 | 18 | 65kA | 7 | Panelboard MRO | 1 | Distribution Protection | 1 | 480Vac (Y/D) | 1 | 100% | 2 | 342571112 | XT4HQ3200AFF000XXX + SRFB6XT4FPX | XT4HQ3200BFF000XXX + SRFB6XT4FPX | XT4HQ3225EFF000XXX + SRFB3XT4FPX | XT4HQ3225FFF000XXX + SRFB3XT4FPX | XT4HQ3225GFF000XXX + SRFB3XT4FPX | XT4HQ3225PFF000XXX + SRFB3XT4FPX | XT4HQ3225QFF000XXX + SRFB3XT4FPX | XT4HQ3225TFF000XXX + SRFB3XT4FPX | XT4HQ3225UFF000XXX + SRFB3XT4FPX
SF | SFLA24AT0250 | 34 | SRPF250A200 | 25 | 200 | 18 | 65kA | 7 | Panelboard MRO | 1 | Distribution Protection | 1 | 600Vac (Y/D) | 2 | 100% | 2 | 342571122 | XT4VQ3200AFF000XXX + SRFB6XT4FPX | XT4VQ3200BFF000XXX + SRFB6XT4FPX | XT4VQ3225EFF000XXX + SRFB3XT4FPX | XT4VQ3225FFF000XXX + SRFB3XT4FPX | XT4VQ3225GFF000XXX + SRFB3XT4FPX | XT4VQ3225PFF000XXX + SRFB3XT4FPX | XT4VQ3225QFF000XXX + SRFB3XT4FPX | XT4VQ3225TFF000XXX + SRFB3XT4FPX | XT4VQ3225UFF000XXX + SRFB3XT4FPX
SF | SFLA24AT0250 | 34 | SRPF250A225 | 26 | 225 | 19 | 50kA | 6 | Loose MCCB (OEM) | 2 | Distribution Protection | 1 | 480Vac (Y/D) | 1 | 80% | 1 | 342662111 | XT4HU3225AFF000XXX | XT4HU3225BFF000XXX | XT4HU3225EFF000XXX | XT4HU3225FFF000XXX | XT4HU3225GFF000XXX | XT4HU3225PFF000XXX | XT4HU3225QFF000XXX | XT4HU3225TFF000XXX | XT4HU3225UFF000XXX
SF | SFLA24AT0250 | 34 | SRPF250A225 | 26 | 225 | 19 | 50kA | 6 | Loose MCCB (OEM) | 2 | Distribution Protection | 1 | 600Vac (Y/D) | 2 | 80% | 1 | 342662121 | XT4LU3225AFF000XXX | XT4LU3225BFF000XXX | XT4LU3225EFF000XXX | XT4LU3225FFF000XXX | XT4LU3225GFF000XXX | XT4LU3225PFF000XXX | XT4LU3225QFF000XXX | XT4LU3225TFF000XXX | XT4LU3225UFF000XXX
SF | SFLA24AT0250 | 34 | SRPF250A225 | 26 | 225 | 19 | 50kA | 6 | Loose MCCB (OEM) | 2 | Distribution Protection | 1 | 480Vac (Y/D) | 1 | 100% | 2 | 342662112 | XT4HQ3225AFF000XXX | XT4HQ3225BFF000XXX | XT4HQ3225EFF000XXX | XT4HQ3225FFF000XXX | XT4HQ3225GFF000XXX | XT4HQ3225PFF000XXX | XT4HQ3225QFF000XXX | XT4HQ3225TFF000XXX | XT4HQ3225UFF000XXX
SF | SFLA24AT0250 | 34 | SRPF250A225 | 26 | 225 | 19 | 50kA | 6 | Loose MCCB (OEM) | 2 | Distribution Protection | 1 | 600Vac (Y/D) | 2 | 100% | 2 | 342662122 | XT4LQ3225AFF000XXX | XT4LQ3225BFF000XXX | XT4LQ3225EFF000XXX | XT4LQ3225FFF000XXX | XT4LQ3225GFF000XXX | XT4LQ3225PFF000XXX | XT4LQ3225QFF000XXX | XT4LQ3225TFF000XXX | XT4LQ3225UFF000XXX
SF | SFLA24AT0250 | 34 | SRPF250A225 | 26 | 225 | 19 | 50kA | 6 | Panelboard MRO | 1 | Distribution Protection | 1 | 480Vac (Y/D) | 1 | 80% | 1 | 342661111 | XT4HU3225AFF000XXX + SRFB6XT4FPX | XT4HU3225BFF000XXX + SRFB6XT4FPX | XT4HU3225EFF000XXX + SRFB3XT4FPX | XT4HU3225FFF000XXX + SRFB3XT4FPX | XT4HU3225GFF000XXX + SRFB3XT4FPX | XT4HU3225PFF000XXX + SRFB3XT4FPX | XT4HU3225QFF000XXX + SRFB3XT4FPX | XT4HU3225TFF000XXX + SRFB3XT4FPX | XT4HU3225UFF000XXX + SRFB3XT4FPX
SF | SFLA24AT0250 | 34 | SRPF250A225 | 26 | 225 | 19 | 50kA | 6 | Panelboard MRO | 1 | Distribution Protection | 1 | 600Vac (Y/D) | 2 | 80% | 1 | 342661121 | XT4LU3225AFF000XXX + SRFB6XT4FPX | XT4LU3225BFF000XXX + SRFB6XT4FPX | XT4LU3225EFF000XXX + SRFB3XT4FPX | XT4LU3225FFF000XXX + SRFB3XT4FPX | XT4LU3225GFF000XXX + SRFB3XT4FPX | XT4LU3225PFF000XXX + SRFB3XT4FPX | XT4LU3225QFF000XXX + SRFB3XT4FPX | XT4LU3225TFF000XXX + SRFB3XT4FPX | XT4LU3225UFF000XXX + SRFB3XT4FPX
SF | SFLA24AT0250 | 34 | SRPF250A225 | 26 | 225 | 19 | 50kA | 6 | Panelboard MRO | 1 | Distribution Protection | 1 | 480Vac (Y/D) | 1 | 100% | 2 | 342661112 | XT4HQ3225AFF000XXX + SRFB6XT4FPX | XT4HQ3225BFF000XXX + SRFB6XT4FPX | XT4HQ3225EFF000XXX + SRFB3XT4FPX | XT4HQ3225FFF000XXX + SRFB3XT4FPX | XT4HQ3225GFF000XXX + SRFB3XT4FPX | XT4HQ3225PFF000XXX + SRFB3XT4FPX | XT4HQ3225QFF000XXX + SRFB3XT4FPX | XT4HQ3225TFF000XXX + SRFB3XT4FPX | XT4HQ3225UFF000XXX + SRFB3XT4FPX
SF | SFLA24AT0250 | 34 | SRPF250A225 | 26 | 225 | 19 | 50kA | 6 | Panelboard MRO | 1 | Distribution Protection | 1 | 600Vac (Y/D) | 2 | 100% | 2 | 342661122 | XT4LQ3225AFF000XXX + SRFB6XT4FPX | XT4LQ3225BFF000XXX + SRFB6XT4FPX | XT4LQ3225EFF000XXX + SRFB3XT4FPX | XT4LQ3225FFF000XXX + SRFB3XT4FPX | XT4LQ3225GFF000XXX + SRFB3XT4FPX | XT4LQ3225PFF000XXX + SRFB3XT4FPX | XT4LQ3225QFF000XXX + SRFB3XT4FPX | XT4LQ3225TFF000XXX + SRFB3XT4FPX | XT4LQ3225UFF000XXX + SRFB3XT4FPX
SF | SFLA24AT0250 | 34 | SRPF250A225 | 26 | 225 | 19 | 65kA | 7 | Loose MCCB (OEM) | 2 | Distribution Protection | 1 | 480Vac (Y/D) | 1 | 80% | 1 | 342672111 | XT4HU3225AFF000XXX | XT4HU3225BFF000XXX | XT4HU3225EFF000XXX | XT4HU3225FFF000XXX | XT4HU3225GFF000XXX | XT4HU3225PFF000XXX | XT4HU3225QFF000XXX | XT4HU3225TFF000XXX | XT4HU3225UFF000XXX
SF | SFLA24AT0250 | 34 | SRPF250A225 | 26 | 225 | 19 | 65kA | 7 | Loose MCCB (OEM) | 2 | Distribution Protection | 1 | 600Vac (Y/D) | 2 | 80% | 1 | 342672121 | XT4VU3225AFF000XXX | XT4VU3225BFF000XXX | XT4VU3225EFF000XXX | XT4VU3225FFF000XXX | XT4VU3225GFF000XXX | XT4VU3225PFF000XXX | XT4VU3225QFF000XXX | XT4VU3225TFF000XXX | XT4VU3225UFF000XXX
SF | SFLA24AT0250 | 34 | SRPF250A225 | 26 | 225 | 19 | 65kA | 7 | Loose MCCB (OEM) | 2 | Distribution Protection | 1 | 480Vac (Y/D) | 1 | 100% | 2 | 342672112 | XT4HQ3225AFF000XXX | XT4HQ3225BFF000XXX | XT4HQ3225EFF000XXX | XT4HQ3225FFF000XXX | XT4HQ3225GFF000XXX | XT4HQ3225PFF000XXX | XT4HQ3225QFF000XXX | XT4HQ3225TFF000XXX | XT4HQ3225UFF000XXX
SF | SFLA24AT0250 | 34 | SRPF250A225 | 26 | 225 | 19 | 65kA | 7 | Loose MCCB (OEM) | 2 | Distribution Protection | 1 | 600Vac (Y/D) | 2 | 100% | 2 | 342672122 | XT4VQ3225AFF000XXX | XT4VQ3225BFF000XXX | XT4VQ3225EFF000XXX | XT4VQ3225FFF000XXX | XT4VQ3225GFF000XXX | XT4VQ3225PFF000XXX | XT4VQ3225QFF000XXX | XT4VQ3225TFF000XXX | XT4VQ3225UFF000XXX
SF | SFLA24AT0250 | 34 | SRPF250A225 | 26 | 225 | 19 | 65kA | 7 | Panelboard MRO | 1 | Distribution Protection | 1 | 480Vac (Y/D) | 1 | 80% | 1 | 342671111 | XT4HU3225AFF000XXX + SRFB6XT4FPX | XT4HU3225BFF000XXX + SRFB6XT4FPX | XT4HU3225EFF000XXX + SRFB3XT4FPX | XT4HU3225FFF000XXX + SRFB3XT4FPX | XT4HU3225GFF000XXX + SRFB3XT4FPX | XT4HU3225PFF000XXX + SRFB3XT4FPX | XT4HU3225QFF000XXX + SRFB3XT4FPX | XT4HU3225TFF000XXX + SRFB3XT4FPX | XT4HU3225UFF000XXX + SRFB3XT4FPX
SF | SFLA24AT0250 | 34 | SRPF250A225 | 26 | 225 | 19 | 65kA | 7 | Panelboard MRO | 1 | Distribution Protection | 1 | 600Vac (Y/D) | 2 | 80% | 1 | 342671121 | XT4VU3225AFF000XXX + SRFB6XT4FPX | XT4VU3225BFF000XXX + SRFB6XT4FPX | XT4VU3225EFF000XXX + SRFB3XT4FPX | XT4VU3225FFF000XXX + SRFB3XT4FPX | XT4VU3225GFF000XXX + SRFB3XT4FPX | XT4VU3225PFF000XXX + SRFB3XT4FPX | XT4VU3225QFF000XXX + SRFB3XT4FPX | XT4VU3225TFF000XXX + SRFB3XT4FPX | XT4VU3225UFF000XXX + SRFB3XT4FPX
SF | SFLA24AT0250 | 34 | SRPF250A225 | 26 | 225 | 19 | 65kA | 7 | Panelboard MRO | 1 | Distribution Protection | 1 | 480Vac (Y/D) | 1 | 100% | 2 | 342671112 | XT4HQ3225AFF000XXX + SRFB6XT4FPX | XT4HQ3225BFF000XXX + SRFB6XT4FPX | XT4HQ3225EFF000XXX + SRFB3XT4FPX | XT4HQ3225FFF000XXX + SRFB3XT4FPX | XT4HQ3225GFF000XXX + SRFB3XT4FPX | XT4HQ3225PFF000XXX + SRFB3XT4FPX | XT4HQ3225QFF000XXX + SRFB3XT4FPX | XT4HQ3225TFF000XXX + SRFB3XT4FPX | XT4HQ3225UFF000XXX + SRFB3XT4FPX
SF | SFLA24AT0250 | 34 | SRPF250A225 | 26 | 225 | 19 | 65kA | 7 | Panelboard MRO | 1 | Distribution Protection | 1 | 600Vac (Y/D) | 2 | 100% | 2 | 342671122 | XT4VQ3225AFF000XXX + SRFB6XT4FPX | XT4VQ3225BFF000XXX + SRFB6XT4FPX | XT4VQ3225EFF000XXX + SRFB3XT4FPX | XT4VQ3225FFF000XXX + SRFB3XT4FPX | XT4VQ3225GFF000XXX + SRFB3XT4FPX | XT4VQ3225PFF000XXX + SRFB3XT4FPX | XT4VQ3225QFF000XXX + SRFB3XT4FPX | XT4VQ3225TFF000XXX + SRFB3XT4FPX | XT4VQ3225UFF000XXX + SRFB3XT4FPX
SF | SFLA24AT0250 | 34 | SRPF250A250 | 27 | 250 | 20 | 50kA | 6 | Loose MCCB (OEM) | 2 | Distribution Protection | 1 | 480Vac (Y/D) | 1 | 80% | 1 | 342762111 | XT4HU3250AFF000XXX | XT4HU3250BFF000XXX | XT4HU3250EFF000XXX | XT4HU3250FFF000XXX | XT4HU3250GFF000XXX | XT4HU3250PFF000XXX | XT4HU3250QFF000XXX | XT4HU3250TFF000XXX | XT4HU3250UFF000XXX
SF | SFLA24AT0250 | 34 | SRPF250A250 | 27 | 250 | 20 | 50kA | 6 | Loose MCCB (OEM) | 2 | Distribution Protection | 1 | 600Vac (Y/D) | 2 | 80% | 1 | 342762121 | XT4LU3250AFF000XXX | XT4LU3250BFF000XXX | XT4LU3250EFF000XXX | XT4LU3250FFF000XXX | XT4LU3250GFF000XXX | XT4LU3250PFF000XXX | XT4LU3250QFF000XXX | XT4LU3250TFF000XXX | XT4LU3250UFF000XXX
SF | SFLA24AT0250 | 34 | SRPF250A250 | 27 | 250 | 20 | 50kA | 6 | Loose MCCB (OEM) | 2 | Distribution Protection | 1 | 480Vac (Y/D) | 1 | 100% | 2 | 342762112 | XT4HQ3250AFF000XXX | XT4HQ3250BFF000XXX | XT4HQ3250EFF000XXX | XT4HQ3250FFF000XXX | XT4HQ3250GFF000XXX | XT4HQ3250PFF000XXX | XT4HQ3250QFF000XXX | XT4HQ3250TFF000XXX | XT4HQ3250UFF000XXX
SF | SFLA24AT0250 | 34 | SRPF250A250 | 27 | 250 | 20 | 50kA | 6 | Loose MCCB (OEM) | 2 | Distribution Protection | 1 | 600Vac (Y/D) | 2 | 100% | 2 | 342762122 | XT4LQ3250AFF000XXX | XT4LQ3250BFF000XXX | XT4LQ3250EFF000XXX | XT4LQ3250FFF000XXX | XT4LQ3250GFF000XXX | XT4LQ3250PFF000XXX | XT4LQ3250QFF000XXX | XT4LQ3250TFF000XXX | XT4LQ3250UFF000XXX
SF | SFLA24AT0250 | 34 | SRPF250A250 | 27 | 250 | 20 | 50kA | 6 | Panelboard MRO | 1 | Distribution Protection | 1 | 480Vac (Y/D) | 1 | 80% | 1 | 342761111 | XT4HU3250AFF000XXX + SRFB6XT4FPX | XT4HU3250BFF000XXX + SRFB6XT4FPX | XT4HU3250EFF000XXX + SRFB3XT4FPX | XT4HU3250FFF000XXX + SRFB3XT4FPX | XT4HU3250GFF000XXX + SRFB3XT4FPX | XT4HU3250PFF000XXX + SRFB3XT4FPX | XT4HU3250QFF000XXX + SRFB3XT4FPX | XT4HU3250TFF000XXX + SRFB3XT4FPX | XT4HU3250UFF000XXX + SRFB3XT4FPX
SF | SFLA24AT0250 | 34 | SRPF250A250 | 27 | 250 | 20 | 50kA | 6 | Panelboard MRO | 1 | Distribution Protection | 1 | 600Vac (Y/D) | 2 | 80% | 1 | 342761121 | XT4LU3250AFF000XXX + SRFB6XT4FPX | XT4LU3250BFF000XXX + SRFB6XT4FPX | XT4LU3250EFF000XXX + SRFB3XT4FPX | XT4LU3250FFF000XXX + SRFB3XT4FPX | XT4LU3250GFF000XXX + SRFB3XT4FPX | XT4LU3250PFF000XXX + SRFB3XT4FPX | XT4LU3250QFF000XXX + SRFB3XT4FPX | XT4LU3250TFF000XXX + SRFB3XT4FPX | XT4LU3250UFF000XXX + SRFB3XT4FPX
SF | SFLA24AT0250 | 34 | SRPF250A250 | 27 | 250 | 20 | 50kA | 6 | Panelboard MRO | 1 | Distribution Protection | 1 | 480Vac (Y/D) | 1 | 100% | 2 | 342761112 | XT4HQ3250AFF000XXX + SRFB6XT4FPX | XT4HQ3250BFF000XXX + SRFB6XT4FPX | XT4HQ3250EFF000XXX + SRFB3XT4FPX | XT4HQ3250FFF000XXX + SRFB3XT4FPX | XT4HQ3250GFF000XXX + SRFB3XT4FPX | XT4HQ3250PFF000XXX + SRFB3XT4FPX | XT4HQ3250QFF000XXX + SRFB3XT4FPX | XT4HQ3250TFF000XXX + SRFB3XT4FPX | XT4HQ3250UFF000XXX + SRFB3XT4FPX
SF | SFLA24AT0250 | 34 | SRPF250A250 | 27 | 250 | 20 | 50kA | 6 | Panelboard MRO | 1 | Distribution Protection | 1 | 600Vac (Y/D) | 2 | 100% | 2 | 342761122 | XT4LQ3250AFF000XXX + SRFB6XT4FPX | XT4LQ3250BFF000XXX + SRFB6XT4FPX | XT4LQ3250EFF000XXX + SRFB3XT4FPX | XT4LQ3250FFF000XXX + SRFB3XT4FPX | XT4LQ3250GFF000XXX + SRFB3XT4FPX | XT4LQ3250PFF000XXX + SRFB3XT4FPX | XT4LQ3250QFF000XXX + SRFB3XT4FPX | XT4LQ3250TFF000XXX + SRFB3XT4FPX | XT4LQ3250UFF000XXX + SRFB3XT4FPX
SF | SFLA24AT0250 | 34 | SRPF250A250 | 27 | 250 | 20 | 65kA | 7 | Loose MCCB (OEM) | 2 | Distribution Protection | 1 | 480Vac (Y/D) | 1 | 80% | 1 | 342772111 | XT4HU3250AFF000XXX | XT4HU3250BFF000XXX | XT4HU3250EFF000XXX | XT4HU3250FFF000XXX | XT4HU3250GFF000XXX | XT4HU3250PFF000XXX | XT4HU3250QFF000XXX | XT4HU3250TFF000XXX | XT4HU3250UFF000XXX
SF | SFLA24AT0250 | 34 | SRPF250A250 | 27 | 250 | 20 | 65kA | 7 | Loose MCCB (OEM) | 2 | Distribution Protection | 1 | 600Vac (Y/D) | 2 | 80% | 1 | 342772121 | XT4VU3250AFF000XXX | XT4VU3250BFF000XXX | XT4VU3250EFF000XXX | XT4VU3250FFF000XXX | XT4VU3250GFF000XXX | XT4VU3250PFF000XXX | XT4VU3250QFF000XXX | XT4VU3250TFF000XXX | XT4VU3250UFF000XXX
SF | SFLA24AT0250 | 34 | SRPF250A250 | 27 | 250 | 20 | 65kA | 7 | Loose MCCB (OEM) | 2 | Distribution Protection | 1 | 480Vac (Y/D) | 1 | 100% | 2 | 342772112 | XT4HQ3250AFF000XXX | XT4HQ3250BFF000XXX | XT4HQ3250EFF000XXX | XT4HQ3250FFF000XXX | XT4HQ3250GFF000XXX | XT4HQ3250PFF000XXX | XT4HQ3250QFF000XXX | XT4HQ3250TFF000XXX | XT4HQ3250UFF000XXX
SF | SFLA24AT0250 | 34 | SRPF250A250 | 27 | 250 | 20 | 65kA | 7 | Loose MCCB (OEM) | 2 | Distribution Protection | 1 | 600Vac (Y/D) | 2 | 100% | 2 | 342772122 | XT4VQ3250AFF000XXX | XT4VQ3250BFF000XXX | XT4VQ3250EFF000XXX | XT4VQ3250FFF000XXX | XT4VQ3250GFF000XXX | XT4VQ3250PFF000XXX | XT4VQ3250QFF000XXX | XT4VQ3250TFF000XXX | XT4VQ3250UFF000XXX
SF | SFLA24AT0250 | 34 | SRPF250A250 | 27 | 250 | 20 | 65kA | 7 | Panelboard MRO | 1 | Distribution Protection | 1 | 480Vac (Y/D) | 1 | 80% | 1 | 342771111 | XT4HU3250AFF000XXX + SRFB6XT4FPX | XT4HU3250BFF000XXX + SRFB6XT4FPX | XT4HU3250EFF000XXX + SRFB3XT4FPX | XT4HU3250FFF000XXX + SRFB3XT4FPX | XT4HU3250GFF000XXX + SRFB3XT4FPX | XT4HU3250PFF000XXX + SRFB3XT4FPX | XT4HU3250QFF000XXX + SRFB3XT4FPX | XT4HU3250TFF000XXX + SRFB3XT4FPX | XT4HU3250UFF000XXX + SRFB3XT4FPX
SF | SFLA24AT0250 | 34 | SRPF250A250 | 27 | 250 | 20 | 65kA | 7 | Panelboard MRO | 1 | Distribution Protection | 1 | 600Vac (Y/D) | 2 | 80% | 1 | 342771121 | XT4VU3250AFF000XXX + SRFB6XT4FPX | XT4VU3250BFF000XXX + SRFB6XT4FPX | XT4VU3250EFF000XXX + SRFB3XT4FPX | XT4VU3250FFF000XXX + SRFB3XT4FPX | XT4VU3250GFF000XXX + SRFB3XT4FPX | XT4VU3250PFF000XXX + SRFB3XT4FPX | XT4VU3250QFF000XXX + SRFB3XT4FPX | XT4VU3250TFF000XXX + SRFB3XT4FPX | XT4VU3250UFF000XXX + SRFB3XT4FPX
SF | SFLA24AT0250 | 34 | SRPF250A250 | 27 | 250 | 20 | 65kA | 7 | Panelboard MRO | 1 | Distribution Protection | 1 | 480Vac (Y/D) | 1 | 100% | 2 | 342771112 | XT4HQ3250AFF000XXX + SRFB6XT4FPX | XT4HQ3250BFF000XXX + SRFB6XT4FPX | XT4HQ3250EFF000XXX + SRFB3XT4FPX | XT4HQ3250FFF000XXX + SRFB3XT4FPX | XT4HQ3250GFF000XXX + SRFB3XT4FPX | XT4HQ3250PFF000XXX + SRFB3XT4FPX | XT4HQ3250QFF000XXX + SRFB3XT4FPX | XT4HQ3250TFF000XXX + SRFB3XT4FPX | XT4HQ3250UFF000XXX + SRFB3XT4FPX
SF | SFLA24AT0250 | 34 | SRPF250A250 | 27 | 250 | 20 | 65kA | 7 | Panelboard MRO | 1 | Distribution Protection | 1 | 600Vac (Y/D) | 2 | 100% | 2 | 342771122 | XT4VQ3250AFF000XXX + SRFB6XT4FPX | XT4VQ3250BFF000XXX + SRFB6XT4FPX | XT4VQ3250EFF000XXX + SRFB3XT4FPX | XT4VQ3250FFF000XXX + SRFB3XT4FPX | XT4VQ3250GFF000XXX + SRFB3XT4FPX | XT4VQ3250PFF000XXX + SRFB3XT4FPX | XT4VQ3250QFF000XXX + SRFB3XT4FPX | XT4VQ3250TFF000XXX + SRFB3XT4FPX | XT4VQ3250UFF000XXX + SRFB3XT4FPX
SF | SFPA24AT0250 | 35 | SRPF250A70 | 17 | 70 | 10 | 100kA | 8 | Loose MCCB (OEM) | 2 | Distribution Protection | 1 | 480Vac (Y/D) | 1 | 80% | 1 | 351782111 | XT2LU3070AFF000XXX | XT2LU3080BFF000XXX | XT2LU3100EFF000XXX | XT2LU3100FFF000XXX | XT2LU3100GFF000XXX | XT2LU3100PFF000XXX | XT2LU3100QFF000XXX | XT2LU3100TFF000XXX | XT2LU3100UFF000XXX
SF | SFPA24AT0250 | 35 | SRPF250A70 | 17 | 70 | 10 | 100kA | 8 | Loose MCCB (OEM) | 2 | Distribution Protection | 1 | 600Vac (Y/D) | 2 | 80% | 1 | 351782121 | XT4XU3070AFF000XXX | XT4XU3080BFF000XXX | XT4XU3100EFF000XXX | XT4XU3100FFF000XXX | XT4XU3100GFF000XXX | XT4XU3100PFF000XXX | XT4XU3100QFF000XXX | XT4XU3100TFF000XXX | XT4XU3100UFF000XXX
SF | SFPA24AT0250 | 35 | SRPF250A70 | 17 | 70 | 10 | 100kA | 8 | Loose MCCB (OEM) | 2 | Distribution Protection | 1 | 480Vac (Y/D) | 1 | 100% | 2 | 351782112 | XT2LQ3070AFF000XXX | XT2LQ3080BFF000XXX | XT2LQ3100EFF000XXX | XT2LQ3100FFF000XXX | XT2LQ3100GFF000XXX | XT2LQ3100PFF000XXX | XT2LQ3100QFF000XXX | XT2LQ3100TFF000XXX | XT2LQ3100UFF000XXX
SF | SFPA24AT0250 | 35 | SRPF250A70 | 17 | 70 | 10 | 100kA | 8 | Loose MCCB (OEM) | 2 | Distribution Protection | 1 | 600Vac (Y/D) | 2 | 100% | 2 | 351782122 | XT4XQ3070AFF000XXX | XT4XQ3080BFF000XXX | XT4XQ3100EFF000XXX | XT4XQ3100FFF000XXX | XT4XQ3100GFF000XXX | XT4XQ3100PFF000XXX | XT4XQ3100QFF000XXX | XT4XQ3100TFF000XXX | XT4XQ3100UFF000XXX
SF | SFPA24AT0250 | 35 | SRPF250A70 | 17 | 70 | 10 | 100kA | 8 | Panelboard MRO | 1 | Distribution Protection | 1 | 480Vac (Y/D) | 1 | 80% | 1 | 351781111 | XT4LU3070AFF000XXX + SRFB6XT4FPX | XT4LU3080BFF000XXX + SRFB6XT4FPX | XT4LU3100EFF000XXX + SRFB3XT4FPX | XT4LU3100FFF000XXX + SRFB3XT4FPX | XT4LU3100GFF000XXX + SRFB3XT4FPX | XT4LU3100PFF000XXX + SRFB3XT4FPX | XT4LU3100QFF000XXX + SRFB3XT4FPX | XT4LU3100TFF000XXX + SRFB3XT4FPX | XT4LU3100UFF000XXX + SRFB3XT4FPX
SF | SFPA24AT0250 | 35 | SRPF250A70 | 17 | 70 | 10 | 100kA | 8 | Panelboard MRO | 1 | Distribution Protection | 1 | 600Vac (Y/D) | 2 | 80% | 1 | 351781121 | XT4XU3070AFF000XXX + SRFB6XT4FPX | XT4XU3080BFF000XXX + SRFB6XT4FPX | XT4XU3100EFF000XXX + SRFB3XT4FPX | XT4XU3100FFF000XXX + SRFB3XT4FPX | XT4XU3100GFF000XXX + SRFB3XT4FPX | XT4XU3100PFF000XXX + SRFB3XT4FPX | XT4XU3100QFF000XXX + SRFB3XT4FPX | XT4XU3100TFF000XXX + SRFB3XT4FPX | XT4XU3100UFF000XXX + SRFB3XT4FPX
SF | SFPA24AT0250 | 35 | SRPF250A70 | 17 | 70 | 10 | 100kA | 8 | Panelboard MRO | 1 | Distribution Protection | 1 | 480Vac (Y/D) | 1 | 100% | 2 | 351781112 | XT4LQ3070AFF000XXX + SRFB6XT4FPX | XT4LQ3080BFF000XXX + SRFB6XT4FPX | XT4LQ3100EFF000XXX + SRFB3XT4FPX | XT4LQ3100FFF000XXX + SRFB3XT4FPX | XT4LQ3100GFF000XXX + SRFB3XT4FPX | XT4LQ3100PFF000XXX + SRFB3XT4FPX | XT4LQ3100QFF000XXX + SRFB3XT4FPX | XT4LQ3100TFF000XXX + SRFB3XT4FPX | XT4LQ3100UFF000XXX + SRFB3XT4FPX
SF | SFPA24AT0250 | 35 | SRPF250A70 | 17 | 70 | 10 | 100kA | 8 | Panelboard MRO | 1 | Distribution Protection | 1 | 600Vac (Y/D) | 2 | 100% | 2 | 351781122 | XT4XQ3070AFF000XXX + SRFB6XT4FPX | XT4XQ3080BFF000XXX + SRFB6XT4FPX | XT4XQ3100EFF000XXX + SRFB3XT4FPX | XT4XQ3100FFF000XXX + SRFB3XT4FPX | XT4XQ3100GFF000XXX + SRFB3XT4FPX | XT4XQ3100PFF000XXX + SRFB3XT4FPX | XT4XQ3100QFF000XXX + SRFB3XT4FPX | XT4XQ3100TFF000XXX + SRFB3XT4FPX | XT4XQ3100UFF000XXX + SRFB3XT4FPX
SF | SFPA24AT0250 | 35 | SRPF250A80 | 18 | 80 | 11 | 100kA | 8 | Loose MCCB (OEM) | 2 | Distribution Protection | 1 | 480Vac (Y/D) | 1 | 80% | 1 | 351882111 | XT4LU3080AFF000XXX | XT2LU3080BFF000XXX | XT2LU3100EFF000XXX | XT2LU3100FFF000XXX | XT2LU3100GFF000XXX | XT2LU3100PFF000XXX | XT2LU3100QFF000XXX | XT2LU3100TFF000XXX | XT2LU3100UFF000XXX
SF | SFPA24AT0250 | 35 | SRPF250A80 | 18 | 80 | 11 | 100kA | 8 | Loose MCCB (OEM) | 2 | Distribution Protection | 1 | 600Vac (Y/D) | 2 | 80% | 1 | 351882121 | XT4XU3080AFF000XXX | XT4XU3080BFF000XXX | XT4XU3100EFF000XXX | XT4XU3100FFF000XXX | XT4XU3100GFF000XXX | XT4XU3100PFF000XXX | XT4XU3100QFF000XXX | XT4XU3100TFF000XXX | XT4XU3100UFF000XXX
SF | SFPA24AT0250 | 35 | SRPF250A80 | 18 | 80 | 11 | 100kA | 8 | Loose MCCB (OEM) | 2 | Distribution Protection | 1 | 480Vac (Y/D) | 1 | 100% | 2 | 351882112 | XT4LQ3080AFF000XXX | XT2LQ3080BFF000XXX | XT2LQ3100EFF000XXX | XT2LQ3100FFF000XXX | XT2LQ3100GFF000XXX | XT2LQ3100PFF000XXX | XT2LQ3100QFF000XXX | XT2LQ3100TFF000XXX | XT2LQ3100UFF000XXX
SF | SFPA24AT0250 | 35 | SRPF250A80 | 18 | 80 | 11 | 100kA | 8 | Loose MCCB (OEM) | 2 | Distribution Protection | 1 | 600Vac (Y/D) | 2 | 100% | 2 | 351882122 | XT4XQ3080AFF000XXX | XT4XQ3080BFF000XXX | XT4XQ3100EFF000XXX | XT4XQ3100FFF000XXX | XT4XQ3100GFF000XXX | XT4XQ3100PFF000XXX | XT4XQ3100QFF000XXX | XT4XQ3100TFF000XXX | XT4XQ3100UFF000XXX
SF | SFPA24AT0250 | 35 | SRPF250A80 | 18 | 80 | 11 | 100kA | 8 | Panelboard MRO | 1 | Distribution Protection | 1 | 480Vac (Y/D) | 1 | 80% | 1 | 351881111 | XT4LU3080AFF000XXX + SRFB6XT4FPX | XT4LU3080BFF000XXX + SRFB6XT4FPX | XT4LU3100EFF000XXX + SRFB3XT4FPX | XT4LU3100FFF000XXX + SRFB3XT4FPX | XT4LU3100GFF000XXX + SRFB3XT4FPX | XT4LU3100PFF000XXX + SRFB3XT4FPX | XT4LU3100QFF000XXX + SRFB3XT4FPX | XT4LU3100TFF000XXX + SRFB3XT4FPX | XT4LU3100UFF000XXX + SRFB3XT4FPX
SF | SFPA24AT0250 | 35 | SRPF250A80 | 18 | 80 | 11 | 100kA | 8 | Panelboard MRO | 1 | Distribution Protection | 1 | 600Vac (Y/D) | 2 | 80% | 1 | 351881121 | XT4XU3080AFF000XXX + SRFB6XT4FPX | XT4XU3080BFF000XXX + SRFB6XT4FPX | XT4XU3100EFF000XXX + SRFB3XT4FPX | XT4XU3100FFF000XXX + SRFB3XT4FPX | XT4XU3100GFF000XXX + SRFB3XT4FPX | XT4XU3100PFF000XXX + SRFB3XT4FPX | XT4XU3100QFF000XXX + SRFB3XT4FPX | XT4XU3100TFF000XXX + SRFB3XT4FPX | XT4XU3100UFF000XXX + SRFB3XT4FPX
SF | SFPA24AT0250 | 35 | SRPF250A80 | 18 | 80 | 11 | 100kA | 8 | Panelboard MRO | 1 | Distribution Protection | 1 | 480Vac (Y/D) | 1 | 100% | 2 | 351881112 | XT4LQ3080AFF000XXX + SRFB6XT4FPX | XT4LQ3080BFF000XXX + SRFB6XT4FPX | XT4LQ3100EFF000XXX + SRFB3XT4FPX | XT4LQ3100FFF000XXX + SRFB3XT4FPX | XT4LQ3100GFF000XXX + SRFB3XT4FPX | XT4LQ3100PFF000XXX + SRFB3XT4FPX | XT4LQ3100QFF000XXX + SRFB3XT4FPX | XT4LQ3100TFF000XXX + SRFB3XT4FPX | XT4LQ3100UFF000XXX + SRFB3XT4FPX
SF | SFPA24AT0250 | 35 | SRPF250A80 | 18 | 80 | 11 | 100kA | 8 | Panelboard MRO | 1 | Distribution Protection | 1 | 600Vac (Y/D) | 2 | 100% | 2 | 351881122 | XT4XQ3080AFF000XXX + SRFB6XT4FPX | XT4XQ3080BFF000XXX + SRFB6XT4FPX | XT4XQ3100EFF000XXX + SRFB3XT4FPX | XT4XQ3100FFF000XXX + SRFB3XT4FPX | XT4XQ3100GFF000XXX + SRFB3XT4FPX | XT4XQ3100PFF000XXX + SRFB3XT4FPX | XT4XQ3100QFF000XXX + SRFB3XT4FPX | XT4XQ3100TFF000XXX + SRFB3XT4FPX | XT4XQ3100UFF000XXX + SRFB3XT4FPX
SF | SFPA24AT0250 | 35 | SRPF250A90 | 19 | 90 | 12 | 100kA | 8 | Loose MCCB (OEM) | 2 | Distribution Protection | 1 | 480Vac (Y/D) | 1 | 80% | 1 | 351982111 | XT4LU3090AFF000XXX | XT2LU3090BFF000XXX | XT2LU3100EFF000XXX | XT2LU3100FFF000XXX | XT2LU3100GFF000XXX | XT2LU3100PFF000XXX | XT2LU3100QFF000XXX | XT2LU3100TFF000XXX | XT2LU3100UFF000XXX
SF | SFPA24AT0250 | 35 | SRPF250A90 | 19 | 90 | 12 | 100kA | 8 | Loose MCCB (OEM) | 2 | Distribution Protection | 1 | 600Vac (Y/D) | 2 | 80% | 1 | 351982121 | XT4XU3090AFF000XXX | XT4XU3090BFF000XXX | XT4XU3100EFF000XXX | XT4XU3100FFF000XXX | XT4XU3100GFF000XXX | XT4XU3100PFF000XXX | XT4XU3100QFF000XXX | XT4XU3100TFF000XXX | XT4XU3100UFF000XXX
SF | SFPA24AT0250 | 35 | SRPF250A90 | 19 | 90 | 12 | 100kA | 8 | Loose MCCB (OEM) | 2 | Distribution Protection | 1 | 480Vac (Y/D) | 1 | 100% | 2 | 351982112 | XT4LQ3090AFF000XXX | XT2LQ3090BFF000XXX | XT2LQ3100EFF000XXX | XT2LQ3100FFF000XXX | XT2LQ3100GFF000XXX | XT2LQ3100PFF000XXX | XT2LQ3100QFF000XXX | XT2LQ3100TFF000XXX | XT2LQ3100UFF000XXX
SF | SFPA24AT0250 | 35 | SRPF250A90 | 19 | 90 | 12 | 100kA | 8 | Loose MCCB (OEM) | 2 | Distribution Protection | 1 | 600Vac (Y/D) | 2 | 100% | 2 | 351982122 | XT4XQ3090AFF000XXX | XT4XQ3090BFF000XXX | XT4XQ3100EFF000XXX | XT4XQ3100FFF000XXX | XT4XQ3100GFF000XXX | XT4XQ3100PFF000XXX | XT4XQ3100QFF000XXX | XT4XQ3100TFF000XXX | XT4XQ3100UFF000XXX
SF | SFPA24AT0250 | 35 | SRPF250A90 | 19 | 90 | 12 | 100kA | 8 | Panelboard MRO | 1 | Distribution Protection | 1 | 480Vac (Y/D) | 1 | 80% | 1 | 351981111 | XT4LU3090AFF000XXX + SRFB6XT4FPX | XT4LU3090BFF000XXX + SRFB6XT4FPX | XT4LU3100EFF000XXX + SRFB3XT4FPX | XT4LU3100FFF000XXX + SRFB3XT4FPX | XT4LU3100GFF000XXX + SRFB3XT4FPX | XT4LU3100PFF000XXX + SRFB3XT4FPX | XT4LU3100QFF000XXX + SRFB3XT4FPX | XT4LU3100TFF000XXX + SRFB3XT4FPX | XT4LU3100UFF000XXX + SRFB3XT4FPX
SF | SFPA24AT0250 | 35 | SRPF250A90 | 19 | 90 | 12 | 100kA | 8 | Panelboard MRO | 1 | Distribution Protection | 1 | 600Vac (Y/D) | 2 | 80% | 1 | 351981121 | XT4XU3090AFF000XXX + SRFB6XT4FPX | XT4XU3090BFF000XXX + SRFB6XT4FPX | XT4XU3100EFF000XXX + SRFB3XT4FPX | XT4XU3100FFF000XXX + SRFB3XT4FPX | XT4XU3100GFF000XXX + SRFB3XT4FPX | XT4XU3100PFF000XXX + SRFB3XT4FPX | XT4XU3100QFF000XXX + SRFB3XT4FPX | XT4XU3100TFF000XXX + SRFB3XT4FPX | XT4XU3100UFF000XXX + SRFB3XT4FPX
SF | SFPA24AT0250 | 35 | SRPF250A90 | 19 | 90 | 12 | 100kA | 8 | Panelboard MRO | 1 | Distribution Protection | 1 | 480Vac (Y/D) | 1 | 100% | 2 | 351981112 | XT4LQ3090AFF000XXX + SRFB6XT4FPX | XT4LQ3090BFF000XXX + SRFB6XT4FPX | XT4LQ3100EFF000XXX + SRFB3XT4FPX | XT4LQ3100FFF000XXX + SRFB3XT4FPX | XT4LQ3100GFF000XXX + SRFB3XT4FPX | XT4LQ3100PFF000XXX + SRFB3XT4FPX | XT4LQ3100QFF000XXX + SRFB3XT4FPX | XT4LQ3100TFF000XXX + SRFB3XT4FPX | XT4LQ3100UFF000XXX + SRFB3XT4FPX
SF | SFPA24AT0250 | 35 | SRPF250A90 | 19 | 90 | 12 | 100kA | 8 | Panelboard MRO | 1 | Distribution Protection | 1 | 600Vac (Y/D) | 2 | 100% | 2 | 351981122 | XT4XQ3090AFF000XXX + SRFB6XT4FPX | XT4XQ3090BFF000XXX + SRFB6XT4FPX | XT4XQ3100EFF000XXX + SRFB3XT4FPX | XT4XQ3100FFF000XXX + SRFB3XT4FPX | XT4XQ3100GFF000XXX + SRFB3XT4FPX | XT4XQ3100PFF000XXX + SRFB3XT4FPX | XT4XQ3100QFF000XXX + SRFB3XT4FPX | XT4XQ3100TFF000XXX + SRFB3XT4FPX | XT4XQ3100UFF000XXX + SRFB3XT4FPX
SF | SFPA24AT0250 | 35 | SRPF250A100 | 20 | 100 | 13 | 100kA | 8 | Loose MCCB (OEM) | 2 | Distribution Protection | 1 | 480Vac (Y/D) | 1 | 80% | 1 | 352082111 | XT4LU3100AFF000XXX | XT2LU3100BFF000XXX | XT2LU3100EFF000XXX | XT2LU3100FFF000XXX | XT2LU3100GFF000XXX | XT2LU3100PFF000XXX | XT2LU3100QFF000XXX | XT2LU3100TFF000XXX | XT2LU3100UFF000XXX
SF | SFPA24AT0250 | 35 | SRPF250A100 | 20 | 100 | 13 | 100kA | 8 | Loose MCCB (OEM) | 2 | Distribution Protection | 1 | 600Vac (Y/D) | 2 | 80% | 1 | 352082121 | XT4XU3100AFF000XXX | XT4XU3100BFF000XXX | XT4XU3100EFF000XXX | XT4XU3100FFF000XXX | XT4XU3100GFF000XXX | XT4XU3100PFF000XXX | XT4XU3100QFF000XXX | XT4XU3100TFF000XXX | XT4XU3100UFF000XXX
SF | SFPA24AT0250 | 35 | SRPF250A100 | 20 | 100 | 13 | 100kA | 8 | Loose MCCB (OEM) | 2 | Distribution Protection | 1 | 480Vac (Y/D) | 1 | 100% | 2 | 352082112 | XT4LQ3100AFF000XXX | XT2LQ3100BFF000XXX | XT2LQ3100EFF000XXX | XT2LQ3100FFF000XXX | XT2LQ3100GFF000XXX | XT2LQ3100PFF000XXX | XT2LQ3100QFF000XXX | XT2LQ3100TFF000XXX | XT2LQ3100UFF000XXX
SF | SFPA24AT0250 | 35 | SRPF250A100 | 20 | 100 | 13 | 100kA | 8 | Loose MCCB (OEM) | 2 | Distribution Protection | 1 | 600Vac (Y/D) | 2 | 100% | 2 | 352082122 | XT4XQ3100AFF000XXX | XT4XQ3100BFF000XXX | XT4XQ3100EFF000XXX | XT4XQ3100FFF000XXX | XT4XQ3100GFF000XXX | XT4XQ3100PFF000XXX | XT4XQ3100QFF000XXX | XT4XQ3100TFF000XXX | XT4XQ3100UFF000XXX
SF | SFPA24AT0250 | 35 | SRPF250A100 | 20 | 100 | 13 | 100kA | 8 | Panelboard MRO | 1 | Distribution Protection | 1 | 480Vac (Y/D) | 1 | 80% | 1 | 352081111 | XT4LU3100AFF000XXX + SRFB6XT4FPX | XT4LU3100BFF000XXX + SRFB6XT4FPX | XT4LU3100EFF000XXX + SRFB3XT4FPX | XT4LU3100FFF000XXX + SRFB3XT4FPX | XT4LU3100GFF000XXX + SRFB3XT4FPX | XT4LU3100PFF000XXX + SRFB3XT4FPX | XT4LU3100QFF000XXX + SRFB3XT4FPX | XT4LU3100TFF000XXX + SRFB3XT4FPX | XT4LU3100UFF000XXX + SRFB3XT4FPX
SF | SFPA24AT0250 | 35 | SRPF250A100 | 20 | 100 | 13 | 100kA | 8 | Panelboard MRO | 1 | Distribution Protection | 1 | 600Vac (Y/D) | 2 | 80% | 1 | 352081121 | XT4XU3100AFF000XXX + SRFB6XT4FPX | XT4XU3100BFF000XXX + SRFB6XT4FPX | XT4XU3100EFF000XXX + SRFB3XT4FPX | XT4XU3100FFF000XXX + SRFB3XT4FPX | XT4XU3100GFF000XXX + SRFB3XT4FPX | XT4XU3100PFF000XXX + SRFB3XT4FPX | XT4XU3100QFF000XXX + SRFB3XT4FPX | XT4XU3100TFF000XXX + SRFB3XT4FPX | XT4XU3100UFF000XXX + SRFB3XT4FPX
SF | SFPA24AT0250 | 35 | SRPF250A100 | 20 | 100 | 13 | 100kA | 8 | Panelboard MRO | 1 | Distribution Protection | 1 | 480Vac (Y/D) | 1 | 100% | 2 | 352081112 | XT4LQ3100AFF000XXX + SRFB6XT4FPX | XT4LQ3100BFF000XXX + SRFB6XT4FPX | XT4LQ3100EFF000XXX + SRFB3XT4FPX | XT4LQ3100FFF000XXX + SRFB3XT4FPX | XT4LQ3100GFF000XXX + SRFB3XT4FPX | XT4LQ3100PFF000XXX + SRFB3XT4FPX | XT4LQ3100QFF000XXX + SRFB3XT4FPX | XT4LQ3100TFF000XXX + SRFB3XT4FPX | XT4LQ3100UFF000XXX + SRFB3XT4FPX
SF | SFPA24AT0250 | 35 | SRPF250A100 | 20 | 100 | 13 | 100kA | 8 | Panelboard MRO | 1 | Distribution Protection | 1 | 600Vac (Y/D) | 2 | 100% | 2 | 352081122 | XT4XQ3100AFF000XXX + SRFB6XT4FPX | XT4XQ3100BFF000XXX + SRFB6XT4FPX | XT4XQ3100EFF000XXX + SRFB3XT4FPX | XT4XQ3100FFF000XXX + SRFB3XT4FPX | XT4XQ3100GFF000XXX + SRFB3XT4FPX | XT4XQ3100PFF000XXX + SRFB3XT4FPX | XT4XQ3100QFF000XXX + SRFB3XT4FPX | XT4XQ3100TFF000XXX + SRFB3XT4FPX | XT4XQ3100UFF000XXX + SRFB3XT4FPX
SF | SFPA24AT0250 | 35 | SRPF250A110 | 21 | 110 | 14 | 100kA | 8 | Loose MCCB (OEM) | 2 | Distribution Protection | 1 | 480Vac (Y/D) | 1 | 80% | 1 | 352182111 | XT4LU3110AFF000XXX | XT2LU3110BFF000XXX | XT2LU3125EFF000XXX | XT2LU3125FFF000XXX | XT2LU3125GFF000XXX | XT2LU3125PFF000XXX | XT2LU3125QFF000XXX | XT2LU3125TFF000XXX | XT2LU3125UFF000XXX
SF | SFPA24AT0250 | 35 | SRPF250A110 | 21 | 110 | 14 | 100kA | 8 | Loose MCCB (OEM) | 2 | Distribution Protection | 1 | 600Vac (Y/D) | 2 | 80% | 1 | 352182121 | XT4XU3110AFF000XXX | XT4XU3110BFF000XXX | XT4XU3150EFF000XXX | XT4XU3150FFF000XXX | XT4XU3150GFF000XXX | XT4XU3150PFF000XXX | XT4XU3150QFF000XXX | XT4XU3150TFF000XXX | XT4XU3150UFF000XXX
SF | SFPA24AT0250 | 35 | SRPF250A110 | 21 | 110 | 14 | 100kA | 8 | Loose MCCB (OEM) | 2 | Distribution Protection | 1 | 480Vac (Y/D) | 1 | 100% | 2 | 352182112 | XT4LQ3110AFF000XXX | XT4LQ3110BFF000XXX | XT4LQ3150EFF000XXX | XT4LQ3150FFF000XXX | XT4LQ3150GFF000XXX | XT4LQ3150PFF000XXX | XT4LQ3150QFF000XXX | XT4LQ3150TFF000XXX | XT4LQ3150UFF000XXX
SF | SFPA24AT0250 | 35 | SRPF250A110 | 21 | 110 | 14 | 100kA | 8 | Loose MCCB (OEM) | 2 | Distribution Protection | 1 | 600Vac (Y/D) | 2 | 100% | 2 | 352182122 | XT4XQ3110AFF000XXX | XT4XQ3110BFF000XXX | XT4XQ3150EFF000XXX | XT4XQ3150FFF000XXX | XT4XQ3150GFF000XXX | XT4XQ3150PFF000XXX | XT4XQ3150QFF000XXX | XT4XQ3150TFF000XXX | XT4XQ3150UFF000XXX
SF | SFPA24AT0250 | 35 | SRPF250A110 | 21 | 110 | 14 | 100kA | 8 | Panelboard MRO | 1 | Distribution Protection | 1 | 480Vac (Y/D) | 1 | 80% | 1 | 352181111 | XT4LU3110AFF000XXX + SRFB6XT4FPX | XT4LU3110BFF000XXX + SRFB6XT4FPX | XT4LU3150EFF000XXX + SRFB3XT4FPX | XT4LU3150FFF000XXX + SRFB3XT4FPX | XT4LU3150GFF000XXX + SRFB3XT4FPX | XT4LU3150PFF000XXX + SRFB3XT4FPX | XT4LU3150QFF000XXX + SRFB3XT4FPX | XT4LU3150TFF000XXX + SRFB3XT4FPX | XT4LU3150UFF000XXX + SRFB3XT4FPX
SF | SFPA24AT0250 | 35 | SRPF250A110 | 21 | 110 | 14 | 100kA | 8 | Panelboard MRO | 1 | Distribution Protection | 1 | 600Vac (Y/D) | 2 | 80% | 1 | 352181121 | XT4XU3110AFF000XXX + SRFB6XT4FPX | XT4XU3110BFF000XXX + SRFB6XT4FPX | XT4XU3150EFF000XXX + SRFB3XT4FPX | XT4XU3150FFF000XXX + SRFB3XT4FPX | XT4XU3150GFF000XXX + SRFB3XT4FPX | XT4XU3150PFF000XXX + SRFB3XT4FPX | XT4XU3150QFF000XXX + SRFB3XT4FPX | XT4XU3150TFF000XXX + SRFB3XT4FPX | XT4XU3150UFF000XXX + SRFB3XT4FPX
SF | SFPA24AT0250 | 35 | SRPF250A110 | 21 | 110 | 14 | 100kA | 8 | Panelboard MRO | 1 | Distribution Protection | 1 | 480Vac (Y/D) | 1 | 100% | 2 | 352181112 | XT4LQ3110AFF000XXX + SRFB6XT4FPX | XT4LQ3110BFF000XXX + SRFB6XT4FPX | XT4LQ3150EFF000XXX + SRFB3XT4FPX | XT4LQ3150FFF000XXX + SRFB3XT4FPX | XT4LQ3150GFF000XXX + SRFB3XT4FPX | XT4LQ3150PFF000XXX + SRFB3XT4FPX | XT4LQ3150QFF000XXX + SRFB3XT4FPX | XT4LQ3150TFF000XXX + SRFB3XT4FPX | XT4LQ3150UFF000XXX + SRFB3XT4FPX
SF | SFPA24AT0250 | 35 | SRPF250A110 | 21 | 110 | 14 | 100kA | 8 | Panelboard MRO | 1 | Distribution Protection | 1 | 600Vac (Y/D) | 2 | 100% | 2 | 352181122 | XT4XQ3110AFF000XXX + SRFB6XT4FPX | XT4XQ3110BFF000XXX + SRFB6XT4FPX | XT4XQ3150EFF000XXX + SRFB3XT4FPX | XT4XQ3150FFF000XXX + SRFB3XT4FPX | XT4XQ3150GFF000XXX + SRFB3XT4FPX | XT4XQ3150PFF000XXX + SRFB3XT4FPX | XT4XQ3150QFF000XXX + SRFB3XT4FPX | XT4XQ3150TFF000XXX + SRFB3XT4FPX | XT4XQ3150UFF000XXX + SRFB3XT4FPX
SF | SFPA24AT0250 | 35 | SRPF250A125 | 22 | 125 | 15 | 100kA | 8 | Loose MCCB (OEM) | 2 | Distribution Protection | 1 | 480Vac (Y/D) | 1 | 100% | 2 | 352282112 | XT4LQ3125AFF000XXX | XT4LQ3125BFF000XXX | XT4LQ3150EFF000XXX | XT4LQ3150FFF000XXX | XT4LQ3150GFF000XXX | XT4LQ3150PFF000XXX | XT4LQ3150QFF000XXX | XT4LQ3150TFF000XXX | XT4LQ3150UFF000XXX
SF | SFPA24AT0250 | 35 | SRPF250A125 | 22 | 125 | 15 | 100kA | 8 | Loose MCCB (OEM) | 2 | Distribution Protection | 1 | 480Vac (Y/D) | 1 | 80% | 1 | 352282111 | XT4LU3125AFF000XXX | XT2LU3125BFF000XXX | XT2LU3125EFF000XXX | XT2LU3125FFF000XXX | XT2LU3125GFF000XXX | XT2LU3125PFF000XXX | XT2LU3125QFF000XXX | XT2LU3125TFF000XXX | XT2LU3125UFF000XXX
SF | SFPA24AT0250 | 35 | SRPF250A125 | 22 | 125 | 15 | 100kA | 8 | Loose MCCB (OEM) | 2 | Distribution Protection | 1 | 600Vac (Y/D) | 2 | 80% | 1 | 352282121 | XT4XU3125AFF000XXX | XT4XU3125BFF000XXX | XT4XU3150EFF000XXX | XT4XU3150FFF000XXX | XT4XU3150GFF000XXX | XT4XU3150PFF000XXX | XT4XU3150QFF000XXX | XT4XU3150TFF000XXX | XT4XU3150UFF000XXX
SF | SFPA24AT0250 | 35 | SRPF250A125 | 22 | 125 | 15 | 100kA | 8 | Loose MCCB (OEM) | 2 | Distribution Protection | 1 | 600Vac (Y/D) | 2 | 100% | 2 | 352282122 | XT4XQ3125AFF000XXX | XT4XQ3125BFF000XXX | XT4XQ3150EFF000XXX | XT4XQ3150FFF000XXX | XT4XQ3150GFF000XXX | XT4XQ3150PFF000XXX | XT4XQ3150QFF000XXX | XT4XQ3150TFF000XXX | XT4XQ3150UFF000XXX
SF | SFPA24AT0250 | 35 | SRPF250A125 | 22 | 125 | 15 | 100kA | 8 | Panelboard MRO | 1 | Distribution Protection | 1 | 480Vac (Y/D) | 1 | 100% | 2 | 352281112 | XT4LQ3125AFF000XXX + SRFB6XT4FPX | XT4LQ3125BFF000XXX + SRFB6XT4FPX | XT4LQ3150EFF000XXX + SRFB3XT4FPX | XT4LQ3150FFF000XXX + SRFB3XT4FPX | XT4LQ3150GFF000XXX + SRFB3XT4FPX | XT4LQ3150PFF000XXX + SRFB3XT4FPX | XT4LQ3150QFF000XXX + SRFB3XT4FPX | XT4LQ3150TFF000XXX + SRFB3XT4FPX | XT4LQ3150UFF000XXX + SRFB3XT4FPX
SF | SFPA24AT0250 | 35 | SRPF250A125 | 22 | 125 | 15 | 100kA | 8 | Panelboard MRO | 1 | Distribution Protection | 1 | 480Vac (Y/D) | 1 | 80% | 1 | 352281111 | XT4LU3125AFF000XXX + SRFB6XT4FPX | XT4LU3125BFF000XXX + SRFB6XT4FPX | XT4LU3150EFF000XXX + SRFB3XT4FPX | XT4LU3150FFF000XXX + SRFB3XT4FPX | XT4LU3150GFF000XXX + SRFB3XT4FPX | XT4LU3150PFF000XXX + SRFB3XT4FPX | XT4LU3150QFF000XXX + SRFB3XT4FPX | XT4LU3150TFF000XXX + SRFB3XT4FPX | XT4LU3150UFF000XXX + SRFB3XT4FPX
SF | SFPA24AT0250 | 35 | SRPF250A125 | 22 | 125 | 15 | 100kA | 8 | Panelboard MRO | 1 | Distribution Protection | 1 | 600Vac (Y/D) | 2 | 80% | 1 | 352281121 | XT4XU3125AFF000XXX + SRFB6XT4FPX | XT4XU3125BFF000XXX + SRFB6XT4FPX | XT4XU3150EFF000XXX + SRFB3XT4FPX | XT4XU3150FFF000XXX + SRFB3XT4FPX | XT4XU3150GFF000XXX + SRFB3XT4FPX | XT4XU3150PFF000XXX + SRFB3XT4FPX | XT4XU3150QFF000XXX + SRFB3XT4FPX | XT4XU3150TFF000XXX + SRFB3XT4FPX | XT4XU3150UFF000XXX + SRFB3XT4FPX
SF | SFPA24AT0250 | 35 | SRPF250A125 | 22 | 125 | 15 | 100kA | 8 | Panelboard MRO | 1 | Distribution Protection | 1 | 600Vac (Y/D) | 2 | 100% | 2 | 352281122 | XT4XQ3125AFF000XXX + SRFB6XT4FPX | XT4XQ3125BFF000XXX + SRFB6XT4FPX | XT4XQ3150EFF000XXX + SRFB3XT4FPX | XT4XQ3150FFF000XXX + SRFB3XT4FPX | XT4XQ3150GFF000XXX + SRFB3XT4FPX | XT4XQ3150PFF000XXX + SRFB3XT4FPX | XT4XQ3150QFF000XXX + SRFB3XT4FPX | XT4XQ3150TFF000XXX + SRFB3XT4FPX | XT4XQ3150UFF000XXX + SRFB3XT4FPX
SF | SFPA24AT0250 | 35 | SRPF250A150 | 23 | 150 | 16 | 100kA | 8 | Loose MCCB (OEM) | 2 | Distribution Protection | 1 | 480Vac (Y/D) | 1 | 80% | 1 | 352382111 | XT4LU3150AFF000XXX | XT4LU3150BFF000XXX | XT4LU3150EFF000XXX | XT4LU3150FFF000XXX | XT4LU3150GFF000XXX | XT4LU3150PFF000XXX | XT4LU3150QFF000XXX | XT4LU3150TFF000XXX | XT4LU3150UFF000XXX
SF | SFPA24AT0250 | 35 | SRPF250A150 | 23 | 150 | 16 | 100kA | 8 | Loose MCCB (OEM) | 2 | Distribution Protection | 1 | 600Vac (Y/D) | 2 | 80% | 1 | 352382121 | XT4XU3150AFF000XXX | XT4XU3150BFF000XXX | XT4XU3150EFF000XXX | XT4XU3150FFF000XXX | XT4XU3150GFF000XXX | XT4XU3150PFF000XXX | XT4XU3150QFF000XXX | XT4XU3150TFF000XXX | XT4XU3150UFF000XXX
SF | SFPA24AT0250 | 35 | SRPF250A150 | 23 | 150 | 16 | 100kA | 8 | Loose MCCB (OEM) | 2 | Distribution Protection | 1 | 480Vac (Y/D) | 1 | 100% | 2 | 352382112 | XT4LQ3150AFF000XXX | XT4LQ3150BFF000XXX | XT4LQ3150EFF000XXX | XT4LQ3150FFF000XXX | XT4LQ3150GFF000XXX | XT4LQ3150PFF000XXX | XT4LQ3150QFF000XXX | XT4LQ3150TFF000XXX | XT4LQ3150UFF000XXX
SF | SFPA24AT0250 | 35 | SRPF250A150 | 23 | 150 | 16 | 100kA | 8 | Loose MCCB (OEM) | 2 | Distribution Protection | 1 | 600Vac (Y/D) | 2 | 100% | 2 | 352382122 | XT4XQ3150AFF000XXX | XT4XQ3150BFF000XXX | XT4XQ3150EFF000XXX | XT4XQ3150FFF000XXX | XT4XQ3150GFF000XXX | XT4XQ3150PFF000XXX | XT4XQ3150QFF000XXX | XT4XQ3150TFF000XXX | XT4XQ3150UFF000XXX
SF | SFPA24AT0250 | 35 | SRPF250A150 | 23 | 150 | 16 | 100kA | 8 | Panelboard MRO | 1 | Distribution Protection | 1 | 480Vac (Y/D) | 1 | 80% | 1 | 352381111 | XT4LU3150AFF000XXX + SRFB6XT4FPX | XT4LU3150BFF000XXX + SRFB6XT4FPX | XT4LU3150EFF000XXX + SRFB3XT4FPX | XT4LU3150FFF000XXX + SRFB3XT4FPX | XT4LU3150GFF000XXX + SRFB3XT4FPX | XT4LU3150PFF000XXX + SRFB3XT4FPX | XT4LU3150QFF000XXX + SRFB3XT4FPX | XT4LU3150TFF000XXX + SRFB3XT4FPX | XT4LU3150UFF000XXX + SRFB3XT4FPX
SF | SFPA24AT0250 | 35 | SRPF250A150 | 23 | 150 | 16 | 100kA | 8 | Panelboard MRO | 1 | Distribution Protection | 1 | 600Vac (Y/D) | 2 | 80% | 1 | 352381121 | XT4XU3150AFF000XXX + SRFB6XT4FPX | XT4XU3150BFF000XXX + SRFB6XT4FPX | XT4XU3150EFF000XXX + SRFB3XT4FPX | XT4XU3150FFF000XXX + SRFB3XT4FPX | XT4XU3150GFF000XXX + SRFB3XT4FPX | XT4XU3150PFF000XXX + SRFB3XT4FPX | XT4XU3150QFF000XXX + SRFB3XT4FPX | XT4XU3150TFF000XXX + SRFB3XT4FPX | XT4XU3150UFF000XXX + SRFB3XT4FPX
SF | SFPA24AT0250 | 35 | SRPF250A150 | 23 | 150 | 16 | 100kA | 8 | Panelboard MRO | 1 | Distribution Protection | 1 | 480Vac (Y/D) | 1 | 100% | 2 | 352381112 | XT4LQ3150AFF000XXX + SRFB6XT4FPX | XT4LQ3150BFF000XXX + SRFB6XT4FPX | XT4LQ3150EFF000XXX + SRFB3XT4FPX | XT4LQ3150FFF000XXX + SRFB3XT4FPX | XT4LQ3150GFF000XXX + SRFB3XT4FPX | XT4LQ3150PFF000XXX + SRFB3XT4FPX | XT4LQ3150QFF000XXX + SRFB3XT4FPX | XT4LQ3150TFF000XXX + SRFB3XT4FPX | XT4LQ3150UFF000XXX + SRFB3XT4FPX
SF | SFPA24AT0250 | 35 | SRPF250A150 | 23 | 150 | 16 | 100kA | 8 | Panelboard MRO | 1 | Distribution Protection | 1 | 600Vac (Y/D) | 2 | 100% | 2 | 352381122 | XT4XQ3150AFF000XXX + SRFB6XT4FPX | XT4XQ3150BFF000XXX + SRFB6XT4FPX | XT4XQ3150EFF000XXX + SRFB3XT4FPX | XT4XQ3150FFF000XXX + SRFB3XT4FPX | XT4XQ3150GFF000XXX + SRFB3XT4FPX | XT4XQ3150PFF000XXX + SRFB3XT4FPX | XT4XQ3150QFF000XXX + SRFB3XT4FPX | XT4XQ3150TFF000XXX + SRFB3XT4FPX | XT4XQ3150UFF000XXX + SRFB3XT4FPX
SF | SFPA24AT0250 | 35 | SRPF250A175 | 24 | 175 | 17 | 100kA | 8 | Loose MCCB (OEM) | 2 | Distribution Protection | 1 | 480Vac (Y/D) | 1 | 80% | 1 | 352482111 | XT4LU3175AFF000XXX | XT4LU3175BFF000XXX | XT4LU3225EFF000XXX | XT4LU3225FFF000XXX | XT4LU3225GFF000XXX | XT4LU3225PFF000XXX | XT4LU3225QFF000XXX | XT4LU3225TFF000XXX | XT4LU3225UFF000XXX
SF | SFPA24AT0250 | 35 | SRPF250A175 | 24 | 175 | 17 | 100kA | 8 | Loose MCCB (OEM) | 2 | Distribution Protection | 1 | 600Vac (Y/D) | 2 | 80% | 1 | 352482121 | XT4XU3175AFF000XXX | XT4XU3175BFF000XXX | XT4XU3225EFF000XXX | XT4XU3225FFF000XXX | XT4XU3225GFF000XXX | XT4XU3225PFF000XXX | XT4XU3225QFF000XXX | XT4XU3225TFF000XXX | XT4XU3225UFF000XXX
SF | SFPA24AT0250 | 35 | SRPF250A175 | 24 | 175 | 17 | 100kA | 8 | Loose MCCB (OEM) | 2 | Distribution Protection | 1 | 480Vac (Y/D) | 1 | 100% | 2 | 352482112 | XT4LQ3175AFF000XXX | XT4LQ3175BFF000XXX | XT4LQ3225EFF000XXX | XT4LQ3225FFF000XXX | XT4LQ3225GFF000XXX | XT4LQ3225PFF000XXX | XT4LQ3225QFF000XXX | XT4LQ3225TFF000XXX | XT4LQ3225UFF000XXX
SF | SFPA24AT0250 | 35 | SRPF250A175 | 24 | 175 | 17 | 100kA | 8 | Loose MCCB (OEM) | 2 | Distribution Protection | 1 | 600Vac (Y/D) | 2 | 100% | 2 | 352482122 | XT4XQ3175AFF000XXX | XT4XQ3175BFF000XXX | XT4XQ3225EFF000XXX | XT4XQ3225FFF000XXX | XT4XQ3225GFF000XXX | XT4XQ3225PFF000XXX | XT4XQ3225QFF000XXX | XT4XQ3225TFF000XXX | XT4XQ3225UFF000XXX
SF | SFPA24AT0250 | 35 | SRPF250A175 | 24 | 175 | 17 | 100kA | 8 | Panelboard MRO | 1 | Distribution Protection | 1 | 480Vac (Y/D) | 1 | 80% | 1 | 352481111 | XT4LU3175AFF000XXX + SRFB6XT4FPX | XT4LU3175BFF000XXX + SRFB6XT4FPX | XT4LU3225EFF000XXX + SRFB3XT4FPX | XT4LU3225FFF000XXX + SRFB3XT4FPX | XT4LU3225GFF000XXX + SRFB3XT4FPX | XT4LU3225PFF000XXX + SRFB3XT4FPX | XT4LU3225QFF000XXX + SRFB3XT4FPX | XT4LU3225TFF000XXX + SRFB3XT4FPX | XT4LU3225UFF000XXX + SRFB3XT4FPX
SF | SFPA24AT0250 | 35 | SRPF250A175 | 24 | 175 | 17 | 100kA | 8 | Panelboard MRO | 1 | Distribution Protection | 1 | 600Vac (Y/D) | 2 | 80% | 1 | 352481121 | XT4XU3175AFF000XXX + SRFB6XT4FPX | XT4XU3175BFF000XXX + SRFB6XT4FPX | XT4XU3225EFF000XXX + SRFB3XT4FPX | XT4XU3225FFF000XXX + SRFB3XT4FPX | XT4XU3225GFF000XXX + SRFB3XT4FPX | XT4XU3225PFF000XXX + SRFB3XT4FPX | XT4XU3225QFF000XXX + SRFB3XT4FPX | XT4XU3225TFF000XXX + SRFB3XT4FPX | XT4XU3225UFF000XXX + SRFB3XT4FPX
SF | SFPA24AT0250 | 35 | SRPF250A175 | 24 | 175 | 17 | 100kA | 8 | Panelboard MRO | 1 | Distribution Protection | 1 | 480Vac (Y/D) | 1 | 100% | 2 | 352481112 | XT4LQ3175AFF000XXX + SRFB6XT4FPX | XT4LQ3175BFF000XXX + SRFB6XT4FPX | XT4LQ3225EFF000XXX + SRFB3XT4FPX | XT4LQ3225FFF000XXX + SRFB3XT4FPX | XT4LQ3225GFF000XXX + SRFB3XT4FPX | XT4LQ3225PFF000XXX + SRFB3XT4FPX | XT4LQ3225QFF000XXX + SRFB3XT4FPX | XT4LQ3225TFF000XXX + SRFB3XT4FPX | XT4LQ3225UFF000XXX + SRFB3XT4FPX
SF | SFPA24AT0250 | 35 | SRPF250A175 | 24 | 175 | 17 | 100kA | 8 | Panelboard MRO | 1 | Distribution Protection | 1 | 600Vac (Y/D) | 2 | 100% | 2 | 352481122 | XT4XQ3175AFF000XXX + SRFB6XT4FPX | XT4XQ3175BFF000XXX + SRFB6XT4FPX | XT4XQ3225EFF000XXX + SRFB3XT4FPX | XT4XQ3225FFF000XXX + SRFB3XT4FPX | XT4XQ3225GFF000XXX + SRFB3XT4FPX | XT4XQ3225PFF000XXX + SRFB3XT4FPX | XT4XQ3225QFF000XXX + SRFB3XT4FPX | XT4XQ3225TFF000XXX + SRFB3XT4FPX | XT4XQ3225UFF000XXX + SRFB3XT4FPX
SF | SFPA24AT0250 | 35 | SRPF250A200 | 25 | 200 | 18 | 100kA | 8 | Loose MCCB (OEM) | 2 | Distribution Protection | 1 | 480Vac (Y/D) | 1 | 80% | 1 | 352582111 | XT4LU3200AFF000XXX | XT4LU3200BFF000XXX | XT4LU3225EFF000XXX | XT4LU3225FFF000XXX | XT4LU3225GFF000XXX | XT4LU3225PFF000XXX | XT4LU3225QFF000XXX | XT4LU3225TFF000XXX | XT4LU3225UFF000XXX
SF | SFPA24AT0250 | 35 | SRPF250A200 | 25 | 200 | 18 | 100kA | 8 | Loose MCCB (OEM) | 2 | Distribution Protection | 1 | 600Vac (Y/D) | 2 | 80% | 1 | 352582121 | XT4XU3200AFF000XXX | XT4XU3200BFF000XXX | XT4XU3225EFF000XXX | XT4XU3225FFF000XXX | XT4XU3225GFF000XXX | XT4XU3225PFF000XXX | XT4XU3225QFF000XXX | XT4XU3225TFF000XXX | XT4XU3225UFF000XXX
SF | SFPA24AT0250 | 35 | SRPF250A200 | 25 | 200 | 18 | 100kA | 8 | Loose MCCB (OEM) | 2 | Distribution Protection | 1 | 480Vac (Y/D) | 1 | 100% | 2 | 352582112 | XT4LQ3200AFF000XXX | XT4LQ3200BFF000XXX | XT4LQ3225EFF000XXX | XT4LQ3225FFF000XXX | XT4LQ3225GFF000XXX | XT4LQ3225PFF000XXX | XT4LQ3225QFF000XXX | XT4LQ3225TFF000XXX | XT4LQ3225UFF000XXX
SF | SFPA24AT0250 | 35 | SRPF250A200 | 25 | 200 | 18 | 100kA | 8 | Loose MCCB (OEM) | 2 | Distribution Protection | 1 | 600Vac (Y/D) | 2 | 100% | 2 | 352582122 | XT4XQ3200AFF000XXX | XT4XQ3200BFF000XXX | XT4XQ3225EFF000XXX | XT4XQ3225FFF000XXX | XT4XQ3225GFF000XXX | XT4XQ3225PFF000XXX | XT4XQ3225QFF000XXX | XT4XQ3225TFF000XXX | XT4XQ3225UFF000XXX
SF | SFPA24AT0250 | 35 | SRPF250A200 | 25 | 200 | 18 | 100kA | 8 | Panelboard MRO | 1 | Distribution Protection | 1 | 480Vac (Y/D) | 1 | 80% | 1 | 352581111 | XT4LU3200AFF000XXX + SRFB6XT4FPX | XT4LU3200BFF000XXX + SRFB6XT4FPX | XT4LU3225EFF000XXX + SRFB3XT4FPX | XT4LU3225FFF000XXX + SRFB3XT4FPX | XT4LU3225GFF000XXX + SRFB3XT4FPX | XT4LU3225PFF000XXX + SRFB3XT4FPX | XT4LU3225QFF000XXX + SRFB3XT4FPX | XT4LU3225TFF000XXX + SRFB3XT4FPX | XT4LU3225UFF000XXX + SRFB3XT4FPX
SF | SFPA24AT0250 | 35 | SRPF250A200 | 25 | 200 | 18 | 100kA | 8 | Panelboard MRO | 1 | Distribution Protection | 1 | 600Vac (Y/D) | 2 | 80% | 1 | 352581121 | XT4XU3200AFF000XXX + SRFB6XT4FPX | XT4XU3200BFF000XXX + SRFB6XT4FPX | XT4XU3225EFF000XXX + SRFB3XT4FPX | XT4XU3225FFF000XXX + SRFB3XT4FPX | XT4XU3225GFF000XXX + SRFB3XT4FPX | XT4XU3225PFF000XXX + SRFB3XT4FPX | XT4XU3225QFF000XXX + SRFB3XT4FPX | XT4XU3225TFF000XXX + SRFB3XT4FPX | XT4XU3225UFF000XXX + SRFB3XT4FPX
SF | SFPA24AT0250 | 35 | SRPF250A200 | 25 | 200 | 18 | 100kA | 8 | Panelboard MRO | 1 | Distribution Protection | 1 | 480Vac (Y/D) | 1 | 100% | 2 | 352581112 | XT4LQ3200AFF000XXX + SRFB6XT4FPX | XT4LQ3200BFF000XXX + SRFB6XT4FPX | XT4LQ3225EFF000XXX + SRFB3XT4FPX | XT4LQ3225FFF000XXX + SRFB3XT4FPX | XT4LQ3225GFF000XXX + SRFB3XT4FPX | XT4LQ3225PFF000XXX + SRFB3XT4FPX | XT4LQ3225QFF000XXX + SRFB3XT4FPX | XT4LQ3225TFF000XXX + SRFB3XT4FPX | XT4LQ3225UFF000XXX + SRFB3XT4FPX
SF | SFPA24AT0250 | 35 | SRPF250A200 | 25 | 200 | 18 | 100kA | 8 | Panelboard MRO | 1 | Distribution Protection | 1 | 600Vac (Y/D) | 2 | 100% | 2 | 352581122 | XT4XQ3200AFF000XXX + SRFB6XT4FPX | XT4XQ3200BFF000XXX + SRFB6XT4FPX | XT4XQ3225EFF000XXX + SRFB3XT4FPX | XT4XQ3225FFF000XXX + SRFB3XT4FPX | XT4XQ3225GFF000XXX + SRFB3XT4FPX | XT4XQ3225PFF000XXX + SRFB3XT4FPX | XT4XQ3225QFF000XXX + SRFB3XT4FPX | XT4XQ3225TFF000XXX + SRFB3XT4FPX | XT4XQ3225UFF000XXX + SRFB3XT4FPX
SF | SFPA24AT0250 | 35 | SRPF250A225 | 26 | 225 | 19 | 100kA | 8 | Loose MCCB (OEM) | 2 | Distribution Protection | 1 | 480Vac (Y/D) | 1 | 80% | 1 | 352682111 | XT4LU3225AFF000XXX | XT4LU3225BFF000XXX | XT4LU3225EFF000XXX | XT4LU3225FFF000XXX | XT4LU3225GFF000XXX | XT4LU3225PFF000XXX | XT4LU3225QFF000XXX | XT4LU3225TFF000XXX | XT4LU3225UFF000XXX
SF | SFPA24AT0250 | 35 | SRPF250A225 | 26 | 225 | 19 | 100kA | 8 | Loose MCCB (OEM) | 2 | Distribution Protection | 1 | 600Vac (Y/D) | 2 | 80% | 1 | 352682121 | XT4XU3225AFF000XXX | XT4XU3225BFF000XXX | XT4XU3225EFF000XXX | XT4XU3225FFF000XXX | XT4XU3225GFF000XXX | XT4XU3225PFF000XXX | XT4XU3225QFF000XXX | XT4XU3225TFF000XXX | XT4XU3225UFF000XXX
SF | SFPA24AT0250 | 35 | SRPF250A225 | 26 | 225 | 19 | 100kA | 8 | Loose MCCB (OEM) | 2 | Distribution Protection | 1 | 480Vac (Y/D) | 1 | 100% | 2 | 352682112 | XT4LQ3225AFF000XXX | XT4LQ3225BFF000XXX | XT4LQ3225EFF000XXX | XT4LQ3225FFF000XXX | XT4LQ3225GFF000XXX | XT4LQ3225PFF000XXX | XT4LQ3225QFF000XXX | XT4LQ3225TFF000XXX | XT4LQ3225UFF000XXX
SF | SFPA24AT0250 | 35 | SRPF250A225 | 26 | 225 | 19 | 100kA | 8 | Loose MCCB (OEM) | 2 | Distribution Protection | 1 | 600Vac (Y/D) | 2 | 100% | 2 | 352682122 | XT4XQ3225AFF000XXX | XT4XQ3225BFF000XXX | XT4XQ3225EFF000XXX | XT4XQ3225FFF000XXX | XT4XQ3225GFF000XXX | XT4XQ3225PFF000XXX | XT4XQ3225QFF000XXX | XT4XQ3225TFF000XXX | XT4XQ3225UFF000XXX
SF | SFPA24AT0250 | 35 | SRPF250A225 | 26 | 225 | 19 | 100kA | 8 | Panelboard MRO | 1 | Distribution Protection | 1 | 480Vac (Y/D) | 1 | 80% | 1 | 352681111 | XT4LU3225AFF000XXX + SRFB6XT4FPX | XT4LU3225BFF000XXX + SRFB6XT4FPX | XT4LU3225EFF000XXX + SRFB3XT4FPX | XT4LU3225FFF000XXX + SRFB3XT4FPX | XT4LU3225GFF000XXX + SRFB3XT4FPX | XT4LU3225PFF000XXX + SRFB3XT4FPX | XT4LU3225QFF000XXX + SRFB3XT4FPX | XT4LU3225TFF000XXX + SRFB3XT4FPX | XT4LU3225UFF000XXX + SRFB3XT4FPX
SF | SFPA24AT0250 | 35 | SRPF250A225 | 26 | 225 | 19 | 100kA | 8 | Panelboard MRO | 1 | Distribution Protection | 1 | 600Vac (Y/D) | 2 | 80% | 1 | 352681121 | XT4XU3225AFF000XXX + SRFB6XT4FPX | XT4XU3225BFF000XXX + SRFB6XT4FPX | XT4XU3225EFF000XXX + SRFB3XT4FPX | XT4XU3225FFF000XXX + SRFB3XT4FPX | XT4XU3225GFF000XXX + SRFB3XT4FPX | XT4XU3225PFF000XXX + SRFB3XT4FPX | XT4XU3225QFF000XXX + SRFB3XT4FPX | XT4XU3225TFF000XXX + SRFB3XT4FPX | XT4XU3225UFF000XXX + SRFB3XT4FPX
SF | SFPA24AT0250 | 35 | SRPF250A225 | 26 | 225 | 19 | 100kA | 8 | Panelboard MRO | 1 | Distribution Protection | 1 | 480Vac (Y/D) | 1 | 100% | 2 | 352681112 | XT4LQ3225AFF000XXX + SRFB6XT4FPX | XT4LQ3225BFF000XXX + SRFB6XT4FPX | XT4LQ3225EFF000XXX + SRFB3XT4FPX | XT4LQ3225FFF000XXX + SRFB3XT4FPX | XT4LQ3225GFF000XXX + SRFB3XT4FPX | XT4LQ3225PFF000XXX + SRFB3XT4FPX | XT4LQ3225QFF000XXX + SRFB3XT4FPX | XT4LQ3225TFF000XXX + SRFB3XT4FPX | XT4LQ3225UFF000XXX + SRFB3XT4FPX
SF | SFPA24AT0250 | 35 | SRPF250A225 | 26 | 225 | 19 | 100kA | 8 | Panelboard MRO | 1 | Distribution Protection | 1 | 600Vac (Y/D) | 2 | 100% | 2 | 352681122 | XT4XQ3225AFF000XXX + SRFB6XT4FPX | XT4XQ3225BFF000XXX + SRFB6XT4FPX | XT4XQ3225EFF000XXX + SRFB3XT4FPX | XT4XQ3225FFF000XXX + SRFB3XT4FPX | XT4XQ3225GFF000XXX + SRFB3XT4FPX | XT4XQ3225PFF000XXX + SRFB3XT4FPX | XT4XQ3225QFF000XXX + SRFB3XT4FPX | XT4XQ3225TFF000XXX + SRFB3XT4FPX | XT4XQ3225UFF000XXX + SRFB3XT4FPX
SF | SFPA24AT0250 | 35 | SRPF250A250 | 27 | 250 | 20 | 100kA | 8 | Loose MCCB (OEM) | 2 | Distribution Protection | 1 | 480Vac (Y/D) | 1 | 80% | 1 | 352782111 | XT4LU3250AFF000XXX | XT4LU3250BFF000XXX | XT4LU3250EFF000XXX | XT4LU3250FFF000XXX | XT4LU3250GFF000XXX | XT4LU3250PFF000XXX | XT4LU3250QFF000XXX | XT4LU3250TFF000XXX | XT4LU3250UFF000XXX
SF | SFPA24AT0250 | 35 | SRPF250A250 | 27 | 250 | 20 | 100kA | 8 | Loose MCCB (OEM) | 2 | Distribution Protection | 1 | 600Vac (Y/D) | 2 | 80% | 1 | 352782121 | XT4XU3250AFF000XXX | XT4XU3250BFF000XXX | XT4XU3250EFF000XXX | XT4XU3250FFF000XXX | XT4XU3250GFF000XXX | XT4XU3250PFF000XXX | XT4XU3250QFF000XXX | XT4XU3250TFF000XXX | XT4XU3250UFF000XXX
SF | SFPA24AT0250 | 35 | SRPF250A250 | 27 | 250 | 20 | 100kA | 8 | Loose MCCB (OEM) | 2 | Distribution Protection | 1 | 480Vac (Y/D) | 1 | 100% | 2 | 352782112 | XT4LQ3250AFF000XXX | XT4LQ3250BFF000XXX | XT4LQ3250EFF000XXX | XT4LQ3250FFF000XXX | XT4LQ3250GFF000XXX | XT4LQ3250PFF000XXX | XT4LQ3250QFF000XXX | XT4LQ3250TFF000XXX | XT4LQ3250UFF000XXX
SF | SFPA24AT0250 | 35 | SRPF250A250 | 27 | 250 | 20 | 100kA | 8 | Loose MCCB (OEM) | 2 | Distribution Protection | 1 | 600Vac (Y/D) | 2 | 100% | 2 | 352782122 | XT4XQ3250AFF000XXX | XT4XQ3250BFF000XXX | XT4XQ3250EFF000XXX | XT4XQ3250FFF000XXX | XT4XQ3250GFF000XXX | XT4XQ3250PFF000XXX | XT4XQ3250QFF000XXX | XT4XQ3250TFF000XXX | XT4XQ3250UFF000XXX
SF | SFPA24AT0250 | 35 | SRPF250A250 | 27 | 250 | 20 | 100kA | 8 | Panelboard MRO | 1 | Distribution Protection | 1 | 480Vac (Y/D) | 1 | 80% | 1 | 352781111 | XT4LU3250AFF000XXX + SRFB6XT4FPX | XT4LU3250BFF000XXX + SRFB6XT4FPX | XT4LU3250EFF000XXX + SRFB3XT4FPX | XT4LU3250FFF000XXX + SRFB3XT4FPX | XT4LU3250GFF000XXX + SRFB3XT4FPX | XT4LU3250PFF000XXX + SRFB3XT4FPX | XT4LU3250QFF000XXX + SRFB3XT4FPX | XT4LU3250TFF000XXX + SRFB3XT4FPX | XT4LU3250UFF000XXX + SRFB3XT4FPX
SF | SFPA24AT0250 | 35 | SRPF250A250 | 27 | 250 | 20 | 100kA | 8 | Panelboard MRO | 1 | Distribution Protection | 1 | 600Vac (Y/D) | 2 | 80% | 1 | 352781121 | XT4XU3250AFF000XXX + SRFB6XT4FPX | XT4XU3250BFF000XXX + SRFB6XT4FPX | XT4XU3250EFF000XXX + SRFB3XT4FPX | XT4XU3250FFF000XXX + SRFB3XT4FPX | XT4XU3250GFF000XXX + SRFB3XT4FPX | XT4XU3250PFF000XXX + SRFB3XT4FPX | XT4XU3250QFF000XXX + SRFB3XT4FPX | XT4XU3250TFF000XXX + SRFB3XT4FPX | XT4XU3250UFF000XXX + SRFB3XT4FPX
SF | SFPA24AT0250 | 35 | SRPF250A250 | 27 | 250 | 20 | 100kA | 8 | Panelboard MRO | 1 | Distribution Protection | 1 | 480Vac (Y/D) | 1 | 100% | 2 | 352781112 | XT4LQ3250AFF000XXX + SRFB6XT4FPX | XT4LQ3250BFF000XXX + SRFB6XT4FPX | XT4LQ3250EFF000XXX + SRFB3XT4FPX | XT4LQ3250FFF000XXX + SRFB3XT4FPX | XT4LQ3250GFF000XXX + SRFB3XT4FPX | XT4LQ3250PFF000XXX + SRFB3XT4FPX | XT4LQ3250QFF000XXX + SRFB3XT4FPX | XT4LQ3250TFF000XXX + SRFB3XT4FPX | XT4LQ3250UFF000XXX + SRFB3XT4FPX
SF | SFPA24AT0250 | 35 | SRPF250A250 | 27 | 250 | 20 | 100kA | 8 | Panelboard MRO | 1 | Distribution Protection | 1 | 600Vac (Y/D) | 2 | 100% | 2 | 352781122 | XT4XQ3250AFF000XXX + SRFB6XT4FPX | XT4XQ3250BFF000XXX + SRFB6XT4FPX | XT4XQ3250EFF000XXX + SRFB3XT4FPX | XT4XQ3250FFF000XXX + SRFB3XT4FPX | XT4XQ3250GFF000XXX + SRFB3XT4FPX | XT4XQ3250PFF000XXX + SRFB3XT4FPX | XT4XQ3250QFF000XXX + SRFB3XT4FPX | XT4XQ3250TFF000XXX + SRFB3XT4FPX | XT4XQ3250UFF000XXX + SRFB3XT4FPX
SF | SFHA36AT0250 | 36 | SRPF250A70 | 17 | 70 | 10 | 35kA | 5 | Loose MCCB (OEM) | 2 | Distribution Protection | 1 | 480Vac (Y/D) | 1 | 80% | 1 | 361752111 | XT1SU3070AFF000XXX | XT2SU3080BFF000XXX | XT2SU3100EFF000XXX | XT2SU3100FFF000XXX | XT2SU3100GFF000XXX | XT2SU3100PFF000XXX | XT2SU3100QFF000XXX | XT2SU3100TFF000XXX | XT2SU3100UFF000XXX
SF | SFHA36AT0250 | 36 | SRPF250A70 | 17 | 70 | 10 | 35kA | 5 | Loose MCCB (OEM) | 2 | Distribution Protection | 1 | 600Vac (Y/D) | 2 | 80% | 1 | 361752121 | XT2LU3070AFF000XXX | XT4LU3080BFF000XXX | XT4LU3100EFF000XXX | XT4LU3100FFF000XXX | XT4LU3100GFF000XXX | XT4LU3100PFF000XXX | XT4LU3100QFF000XXX | XT4LU3100TFF000XXX | XT4LU3100UFF000XXX
SF | SFHA36AT0250 | 36 | SRPF250A70 | 17 | 70 | 10 | 35kA | 5 | Loose MCCB (OEM) | 2 | Distribution Protection | 1 | 480Vac (Y/D) | 1 | 100% | 2 | 361752112 | XT1SQ3070AFF000XXX | XT2SQ3080BFF000XXX | XT2SQ3100EFF000XXX | XT2SQ3100FFF000XXX | XT2SQ3100GFF000XXX | XT2SQ3100PFF000XXX | XT2SQ3100QFF000XXX | XT2SQ3100TFF000XXX | XT2SQ3100UFF000XXX
SF | SFHA36AT0250 | 36 | SRPF250A70 | 17 | 70 | 10 | 35kA | 5 | Loose MCCB (OEM) | 2 | Distribution Protection | 1 | 600Vac (Y/D) | 2 | 100% | 2 | 361752122 | XT2LQ3070AFF000XXX | XT4LQ3080BFF000XXX | XT4LQ3100EFF000XXX | XT4LQ3100FFF000XXX | XT4LQ3100GFF000XXX | XT4LQ3100PFF000XXX | XT4LQ3100QFF000XXX | XT4LQ3100TFF000XXX | XT4LQ3100UFF000XXX
SF | SFHA36AT0250 | 36 | SRPF250A70 | 17 | 70 | 10 | 35kA | 5 | Loose MCCB (OEM) | 2 | Distribution Protection | 1 | 480Vac (Y/D) | 1 | 80% | 1 | 361752111 | XT1SU3070AFF000XXX | XT2SU3080BFF000XXX | XT2SU3100EFF000XXX | XT2SU3100FFF000XXX | XT2SU3100GFF000XXX | XT2SU3100PFF000XXX | XT2SU3100QFF000XXX | XT2SU3100TFF000XXX | XT2SU3100UFF000XXX
SF | SFHA36AT0250 | 36 | SRPF250A70 | 17 | 70 | 10 | 35kA | 5 | Loose MCCB (OEM) | 2 | Distribution Protection | 1 | 600Vac (Y/D) | 2 | 80% | 1 | 361752121 | XT2LU3070AFF000XXX | XT4LU3080BFF000XXX | XT4LU3100EFF000XXX | XT4LU3100FFF000XXX | XT4LU3100GFF000XXX | XT4LU3100PFF000XXX | XT4LU3100QFF000XXX | XT4LU3100TFF000XXX | XT4LU3100UFF000XXX
SF | SFHA36AT0250 | 36 | SRPF250A70 | 17 | 70 | 10 | 35kA | 5 | Loose MCCB (OEM) | 2 | Distribution Protection | 1 | 480Vac (Y/D) | 1 | 100% | 2 | 361752112 | XT1SQ3070AFF000XXX | XT2SQ3080BFF000XXX | XT2SQ3100EFF000XXX | XT2SQ3100FFF000XXX | XT2SQ3100GFF000XXX | XT2SQ3100PFF000XXX | XT2SQ3100QFF000XXX | XT2SQ3100TFF000XXX | XT2SQ3100UFF000XXX
SF | SFHA36AT0250 | 36 | SRPF250A70 | 17 | 70 | 10 | 35kA | 5 | Loose MCCB (OEM) | 2 | Distribution Protection | 1 | 600Vac (Y/D) | 2 | 100% | 2 | 361752122 | XT2LQ3070AFF000XXX | XT4LQ3080BFF000XXX | XT4LQ3100EFF000XXX | XT4LQ3100FFF000XXX | XT4LQ3100GFF000XXX | XT4LQ3100PFF000XXX | XT4LQ3100QFF000XXX | XT4LQ3100TFF000XXX | XT4LQ3100UFF000XXX
SF | SFHA36AT0250 | 36 | SRPF250A70 | 17 | 70 | 10 | 35kA | 5 | Panelboard MRO | 1 | Distribution Protection | 1 | 480Vac (Y/D) | 1 | 80% | 1 | 361751111 | XT1SU3070AFF000XXX + SRFB6XT1FPX | XT4SU3080BFF000XXX + SRFB6XT4FPX | XT4SU3100EFF000XXX + SRFB3XT4FPX | XT4SU3100FFF000XXX + SRFB3XT4FPX | XT4SU3100GFF000XXX + SRFB3XT4FPX | XT4SU3100PFF000XXX + SRFB3XT4FPX | XT4SU3100QFF000XXX + SRFB3XT4FPX | XT4SU3100TFF000XXX + SRFB3XT4FPX | XT4SU3100UFF000XXX + SRFB3XT4FPX
SF | SFHA36AT0250 | 36 | SRPF250A70 | 17 | 70 | 10 | 35kA | 5 | Panelboard MRO | 1 | Distribution Protection | 1 | 600Vac (Y/D) | 2 | 80% | 1 | 361751121 | XT4LU3080AFF000XXX + SRFB6XT4FPX | XT4LU3080BFF000XXX + SRFB6XT4FPX | XT4LU3100EFF000XXX + SRFB3XT4FPX | XT4LU3100FFF000XXX + SRFB3XT4FPX | XT4LU3100GFF000XXX + SRFB3XT4FPX | XT4LU3100PFF000XXX + SRFB3XT4FPX | XT4LU3100QFF000XXX + SRFB3XT4FPX | XT4LU3100TFF000XXX + SRFB3XT4FPX | XT4LU3100UFF000XXX + SRFB3XT4FPX
SF | SFHA36AT0250 | 36 | SRPF250A70 | 17 | 70 | 10 | 35kA | 5 | Panelboard MRO | 1 | Distribution Protection | 1 | 480Vac (Y/D) | 1 | 100% | 2 | 361751112 | XT1SQ3070AFF000XXX + SRFB6XT1FPX | XT4SQ3080BFF000XXX + SRFB6XT4FPX | XT4SQ3100EFF000XXX + SRFB3XT4FPX | XT4SQ3100FFF000XXX + SRFB3XT4FPX | XT4SQ3100GFF000XXX + SRFB3XT4FPX | XT4SQ3100PFF000XXX + SRFB3XT4FPX | XT4SQ3100QFF000XXX + SRFB3XT4FPX | XT4SQ3100TFF000XXX + SRFB3XT4FPX | XT4SQ3100UFF000XXX + SRFB3XT4FPX
SF | SFHA36AT0250 | 36 | SRPF250A70 | 17 | 70 | 10 | 35kA | 5 | Panelboard MRO | 1 | Distribution Protection | 1 | 600Vac (Y/D) | 2 | 100% | 2 | 361751122 | XT4LQ3080AFF000XXX + SRFB6XT4FPX | XT4LQ3080BFF000XXX + SRFB6XT4FPX | XT4LQ3100EFF000XXX + SRFB3XT4FPX | XT4LQ3100FFF000XXX + SRFB3XT4FPX | XT4LQ3100GFF000XXX + SRFB3XT4FPX | XT4LQ3100PFF000XXX + SRFB3XT4FPX | XT4LQ3100QFF000XXX + SRFB3XT4FPX | XT4LQ3100TFF000XXX + SRFB3XT4FPX | XT4LQ3100UFF000XXX + SRFB3XT4FPX
SF | SFHA36AT0250 | 36 | SRPF250A70 | 17 | 70 | 10 | 35kA | 5 | Panelboard MRO | 1 | Distribution Protection | 1 | 480Vac (Y/D) | 1 | 80% | 1 | 361751111 | XT1SU3070AFF000XXX + SRFB6XT1FPX | XT4SU3080BFF000XXX + SRFB6XT4FPX | XT4SU3100EFF000XXX + SRFB3XT4FPX | XT4SU3100FFF000XXX + SRFB3XT4FPX | XT4SU3100GFF000XXX + SRFB3XT4FPX | XT4SU3100PFF000XXX + SRFB3XT4FPX | XT4SU3100QFF000XXX + SRFB3XT4FPX | XT4SU3100TFF000XXX + SRFB3XT4FPX | XT4SU3100UFF000XXX + SRFB3XT4FPX
SF | SFHA36AT0250 | 36 | SRPF250A70 | 17 | 70 | 10 | 35kA | 5 | Panelboard MRO | 1 | Distribution Protection | 1 | 600Vac (Y/D) | 2 | 80% | 1 | 361751121 | XT4LU3080AFF000XXX + SRFB6XT4FPX | XT4LU3080BFF000XXX + SRFB6XT4FPX | XT4LU3100EFF000XXX + SRFB3XT4FPX | XT4LU3100FFF000XXX + SRFB3XT4FPX | XT4LU3100GFF000XXX + SRFB3XT4FPX | XT4LU3100PFF000XXX + SRFB3XT4FPX | XT4LU3100QFF000XXX + SRFB3XT4FPX | XT4LU3100TFF000XXX + SRFB3XT4FPX | XT4LU3100UFF000XXX + SRFB3XT4FPX
SF | SFHA36AT0250 | 36 | SRPF250A70 | 17 | 70 | 10 | 35kA | 5 | Panelboard MRO | 1 | Distribution Protection | 1 | 480Vac (Y/D) | 1 | 100% | 2 | 361751112 | XT1SQ3070AFF000XXX + SRFB6XT1FPX | XT4SQ3080BFF000XXX + SRFB6XT4FPX | XT4SQ3100EFF000XXX + SRFB3XT4FPX | XT4SQ3100FFF000XXX + SRFB3XT4FPX | XT4SQ3100GFF000XXX + SRFB3XT4FPX | XT4SQ3100PFF000XXX + SRFB3XT4FPX | XT4SQ3100QFF000XXX + SRFB3XT4FPX | XT4SQ3100TFF000XXX + SRFB3XT4FPX | XT4SQ3100UFF000XXX + SRFB3XT4FPX
SF | SFHA36AT0250 | 36 | SRPF250A70 | 17 | 70 | 10 | 35kA | 5 | Panelboard MRO | 1 | Distribution Protection | 1 | 600Vac (Y/D) | 2 | 100% | 2 | 361751122 | XT4LQ3080AFF000XXX + SRFB6XT4FPX | XT4LQ3080BFF000XXX + SRFB6XT4FPX | XT4LQ3100EFF000XXX + SRFB3XT4FPX | XT4LQ3100FFF000XXX + SRFB3XT4FPX | XT4LQ3100GFF000XXX + SRFB3XT4FPX | XT4LQ3100PFF000XXX + SRFB3XT4FPX | XT4LQ3100QFF000XXX + SRFB3XT4FPX | XT4LQ3100TFF000XXX + SRFB3XT4FPX | XT4LQ3100UFF000XXX + SRFB3XT4FPX
SF | SFHA36AT0250 | 36 | SRPF250A80 | 18 | 80 | 11 | 35kA | 5 | Loose MCCB (OEM) | 2 | Distribution Protection | 1 | 480Vac (Y/D) | 1 | 80% | 1 | 361852111 | XT1SU3080AFF000XXX | XT2SU3080BFF000XXX | XT2SU3100EFF000XXX | XT2SU3100FFF000XXX | XT2SU3100GFF000XXX | XT2SU3100PFF000XXX | XT2SU3100QFF000XXX | XT2SU3100TFF000XXX | XT2SU3100UFF000XXX
SF | SFHA36AT0250 | 36 | SRPF250A80 | 18 | 80 | 11 | 35kA | 5 | Loose MCCB (OEM) | 2 | Distribution Protection | 1 | 600Vac (Y/D) | 2 | 80% | 1 | 361852121 | XT4LU3080AFF000XXX | XT4LU3080BFF000XXX | XT4LU3100EFF000XXX | XT4LU3100FFF000XXX | XT4LU3100GFF000XXX | XT4LU3100PFF000XXX | XT4LU3100QFF000XXX | XT4LU3100TFF000XXX | XT4LU3100UFF000XXX
SF | SFHA36AT0250 | 36 | SRPF250A80 | 18 | 80 | 11 | 35kA | 5 | Loose MCCB (OEM) | 2 | Distribution Protection | 1 | 480Vac (Y/D) | 1 | 100% | 2 | 361852112 | XT1SQ3080AFF000XXX | XT2SQ3080BFF000XXX | XT2SQ3100EFF000XXX | XT2SQ3100FFF000XXX | XT2SQ3100GFF000XXX | XT2SQ3100PFF000XXX | XT2SQ3100QFF000XXX | XT2SQ3100TFF000XXX | XT2SQ3100UFF000XXX
SF | SFHA36AT0250 | 36 | SRPF250A80 | 18 | 80 | 11 | 35kA | 5 | Loose MCCB (OEM) | 2 | Distribution Protection | 1 | 600Vac (Y/D) | 2 | 100% | 2 | 361852122 | XT4LQ3080AFF000XXX | XT4LQ3080BFF000XXX | XT4LQ3100EFF000XXX | XT4LQ3100FFF000XXX | XT4LQ3100GFF000XXX | XT4LQ3100PFF000XXX | XT4LQ3100QFF000XXX | XT4LQ3100TFF000XXX | XT4LQ3100UFF000XXX
SF | SFHA36AT0250 | 36 | SRPF250A80 | 18 | 80 | 11 | 35kA | 5 | Loose MCCB (OEM) | 2 | Distribution Protection | 1 | 480Vac (Y/D) | 1 | 80% | 1 | 361852111 | XT1SU3080AFF000XXX | XT2SU3080BFF000XXX | XT2SU3100EFF000XXX | XT2SU3100FFF000XXX | XT2SU3100GFF000XXX | XT2SU3100PFF000XXX | XT2SU3100QFF000XXX | XT2SU3100TFF000XXX | XT2SU3100UFF000XXX
SF | SFHA36AT0250 | 36 | SRPF250A80 | 18 | 80 | 11 | 35kA | 5 | Loose MCCB (OEM) | 2 | Distribution Protection | 1 | 600Vac (Y/D) | 2 | 80% | 1 | 361852121 | XT4LU3080AFF000XXX | XT4LU3080BFF000XXX | XT4LU3100EFF000XXX | XT4LU3100FFF000XXX | XT4LU3100GFF000XXX | XT4LU3100PFF000XXX | XT4LU3100QFF000XXX | XT4LU3100TFF000XXX | XT4LU3100UFF000XXX
SF | SFHA36AT0250 | 36 | SRPF250A80 | 18 | 80 | 11 | 35kA | 5 | Loose MCCB (OEM) | 2 | Distribution Protection | 1 | 480Vac (Y/D) | 1 | 100% | 2 | 361852112 | XT1SQ3080AFF000XXX | XT2SQ3080BFF000XXX | XT2SQ3100EFF000XXX | XT2SQ3100FFF000XXX | XT2SQ3100GFF000XXX | XT2SQ3100PFF000XXX | XT2SQ3100QFF000XXX | XT2SQ3100TFF000XXX | XT2SQ3100UFF000XXX
SF | SFHA36AT0250 | 36 | SRPF250A80 | 18 | 80 | 11 | 35kA | 5 | Loose MCCB (OEM) | 2 | Distribution Protection | 1 | 600Vac (Y/D) | 2 | 100% | 2 | 361852122 | XT4LQ3080AFF000XXX | XT4LQ3080BFF000XXX | XT4LQ3100EFF000XXX | XT4LQ3100FFF000XXX | XT4LQ3100GFF000XXX | XT4LQ3100PFF000XXX | XT4LQ3100QFF000XXX | XT4LQ3100TFF000XXX | XT4LQ3100UFF000XXX
SF | SFHA36AT0250 | 36 | SRPF250A80 | 18 | 80 | 11 | 35kA | 5 | Panelboard MRO | 1 | Distribution Protection | 1 | 480Vac (Y/D) | 1 | 80% | 1 | 361851111 | XT1SU3080AFF000XXX + SRFB6XT1FPX | XT4SU3080BFF000XXX + SRFB6XT4FPX | XT4SU3100EFF000XXX + SRFB3XT4FPX | XT4SU3100FFF000XXX + SRFB3XT4FPX | XT4SU3100GFF000XXX + SRFB3XT4FPX | XT4SU3100PFF000XXX + SRFB3XT4FPX | XT4SU3100QFF000XXX + SRFB3XT4FPX | XT4SU3100TFF000XXX + SRFB3XT4FPX | XT4SU3100UFF000XXX + SRFB3XT4FPX
SF | SFHA36AT0250 | 36 | SRPF250A80 | 18 | 80 | 11 | 35kA | 5 | Panelboard MRO | 1 | Distribution Protection | 1 | 600Vac (Y/D) | 2 | 80% | 1 | 361851121 | XT4LU3080AFF000XXX + SRFB6XT4FPX | XT4LU3080BFF000XXX + SRFB6XT4FPX | XT4LU3100EFF000XXX + SRFB3XT4FPX | XT4LU3100FFF000XXX + SRFB3XT4FPX | XT4LU3100GFF000XXX + SRFB3XT4FPX | XT4LU3100PFF000XXX + SRFB3XT4FPX | XT4LU3100QFF000XXX + SRFB3XT4FPX | XT4LU3100TFF000XXX + SRFB3XT4FPX | XT4LU3100UFF000XXX + SRFB3XT4FPX
SF | SFHA36AT0250 | 36 | SRPF250A80 | 18 | 80 | 11 | 35kA | 5 | Panelboard MRO | 1 | Distribution Protection | 1 | 480Vac (Y/D) | 1 | 100% | 2 | 361851112 | XT1SQ3080AFF000XXX + SRFB6XT1FPX | XT4SQ3080BFF000XXX + SRFB6XT4FPX | XT4SQ3100EFF000XXX + SRFB3XT4FPX | XT4SQ3100FFF000XXX + SRFB3XT4FPX | XT4SQ3100GFF000XXX + SRFB3XT4FPX | XT4SQ3100PFF000XXX + SRFB3XT4FPX | XT4SQ3100QFF000XXX + SRFB3XT4FPX | XT4SQ3100TFF000XXX + SRFB3XT4FPX | XT4SQ3100UFF000XXX + SRFB3XT4FPX
SF | SFHA36AT0250 | 36 | SRPF250A80 | 18 | 80 | 11 | 35kA | 5 | Panelboard MRO | 1 | Distribution Protection | 1 | 600Vac (Y/D) | 2 | 100% | 2 | 361851122 | XT4LQ3080AFF000XXX + SRFB6XT4FPX | XT4LQ3080BFF000XXX + SRFB6XT4FPX | XT4LQ3100EFF000XXX + SRFB3XT4FPX | XT4LQ3100FFF000XXX + SRFB3XT4FPX | XT4LQ3100GFF000XXX + SRFB3XT4FPX | XT4LQ3100PFF000XXX + SRFB3XT4FPX | XT4LQ3100QFF000XXX + SRFB3XT4FPX | XT4LQ3100TFF000XXX + SRFB3XT4FPX | XT4LQ3100UFF000XXX + SRFB3XT4FPX
SF | SFHA36AT0250 | 36 | SRPF250A80 | 18 | 80 | 11 | 35kA | 5 | Panelboard MRO | 1 | Distribution Protection | 1 | 480Vac (Y/D) | 1 | 80% | 1 | 361851111 | XT1SU3080AFF000XXX + SRFB6XT1FPX | XT4SU3080BFF000XXX + SRFB6XT4FPX | XT4SU3100EFF000XXX + SRFB3XT4FPX | XT4SU3100FFF000XXX + SRFB3XT4FPX | XT4SU3100GFF000XXX + SRFB3XT4FPX | XT4SU3100PFF000XXX + SRFB3XT4FPX | XT4SU3100QFF000XXX + SRFB3XT4FPX | XT4SU3100TFF000XXX + SRFB3XT4FPX | XT4SU3100UFF000XXX + SRFB3XT4FPX
SF | SFHA36AT0250 | 36 | SRPF250A80 | 18 | 80 | 11 | 35kA | 5 | Panelboard MRO | 1 | Distribution Protection | 1 | 600Vac (Y/D) | 2 | 80% | 1 | 361851121 | XT4LU3080AFF000XXX + SRFB6XT4FPX | XT4LU3080BFF000XXX + SRFB6XT4FPX | XT4LU3100EFF000XXX + SRFB3XT4FPX | XT4LU3100FFF000XXX + SRFB3XT4FPX | XT4LU3100GFF000XXX + SRFB3XT4FPX | XT4LU3100PFF000XXX + SRFB3XT4FPX | XT4LU3100QFF000XXX + SRFB3XT4FPX | XT4LU3100TFF000XXX + SRFB3XT4FPX | XT4LU3100UFF000XXX + SRFB3XT4FPX
SF | SFHA36AT0250 | 36 | SRPF250A80 | 18 | 80 | 11 | 35kA | 5 | Panelboard MRO | 1 | Distribution Protection | 1 | 480Vac (Y/D) | 1 | 100% | 2 | 361851112 | XT1SQ3080AFF000XXX + SRFB6XT1FPX | XT4SQ3080BFF000XXX + SRFB6XT4FPX | XT4SQ3100EFF000XXX + SRFB3XT4FPX | XT4SQ3100FFF000XXX + SRFB3XT4FPX | XT4SQ3100GFF000XXX + SRFB3XT4FPX | XT4SQ3100PFF000XXX + SRFB3XT4FPX | XT4SQ3100QFF000XXX + SRFB3XT4FPX | XT4SQ3100TFF000XXX + SRFB3XT4FPX | XT4SQ3100UFF000XXX + SRFB3XT4FPX
SF | SFHA36AT0250 | 36 | SRPF250A80 | 18 | 80 | 11 | 35kA | 5 | Panelboard MRO | 1 | Distribution Protection | 1 | 600Vac (Y/D) | 2 | 100% | 2 | 361851122 | XT4LQ3080AFF000XXX + SRFB6XT4FPX | XT4LQ3080BFF000XXX + SRFB6XT4FPX | XT4LQ3100EFF000XXX + SRFB3XT4FPX | XT4LQ3100FFF000XXX + SRFB3XT4FPX | XT4LQ3100GFF000XXX + SRFB3XT4FPX | XT4LQ3100PFF000XXX + SRFB3XT4FPX | XT4LQ3100QFF000XXX + SRFB3XT4FPX | XT4LQ3100TFF000XXX + SRFB3XT4FPX | XT4LQ3100UFF000XXX + SRFB3XT4FPX
SF | SFHA36AT0250 | 36 | SRPF250A90 | 19 | 90 | 12 | 35kA | 5 | Loose MCCB (OEM) | 2 | Distribution Protection | 1 | 480Vac (Y/D) | 1 | 80% | 1 | 361952111 | XT1SU3090AFF000XXX | XT2SU3090BFF000XXX | XT2SU3100EFF000XXX | XT2SU3100FFF000XXX | XT2SU3100GFF000XXX | XT2SU3100PFF000XXX | XT2SU3100QFF000XXX | XT2SU3100TFF000XXX | XT2SU3100UFF000XXX
SF | SFHA36AT0250 | 36 | SRPF250A90 | 19 | 90 | 12 | 35kA | 5 | Loose MCCB (OEM) | 2 | Distribution Protection | 1 | 600Vac (Y/D) | 2 | 80% | 1 | 361952121 | XT4LU3090AFF000XXX | XT4LU3090BFF000XXX | XT4LU3100EFF000XXX | XT4LU3100FFF000XXX | XT4LU3100GFF000XXX | XT4LU3100PFF000XXX | XT4LU3100QFF000XXX | XT4LU3100TFF000XXX | XT4LU3100UFF000XXX
SF | SFHA36AT0250 | 36 | SRPF250A90 | 19 | 90 | 12 | 35kA | 5 | Loose MCCB (OEM) | 2 | Distribution Protection | 1 | 480Vac (Y/D) | 1 | 100% | 2 | 361952112 | XT1SQ3090AFF000XXX | XT2SQ3090BFF000XXX | XT2SQ3100EFF000XXX | XT2SQ3100FFF000XXX | XT2SQ3100GFF000XXX | XT2SQ3100PFF000XXX | XT2SQ3100QFF000XXX | XT2SQ3100TFF000XXX | XT2SQ3100UFF000XXX
SF | SFHA36AT0250 | 36 | SRPF250A90 | 19 | 90 | 12 | 35kA | 5 | Loose MCCB (OEM) | 2 | Distribution Protection | 1 | 600Vac (Y/D) | 2 | 100% | 2 | 361952122 | XT4LQ3090AFF000XXX | XT4LQ3090BFF000XXX | XT4LQ3100EFF000XXX | XT4LQ3100FFF000XXX | XT4LQ3100GFF000XXX | XT4LQ3100PFF000XXX | XT4LQ3100QFF000XXX | XT4LQ3100TFF000XXX | XT4LQ3100UFF000XXX
SF | SFHA36AT0250 | 36 | SRPF250A90 | 19 | 90 | 12 | 35kA | 5 | Loose MCCB (OEM) | 2 | Distribution Protection | 1 | 480Vac (Y/D) | 1 | 80% | 1 | 361952111 | XT1SU3090AFF000XXX | XT2SU3090BFF000XXX | XT2SU3100EFF000XXX | XT2SU3100FFF000XXX | XT2SU3100GFF000XXX | XT2SU3100PFF000XXX | XT2SU3100QFF000XXX | XT2SU3100TFF000XXX | XT2SU3100UFF000XXX
SF | SFHA36AT0250 | 36 | SRPF250A90 | 19 | 90 | 12 | 35kA | 5 | Loose MCCB (OEM) | 2 | Distribution Protection | 1 | 600Vac (Y/D) | 2 | 80% | 1 | 361952121 | XT4LU3090AFF000XXX | XT4LU3090BFF000XXX | XT4LU3100EFF000XXX | XT4LU3100FFF000XXX | XT4LU3100GFF000XXX | XT4LU3100PFF000XXX | XT4LU3100QFF000XXX | XT4LU3100TFF000XXX | XT4LU3100UFF000XXX
SF | SFHA36AT0250 | 36 | SRPF250A90 | 19 | 90 | 12 | 35kA | 5 | Loose MCCB (OEM) | 2 | Distribution Protection | 1 | 480Vac (Y/D) | 1 | 100% | 2 | 361952112 | XT1SQ3090AFF000XXX | XT2SQ3090BFF000XXX | XT2SQ3100EFF000XXX | XT2SQ3100FFF000XXX | XT2SQ3100GFF000XXX | XT2SQ3100PFF000XXX | XT2SQ3100QFF000XXX | XT2SQ3100TFF000XXX | XT2SQ3100UFF000XXX
SF | SFHA36AT0250 | 36 | SRPF250A90 | 19 | 90 | 12 | 35kA | 5 | Loose MCCB (OEM) | 2 | Distribution Protection | 1 | 600Vac (Y/D) | 2 | 100% | 2 | 361952122 | XT4LQ3090AFF000XXX | XT4LQ3090BFF000XXX | XT4LQ3100EFF000XXX | XT4LQ3100FFF000XXX | XT4LQ3100GFF000XXX | XT4LQ3100PFF000XXX | XT4LQ3100QFF000XXX | XT4LQ3100TFF000XXX | XT4LQ3100UFF000XXX
SF | SFHA36AT0250 | 36 | SRPF250A90 | 19 | 90 | 12 | 35kA | 5 | Panelboard MRO | 1 | Distribution Protection | 1 | 480Vac (Y/D) | 1 | 80% | 1 | 361951111 | XT1SU3090AFF000XXX + SRFB6XT1FPX | XT4SU3090BFF000XXX + SRFB6XT4FPX | XT4SU3100EFF000XXX + SRFB3XT4FPX | XT4SU3100FFF000XXX + SRFB3XT4FPX | XT4SU3100GFF000XXX + SRFB3XT4FPX | XT4SU3100PFF000XXX + SRFB3XT4FPX | XT4SU3100QFF000XXX + SRFB3XT4FPX | XT4SU3100TFF000XXX + SRFB3XT4FPX | XT4SU3100UFF000XXX + SRFB3XT4FPX
SF | SFHA36AT0250 | 36 | SRPF250A90 | 19 | 90 | 12 | 35kA | 5 | Panelboard MRO | 1 | Distribution Protection | 1 | 600Vac (Y/D) | 2 | 80% | 1 | 361951121 | XT4LU3090AFF000XXX + SRFB6XT4FPX | XT4LU3090BFF000XXX + SRFB6XT4FPX | XT4LU3100EFF000XXX + SRFB3XT4FPX | XT4LU3100FFF000XXX + SRFB3XT4FPX | XT4LU3100GFF000XXX + SRFB3XT4FPX | XT4LU3100PFF000XXX + SRFB3XT4FPX | XT4LU3100QFF000XXX + SRFB3XT4FPX | XT4LU3100TFF000XXX + SRFB3XT4FPX | XT4LU3100UFF000XXX + SRFB3XT4FPX
SF | SFHA36AT0250 | 36 | SRPF250A90 | 19 | 90 | 12 | 35kA | 5 | Panelboard MRO | 1 | Distribution Protection | 1 | 480Vac (Y/D) | 1 | 100% | 2 | 361951112 | XT1SQ3090AFF000XXX + SRFB6XT1FPX | XT4SQ3090BFF000XXX + SRFB6XT4FPX | XT4SQ3100EFF000XXX + SRFB3XT4FPX | XT4SQ3100FFF000XXX + SRFB3XT4FPX | XT4SQ3100GFF000XXX + SRFB3XT4FPX | XT4SQ3100PFF000XXX + SRFB3XT4FPX | XT4SQ3100QFF000XXX + SRFB3XT4FPX | XT4SQ3100TFF000XXX + SRFB3XT4FPX | XT4SQ3100UFF000XXX + SRFB3XT4FPX
SF | SFHA36AT0250 | 36 | SRPF250A90 | 19 | 90 | 12 | 35kA | 5 | Panelboard MRO | 1 | Distribution Protection | 1 | 600Vac (Y/D) | 2 | 100% | 2 | 361951122 | XT4LQ3090AFF000XXX + SRFB6XT4FPX | XT4LQ3090BFF000XXX + SRFB6XT4FPX | XT4LQ3100EFF000XXX + SRFB3XT4FPX | XT4LQ3100FFF000XXX + SRFB3XT4FPX | XT4LQ3100GFF000XXX + SRFB3XT4FPX | XT4LQ3100PFF000XXX + SRFB3XT4FPX | XT4LQ3100QFF000XXX + SRFB3XT4FPX | XT4LQ3100TFF000XXX + SRFB3XT4FPX | XT4LQ3100UFF000XXX + SRFB3XT4FPX
SF | SFHA36AT0250 | 36 | SRPF250A90 | 19 | 90 | 12 | 35kA | 5 | Panelboard MRO | 1 | Distribution Protection | 1 | 480Vac (Y/D) | 1 | 80% | 1 | 361951111 | XT1SU3090AFF000XXX + SRFB6XT1FPX | XT4SU3090BFF000XXX + SRFB6XT4FPX | XT4SU3100EFF000XXX + SRFB3XT4FPX | XT4SU3100FFF000XXX + SRFB3XT4FPX | XT4SU3100GFF000XXX + SRFB3XT4FPX | XT4SU3100PFF000XXX + SRFB3XT4FPX | XT4SU3100QFF000XXX + SRFB3XT4FPX | XT4SU3100TFF000XXX + SRFB3XT4FPX | XT4SU3100UFF000XXX + SRFB3XT4FPX
SF | SFHA36AT0250 | 36 | SRPF250A90 | 19 | 90 | 12 | 35kA | 5 | Panelboard MRO | 1 | Distribution Protection | 1 | 600Vac (Y/D) | 2 | 80% | 1 | 361951121 | XT4LU3090AFF000XXX + SRFB6XT4FPX | XT4LU3090BFF000XXX + SRFB6XT4FPX | XT4LU3100EFF000XXX + SRFB3XT4FPX | XT4LU3100FFF000XXX + SRFB3XT4FPX | XT4LU3100GFF000XXX + SRFB3XT4FPX | XT4LU3100PFF000XXX + SRFB3XT4FPX | XT4LU3100QFF000XXX + SRFB3XT4FPX | XT4LU3100TFF000XXX + SRFB3XT4FPX | XT4LU3100UFF000XXX + SRFB3XT4FPX
SF | SFHA36AT0250 | 36 | SRPF250A90 | 19 | 90 | 12 | 35kA | 5 | Panelboard MRO | 1 | Distribution Protection | 1 | 480Vac (Y/D) | 1 | 100% | 2 | 361951112 | XT1SQ3090AFF000XXX + SRFB6XT1FPX | XT4SQ3090BFF000XXX + SRFB6XT4FPX | XT4SQ3100EFF000XXX + SRFB3XT4FPX | XT4SQ3100FFF000XXX + SRFB3XT4FPX | XT4SQ3100GFF000XXX + SRFB3XT4FPX | XT4SQ3100PFF000XXX + SRFB3XT4FPX | XT4SQ3100QFF000XXX + SRFB3XT4FPX | XT4SQ3100TFF000XXX + SRFB3XT4FPX | XT4SQ3100UFF000XXX + SRFB3XT4FPX
SF | SFHA36AT0250 | 36 | SRPF250A90 | 19 | 90 | 12 | 35kA | 5 | Panelboard MRO | 1 | Distribution Protection | 1 | 600Vac (Y/D) | 2 | 100% | 2 | 361951122 | XT4LQ3090AFF000XXX + SRFB6XT4FPX | XT4LQ3090BFF000XXX + SRFB6XT4FPX | XT4LQ3100EFF000XXX + SRFB3XT4FPX | XT4LQ3100FFF000XXX + SRFB3XT4FPX | XT4LQ3100GFF000XXX + SRFB3XT4FPX | XT4LQ3100PFF000XXX + SRFB3XT4FPX | XT4LQ3100QFF000XXX + SRFB3XT4FPX | XT4LQ3100TFF000XXX + SRFB3XT4FPX | XT4LQ3100UFF000XXX + SRFB3XT4FPX
SF | SFHA36AT0250 | 36 | SRPF250A100 | 20 | 100 | 13 | 35kA | 5 | Loose MCCB (OEM) | 2 | Distribution Protection | 1 | 480Vac (Y/D) | 1 | 80% | 1 | 362052111 | XT1SU3100AFF000XXX | XT2SU3100BFF000XXX | XT2SU3100EFF000XXX | XT2SU3100FFF000XXX | XT2SU3100GFF000XXX | XT2SU3100PFF000XXX | XT2SU3100QFF000XXX | XT2SU3100TFF000XXX | XT2SU3100UFF000XXX
SF | SFHA36AT0250 | 36 | SRPF250A100 | 20 | 100 | 13 | 35kA | 5 | Loose MCCB (OEM) | 2 | Distribution Protection | 1 | 600Vac (Y/D) | 2 | 80% | 1 | 362052121 | XT4LU3100AFF000XXX | XT4LU3100BFF000XXX | XT4LU3100EFF000XXX | XT4LU3100FFF000XXX | XT4LU3100GFF000XXX | XT4LU3100PFF000XXX | XT4LU3100QFF000XXX | XT4LU3100TFF000XXX | XT4LU3100UFF000XXX
SF | SFHA36AT0250 | 36 | SRPF250A100 | 20 | 100 | 13 | 35kA | 5 | Loose MCCB (OEM) | 2 | Distribution Protection | 1 | 480Vac (Y/D) | 1 | 100% | 2 | 362052112 | XT1SQ3100AFF000XXX | XT2SQ3100BFF000XXX | XT2SQ3100EFF000XXX | XT2SQ3100FFF000XXX | XT2SQ3100GFF000XXX | XT2SQ3100PFF000XXX | XT2SQ3100QFF000XXX | XT2SQ3100TFF000XXX | XT2SQ3100UFF000XXX
SF | SFHA36AT0250 | 36 | SRPF250A100 | 20 | 100 | 13 | 35kA | 5 | Loose MCCB (OEM) | 2 | Distribution Protection | 1 | 600Vac (Y/D) | 2 | 100% | 2 | 362052122 | XT4LQ3100AFF000XXX | XT4LQ3100BFF000XXX | XT4LQ3100EFF000XXX | XT4LQ3100FFF000XXX | XT4LQ3100GFF000XXX | XT4LQ3100PFF000XXX | XT4LQ3100QFF000XXX | XT4LQ3100TFF000XXX | XT4LQ3100UFF000XXX
SF | SFHA36AT0250 | 36 | SRPF250A100 | 20 | 100 | 13 | 35kA | 5 | Loose MCCB (OEM) | 2 | Distribution Protection | 1 | 480Vac (Y/D) | 1 | 80% | 1 | 362052111 | XT1SU3100AFF000XXX | XT2SU3100BFF000XXX | XT2SU3100EFF000XXX | XT2SU3100FFF000XXX | XT2SU3100GFF000XXX | XT2SU3100PFF000XXX | XT2SU3100QFF000XXX | XT2SU3100TFF000XXX | XT2SU3100UFF000XXX
SF | SFHA36AT0250 | 36 | SRPF250A100 | 20 | 100 | 13 | 35kA | 5 | Loose MCCB (OEM) | 2 | Distribution Protection | 1 | 600Vac (Y/D) | 2 | 80% | 1 | 362052121 | XT4LU3100AFF000XXX | XT4LU3100BFF000XXX | XT4LU3100EFF000XXX | XT4LU3100FFF000XXX | XT4LU3100GFF000XXX | XT4LU3100PFF000XXX | XT4LU3100QFF000XXX | XT4LU3100TFF000XXX | XT4LU3100UFF000XXX
SF | SFHA36AT0250 | 36 | SRPF250A100 | 20 | 100 | 13 | 35kA | 5 | Loose MCCB (OEM) | 2 | Distribution Protection | 1 | 480Vac (Y/D) | 1 | 100% | 2 | 362052112 | XT1SQ3100AFF000XXX | XT2SQ3100BFF000XXX | XT2SQ3100EFF000XXX | XT2SQ3100FFF000XXX | XT2SQ3100GFF000XXX | XT2SQ3100PFF000XXX | XT2SQ3100QFF000XXX | XT2SQ3100TFF000XXX | XT2SQ3100UFF000XXX
SF | SFHA36AT0250 | 36 | SRPF250A100 | 20 | 100 | 13 | 35kA | 5 | Loose MCCB (OEM) | 2 | Distribution Protection | 1 | 600Vac (Y/D) | 2 | 100% | 2 | 362052122 | XT4LQ3100AFF000XXX | XT4LQ3100BFF000XXX | XT4LQ3100EFF000XXX | XT4LQ3100FFF000XXX | XT4LQ3100GFF000XXX | XT4LQ3100PFF000XXX | XT4LQ3100QFF000XXX | XT4LQ3100TFF000XXX | XT4LQ3100UFF000XXX
SF | SFHA36AT0250 | 36 | SRPF250A100 | 20 | 100 | 13 | 35kA | 5 | Panelboard MRO | 1 | Distribution Protection | 1 | 480Vac (Y/D) | 1 | 80% | 1 | 362051111 | XT1SU3100AFF000XXX + SRFB6XT1FPX | XT4SU3100BFF000XXX + SRFB6XT4FPX | XT4SU3100EFF000XXX + SRFB3XT4FPX | XT4SU3100FFF000XXX + SRFB3XT4FPX | XT4SU3100GFF000XXX + SRFB3XT4FPX | XT4SU3100PFF000XXX + SRFB3XT4FPX | XT4SU3100QFF000XXX + SRFB3XT4FPX | XT4SU3100TFF000XXX + SRFB3XT4FPX | XT4SU3100UFF000XXX + SRFB3XT4FPX
SF | SFHA36AT0250 | 36 | SRPF250A100 | 20 | 100 | 13 | 35kA | 5 | Panelboard MRO | 1 | Distribution Protection | 1 | 600Vac (Y/D) | 2 | 80% | 1 | 362051121 | XT4LU3100AFF000XXX + SRFB6XT4FPX | XT4LU3100BFF000XXX + SRFB6XT4FPX | XT4LU3100EFF000XXX + SRFB3XT4FPX | XT4LU3100FFF000XXX + SRFB3XT4FPX | XT4LU3100GFF000XXX + SRFB3XT4FPX | XT4LU3100PFF000XXX + SRFB3XT4FPX | XT4LU3100QFF000XXX + SRFB3XT4FPX | XT4LU3100TFF000XXX + SRFB3XT4FPX | XT4LU3100UFF000XXX + SRFB3XT4FPX
SF | SFHA36AT0250 | 36 | SRPF250A100 | 20 | 100 | 13 | 35kA | 5 | Panelboard MRO | 1 | Distribution Protection | 1 | 480Vac (Y/D) | 1 | 100% | 2 | 362051112 | XT1SQ3100AFF000XXX + SRFB6XT1FPX | XT4SQ3100BFF000XXX + SRFB6XT4FPX | XT4SQ3100EFF000XXX + SRFB3XT4FPX | XT4SQ3100FFF000XXX + SRFB3XT4FPX | XT4SQ3100GFF000XXX + SRFB3XT4FPX | XT4SQ3100PFF000XXX + SRFB3XT4FPX | XT4SQ3100QFF000XXX + SRFB3XT4FPX | XT4SQ3100TFF000XXX + SRFB3XT4FPX | XT4SQ3100UFF000XXX + SRFB3XT4FPX
SF | SFHA36AT0250 | 36 | SRPF250A100 | 20 | 100 | 13 | 35kA | 5 | Panelboard MRO | 1 | Distribution Protection | 1 | 600Vac (Y/D) | 2 | 100% | 2 | 362051122 | XT4LQ3100AFF000XXX + SRFB6XT4FPX | XT4LQ3100BFF000XXX + SRFB6XT4FPX | XT4LQ3100EFF000XXX + SRFB3XT4FPX | XT4LQ3100FFF000XXX + SRFB3XT4FPX | XT4LQ3100GFF000XXX + SRFB3XT4FPX | XT4LQ3100PFF000XXX + SRFB3XT4FPX | XT4LQ3100QFF000XXX + SRFB3XT4FPX | XT4LQ3100TFF000XXX + SRFB3XT4FPX | XT4LQ3100UFF000XXX + SRFB3XT4FPX
SF | SFHA36AT0250 | 36 | SRPF250A100 | 20 | 100 | 13 | 35kA | 5 | Panelboard MRO | 1 | Distribution Protection | 1 | 480Vac (Y/D) | 1 | 80% | 1 | 362051111 | XT1SU3100AFF000XXX + SRFB6XT1FPX | XT4SU3100BFF000XXX + SRFB6XT4FPX | XT4SU3100EFF000XXX + SRFB3XT4FPX | XT4SU3100FFF000XXX + SRFB3XT4FPX | XT4SU3100GFF000XXX + SRFB3XT4FPX | XT4SU3100PFF000XXX + SRFB3XT4FPX | XT4SU3100QFF000XXX + SRFB3XT4FPX | XT4SU3100TFF000XXX + SRFB3XT4FPX | XT4SU3100UFF000XXX + SRFB3XT4FPX
SF | SFHA36AT0250 | 36 | SRPF250A100 | 20 | 100 | 13 | 35kA | 5 | Panelboard MRO | 1 | Distribution Protection | 1 | 600Vac (Y/D) | 2 | 80% | 1 | 362051121 | XT4LU3100AFF000XXX + SRFB6XT4FPX | XT4LU3100BFF000XXX + SRFB6XT4FPX | XT4LU3100EFF000XXX + SRFB3XT4FPX | XT4LU3100FFF000XXX + SRFB3XT4FPX | XT4LU3100GFF000XXX + SRFB3XT4FPX | XT4LU3100PFF000XXX + SRFB3XT4FPX | XT4LU3100QFF000XXX + SRFB3XT4FPX | XT4LU3100TFF000XXX + SRFB3XT4FPX | XT4LU3100UFF000XXX + SRFB3XT4FPX
SF | SFHA36AT0250 | 36 | SRPF250A100 | 20 | 100 | 13 | 35kA | 5 | Panelboard MRO | 1 | Distribution Protection | 1 | 480Vac (Y/D) | 1 | 100% | 2 | 362051112 | XT1SQ3100AFF000XXX + SRFB6XT1FPX | XT4SQ3100BFF000XXX + SRFB6XT4FPX | XT4SQ3100EFF000XXX + SRFB3XT4FPX | XT4SQ3100FFF000XXX + SRFB3XT4FPX | XT4SQ3100GFF000XXX + SRFB3XT4FPX | XT4SQ3100PFF000XXX + SRFB3XT4FPX | XT4SQ3100QFF000XXX + SRFB3XT4FPX | XT4SQ3100TFF000XXX + SRFB3XT4FPX | XT4SQ3100UFF000XXX + SRFB3XT4FPX
SF | SFHA36AT0250 | 36 | SRPF250A100 | 20 | 100 | 13 | 35kA | 5 | Panelboard MRO | 1 | Distribution Protection | 1 | 600Vac (Y/D) | 2 | 100% | 2 | 362051122 | XT4LQ3100AFF000XXX + SRFB6XT4FPX | XT4LQ3100BFF000XXX + SRFB6XT4FPX | XT4LQ3100EFF000XXX + SRFB3XT4FPX | XT4LQ3100FFF000XXX + SRFB3XT4FPX | XT4LQ3100GFF000XXX + SRFB3XT4FPX | XT4LQ3100PFF000XXX + SRFB3XT4FPX | XT4LQ3100QFF000XXX + SRFB3XT4FPX | XT4LQ3100TFF000XXX + SRFB3XT4FPX | XT4LQ3100UFF000XXX + SRFB3XT4FPX
SF | SFHA36AT0250 | 36 | SRPF250A110 | 21 | 110 | 14 | 35kA | 5 | Loose MCCB (OEM) | 2 | Distribution Protection | 1 | 480Vac (Y/D) | 1 | 80% | 1 | 362152111 | XT1SU3110AFF000XXX | XT2SU3110BFF000XXX | XT2SU3125EFF000XXX | XT2SU3125FFF000XXX | XT2SU3125GFF000XXX | XT2SU3125PFF000XXX | XT2SU3125QFF000XXX | XT2SU3125TFF000XXX | XT2SU3125UFF000XXX
SF | SFHA36AT0250 | 36 | SRPF250A110 | 21 | 110 | 14 | 35kA | 5 | Loose MCCB (OEM) | 2 | Distribution Protection | 1 | 600Vac (Y/D) | 2 | 80% | 1 | 362152121 | XT4LU3110AFF000XXX | XT4LU3110BFF000XXX | XT4LU3150EFF000XXX | XT4LU3150FFF000XXX | XT4LU3150GFF000XXX | XT4LU3150PFF000XXX | XT4LU3150QFF000XXX | XT4LU3150TFF000XXX | XT4LU3150UFF000XXX
SF | SFHA36AT0250 | 36 | SRPF250A110 | 21 | 110 | 14 | 35kA | 5 | Loose MCCB (OEM) | 2 | Distribution Protection | 1 | 480Vac (Y/D) | 1 | 100% | 2 | 362152112 | XT4SQ3110AFF000XXX | XT4SQ3110BFF000XXX | XT4SQ3150EFF000XXX | XT4SQ3150FFF000XXX | XT4SQ3150GFF000XXX | XT4SQ3150PFF000XXX | XT4SQ3150QFF000XXX | XT4SQ3150TFF000XXX | XT4SQ3150UFF000XXX
SF | SFHA36AT0250 | 36 | SRPF250A110 | 21 | 110 | 14 | 35kA | 5 | Loose MCCB (OEM) | 2 | Distribution Protection | 1 | 600Vac (Y/D) | 2 | 100% | 2 | 362152122 | XT4LQ3110AFF000XXX | XT4LQ3110BFF000XXX | XT4LQ3150EFF000XXX | XT4LQ3150FFF000XXX | XT4LQ3150GFF000XXX | XT4LQ3150PFF000XXX | XT4LQ3150QFF000XXX | XT4LQ3150TFF000XXX | XT4LQ3150UFF000XXX
SF | SFHA36AT0250 | 36 | SRPF250A110 | 21 | 110 | 14 | 35kA | 5 | Loose MCCB (OEM) | 2 | Distribution Protection | 1 | 480Vac (Y/D) | 1 | 80% | 1 | 362152111 | XT1SU3110AFF000XXX | XT2SU3110BFF000XXX | XT2SU3125EFF000XXX | XT2SU3125FFF000XXX | XT2SU3125GFF000XXX | XT2SU3125PFF000XXX | XT2SU3125QFF000XXX | XT2SU3125TFF000XXX | XT2SU3125UFF000XXX
SF | SFHA36AT0250 | 36 | SRPF250A110 | 21 | 110 | 14 | 35kA | 5 | Loose MCCB (OEM) | 2 | Distribution Protection | 1 | 600Vac (Y/D) | 2 | 80% | 1 | 362152121 | XT4LU3110AFF000XXX | XT4LU3110BFF000XXX | XT4LU3150EFF000XXX | XT4LU3150FFF000XXX | XT4LU3150GFF000XXX | XT4LU3150PFF000XXX | XT4LU3150QFF000XXX | XT4LU3150TFF000XXX | XT4LU3150UFF000XXX
SF | SFHA36AT0250 | 36 | SRPF250A110 | 21 | 110 | 14 | 35kA | 5 | Loose MCCB (OEM) | 2 | Distribution Protection | 1 | 480Vac (Y/D) | 1 | 100% | 2 | 362152112 | XT4SQ3110AFF000XXX | XT4SQ3110BFF000XXX | XT4SQ3150EFF000XXX | XT4SQ3150FFF000XXX | XT4SQ3150GFF000XXX | XT4SQ3150PFF000XXX | XT4SQ3150QFF000XXX | XT4SQ3150TFF000XXX | XT4SQ3150UFF000XXX
SF | SFHA36AT0250 | 36 | SRPF250A110 | 21 | 110 | 14 | 35kA | 5 | Loose MCCB (OEM) | 2 | Distribution Protection | 1 | 600Vac (Y/D) | 2 | 100% | 2 | 362152122 | XT4LQ3110AFF000XXX | XT4LQ3110BFF000XXX | XT4LQ3150EFF000XXX | XT4LQ3150FFF000XXX | XT4LQ3150GFF000XXX | XT4LQ3150PFF000XXX | XT4LQ3150QFF000XXX | XT4LQ3150TFF000XXX | XT4LQ3150UFF000XXX
SF | SFHA36AT0250 | 36 | SRPF250A110 | 21 | 110 | 14 | 35kA | 5 | Panelboard MRO | 1 | Distribution Protection | 1 | 480Vac (Y/D) | 1 | 80% | 1 | 362151111 | XT1SU3110AFF000XXX + SRFB6XT1FPX | XT4SU3110BFF000XXX + SRFB6XT4FPX | XT4SU3150EFF000XXX + SRFB3XT4FPX | XT4SU3150FFF000XXX + SRFB3XT4FPX | XT4SU3150GFF000XXX + SRFB3XT4FPX | XT4SU3150PFF000XXX + SRFB3XT4FPX | XT4SU3150QFF000XXX + SRFB3XT4FPX | XT4SU3150TFF000XXX + SRFB3XT4FPX | XT4SU3150UFF000XXX + SRFB3XT4FPX
SF | SFHA36AT0250 | 36 | SRPF250A110 | 21 | 110 | 14 | 35kA | 5 | Panelboard MRO | 1 | Distribution Protection | 1 | 600Vac (Y/D) | 2 | 80% | 1 | 362151121 | XT4LU3110AFF000XXX + SRFB6XT4FPX | XT4LU3110BFF000XXX + SRFB6XT4FPX | XT4LU3150EFF000XXX + SRFB3XT4FPX | XT4LU3150FFF000XXX + SRFB3XT4FPX | XT4LU3150GFF000XXX + SRFB3XT4FPX | XT4LU3150PFF000XXX + SRFB3XT4FPX | XT4LU3150QFF000XXX + SRFB3XT4FPX | XT4LU3150TFF000XXX + SRFB3XT4FPX | XT4LU3150UFF000XXX + SRFB3XT4FPX
SF | SFHA36AT0250 | 36 | SRPF250A110 | 21 | 110 | 14 | 35kA | 5 | Panelboard MRO | 1 | Distribution Protection | 1 | 480Vac (Y/D) | 1 | 100% | 2 | 362151112 | XT4SQ3110AFF000XXX + SRFB6XT4FPX | XT4SQ3110BFF000XXX + SRFB6XT4FPX | XT4SQ3150EFF000XXX + SRFB3XT4FPX | XT4SQ3150FFF000XXX + SRFB3XT4FPX | XT4SQ3150GFF000XXX + SRFB3XT4FPX | XT4SQ3150PFF000XXX + SRFB3XT4FPX | XT4SQ3150QFF000XXX + SRFB3XT4FPX | XT4SQ3150TFF000XXX + SRFB3XT4FPX | XT4SQ3150UFF000XXX + SRFB3XT4FPX
SF | SFHA36AT0250 | 36 | SRPF250A110 | 21 | 110 | 14 | 35kA | 5 | Panelboard MRO | 1 | Distribution Protection | 1 | 600Vac (Y/D) | 2 | 100% | 2 | 362151122 | XT4LQ3110AFF000XXX + SRFB6XT4FPX | XT4LQ3110BFF000XXX + SRFB6XT4FPX | XT4LQ3150EFF000XXX + SRFB3XT4FPX | XT4LQ3150FFF000XXX + SRFB3XT4FPX | XT4LQ3150GFF000XXX + SRFB3XT4FPX | XT4LQ3150PFF000XXX + SRFB3XT4FPX | XT4LQ3150QFF000XXX + SRFB3XT4FPX | XT4LQ3150TFF000XXX + SRFB3XT4FPX | XT4LQ3150UFF000XXX + SRFB3XT4FPX
SF | SFHA36AT0250 | 36 | SRPF250A110 | 21 | 110 | 14 | 35kA | 5 | Panelboard MRO | 1 | Distribution Protection | 1 | 480Vac (Y/D) | 1 | 80% | 1 | 362151111 | XT1SU3110AFF000XXX + SRFB6XT1FPX | XT4SU3110BFF000XXX + SRFB6XT4FPX | XT4SU3150EFF000XXX + SRFB3XT4FPX | XT4SU3150FFF000XXX + SRFB3XT4FPX | XT4SU3150GFF000XXX + SRFB3XT4FPX | XT4SU3150PFF000XXX + SRFB3XT4FPX | XT4SU3150QFF000XXX + SRFB3XT4FPX | XT4SU3150TFF000XXX + SRFB3XT4FPX | XT4SU3150UFF000XXX + SRFB3XT4FPX
SF | SFHA36AT0250 | 36 | SRPF250A110 | 21 | 110 | 14 | 35kA | 5 | Panelboard MRO | 1 | Distribution Protection | 1 | 600Vac (Y/D) | 2 | 80% | 1 | 362151121 | XT4LU3110AFF000XXX + SRFB6XT4FPX | XT4LU3110BFF000XXX + SRFB6XT4FPX | XT4LU3150EFF000XXX + SRFB3XT4FPX | XT4LU3150FFF000XXX + SRFB3XT4FPX | XT4LU3150GFF000XXX + SRFB3XT4FPX | XT4LU3150PFF000XXX + SRFB3XT4FPX | XT4LU3150QFF000XXX + SRFB3XT4FPX | XT4LU3150TFF000XXX + SRFB3XT4FPX | XT4LU3150UFF000XXX + SRFB3XT4FPX
SF | SFHA36AT0250 | 36 | SRPF250A110 | 21 | 110 | 14 | 35kA | 5 | Panelboard MRO | 1 | Distribution Protection | 1 | 480Vac (Y/D) | 1 | 100% | 2 | 362151112 | XT4SQ3110AFF000XXX + SRFB6XT4FPX | XT4SQ3110BFF000XXX + SRFB6XT4FPX | XT4SQ3150EFF000XXX + SRFB3XT4FPX | XT4SQ3150FFF000XXX + SRFB3XT4FPX | XT4SQ3150GFF000XXX + SRFB3XT4FPX | XT4SQ3150PFF000XXX + SRFB3XT4FPX | XT4SQ3150QFF000XXX + SRFB3XT4FPX | XT4SQ3150TFF000XXX + SRFB3XT4FPX | XT4SQ3150UFF000XXX + SRFB3XT4FPX
SF | SFHA36AT0250 | 36 | SRPF250A110 | 21 | 110 | 14 | 35kA | 5 | Panelboard MRO | 1 | Distribution Protection | 1 | 600Vac (Y/D) | 2 | 100% | 2 | 362151122 | XT4LQ3110AFF000XXX + SRFB6XT4FPX | XT4LQ3110BFF000XXX + SRFB6XT4FPX | XT4LQ3150EFF000XXX + SRFB3XT4FPX | XT4LQ3150FFF000XXX + SRFB3XT4FPX | XT4LQ3150GFF000XXX + SRFB3XT4FPX | XT4LQ3150PFF000XXX + SRFB3XT4FPX | XT4LQ3150QFF000XXX + SRFB3XT4FPX | XT4LQ3150TFF000XXX + SRFB3XT4FPX | XT4LQ3150UFF000XXX + SRFB3XT4FPX
SF | SFHA36AT0250 | 36 | SRPF250A125 | 22 | 125 | 15 | 35kA | 5 | Loose MCCB (OEM) | 2 | Distribution Protection | 1 | 480Vac (Y/D) | 1 | 100% | 2 | 362252112 | XT3SQ3125AFF000XXX | XT4HQ3125BFF000XXX | XT4HQ3150EFF000XXX | XT4HQ3150FFF000XXX | XT4HQ3150GFF000XXX | XT4HQ3150PFF000XXX | XT4HQ3150QFF000XXX | XT4HQ3150TFF000XXX | XT4HQ3150UFF000XXX
SF | SFHA36AT0250 | 36 | SRPF250A125 | 22 | 125 | 15 | 35kA | 5 | Loose MCCB (OEM) | 2 | Distribution Protection | 1 | 600Vac (Y/D) | 2 | 100% | 2 | 362252122 | XT4LQ3125AFF000XXX | XT4LQ3125BFF000XXX | XT4LQ3150EFF000XXX | XT4LQ3150FFF000XXX | XT4LQ3150GFF000XXX | XT4LQ3150PFF000XXX | XT4LQ3150QFF000XXX | XT4LQ3150TFF000XXX | XT4LQ3150UFF000XXX
SF | SFHA36AT0250 | 36 | SRPF250A125 | 22 | 125 | 15 | 35kA | 5 | Loose MCCB (OEM) | 2 | Distribution Protection | 1 | 480Vac (Y/D) | 1 | 80% | 1 | 362252111 | XT1SU3125AFF000XXX | XT2SU3125BFF000XXX | XT2SU3125EFF000XXX | XT2SU3125FFF000XXX | XT2SU3125GFF000XXX | XT2SU3125PFF000XXX | XT2SU3125QFF000XXX | XT2SU3125TFF000XXX | XT2SU3125UFF000XXX
SF | SFHA36AT0250 | 36 | SRPF250A125 | 22 | 125 | 15 | 35kA | 5 | Loose MCCB (OEM) | 2 | Distribution Protection | 1 | 600Vac (Y/D) | 2 | 80% | 1 | 362252121 | XT4LU3125AFF000XXX | XT4LU3125BFF000XXX | XT4LU3150EFF000XXX | XT4LU3150FFF000XXX | XT4LU3150GFF000XXX | XT4LU3150PFF000XXX | XT4LU3150QFF000XXX | XT4LU3150TFF000XXX | XT4LU3150UFF000XXX
SF | SFHA36AT0250 | 36 | SRPF250A125 | 22 | 125 | 15 | 35kA | 5 | Loose MCCB (OEM) | 2 | Distribution Protection | 1 | 480Vac (Y/D) | 1 | 100% | 2 | 362252112 | XT3SQ3125AFF000XXX | XT4HQ3125BFF000XXX | XT4HQ3150EFF000XXX | XT4HQ3150FFF000XXX | XT4HQ3150GFF000XXX | XT4HQ3150PFF000XXX | XT4HQ3150QFF000XXX | XT4HQ3150TFF000XXX | XT4HQ3150UFF000XXX
SF | SFHA36AT0250 | 36 | SRPF250A125 | 22 | 125 | 15 | 35kA | 5 | Loose MCCB (OEM) | 2 | Distribution Protection | 1 | 600Vac (Y/D) | 2 | 100% | 2 | 362252122 | XT4LQ3125AFF000XXX | XT4LQ3125BFF000XXX | XT4LQ3150EFF000XXX | XT4LQ3150FFF000XXX | XT4LQ3150GFF000XXX | XT4LQ3150PFF000XXX | XT4LQ3150QFF000XXX | XT4LQ3150TFF000XXX | XT4LQ3150UFF000XXX
SF | SFHA36AT0250 | 36 | SRPF250A125 | 22 | 125 | 15 | 35kA | 5 | Loose MCCB (OEM) | 2 | Distribution Protection | 1 | 480Vac (Y/D) | 1 | 80% | 1 | 362252111 | XT1SU3125AFF000XXX | XT2SU3125BFF000XXX | XT2SU3125EFF000XXX | XT2SU3125FFF000XXX | XT2SU3125GFF000XXX | XT2SU3125PFF000XXX | XT2SU3125QFF000XXX | XT2SU3125TFF000XXX | XT2SU3125UFF000XXX
SF | SFHA36AT0250 | 36 | SRPF250A125 | 22 | 125 | 15 | 35kA | 5 | Loose MCCB (OEM) | 2 | Distribution Protection | 1 | 600Vac (Y/D) | 2 | 80% | 1 | 362252121 | XT4LU3125AFF000XXX | XT4LU3125BFF000XXX | XT4LU3150EFF000XXX | XT4LU3150FFF000XXX | XT4LU3150GFF000XXX | XT4LU3150PFF000XXX | XT4LU3150QFF000XXX | XT4LU3150TFF000XXX | XT4LU3150UFF000XXX
SF | SFHA36AT0250 | 36 | SRPF250A125 | 22 | 125 | 15 | 35kA | 5 | Panelboard MRO | 1 | Distribution Protection | 1 | 600Vac (Y/D) | 2 | 100% | 2 | 362251122 | XT4LQ3125AFF000XXX + SRFB6XT4FPX | XT4LQ3125BFF000XXX + SRFB6XT4FPX | XT4LQ3150EFF000XXX + SRFB3XT4FPX | XT4LQ3150FFF000XXX + SRFB3XT4FPX | XT4LQ3150GFF000XXX + SRFB3XT4FPX | XT4LQ3150PFF000XXX + SRFB3XT4FPX | XT4LQ3150QFF000XXX + SRFB3XT4FPX | XT4LQ3150TFF000XXX + SRFB3XT4FPX | XT4LQ3150UFF000XXX + SRFB3XT4FPX
SF | SFHA36AT0250 | 36 | SRPF250A125 | 22 | 125 | 15 | 35kA | 5 | Panelboard MRO | 1 | Distribution Protection | 1 | 480Vac (Y/D) | 1 | 80% | 1 | 362251111 | XT1SU3125AFF000XXX + SRFB6XT1FPX | XT4SU3125BFF000XXX + SRFB6XT4FPX | XT4SU3150EFF000XXX + SRFB3XT4FPX | XT4SU3150FFF000XXX + SRFB3XT4FPX | XT4SU3150GFF000XXX + SRFB3XT4FPX | XT4SU3150PFF000XXX + SRFB3XT4FPX | XT4SU3150QFF000XXX + SRFB3XT4FPX | XT4SU3150TFF000XXX + SRFB3XT4FPX | XT4SU3150UFF000XXX + SRFB3XT4FPX
SF | SFHA36AT0250 | 36 | SRPF250A125 | 22 | 125 | 15 | 35kA | 5 | Panelboard MRO | 1 | Distribution Protection | 1 | 600Vac (Y/D) | 2 | 80% | 1 | 362251121 | XT4LU3125AFF000XXX + SRFB6XT4FPX | XT4LU3125BFF000XXX + SRFB6XT4FPX | XT4LU3150EFF000XXX + SRFB3XT4FPX | XT4LU3150FFF000XXX + SRFB3XT4FPX | XT4LU3150GFF000XXX + SRFB3XT4FPX | XT4LU3150PFF000XXX + SRFB3XT4FPX | XT4LU3150QFF000XXX + SRFB3XT4FPX | XT4LU3150TFF000XXX + SRFB3XT4FPX | XT4LU3150UFF000XXX + SRFB3XT4FPX
SF | SFHA36AT0250 | 36 | SRPF250A125 | 22 | 125 | 15 | 35kA | 5 | Panelboard MRO | 1 | Distribution Protection | 1 | 480Vac (Y/D) | 1 | 100% | 2 | 362251112 | XT4SQ3125AFF000XXX + SRFB6XT4FPX | XT4SQ3125BFF000XXX + SRFB6XT4FPX | XT4SQ3150EFF000XXX + SRFB3XT4FPX | XT4SQ3150FFF000XXX + SRFB3XT4FPX | XT4SQ3150GFF000XXX + SRFB3XT4FPX | XT4SQ3150PFF000XXX + SRFB3XT4FPX | XT4SQ3150QFF000XXX + SRFB3XT4FPX | XT4SQ3150TFF000XXX + SRFB3XT4FPX | XT4SQ3150UFF000XXX + SRFB3XT4FPX
SF | SFHA36AT0250 | 36 | SRPF250A125 | 22 | 125 | 15 | 35kA | 5 | Panelboard MRO | 1 | Distribution Protection | 1 | 600Vac (Y/D) | 2 | 100% | 2 | 362251122 | XT4LQ3125AFF000XXX + SRFB6XT4FPX | XT4LQ3125BFF000XXX + SRFB6XT4FPX | XT4LQ3150EFF000XXX + SRFB3XT4FPX | XT4LQ3150FFF000XXX + SRFB3XT4FPX | XT4LQ3150GFF000XXX + SRFB3XT4FPX | XT4LQ3150PFF000XXX + SRFB3XT4FPX | XT4LQ3150QFF000XXX + SRFB3XT4FPX | XT4LQ3150TFF000XXX + SRFB3XT4FPX | XT4LQ3150UFF000XXX + SRFB3XT4FPX
SF | SFHA36AT0250 | 36 | SRPF250A125 | 22 | 125 | 15 | 35kA | 5 | Panelboard MRO | 1 | Distribution Protection | 1 | 480Vac (Y/D) | 1 | 80% | 1 | 362251111 | XT1SU3125AFF000XXX + SRFB6XT1FPX | XT4SU3125BFF000XXX + SRFB6XT4FPX | XT4SU3150EFF000XXX + SRFB3XT4FPX | XT4SU3150FFF000XXX + SRFB3XT4FPX | XT4SU3150GFF000XXX + SRFB3XT4FPX | XT4SU3150PFF000XXX + SRFB3XT4FPX | XT4SU3150QFF000XXX + SRFB3XT4FPX | XT4SU3150TFF000XXX + SRFB3XT4FPX | XT4SU3150UFF000XXX + SRFB3XT4FPX
SF | SFHA36AT0250 | 36 | SRPF250A125 | 22 | 125 | 15 | 35kA | 5 | Panelboard MRO | 1 | Distribution Protection | 1 | 600Vac (Y/D) | 2 | 80% | 1 | 362251121 | XT4LU3125AFF000XXX + SRFB6XT4FPX | XT4LU3125BFF000XXX + SRFB6XT4FPX | XT4LU3150EFF000XXX + SRFB3XT4FPX | XT4LU3150FFF000XXX + SRFB3XT4FPX | XT4LU3150GFF000XXX + SRFB3XT4FPX | XT4LU3150PFF000XXX + SRFB3XT4FPX | XT4LU3150QFF000XXX + SRFB3XT4FPX | XT4LU3150TFF000XXX + SRFB3XT4FPX | XT4LU3150UFF000XXX + SRFB3XT4FPX
SF | SFHA36AT0250 | 36 | SRPF250A125 | 22 | 125 | 15 | 35kA | 5 | Panelboard MRO | 1 | Distribution Protection | 1 | 480Vac (Y/D) | 1 | 100% | 2 | 362251112 | XT4SQ3125AFF000XXX + SRFB6XT4FPX | XT4SQ3125BFF000XXX + SRFB6XT4FPX | XT4SQ3150EFF000XXX + SRFB3XT4FPX | XT4SQ3150FFF000XXX + SRFB3XT4FPX | XT4SQ3150GFF000XXX + SRFB3XT4FPX | XT4SQ3150PFF000XXX + SRFB3XT4FPX | XT4SQ3150QFF000XXX + SRFB3XT4FPX | XT4SQ3150TFF000XXX + SRFB3XT4FPX | XT4SQ3150UFF000XXX + SRFB3XT4FPX
SF | SFHA36AT0250 | 36 | SRPF250A150 | 23 | 150 | 16 | 35kA | 5 | Loose MCCB (OEM) | 2 | Distribution Protection | 1 | 480Vac (Y/D) | 1 | 80% | 1 | 362352111 | XT3SU3150AFF000XXX | XT4SU3150BFF000XXX | XT4SU3150EFF000XXX | XT4SU3150FFF000XXX | XT4SU3150GFF000XXX | XT4SU3150PFF000XXX | XT4SU3150QFF000XXX | XT4SU3150TFF000XXX | XT4SU3150UFF000XXX
SF | SFHA36AT0250 | 36 | SRPF250A150 | 23 | 150 | 16 | 35kA | 5 | Loose MCCB (OEM) | 2 | Distribution Protection | 1 | 600Vac (Y/D) | 2 | 80% | 1 | 362352121 | XT4LU3150AFF000XXX | XT4LU3150BFF000XXX | XT4LU3150EFF000XXX | XT4LU3150FFF000XXX | XT4LU3150GFF000XXX | XT4LU3150PFF000XXX | XT4LU3150QFF000XXX | XT4LU3150TFF000XXX | XT4LU3150UFF000XXX
SF | SFHA36AT0250 | 36 | SRPF250A150 | 23 | 150 | 16 | 35kA | 5 | Loose MCCB (OEM) | 2 | Distribution Protection | 1 | 480Vac (Y/D) | 1 | 100% | 2 | 362352112 | XT3SQ3150AFF000XXX | XT4SQ3150BFF000XXX | XT4SQ3150EFF000XXX | XT4SQ3150FFF000XXX | XT4SQ3150GFF000XXX | XT4SQ3150PFF000XXX | XT4SQ3150QFF000XXX | XT4SQ3150TFF000XXX | XT4SQ3150UFF000XXX
SF | SFHA36AT0250 | 36 | SRPF250A150 | 23 | 150 | 16 | 35kA | 5 | Loose MCCB (OEM) | 2 | Distribution Protection | 1 | 600Vac (Y/D) | 2 | 100% | 2 | 362352122 | XT4LQ3150AFF000XXX | XT4LQ3150BFF000XXX | XT4LQ3150EFF000XXX | XT4LQ3150FFF000XXX | XT4LQ3150GFF000XXX | XT4LQ3150PFF000XXX | XT4LQ3150QFF000XXX | XT4LQ3150TFF000XXX | XT4LQ3150UFF000XXX
SF | SFHA36AT0250 | 36 | SRPF250A150 | 23 | 150 | 16 | 35kA | 5 | Loose MCCB (OEM) | 2 | Distribution Protection | 1 | 480Vac (Y/D) | 1 | 80% | 1 | 362352111 | XT3SU3150AFF000XXX | XT4SU3150BFF000XXX | XT4SU3150EFF000XXX | XT4SU3150FFF000XXX | XT4SU3150GFF000XXX | XT4SU3150PFF000XXX | XT4SU3150QFF000XXX | XT4SU3150TFF000XXX | XT4SU3150UFF000XXX
SF | SFHA36AT0250 | 36 | SRPF250A150 | 23 | 150 | 16 | 35kA | 5 | Loose MCCB (OEM) | 2 | Distribution Protection | 1 | 600Vac (Y/D) | 2 | 80% | 1 | 362352121 | XT4LU3150AFF000XXX | XT4LU3150BFF000XXX | XT4LU3150EFF000XXX | XT4LU3150FFF000XXX | XT4LU3150GFF000XXX | XT4LU3150PFF000XXX | XT4LU3150QFF000XXX | XT4LU3150TFF000XXX | XT4LU3150UFF000XXX
SF | SFHA36AT0250 | 36 | SRPF250A150 | 23 | 150 | 16 | 35kA | 5 | Loose MCCB (OEM) | 2 | Distribution Protection | 1 | 480Vac (Y/D) | 1 | 100% | 2 | 362352112 | XT3SQ3150AFF000XXX | XT4SQ3150BFF000XXX | XT4SQ3150EFF000XXX | XT4SQ3150FFF000XXX | XT4SQ3150GFF000XXX | XT4SQ3150PFF000XXX | XT4SQ3150QFF000XXX | XT4SQ3150TFF000XXX | XT4SQ3150UFF000XXX
SF | SFHA36AT0250 | 36 | SRPF250A150 | 23 | 150 | 16 | 35kA | 5 | Loose MCCB (OEM) | 2 | Distribution Protection | 1 | 600Vac (Y/D) | 2 | 100% | 2 | 362352122 | XT4LQ3150AFF000XXX | XT4LQ3150BFF000XXX | XT4LQ3150EFF000XXX | XT4LQ3150FFF000XXX | XT4LQ3150GFF000XXX | XT4LQ3150PFF000XXX | XT4LQ3150QFF000XXX | XT4LQ3150TFF000XXX | XT4LQ3150UFF000XXX
SF | SFHA36AT0250 | 36 | SRPF250A150 | 23 | 150 | 16 | 35kA | 5 | Panelboard MRO | 1 | Distribution Protection | 1 | 480Vac (Y/D) | 1 | 80% | 1 | 362351111 | XT4SU3150AFF000XXX + SRFB6XT4FPX | XT4SU3150BFF000XXX + SRFB6XT4FPX | XT4SU3150EFF000XXX + SRFB3XT4FPX | XT4SU3150FFF000XXX + SRFB3XT4FPX | XT4SU3150GFF000XXX + SRFB3XT4FPX | XT4SU3150PFF000XXX + SRFB3XT4FPX | XT4SU3150QFF000XXX + SRFB3XT4FPX | XT4SU3150TFF000XXX + SRFB3XT4FPX | XT4SU3150UFF000XXX + SRFB3XT4FPX
SF | SFHA36AT0250 | 36 | SRPF250A150 | 23 | 150 | 16 | 35kA | 5 | Panelboard MRO | 1 | Distribution Protection | 1 | 600Vac (Y/D) | 2 | 80% | 1 | 362351121 | XT4LU3150AFF000XXX + SRFB6XT4FPX | XT4LU3150BFF000XXX + SRFB6XT4FPX | XT4LU3150EFF000XXX + SRFB3XT4FPX | XT4LU3150FFF000XXX + SRFB3XT4FPX | XT4LU3150GFF000XXX + SRFB3XT4FPX | XT4LU3150PFF000XXX + SRFB3XT4FPX | XT4LU3150QFF000XXX + SRFB3XT4FPX | XT4LU3150TFF000XXX + SRFB3XT4FPX | XT4LU3150UFF000XXX + SRFB3XT4FPX
SF | SFHA36AT0250 | 36 | SRPF250A150 | 23 | 150 | 16 | 35kA | 5 | Panelboard MRO | 1 | Distribution Protection | 1 | 480Vac (Y/D) | 1 | 100% | 2 | 362351112 | XT4SQ3150AFF000XXX + SRFB6XT4FPX | XT4SQ3150BFF000XXX + SRFB6XT4FPX | XT4SQ3150EFF000XXX + SRFB3XT4FPX | XT4SQ3150FFF000XXX + SRFB3XT4FPX | XT4SQ3150GFF000XXX + SRFB3XT4FPX | XT4SQ3150PFF000XXX + SRFB3XT4FPX | XT4SQ3150QFF000XXX + SRFB3XT4FPX | XT4SQ3150TFF000XXX + SRFB3XT4FPX | XT4SQ3150UFF000XXX + SRFB3XT4FPX
SF | SFHA36AT0250 | 36 | SRPF250A150 | 23 | 150 | 16 | 35kA | 5 | Panelboard MRO | 1 | Distribution Protection | 1 | 600Vac (Y/D) | 2 | 100% | 2 | 362351122 | XT4LQ3150AFF000XXX + SRFB6XT4FPX | XT4LQ3150BFF000XXX + SRFB6XT4FPX | XT4LQ3150EFF000XXX + SRFB3XT4FPX | XT4LQ3150FFF000XXX + SRFB3XT4FPX | XT4LQ3150GFF000XXX + SRFB3XT4FPX | XT4LQ3150PFF000XXX + SRFB3XT4FPX | XT4LQ3150QFF000XXX + SRFB3XT4FPX | XT4LQ3150TFF000XXX + SRFB3XT4FPX | XT4LQ3150UFF000XXX + SRFB3XT4FPX
SF | SFHA36AT0250 | 36 | SRPF250A150 | 23 | 150 | 16 | 35kA | 5 | Panelboard MRO | 1 | Distribution Protection | 1 | 480Vac (Y/D) | 1 | 80% | 1 | 362351111 | XT4SU3150AFF000XXX + SRFB6XT4FPX | XT4SU3150BFF000XXX + SRFB6XT4FPX | XT4SU3150EFF000XXX + SRFB3XT4FPX | XT4SU3150FFF000XXX + SRFB3XT4FPX | XT4SU3150GFF000XXX + SRFB3XT4FPX | XT4SU3150PFF000XXX + SRFB3XT4FPX | XT4SU3150QFF000XXX + SRFB3XT4FPX | XT4SU3150TFF000XXX + SRFB3XT4FPX | XT4SU3150UFF000XXX + SRFB3XT4FPX
SF | SFHA36AT0250 | 36 | SRPF250A150 | 23 | 150 | 16 | 35kA | 5 | Panelboard MRO | 1 | Distribution Protection | 1 | 600Vac (Y/D) | 2 | 80% | 1 | 362351121 | XT4LU3150AFF000XXX + SRFB6XT4FPX | XT4LU3150BFF000XXX + SRFB6XT4FPX | XT4LU3150EFF000XXX + SRFB3XT4FPX | XT4LU3150FFF000XXX + SRFB3XT4FPX | XT4LU3150GFF000XXX + SRFB3XT4FPX | XT4LU3150PFF000XXX + SRFB3XT4FPX | XT4LU3150QFF000XXX + SRFB3XT4FPX | XT4LU3150TFF000XXX + SRFB3XT4FPX | XT4LU3150UFF000XXX + SRFB3XT4FPX
SF | SFHA36AT0250 | 36 | SRPF250A150 | 23 | 150 | 16 | 35kA | 5 | Panelboard MRO | 1 | Distribution Protection | 1 | 480Vac (Y/D) | 1 | 100% | 2 | 362351112 | XT4SQ3150AFF000XXX + SRFB6XT4FPX | XT4SQ3150BFF000XXX + SRFB6XT4FPX | XT4SQ3150EFF000XXX + SRFB3XT4FPX | XT4SQ3150FFF000XXX + SRFB3XT4FPX | XT4SQ3150GFF000XXX + SRFB3XT4FPX | XT4SQ3150PFF000XXX + SRFB3XT4FPX | XT4SQ3150QFF000XXX + SRFB3XT4FPX | XT4SQ3150TFF000XXX + SRFB3XT4FPX | XT4SQ3150UFF000XXX + SRFB3XT4FPX
SF | SFHA36AT0250 | 36 | SRPF250A150 | 23 | 150 | 16 | 35kA | 5 | Panelboard MRO | 1 | Distribution Protection | 1 | 600Vac (Y/D) | 2 | 100% | 2 | 362351122 | XT4LQ3150AFF000XXX + SRFB6XT4FPX | XT4LQ3150BFF000XXX + SRFB6XT4FPX | XT4LQ3150EFF000XXX + SRFB3XT4FPX | XT4LQ3150FFF000XXX + SRFB3XT4FPX | XT4LQ3150GFF000XXX + SRFB3XT4FPX | XT4LQ3150PFF000XXX + SRFB3XT4FPX | XT4LQ3150QFF000XXX + SRFB3XT4FPX | XT4LQ3150TFF000XXX + SRFB3XT4FPX | XT4LQ3150UFF000XXX + SRFB3XT4FPX
SF | SFHA36AT0250 | 36 | SRPF250A175 | 24 | 175 | 17 | 35kA | 5 | Loose MCCB (OEM) | 2 | Distribution Protection | 1 | 480Vac (Y/D) | 1 | 80% | 1 | 362452111 | XT3SU3175AFF000XXX | XT4SU3175BFF000XXX | XT4SU3225EFF000XXX | XT4SU3225FFF000XXX | XT4SU3225GFF000XXX | XT4SU3225PFF000XXX | XT4SU3225QFF000XXX | XT4SU3225TFF000XXX | XT4SU3225UFF000XXX
SF | SFHA36AT0250 | 36 | SRPF250A175 | 24 | 175 | 17 | 35kA | 5 | Loose MCCB (OEM) | 2 | Distribution Protection | 1 | 600Vac (Y/D) | 2 | 80% | 1 | 362452121 | XT4LU3175AFF000XXX | XT4LU3175BFF000XXX | XT4LU3225EFF000XXX | XT4LU3225FFF000XXX | XT4LU3225GFF000XXX | XT4LU3225PFF000XXX | XT4LU3225QFF000XXX | XT4LU3225TFF000XXX | XT4LU3225UFF000XXX
SF | SFHA36AT0250 | 36 | SRPF250A175 | 24 | 175 | 17 | 35kA | 5 | Loose MCCB (OEM) | 2 | Distribution Protection | 1 | 480Vac (Y/D) | 1 | 100% | 2 | 362452112 | XT3SQ3175AFF000XXX | XT4SQ3175BFF000XXX | XT4SQ3225EFF000XXX | XT4SQ3225FFF000XXX | XT4SQ3225GFF000XXX | XT4SQ3225PFF000XXX | XT4SQ3225QFF000XXX | XT4SQ3225TFF000XXX | XT4SQ3225UFF000XXX
SF | SFHA36AT0250 | 36 | SRPF250A175 | 24 | 175 | 17 | 35kA | 5 | Loose MCCB (OEM) | 2 | Distribution Protection | 1 | 600Vac (Y/D) | 2 | 100% | 2 | 362452122 | XT4LQ3175AFF000XXX | XT4LQ3175BFF000XXX | XT4LQ3225EFF000XXX | XT4LQ3225FFF000XXX | XT4LQ3225GFF000XXX | XT4LQ3225PFF000XXX | XT4LQ3225QFF000XXX | XT4LQ3225TFF000XXX | XT4LQ3225UFF000XXX
SF | SFHA36AT0250 | 36 | SRPF250A175 | 24 | 175 | 17 | 35kA | 5 | Loose MCCB (OEM) | 2 | Distribution Protection | 1 | 480Vac (Y/D) | 1 | 80% | 1 | 362452111 | XT3SU3175AFF000XXX | XT4SU3175BFF000XXX | XT4SU3225EFF000XXX | XT4SU3225FFF000XXX | XT4SU3225GFF000XXX | XT4SU3225PFF000XXX | XT4SU3225QFF000XXX | XT4SU3225TFF000XXX | XT4SU3225UFF000XXX
SF | SFHA36AT0250 | 36 | SRPF250A175 | 24 | 175 | 17 | 35kA | 5 | Loose MCCB (OEM) | 2 | Distribution Protection | 1 | 600Vac (Y/D) | 2 | 80% | 1 | 362452121 | XT4LU3175AFF000XXX | XT4LU3175BFF000XXX | XT4LU3225EFF000XXX | XT4LU3225FFF000XXX | XT4LU3225GFF000XXX | XT4LU3225PFF000XXX | XT4LU3225QFF000XXX | XT4LU3225TFF000XXX | XT4LU3225UFF000XXX
SF | SFHA36AT0250 | 36 | SRPF250A175 | 24 | 175 | 17 | 35kA | 5 | Loose MCCB (OEM) | 2 | Distribution Protection | 1 | 480Vac (Y/D) | 1 | 100% | 2 | 362452112 | XT3SQ3175AFF000XXX | XT4SQ3175BFF000XXX | XT4SQ3225EFF000XXX | XT4SQ3225FFF000XXX | XT4SQ3225GFF000XXX | XT4SQ3225PFF000XXX | XT4SQ3225QFF000XXX | XT4SQ3225TFF000XXX | XT4SQ3225UFF000XXX
SF | SFHA36AT0250 | 36 | SRPF250A175 | 24 | 175 | 17 | 35kA | 5 | Loose MCCB (OEM) | 2 | Distribution Protection | 1 | 600Vac (Y/D) | 2 | 100% | 2 | 362452122 | XT4LQ3175AFF000XXX | XT4LQ3175BFF000XXX | XT4LQ3225EFF000XXX | XT4LQ3225FFF000XXX | XT4LQ3225GFF000XXX | XT4LQ3225PFF000XXX | XT4LQ3225QFF000XXX | XT4LQ3225TFF000XXX | XT4LQ3225UFF000XXX
SF | SFHA36AT0250 | 36 | SRPF250A175 | 24 | 175 | 17 | 35kA | 5 | Panelboard MRO | 1 | Distribution Protection | 1 | 480Vac (Y/D) | 1 | 80% | 1 | 362451111 | XT4SU3175AFF000XXX + SRFB6XT4FPX | XT4SU3175BFF000XXX + SRFB6XT4FPX | XT4SU3225EFF000XXX + SRFB3XT4FPX | XT4SU3225FFF000XXX + SRFB3XT4FPX | XT4SU3225GFF000XXX + SRFB3XT4FPX | XT4SU3225PFF000XXX + SRFB3XT4FPX | XT4SU3225QFF000XXX + SRFB3XT4FPX | XT4SU3225TFF000XXX + SRFB3XT4FPX | XT4SU3225UFF000XXX + SRFB3XT4FPX
SF | SFHA36AT0250 | 36 | SRPF250A175 | 24 | 175 | 17 | 35kA | 5 | Panelboard MRO | 1 | Distribution Protection | 1 | 600Vac (Y/D) | 2 | 80% | 1 | 362451121 | XT4LU3175AFF000XXX + SRFB6XT4FPX | XT4LU3175BFF000XXX + SRFB6XT4FPX | XT4LU3225EFF000XXX + SRFB3XT4FPX | XT4LU3225FFF000XXX + SRFB3XT4FPX | XT4LU3225GFF000XXX + SRFB3XT4FPX | XT4LU3225PFF000XXX + SRFB3XT4FPX | XT4LU3225QFF000XXX + SRFB3XT4FPX | XT4LU3225TFF000XXX + SRFB3XT4FPX | XT4LU3225UFF000XXX + SRFB3XT4FPX
SF | SFHA36AT0250 | 36 | SRPF250A175 | 24 | 175 | 17 | 35kA | 5 | Panelboard MRO | 1 | Distribution Protection | 1 | 480Vac (Y/D) | 1 | 100% | 2 | 362451112 | XT4SQ3175AFF000XXX + SRFB6XT4FPX | XT4SQ3175BFF000XXX + SRFB6XT4FPX | XT4SQ3225EFF000XXX + SRFB3XT4FPX | XT4SQ3225FFF000XXX + SRFB3XT4FPX | XT4SQ3225GFF000XXX + SRFB3XT4FPX | XT4SQ3225PFF000XXX + SRFB3XT4FPX | XT4SQ3225QFF000XXX + SRFB3XT4FPX | XT4SQ3225TFF000XXX + SRFB3XT4FPX | XT4SQ3225UFF000XXX + SRFB3XT4FPX
SF | SFHA36AT0250 | 36 | SRPF250A175 | 24 | 175 | 17 | 35kA | 5 | Panelboard MRO | 1 | Distribution Protection | 1 | 600Vac (Y/D) | 2 | 100% | 2 | 362451122 | XT4LQ3175AFF000XXX + SRFB6XT4FPX | XT4LQ3175BFF000XXX + SRFB6XT4FPX | XT4LQ3225EFF000XXX + SRFB3XT4FPX | XT4LQ3225FFF000XXX + SRFB3XT4FPX | XT4LQ3225GFF000XXX + SRFB3XT4FPX | XT4LQ3225PFF000XXX + SRFB3XT4FPX | XT4LQ3225QFF000XXX + SRFB3XT4FPX | XT4LQ3225TFF000XXX + SRFB3XT4FPX | XT4LQ3225UFF000XXX + SRFB3XT4FPX
SF | SFHA36AT0250 | 36 | SRPF250A175 | 24 | 175 | 17 | 35kA | 5 | Panelboard MRO | 1 | Distribution Protection | 1 | 480Vac (Y/D) | 1 | 80% | 1 | 362451111 | XT4SU3175AFF000XXX + SRFB6XT4FPX | XT4SU3175BFF000XXX + SRFB6XT4FPX | XT4SU3225EFF000XXX + SRFB3XT4FPX | XT4SU3225FFF000XXX + SRFB3XT4FPX | XT4SU3225GFF000XXX + SRFB3XT4FPX | XT4SU3225PFF000XXX + SRFB3XT4FPX | XT4SU3225QFF000XXX + SRFB3XT4FPX | XT4SU3225TFF000XXX + SRFB3XT4FPX | XT4SU3225UFF000XXX + SRFB3XT4FPX
SF | SFHA36AT0250 | 36 | SRPF250A175 | 24 | 175 | 17 | 35kA | 5 | Panelboard MRO | 1 | Distribution Protection | 1 | 600Vac (Y/D) | 2 | 80% | 1 | 362451121 | XT4LU3175AFF000XXX + SRFB6XT4FPX | XT4LU3175BFF000XXX + SRFB6XT4FPX | XT4LU3225EFF000XXX + SRFB3XT4FPX | XT4LU3225FFF000XXX + SRFB3XT4FPX | XT4LU3225GFF000XXX + SRFB3XT4FPX | XT4LU3225PFF000XXX + SRFB3XT4FPX | XT4LU3225QFF000XXX + SRFB3XT4FPX | XT4LU3225TFF000XXX + SRFB3XT4FPX | XT4LU3225UFF000XXX + SRFB3XT4FPX
SF | SFHA36AT0250 | 36 | SRPF250A175 | 24 | 175 | 17 | 35kA | 5 | Panelboard MRO | 1 | Distribution Protection | 1 | 480Vac (Y/D) | 1 | 100% | 2 | 362451112 | XT4SQ3175AFF000XXX + SRFB6XT4FPX | XT4SQ3175BFF000XXX + SRFB6XT4FPX | XT4SQ3225EFF000XXX + SRFB3XT4FPX | XT4SQ3225FFF000XXX + SRFB3XT4FPX | XT4SQ3225GFF000XXX + SRFB3XT4FPX | XT4SQ3225PFF000XXX + SRFB3XT4FPX | XT4SQ3225QFF000XXX + SRFB3XT4FPX | XT4SQ3225TFF000XXX + SRFB3XT4FPX | XT4SQ3225UFF000XXX + SRFB3XT4FPX
SF | SFHA36AT0250 | 36 | SRPF250A175 | 24 | 175 | 17 | 35kA | 5 | Panelboard MRO | 1 | Distribution Protection | 1 | 600Vac (Y/D) | 2 | 100% | 2 | 362451122 | XT4LQ3175AFF000XXX + SRFB6XT4FPX | XT4LQ3175BFF000XXX + SRFB6XT4FPX | XT4LQ3225EFF000XXX + SRFB3XT4FPX | XT4LQ3225FFF000XXX + SRFB3XT4FPX | XT4LQ3225GFF000XXX + SRFB3XT4FPX | XT4LQ3225PFF000XXX + SRFB3XT4FPX | XT4LQ3225QFF000XXX + SRFB3XT4FPX | XT4LQ3225TFF000XXX + SRFB3XT4FPX | XT4LQ3225UFF000XXX + SRFB3XT4FPX
SF | SFHA36AT0250 | 36 | SRPF250A200 | 25 | 200 | 18 | 35kA | 5 | Loose MCCB (OEM) | 2 | Distribution Protection | 1 | 480Vac (Y/D) | 1 | 80% | 1 | 362552111 | XT3SU3200AFF000XXX | XT4SU3200BFF000XXX | XT4SU3225EFF000XXX | XT4SU3225FFF000XXX | XT4SU3225GFF000XXX | XT4SU3225PFF000XXX | XT4SU3225QFF000XXX | XT4SU3225TFF000XXX | XT4SU3225UFF000XXX
SF | SFHA36AT0250 | 36 | SRPF250A200 | 25 | 200 | 18 | 35kA | 5 | Loose MCCB (OEM) | 2 | Distribution Protection | 1 | 600Vac (Y/D) | 2 | 80% | 1 | 362552121 | XT4LU3200AFF000XXX | XT4LU3200BFF000XXX | XT4LU3225EFF000XXX | XT4LU3225FFF000XXX | XT4LU3225GFF000XXX | XT4LU3225PFF000XXX | XT4LU3225QFF000XXX | XT4LU3225TFF000XXX | XT4LU3225UFF000XXX
SF | SFHA36AT0250 | 36 | SRPF250A200 | 25 | 200 | 18 | 35kA | 5 | Loose MCCB (OEM) | 2 | Distribution Protection | 1 | 480Vac (Y/D) | 1 | 100% | 2 | 362552112 | XT3SQ3200AFF000XXX | XT4SQ3200BFF000XXX | XT4SQ3225EFF000XXX | XT4SQ3225FFF000XXX | XT4SQ3225GFF000XXX | XT4SQ3225PFF000XXX | XT4SQ3225QFF000XXX | XT4SQ3225TFF000XXX | XT4SQ3225UFF000XXX
SF | SFHA36AT0250 | 36 | SRPF250A200 | 25 | 200 | 18 | 35kA | 5 | Loose MCCB (OEM) | 2 | Distribution Protection | 1 | 600Vac (Y/D) | 2 | 100% | 2 | 362552122 | XT4LQ3200AFF000XXX | XT4LQ3200BFF000XXX | XT4LQ3225EFF000XXX | XT4LQ3225FFF000XXX | XT4LQ3225GFF000XXX | XT4LQ3225PFF000XXX | XT4LQ3225QFF000XXX | XT4LQ3225TFF000XXX | XT4LQ3225UFF000XXX
SF | SFHA36AT0250 | 36 | SRPF250A200 | 25 | 200 | 18 | 35kA | 5 | Loose MCCB (OEM) | 2 | Distribution Protection | 1 | 480Vac (Y/D) | 1 | 80% | 1 | 362552111 | XT3SU3200AFF000XXX | XT4SU3200BFF000XXX | XT4SU3225EFF000XXX | XT4SU3225FFF000XXX | XT4SU3225GFF000XXX | XT4SU3225PFF000XXX | XT4SU3225QFF000XXX | XT4SU3225TFF000XXX | XT4SU3225UFF000XXX
SF | SFHA36AT0250 | 36 | SRPF250A200 | 25 | 200 | 18 | 35kA | 5 | Loose MCCB (OEM) | 2 | Distribution Protection | 1 | 600Vac (Y/D) | 2 | 80% | 1 | 362552121 | XT4LU3200AFF000XXX | XT4LU3200BFF000XXX | XT4LU3225EFF000XXX | XT4LU3225FFF000XXX | XT4LU3225GFF000XXX | XT4LU3225PFF000XXX | XT4LU3225QFF000XXX | XT4LU3225TFF000XXX | XT4LU3225UFF000XXX
SF | SFHA36AT0250 | 36 | SRPF250A200 | 25 | 200 | 18 | 35kA | 5 | Loose MCCB (OEM) | 2 | Distribution Protection | 1 | 480Vac (Y/D) | 1 | 100% | 2 | 362552112 | XT3SQ3200AFF000XXX | XT4SQ3200BFF000XXX | XT4SQ3225EFF000XXX | XT4SQ3225FFF000XXX | XT4SQ3225GFF000XXX | XT4SQ3225PFF000XXX | XT4SQ3225QFF000XXX | XT4SQ3225TFF000XXX | XT4SQ3225UFF000XXX
SF | SFHA36AT0250 | 36 | SRPF250A200 | 25 | 200 | 18 | 35kA | 5 | Loose MCCB (OEM) | 2 | Distribution Protection | 1 | 600Vac (Y/D) | 2 | 100% | 2 | 362552122 | XT4LQ3200AFF000XXX | XT4LQ3200BFF000XXX | XT4LQ3225EFF000XXX | XT4LQ3225FFF000XXX | XT4LQ3225GFF000XXX | XT4LQ3225PFF000XXX | XT4LQ3225QFF000XXX | XT4LQ3225TFF000XXX | XT4LQ3225UFF000XXX
SF | SFHA36AT0250 | 36 | SRPF250A200 | 25 | 200 | 18 | 35kA | 5 | Panelboard MRO | 1 | Distribution Protection | 1 | 480Vac (Y/D) | 1 | 80% | 1 | 362551111 | XT4SU3200AFF000XXX + SRFB6XT4FPX | XT4SU3200BFF000XXX + SRFB6XT4FPX | XT4SU3225EFF000XXX + SRFB3XT4FPX | XT4SU3225FFF000XXX + SRFB3XT4FPX | XT4SU3225GFF000XXX + SRFB3XT4FPX | XT4SU3225PFF000XXX + SRFB3XT4FPX | XT4SU3225QFF000XXX + SRFB3XT4FPX | XT4SU3225TFF000XXX + SRFB3XT4FPX | XT4SU3225UFF000XXX + SRFB3XT4FPX
SF | SFHA36AT0250 | 36 | SRPF250A200 | 25 | 200 | 18 | 35kA | 5 | Panelboard MRO | 1 | Distribution Protection | 1 | 600Vac (Y/D) | 2 | 80% | 1 | 362551121 | XT4LU3200AFF000XXX + SRFB6XT4FPX | XT4LU3200BFF000XXX + SRFB6XT4FPX | XT4LU3225EFF000XXX + SRFB3XT4FPX | XT4LU3225FFF000XXX + SRFB3XT4FPX | XT4LU3225GFF000XXX + SRFB3XT4FPX | XT4LU3225PFF000XXX + SRFB3XT4FPX | XT4LU3225QFF000XXX + SRFB3XT4FPX | XT4LU3225TFF000XXX + SRFB3XT4FPX | XT4LU3225UFF000XXX + SRFB3XT4FPX
SF | SFHA36AT0250 | 36 | SRPF250A200 | 25 | 200 | 18 | 35kA | 5 | Panelboard MRO | 1 | Distribution Protection | 1 | 480Vac (Y/D) | 1 | 100% | 2 | 362551112 | XT4SQ3200AFF000XXX + SRFB6XT4FPX | XT4SQ3200BFF000XXX + SRFB6XT4FPX | XT4SQ3225EFF000XXX + SRFB3XT4FPX | XT4SQ3225FFF000XXX + SRFB3XT4FPX | XT4SQ3225GFF000XXX + SRFB3XT4FPX | XT4SQ3225PFF000XXX + SRFB3XT4FPX | XT4SQ3225QFF000XXX + SRFB3XT4FPX | XT4SQ3225TFF000XXX + SRFB3XT4FPX | XT4SQ3225UFF000XXX + SRFB3XT4FPX
SF | SFHA36AT0250 | 36 | SRPF250A200 | 25 | 200 | 18 | 35kA | 5 | Panelboard MRO | 1 | Distribution Protection | 1 | 600Vac (Y/D) | 2 | 100% | 2 | 362551122 | XT4LQ3200AFF000XXX + SRFB6XT4FPX | XT4LQ3200BFF000XXX + SRFB6XT4FPX | XT4LQ3225EFF000XXX + SRFB3XT4FPX | XT4LQ3225FFF000XXX + SRFB3XT4FPX | XT4LQ3225GFF000XXX + SRFB3XT4FPX | XT4LQ3225PFF000XXX + SRFB3XT4FPX | XT4LQ3225QFF000XXX + SRFB3XT4FPX | XT4LQ3225TFF000XXX + SRFB3XT4FPX | XT4LQ3225UFF000XXX + SRFB3XT4FPX
SF | SFHA36AT0250 | 36 | SRPF250A200 | 25 | 200 | 18 | 35kA | 5 | Panelboard MRO | 1 | Distribution Protection | 1 | 480Vac (Y/D) | 1 | 80% | 1 | 362551111 | XT4SU3200AFF000XXX + SRFB6XT4FPX | XT4SU3200BFF000XXX + SRFB6XT4FPX | XT4SU3225EFF000XXX + SRFB3XT4FPX | XT4SU3225FFF000XXX + SRFB3XT4FPX | XT4SU3225GFF000XXX + SRFB3XT4FPX | XT4SU3225PFF000XXX + SRFB3XT4FPX | XT4SU3225QFF000XXX + SRFB3XT4FPX | XT4SU3225TFF000XXX + SRFB3XT4FPX | XT4SU3225UFF000XXX + SRFB3XT4FPX
SF | SFHA36AT0250 | 36 | SRPF250A200 | 25 | 200 | 18 | 35kA | 5 | Panelboard MRO | 1 | Distribution Protection | 1 | 600Vac (Y/D) | 2 | 80% | 1 | 362551121 | XT4LU3200AFF000XXX + SRFB6XT4FPX | XT4LU3200BFF000XXX + SRFB6XT4FPX | XT4LU3225EFF000XXX + SRFB3XT4FPX | XT4LU3225FFF000XXX + SRFB3XT4FPX | XT4LU3225GFF000XXX + SRFB3XT4FPX | XT4LU3225PFF000XXX + SRFB3XT4FPX | XT4LU3225QFF000XXX + SRFB3XT4FPX | XT4LU3225TFF000XXX + SRFB3XT4FPX | XT4LU3225UFF000XXX + SRFB3XT4FPX
SF | SFHA36AT0250 | 36 | SRPF250A200 | 25 | 200 | 18 | 35kA | 5 | Panelboard MRO | 1 | Distribution Protection | 1 | 480Vac (Y/D) | 1 | 100% | 2 | 362551112 | XT4SQ3200AFF000XXX + SRFB6XT4FPX | XT4SQ3200BFF000XXX + SRFB6XT4FPX | XT4SQ3225EFF000XXX + SRFB3XT4FPX | XT4SQ3225FFF000XXX + SRFB3XT4FPX | XT4SQ3225GFF000XXX + SRFB3XT4FPX | XT4SQ3225PFF000XXX + SRFB3XT4FPX | XT4SQ3225QFF000XXX + SRFB3XT4FPX | XT4SQ3225TFF000XXX + SRFB3XT4FPX | XT4SQ3225UFF000XXX + SRFB3XT4FPX
SF | SFHA36AT0250 | 36 | SRPF250A200 | 25 | 200 | 18 | 35kA | 5 | Panelboard MRO | 1 | Distribution Protection | 1 | 600Vac (Y/D) | 2 | 100% | 2 | 362551122 | XT4LQ3200AFF000XXX + SRFB6XT4FPX | XT4LQ3200BFF000XXX + SRFB6XT4FPX | XT4LQ3225EFF000XXX + SRFB3XT4FPX | XT4LQ3225FFF000XXX + SRFB3XT4FPX | XT4LQ3225GFF000XXX + SRFB3XT4FPX | XT4LQ3225PFF000XXX + SRFB3XT4FPX | XT4LQ3225QFF000XXX + SRFB3XT4FPX | XT4LQ3225TFF000XXX + SRFB3XT4FPX | XT4LQ3225UFF000XXX + SRFB3XT4FPX
SF | SFHA36AT0250 | 36 | SRPF250A225 | 26 | 225 | 19 | 35kA | 5 | Loose MCCB (OEM) | 2 | Distribution Protection | 1 | 480Vac (Y/D) | 1 | 80% | 1 | 362652111 | XT3SU3225AFF000XXX | XT4SU3225BFF000XXX | XT4SU3225EFF000XXX | XT4SU3225FFF000XXX | XT4SU3225GFF000XXX | XT4SU3225PFF000XXX | XT4SU3225QFF000XXX | XT4SU3225TFF000XXX | XT4SU3225UFF000XXX
SF | SFHA36AT0250 | 36 | SRPF250A225 | 26 | 225 | 19 | 35kA | 5 | Loose MCCB (OEM) | 2 | Distribution Protection | 1 | 600Vac (Y/D) | 2 | 80% | 1 | 362652121 | XT4LU3225AFF000XXX | XT4LU3225BFF000XXX | XT4LU3225EFF000XXX | XT4LU3225FFF000XXX | XT4LU3225GFF000XXX | XT4LU3225PFF000XXX | XT4LU3225QFF000XXX | XT4LU3225TFF000XXX | XT4LU3225UFF000XXX
SF | SFHA36AT0250 | 36 | SRPF250A225 | 26 | 225 | 19 | 35kA | 5 | Loose MCCB (OEM) | 2 | Distribution Protection | 1 | 480Vac (Y/D) | 1 | 100% | 2 | 362652112 | XT3SQ3225AFF000XXX | XT4SQ3225BFF000XXX | XT4SQ3225EFF000XXX | XT4SQ3225FFF000XXX | XT4SQ3225GFF000XXX | XT4SQ3225PFF000XXX | XT4SQ3225QFF000XXX | XT4SQ3225TFF000XXX | XT4SQ3225UFF000XXX
SF | SFHA36AT0250 | 36 | SRPF250A225 | 26 | 225 | 19 | 35kA | 5 | Loose MCCB (OEM) | 2 | Distribution Protection | 1 | 600Vac (Y/D) | 2 | 100% | 2 | 362652122 | XT4LQ3225AFF000XXX | XT4LQ3225BFF000XXX | XT4LQ3225EFF000XXX | XT4LQ3225FFF000XXX | XT4LQ3225GFF000XXX | XT4LQ3225PFF000XXX | XT4LQ3225QFF000XXX | XT4LQ3225TFF000XXX | XT4LQ3225UFF000XXX
SF | SFHA36AT0250 | 36 | SRPF250A225 | 26 | 225 | 19 | 35kA | 5 | Loose MCCB (OEM) | 2 | Distribution Protection | 1 | 480Vac (Y/D) | 1 | 80% | 1 | 362652111 | XT3SU3225AFF000XXX | XT4SU3225BFF000XXX | XT4SU3225EFF000XXX | XT4SU3225FFF000XXX | XT4SU3225GFF000XXX | XT4SU3225PFF000XXX | XT4SU3225QFF000XXX | XT4SU3225TFF000XXX | XT4SU3225UFF000XXX
SF | SFHA36AT0250 | 36 | SRPF250A225 | 26 | 225 | 19 | 35kA | 5 | Loose MCCB (OEM) | 2 | Distribution Protection | 1 | 600Vac (Y/D) | 2 | 80% | 1 | 362652121 | XT4LU3225AFF000XXX | XT4LU3225BFF000XXX | XT4LU3225EFF000XXX | XT4LU3225FFF000XXX | XT4LU3225GFF000XXX | XT4LU3225PFF000XXX | XT4LU3225QFF000XXX | XT4LU3225TFF000XXX | XT4LU3225UFF000XXX
SF | SFHA36AT0250 | 36 | SRPF250A225 | 26 | 225 | 19 | 35kA | 5 | Loose MCCB (OEM) | 2 | Distribution Protection | 1 | 480Vac (Y/D) | 1 | 100% | 2 | 362652112 | XT3SQ3225AFF000XXX | XT4SQ3225BFF000XXX | XT4SQ3225EFF000XXX | XT4SQ3225FFF000XXX | XT4SQ3225GFF000XXX | XT4SQ3225PFF000XXX | XT4SQ3225QFF000XXX | XT4SQ3225TFF000XXX | XT4SQ3225UFF000XXX
SF | SFHA36AT0250 | 36 | SRPF250A225 | 26 | 225 | 19 | 35kA | 5 | Loose MCCB (OEM) | 2 | Distribution Protection | 1 | 600Vac (Y/D) | 2 | 100% | 2 | 362652122 | XT4LQ3225AFF000XXX | XT4LQ3225BFF000XXX | XT4LQ3225EFF000XXX | XT4LQ3225FFF000XXX | XT4LQ3225GFF000XXX | XT4LQ3225PFF000XXX | XT4LQ3225QFF000XXX | XT4LQ3225TFF000XXX | XT4LQ3225UFF000XXX
SF | SFHA36AT0250 | 36 | SRPF250A225 | 26 | 225 | 19 | 35kA | 5 | Panelboard MRO | 1 | Distribution Protection | 1 | 480Vac (Y/D) | 1 | 80% | 1 | 362651111 | XT4SU3225AFF000XXX + SRFB6XT4FPX | XT4SU3225BFF000XXX + SRFB6XT4FPX | XT4SU3225EFF000XXX + SRFB3XT4FPX | XT4SU3225FFF000XXX + SRFB3XT4FPX | XT4SU3225GFF000XXX + SRFB3XT4FPX | XT4SU3225PFF000XXX + SRFB3XT4FPX | XT4SU3225QFF000XXX + SRFB3XT4FPX | XT4SU3225TFF000XXX + SRFB3XT4FPX | XT4SU3225UFF000XXX + SRFB3XT4FPX
SF | SFHA36AT0250 | 36 | SRPF250A225 | 26 | 225 | 19 | 35kA | 5 | Panelboard MRO | 1 | Distribution Protection | 1 | 600Vac (Y/D) | 2 | 80% | 1 | 362651121 | XT4LU3225AFF000XXX + SRFB6XT4FPX | XT4LU3225BFF000XXX + SRFB6XT4FPX | XT4LU3225EFF000XXX + SRFB3XT4FPX | XT4LU3225FFF000XXX + SRFB3XT4FPX | XT4LU3225GFF000XXX + SRFB3XT4FPX | XT4LU3225PFF000XXX + SRFB3XT4FPX | XT4LU3225QFF000XXX + SRFB3XT4FPX | XT4LU3225TFF000XXX + SRFB3XT4FPX | XT4LU3225UFF000XXX + SRFB3XT4FPX
SF | SFHA36AT0250 | 36 | SRPF250A225 | 26 | 225 | 19 | 35kA | 5 | Panelboard MRO | 1 | Distribution Protection | 1 | 480Vac (Y/D) | 1 | 100% | 2 | 362651112 | XT4SQ3225AFF000XXX + SRFB6XT4FPX | XT4SQ3225BFF000XXX + SRFB6XT4FPX | XT4SQ3225EFF000XXX + SRFB3XT4FPX | XT4SQ3225FFF000XXX + SRFB3XT4FPX | XT4SQ3225GFF000XXX + SRFB3XT4FPX | XT4SQ3225PFF000XXX + SRFB3XT4FPX | XT4SQ3225QFF000XXX + SRFB3XT4FPX | XT4SQ3225TFF000XXX + SRFB3XT4FPX | XT4SQ3225UFF000XXX + SRFB3XT4FPX
SF | SFHA36AT0250 | 36 | SRPF250A225 | 26 | 225 | 19 | 35kA | 5 | Panelboard MRO | 1 | Distribution Protection | 1 | 600Vac (Y/D) | 2 | 100% | 2 | 362651122 | XT4LQ3225AFF000XXX + SRFB6XT4FPX | XT4LQ3225BFF000XXX + SRFB6XT4FPX | XT4LQ3225EFF000XXX + SRFB3XT4FPX | XT4LQ3225FFF000XXX + SRFB3XT4FPX | XT4LQ3225GFF000XXX + SRFB3XT4FPX | XT4LQ3225PFF000XXX + SRFB3XT4FPX | XT4LQ3225QFF000XXX + SRFB3XT4FPX | XT4LQ3225TFF000XXX + SRFB3XT4FPX | XT4LQ3225UFF000XXX + SRFB3XT4FPX
SF | SFHA36AT0250 | 36 | SRPF250A225 | 26 | 225 | 19 | 35kA | 5 | Panelboard MRO | 1 | Distribution Protection | 1 | 480Vac (Y/D) | 1 | 80% | 1 | 362651111 | XT4SU3225AFF000XXX + SRFB6XT4FPX | XT4SU3225BFF000XXX + SRFB6XT4FPX | XT4SU3225EFF000XXX + SRFB3XT4FPX | XT4SU3225FFF000XXX + SRFB3XT4FPX | XT4SU3225GFF000XXX + SRFB3XT4FPX | XT4SU3225PFF000XXX + SRFB3XT4FPX | XT4SU3225QFF000XXX + SRFB3XT4FPX | XT4SU3225TFF000XXX + SRFB3XT4FPX | XT4SU3225UFF000XXX + SRFB3XT4FPX
SF | SFHA36AT0250 | 36 | SRPF250A225 | 26 | 225 | 19 | 35kA | 5 | Panelboard MRO | 1 | Distribution Protection | 1 | 600Vac (Y/D) | 2 | 80% | 1 | 362651121 | XT4LU3225AFF000XXX + SRFB6XT4FPX | XT4LU3225BFF000XXX + SRFB6XT4FPX | XT4LU3225EFF000XXX + SRFB3XT4FPX | XT4LU3225FFF000XXX + SRFB3XT4FPX | XT4LU3225GFF000XXX + SRFB3XT4FPX | XT4LU3225PFF000XXX + SRFB3XT4FPX | XT4LU3225QFF000XXX + SRFB3XT4FPX | XT4LU3225TFF000XXX + SRFB3XT4FPX | XT4LU3225UFF000XXX + SRFB3XT4FPX
SF | SFHA36AT0250 | 36 | SRPF250A225 | 26 | 225 | 19 | 35kA | 5 | Panelboard MRO | 1 | Distribution Protection | 1 | 480Vac (Y/D) | 1 | 100% | 2 | 362651112 | XT4SQ3225AFF000XXX + SRFB6XT4FPX | XT4SQ3225BFF000XXX + SRFB6XT4FPX | XT4SQ3225EFF000XXX + SRFB3XT4FPX | XT4SQ3225FFF000XXX + SRFB3XT4FPX | XT4SQ3225GFF000XXX + SRFB3XT4FPX | XT4SQ3225PFF000XXX + SRFB3XT4FPX | XT4SQ3225QFF000XXX + SRFB3XT4FPX | XT4SQ3225TFF000XXX + SRFB3XT4FPX | XT4SQ3225UFF000XXX + SRFB3XT4FPX
SF | SFHA36AT0250 | 36 | SRPF250A225 | 26 | 225 | 19 | 35kA | 5 | Panelboard MRO | 1 | Distribution Protection | 1 | 600Vac (Y/D) | 2 | 100% | 2 | 362651122 | XT4LQ3225AFF000XXX + SRFB6XT4FPX | XT4LQ3225BFF000XXX + SRFB6XT4FPX | XT4LQ3225EFF000XXX + SRFB3XT4FPX | XT4LQ3225FFF000XXX + SRFB3XT4FPX | XT4LQ3225GFF000XXX + SRFB3XT4FPX | XT4LQ3225PFF000XXX + SRFB3XT4FPX | XT4LQ3225QFF000XXX + SRFB3XT4FPX | XT4LQ3225TFF000XXX + SRFB3XT4FPX | XT4LQ3225UFF000XXX + SRFB3XT4FPX
SF | SFHA36AT0250 | 36 | SRPF250A250 | 27 | 250 | 20 | 35kA | 5 | Loose MCCB (OEM) | 2 | Distribution Protection | 1 | 480Vac (Y/D) | 1 | 80% | 1 | 362752111 | XT4SU3250AFF000XXX | XT4SU3250BFF000XXX | XT4SU3250EFF000XXX | XT4SU3250FFF000XXX | XT4SU3250GFF000XXX | XT4SU3250PFF000XXX | XT4SU3250QFF000XXX | XT4SU3250TFF000XXX | XT4SU3250UFF000XXX
SF | SFHA36AT0250 | 36 | SRPF250A250 | 27 | 250 | 20 | 35kA | 5 | Loose MCCB (OEM) | 2 | Distribution Protection | 1 | 600Vac (Y/D) | 2 | 80% | 1 | 362752121 | XT4LU3250AFF000XXX | XT4LU3250BFF000XXX | XT4LU3250EFF000XXX | XT4LU3250FFF000XXX | XT4LU3250GFF000XXX | XT4LU3250PFF000XXX | XT4LU3250QFF000XXX | XT4LU3250TFF000XXX | XT4LU3250UFF000XXX
SF | SFHA36AT0250 | 36 | SRPF250A250 | 27 | 250 | 20 | 35kA | 5 | Loose MCCB (OEM) | 2 | Distribution Protection | 1 | 480Vac (Y/D) | 1 | 100% | 2 | 362752112 | XT4SQ3250AFF000XXX | XT4SQ3250BFF000XXX | XT4SQ3250EFF000XXX | XT4SQ3250FFF000XXX | XT4SQ3250GFF000XXX | XT4SQ3250PFF000XXX | XT4SQ3250QFF000XXX | XT4SQ3250TFF000XXX | XT4SQ3250UFF000XXX
SF | SFHA36AT0250 | 36 | SRPF250A250 | 27 | 250 | 20 | 35kA | 5 | Loose MCCB (OEM) | 2 | Distribution Protection | 1 | 600Vac (Y/D) | 2 | 100% | 2 | 362752122 | XT4LQ3250AFF000XXX | XT4LQ3250BFF000XXX | XT4LQ3250EFF000XXX | XT4LQ3250FFF000XXX | XT4LQ3250GFF000XXX | XT4LQ3250PFF000XXX | XT4LQ3250QFF000XXX | XT4LQ3250TFF000XXX | XT4LQ3250UFF000XXX
SF | SFHA36AT0250 | 36 | SRPF250A250 | 27 | 250 | 20 | 35kA | 5 | Loose MCCB (OEM) | 2 | Distribution Protection | 1 | 480Vac (Y/D) | 1 | 80% | 1 | 362752111 | XT4SU3250AFF000XXX | XT4SU3250BFF000XXX | XT4SU3250EFF000XXX | XT4SU3250FFF000XXX | XT4SU3250GFF000XXX | XT4SU3250PFF000XXX | XT4SU3250QFF000XXX | XT4SU3250TFF000XXX | XT4SU3250UFF000XXX
SF | SFHA36AT0250 | 36 | SRPF250A250 | 27 | 250 | 20 | 35kA | 5 | Loose MCCB (OEM) | 2 | Distribution Protection | 1 | 600Vac (Y/D) | 2 | 80% | 1 | 362752121 | XT4LU3250AFF000XXX | XT4LU3250BFF000XXX | XT4LU3250EFF000XXX | XT4LU3250FFF000XXX | XT4LU3250GFF000XXX | XT4LU3250PFF000XXX | XT4LU3250QFF000XXX | XT4LU3250TFF000XXX | XT4LU3250UFF000XXX
SF | SFHA36AT0250 | 36 | SRPF250A250 | 27 | 250 | 20 | 35kA | 5 | Loose MCCB (OEM) | 2 | Distribution Protection | 1 | 480Vac (Y/D) | 1 | 100% | 2 | 362752112 | XT4SQ3250AFF000XXX | XT4SQ3250BFF000XXX | XT4SQ3250EFF000XXX | XT4SQ3250FFF000XXX | XT4SQ3250GFF000XXX | XT4SQ3250PFF000XXX | XT4SQ3250QFF000XXX | XT4SQ3250TFF000XXX | XT4SQ3250UFF000XXX
SF | SFHA36AT0250 | 36 | SRPF250A250 | 27 | 250 | 20 | 35kA | 5 | Loose MCCB (OEM) | 2 | Distribution Protection | 1 | 600Vac (Y/D) | 2 | 100% | 2 | 362752122 | XT4LQ3250AFF000XXX | XT4LQ3250BFF000XXX | XT4LQ3250EFF000XXX | XT4LQ3250FFF000XXX | XT4LQ3250GFF000XXX | XT4LQ3250PFF000XXX | XT4LQ3250QFF000XXX | XT4LQ3250TFF000XXX | XT4LQ3250UFF000XXX
SF | SFHA36AT0250 | 36 | SRPF250A250 | 27 | 250 | 20 | 35kA | 5 | Panelboard MRO | 1 | Distribution Protection | 1 | 480Vac (Y/D) | 1 | 80% | 1 | 362751111 | XT4SU3250AFF000XXX + SRFB6XT4FPX | XT4SU3250BFF000XXX + SRFB6XT4FPX | XT4SU3250EFF000XXX + SRFB3XT4FPX | XT4SU3250FFF000XXX + SRFB3XT4FPX | XT4SU3250GFF000XXX + SRFB3XT4FPX | XT4SU3250PFF000XXX + SRFB3XT4FPX | XT4SU3250QFF000XXX + SRFB3XT4FPX | XT4SU3250TFF000XXX + SRFB3XT4FPX | XT4SU3250UFF000XXX + SRFB3XT4FPX
SF | SFHA36AT0250 | 36 | SRPF250A250 | 27 | 250 | 20 | 35kA | 5 | Panelboard MRO | 1 | Distribution Protection | 1 | 600Vac (Y/D) | 2 | 80% | 1 | 362751121 | XT4LU3250AFF000XXX + SRFB6XT4FPX | XT4LU3250BFF000XXX + SRFB6XT4FPX | XT4LU3250EFF000XXX + SRFB3XT4FPX | XT4LU3250FFF000XXX + SRFB3XT4FPX | XT4LU3250GFF000XXX + SRFB3XT4FPX | XT4LU3250PFF000XXX + SRFB3XT4FPX | XT4LU3250QFF000XXX + SRFB3XT4FPX | XT4LU3250TFF000XXX + SRFB3XT4FPX | XT4LU3250UFF000XXX + SRFB3XT4FPX
SF | SFHA36AT0250 | 36 | SRPF250A250 | 27 | 250 | 20 | 35kA | 5 | Panelboard MRO | 1 | Distribution Protection | 1 | 480Vac (Y/D) | 1 | 100% | 2 | 362751112 | XT4SQ3250AFF000XXX + SRFB6XT4FPX | XT4SQ3250BFF000XXX + SRFB6XT4FPX | XT4SQ3250EFF000XXX + SRFB3XT4FPX | XT4SQ3250FFF000XXX + SRFB3XT4FPX | XT4SQ3250GFF000XXX + SRFB3XT4FPX | XT4SQ3250PFF000XXX + SRFB3XT4FPX | XT4SQ3250QFF000XXX + SRFB3XT4FPX | XT4SQ3250TFF000XXX + SRFB3XT4FPX | XT4SQ3250UFF000XXX + SRFB3XT4FPX
SF | SFHA36AT0250 | 36 | SRPF250A250 | 27 | 250 | 20 | 35kA | 5 | Panelboard MRO | 1 | Distribution Protection | 1 | 600Vac (Y/D) | 2 | 100% | 2 | 362751122 | XT4LQ3250AFF000XXX + SRFB6XT4FPX | XT4LQ3250BFF000XXX + SRFB6XT4FPX | XT4LQ3250EFF000XXX + SRFB3XT4FPX | XT4LQ3250FFF000XXX + SRFB3XT4FPX | XT4LQ3250GFF000XXX + SRFB3XT4FPX | XT4LQ3250PFF000XXX + SRFB3XT4FPX | XT4LQ3250QFF000XXX + SRFB3XT4FPX | XT4LQ3250TFF000XXX + SRFB3XT4FPX | XT4LQ3250UFF000XXX + SRFB3XT4FPX
SF | SFHA36AT0250 | 36 | SRPF250A250 | 27 | 250 | 20 | 35kA | 5 | Panelboard MRO | 1 | Distribution Protection | 1 | 480Vac (Y/D) | 1 | 80% | 1 | 362751111 | XT4SU3250AFF000XXX + SRFB6XT4FPX | XT4SU3250BFF000XXX + SRFB6XT4FPX | XT4SU3250EFF000XXX + SRFB3XT4FPX | XT4SU3250FFF000XXX + SRFB3XT4FPX | XT4SU3250GFF000XXX + SRFB3XT4FPX | XT4SU3250PFF000XXX + SRFB3XT4FPX | XT4SU3250QFF000XXX + SRFB3XT4FPX | XT4SU3250TFF000XXX + SRFB3XT4FPX | XT4SU3250UFF000XXX + SRFB3XT4FPX
SF | SFHA36AT0250 | 36 | SRPF250A250 | 27 | 250 | 20 | 35kA | 5 | Panelboard MRO | 1 | Distribution Protection | 1 | 600Vac (Y/D) | 2 | 80% | 1 | 362751121 | XT4LU3250AFF000XXX + SRFB6XT4FPX | XT4LU3250BFF000XXX + SRFB6XT4FPX | XT4LU3250EFF000XXX + SRFB3XT4FPX | XT4LU3250FFF000XXX + SRFB3XT4FPX | XT4LU3250GFF000XXX + SRFB3XT4FPX | XT4LU3250PFF000XXX + SRFB3XT4FPX | XT4LU3250QFF000XXX + SRFB3XT4FPX | XT4LU3250TFF000XXX + SRFB3XT4FPX | XT4LU3250UFF000XXX + SRFB3XT4FPX
SF | SFHA36AT0250 | 36 | SRPF250A250 | 27 | 250 | 20 | 35kA | 5 | Panelboard MRO | 1 | Distribution Protection | 1 | 480Vac (Y/D) | 1 | 100% | 2 | 362751112 | XT4SQ3250AFF000XXX + SRFB6XT4FPX | XT4SQ3250BFF000XXX + SRFB6XT4FPX | XT4SQ3250EFF000XXX + SRFB3XT4FPX | XT4SQ3250FFF000XXX + SRFB3XT4FPX | XT4SQ3250GFF000XXX + SRFB3XT4FPX | XT4SQ3250PFF000XXX + SRFB3XT4FPX | XT4SQ3250QFF000XXX + SRFB3XT4FPX | XT4SQ3250TFF000XXX + SRFB3XT4FPX | XT4SQ3250UFF000XXX + SRFB3XT4FPX
SF | SFHA36AT0250 | 36 | SRPF250A250 | 27 | 250 | 20 | 35kA | 5 | Panelboard MRO | 1 | Distribution Protection | 1 | 600Vac (Y/D) | 2 | 100% | 2 | 362751122 | XT4LQ3250AFF000XXX + SRFB6XT4FPX | XT4LQ3250BFF000XXX + SRFB6XT4FPX | XT4LQ3250EFF000XXX + SRFB3XT4FPX | XT4LQ3250FFF000XXX + SRFB3XT4FPX | XT4LQ3250GFF000XXX + SRFB3XT4FPX | XT4LQ3250PFF000XXX + SRFB3XT4FPX | XT4LQ3250QFF000XXX + SRFB3XT4FPX | XT4LQ3250TFF000XXX + SRFB3XT4FPX | XT4LQ3250UFF000XXX + SRFB3XT4FPX
SF | SFLA36AT0250 | 37 | SRPF250A70 | 17 | 70 | 10 | 50kA | 6 | Loose MCCB (OEM) | 2 | Distribution Protection | 1 | 480Vac (Y/D) | 1 | 80% | 1 | 371762111 | XT1HU3070AFF000XXX | XT2HU3080BFF000XXX | XT2HU3100EFF000XXX | XT2HU3100FFF000XXX | XT2HU3100GFF000XXX | XT2HU3100PFF000XXX | XT2HU3100QFF000XXX | XT2HU3100TFF000XXX | XT2HU3100UFF000XXX
SF | SFLA36AT0250 | 37 | SRPF250A70 | 17 | 70 | 10 | 50kA | 6 | Loose MCCB (OEM) | 2 | Distribution Protection | 1 | 600Vac (Y/D) | 2 | 80% | 1 | 371762121 | XT4LU3070AFF000XXX | XT4LU3080BFF000XXX | XT4LU3100EFF000XXX | XT4LU3100FFF000XXX | XT4LU3100GFF000XXX | XT4LU3100PFF000XXX | XT4LU3100QFF000XXX | XT4LU3100TFF000XXX | XT4LU3100UFF000XXX
SF | SFLA36AT0250 | 37 | SRPF250A70 | 17 | 70 | 10 | 50kA | 6 | Loose MCCB (OEM) | 2 | Distribution Protection | 1 | 480Vac (Y/D) | 1 | 100% | 2 | 371762112 | XT1HQ3070AFF000XXX | XT2HQ3080BFF000XXX | XT2HQ3100EFF000XXX | XT2HQ3100FFF000XXX | XT2HQ3100GFF000XXX | XT2HQ3100PFF000XXX | XT2HQ3100QFF000XXX | XT2HQ3100TFF000XXX | XT2HQ3100UFF000XXX
SF | SFLA36AT0250 | 37 | SRPF250A70 | 17 | 70 | 10 | 50kA | 6 | Loose MCCB (OEM) | 2 | Distribution Protection | 1 | 600Vac (Y/D) | 2 | 100% | 2 | 371762122 | XT4LQ3070AFF000XXX | XT4LQ3080BFF000XXX | XT4LQ3100EFF000XXX | XT4LQ3100FFF000XXX | XT4LQ3100GFF000XXX | XT4LQ3100PFF000XXX | XT4LQ3100QFF000XXX | XT4LQ3100TFF000XXX | XT4LQ3100UFF000XXX
SF | SFLA36AT0250 | 37 | SRPF250A70 | 17 | 70 | 10 | 50kA | 6 | Panelboard MRO | 1 | Distribution Protection | 1 | 480Vac (Y/D) | 1 | 80% | 1 | 371761111 | XT1HU3070AFF000XXX + SRFB6XT1FPX | XT4HU3080BFF000XXX + SRFB6XT4FPX | XT4HU3100EFF000XXX + SRFB3XT4FPX | XT4HU3100FFF000XXX + SRFB3XT4FPX | XT4HU3100GFF000XXX + SRFB3XT4FPX | XT4HU3100PFF000XXX + SRFB3XT4FPX | XT4HU3100QFF000XXX + SRFB3XT4FPX | XT4HU3100TFF000XXX + SRFB3XT4FPX | XT4HU3100UFF000XXX + SRFB3XT4FPX
SF | SFLA36AT0250 | 37 | SRPF250A70 | 17 | 70 | 10 | 50kA | 6 | Panelboard MRO | 1 | Distribution Protection | 1 | 600Vac (Y/D) | 2 | 80% | 1 | 371761121 | XT4LU3080AFF000XXX + SRFB6XT4FPX | XT4LU3080BFF000XXX + SRFB6XT4FPX | XT4LU3100EFF000XXX + SRFB3XT4FPX | XT4LU3100FFF000XXX + SRFB3XT4FPX | XT4LU3100GFF000XXX + SRFB3XT4FPX | XT4LU3100PFF000XXX + SRFB3XT4FPX | XT4LU3100QFF000XXX + SRFB3XT4FPX | XT4LU3100TFF000XXX + SRFB3XT4FPX | XT4LU3100UFF000XXX + SRFB3XT4FPX
SF | SFLA36AT0250 | 37 | SRPF250A70 | 17 | 70 | 10 | 50kA | 6 | Panelboard MRO | 1 | Distribution Protection | 1 | 480Vac (Y/D) | 1 | 100% | 2 | 371761112 | XT1HQ3070AFF000XXX + SRFB6XT1FPX | XT4HQ3080BFF000XXX + SRFB6XT4FPX | XT4HQ3100EFF000XXX + SRFB3XT4FPX | XT4HQ3100FFF000XXX + SRFB3XT4FPX | XT4HQ3100GFF000XXX + SRFB3XT4FPX | XT4HQ3100PFF000XXX + SRFB3XT4FPX | XT4HQ3100QFF000XXX + SRFB3XT4FPX | XT4HQ3100TFF000XXX + SRFB3XT4FPX | XT4HQ3100UFF000XXX + SRFB3XT4FPX
SF | SFLA36AT0250 | 37 | SRPF250A70 | 17 | 70 | 10 | 50kA | 6 | Panelboard MRO | 1 | Distribution Protection | 1 | 600Vac (Y/D) | 2 | 100% | 2 | 371761122 | XT4LQ3080AFF000XXX + SRFB6XT4FPX | XT4LQ3080BFF000XXX + SRFB6XT4FPX | XT4LQ3100EFF000XXX + SRFB3XT4FPX | XT4LQ3100FFF000XXX + SRFB3XT4FPX | XT4LQ3100GFF000XXX + SRFB3XT4FPX | XT4LQ3100PFF000XXX + SRFB3XT4FPX | XT4LQ3100QFF000XXX + SRFB3XT4FPX | XT4LQ3100TFF000XXX + SRFB3XT4FPX | XT4LQ3100UFF000XXX + SRFB3XT4FPX
SF | SFLA36AT0250 | 37 | SRPF250A70 | 17 | 70 | 10 | 65kA | 7 | Loose MCCB (OEM) | 2 | Distribution Protection | 1 | 480Vac (Y/D) | 1 | 80% | 1 | 371772111 | XT1HU3070AFF000XXX | XT2HU3080BFF000XXX | XT2HU3100EFF000XXX | XT2HU3100FFF000XXX | XT2HU3100GFF000XXX | XT2HU3100PFF000XXX | XT2HU3100QFF000XXX | XT2HU3100TFF000XXX | XT2HU3100UFF000XXX
SF | SFLA36AT0250 | 37 | SRPF250A70 | 17 | 70 | 10 | 65kA | 7 | Loose MCCB (OEM) | 2 | Distribution Protection | 1 | 600Vac (Y/D) | 2 | 80% | 1 | 371772121 | XT4VU3070AFF000XXX | XT4VU3080BFF000XXX | XT4VU3100EFF000XXX | XT4VU3100FFF000XXX | XT4VU3100GFF000XXX | XT4VU3100PFF000XXX | XT4VU3100QFF000XXX | XT4VU3100TFF000XXX | XT4VU3100UFF000XXX
SF | SFLA36AT0250 | 37 | SRPF250A70 | 17 | 70 | 10 | 65kA | 7 | Loose MCCB (OEM) | 2 | Distribution Protection | 1 | 480Vac (Y/D) | 1 | 100% | 2 | 371772112 | XT1HQ3070AFF000XXX | XT2HQ3080BFF000XXX | XT2HQ3100EFF000XXX | XT2HQ3100FFF000XXX | XT2HQ3100GFF000XXX | XT2HQ3100PFF000XXX | XT2HQ3100QFF000XXX | XT2HQ3100TFF000XXX | XT2HQ3100UFF000XXX
SF | SFLA36AT0250 | 37 | SRPF250A70 | 17 | 70 | 10 | 65kA | 7 | Loose MCCB (OEM) | 2 | Distribution Protection | 1 | 600Vac (Y/D) | 2 | 100% | 2 | 371772122 | XT4VQ3070AFF000XXX | XT4VQ3080BFF000XXX | XT4VQ3100EFF000XXX | XT4VQ3100FFF000XXX | XT4VQ3100GFF000XXX | XT4VQ3100PFF000XXX | XT4VQ3100QFF000XXX | XT4VQ3100TFF000XXX | XT4VQ3100UFF000XXX
SF | SFLA36AT0250 | 37 | SRPF250A70 | 17 | 70 | 10 | 65kA | 7 | Panelboard MRO | 1 | Distribution Protection | 1 | 480Vac (Y/D) | 1 | 80% | 1 | 371771111 | XT1HU3070AFF000XXX + SRFB6XT1FPX | XT4HU3080BFF000XXX + SRFB6XT4FPX | XT4HU3100EFF000XXX + SRFB3XT4FPX | XT4HU3100FFF000XXX + SRFB3XT4FPX | XT4HU3100GFF000XXX + SRFB3XT4FPX | XT4HU3100PFF000XXX + SRFB3XT4FPX | XT4HU3100QFF000XXX + SRFB3XT4FPX | XT4HU3100TFF000XXX + SRFB3XT4FPX | XT4HU3100UFF000XXX + SRFB3XT4FPX
SF | SFLA36AT0250 | 37 | SRPF250A70 | 17 | 70 | 10 | 65kA | 7 | Panelboard MRO | 1 | Distribution Protection | 1 | 600Vac (Y/D) | 2 | 80% | 1 | 371771121 | XT4VU3080AFF000XXX + SRFB6XT4FPX | XT4VU3080BFF000XXX + SRFB6XT4FPX | XT4VU3100EFF000XXX + SRFB3XT4FPX | XT4VU3100FFF000XXX + SRFB3XT4FPX | XT4VU3100GFF000XXX + SRFB3XT4FPX | XT4VU3100PFF000XXX + SRFB3XT4FPX | XT4VU3100QFF000XXX + SRFB3XT4FPX | XT4VU3100TFF000XXX + SRFB3XT4FPX | XT4VU3100UFF000XXX + SRFB3XT4FPX
SF | SFLA36AT0250 | 37 | SRPF250A70 | 17 | 70 | 10 | 65kA | 7 | Panelboard MRO | 1 | Distribution Protection | 1 | 480Vac (Y/D) | 1 | 100% | 2 | 371771112 | XT1HQ3070AFF000XXX + SRFB6XT1FPX | XT4HQ3080BFF000XXX + SRFB6XT4FPX | XT4HQ3100EFF000XXX + SRFB3XT4FPX | XT4HQ3100FFF000XXX + SRFB3XT4FPX | XT4HQ3100GFF000XXX + SRFB3XT4FPX | XT4HQ3100PFF000XXX + SRFB3XT4FPX | XT4HQ3100QFF000XXX + SRFB3XT4FPX | XT4HQ3100TFF000XXX + SRFB3XT4FPX | XT4HQ3100UFF000XXX + SRFB3XT4FPX
SF | SFLA36AT0250 | 37 | SRPF250A70 | 17 | 70 | 10 | 65kA | 7 | Panelboard MRO | 1 | Distribution Protection | 1 | 600Vac (Y/D) | 2 | 100% | 2 | 371771122 | XT4VQ3080AFF000XXX + SRFB6XT4FPX | XT4VQ3080BFF000XXX + SRFB6XT4FPX | XT4VQ3100EFF000XXX + SRFB3XT4FPX | XT4VQ3100FFF000XXX + SRFB3XT4FPX | XT4VQ3100GFF000XXX + SRFB3XT4FPX | XT4VQ3100PFF000XXX + SRFB3XT4FPX | XT4VQ3100QFF000XXX + SRFB3XT4FPX | XT4VQ3100TFF000XXX + SRFB3XT4FPX | XT4VQ3100UFF000XXX + SRFB3XT4FPX
SF | SFLA36AT0250 | 37 | SRPF250A80 | 18 | 80 | 11 | 50kA | 6 | Loose MCCB (OEM) | 2 | Distribution Protection | 1 | 480Vac (Y/D) | 1 | 80% | 1 | 371862111 | XT1HU3080AFF000XXX | XT2HU3080BFF000XXX | XT2HU3100EFF000XXX | XT2HU3100FFF000XXX | XT2HU3100GFF000XXX | XT2HU3100PFF000XXX | XT2HU3100QFF000XXX | XT2HU3100TFF000XXX | XT2HU3100UFF000XXX
SF | SFLA36AT0250 | 37 | SRPF250A80 | 18 | 80 | 11 | 50kA | 6 | Loose MCCB (OEM) | 2 | Distribution Protection | 1 | 600Vac (Y/D) | 2 | 80% | 1 | 371862121 | XT4LU3080AFF000XXX | XT4LU3080BFF000XXX | XT4LU3100EFF000XXX | XT4LU3100FFF000XXX | XT4LU3100GFF000XXX | XT4LU3100PFF000XXX | XT4LU3100QFF000XXX | XT4LU3100TFF000XXX | XT4LU3100UFF000XXX
SF | SFLA36AT0250 | 37 | SRPF250A80 | 18 | 80 | 11 | 50kA | 6 | Loose MCCB (OEM) | 2 | Distribution Protection | 1 | 480Vac (Y/D) | 1 | 100% | 2 | 371862112 | XT1HQ3080AFF000XXX | XT2HQ3080BFF000XXX | XT2HQ3100EFF000XXX | XT2HQ3100FFF000XXX | XT2HQ3100GFF000XXX | XT2HQ3100PFF000XXX | XT2HQ3100QFF000XXX | XT2HQ3100TFF000XXX | XT2HQ3100UFF000XXX
SF | SFLA36AT0250 | 37 | SRPF250A80 | 18 | 80 | 11 | 50kA | 6 | Loose MCCB (OEM) | 2 | Distribution Protection | 1 | 600Vac (Y/D) | 2 | 100% | 2 | 371862122 | XT4LQ3080AFF000XXX | XT4LQ3080BFF000XXX | XT4LQ3100EFF000XXX | XT4LQ3100FFF000XXX | XT4LQ3100GFF000XXX | XT4LQ3100PFF000XXX | XT4LQ3100QFF000XXX | XT4LQ3100TFF000XXX | XT4LQ3100UFF000XXX
SF | SFLA36AT0250 | 37 | SRPF250A80 | 18 | 80 | 11 | 50kA | 6 | Panelboard MRO | 1 | Distribution Protection | 1 | 480Vac (Y/D) | 1 | 80% | 1 | 371861111 | XT1HU3080AFF000XXX + SRFB6XT1FPX | XT4HU3080BFF000XXX + SRFB6XT4FPX | XT4HU3100EFF000XXX + SRFB3XT4FPX | XT4HU3100FFF000XXX + SRFB3XT4FPX | XT4HU3100GFF000XXX + SRFB3XT4FPX | XT4HU3100PFF000XXX + SRFB3XT4FPX | XT4HU3100QFF000XXX + SRFB3XT4FPX | XT4HU3100TFF000XXX + SRFB3XT4FPX | XT4HU3100UFF000XXX + SRFB3XT4FPX
SF | SFLA36AT0250 | 37 | SRPF250A80 | 18 | 80 | 11 | 50kA | 6 | Panelboard MRO | 1 | Distribution Protection | 1 | 600Vac (Y/D) | 2 | 80% | 1 | 371861121 | XT4LU3080AFF000XXX + SRFB6XT4FPX | XT4LU3080BFF000XXX + SRFB6XT4FPX | XT4LU3100EFF000XXX + SRFB3XT4FPX | XT4LU3100FFF000XXX + SRFB3XT4FPX | XT4LU3100GFF000XXX + SRFB3XT4FPX | XT4LU3100PFF000XXX + SRFB3XT4FPX | XT4LU3100QFF000XXX + SRFB3XT4FPX | XT4LU3100TFF000XXX + SRFB3XT4FPX | XT4LU3100UFF000XXX + SRFB3XT4FPX
SF | SFLA36AT0250 | 37 | SRPF250A80 | 18 | 80 | 11 | 50kA | 6 | Panelboard MRO | 1 | Distribution Protection | 1 | 480Vac (Y/D) | 1 | 100% | 2 | 371861112 | XT1HQ3080AFF000XXX + SRFB6XT1FPX | XT4HQ3080BFF000XXX + SRFB6XT4FPX | XT4HQ3100EFF000XXX + SRFB3XT4FPX | XT4HQ3100FFF000XXX + SRFB3XT4FPX | XT4HQ3100GFF000XXX + SRFB3XT4FPX | XT4HQ3100PFF000XXX + SRFB3XT4FPX | XT4HQ3100QFF000XXX + SRFB3XT4FPX | XT4HQ3100TFF000XXX + SRFB3XT4FPX | XT4HQ3100UFF000XXX + SRFB3XT4FPX
SF | SFLA36AT0250 | 37 | SRPF250A80 | 18 | 80 | 11 | 50kA | 6 | Panelboard MRO | 1 | Distribution Protection | 1 | 600Vac (Y/D) | 2 | 100% | 2 | 371861122 | XT4LQ3080AFF000XXX + SRFB6XT4FPX | XT4LQ3080BFF000XXX + SRFB6XT4FPX | XT4LQ3100EFF000XXX + SRFB3XT4FPX | XT4LQ3100FFF000XXX + SRFB3XT4FPX | XT4LQ3100GFF000XXX + SRFB3XT4FPX | XT4LQ3100PFF000XXX + SRFB3XT4FPX | XT4LQ3100QFF000XXX + SRFB3XT4FPX | XT4LQ3100TFF000XXX + SRFB3XT4FPX | XT4LQ3100UFF000XXX + SRFB3XT4FPX
SF | SFLA36AT0250 | 37 | SRPF250A80 | 18 | 80 | 11 | 65kA | 7 | Loose MCCB (OEM) | 2 | Distribution Protection | 1 | 480Vac (Y/D) | 1 | 80% | 1 | 371872111 | XT1HU3080AFF000XXX | XT2HU3080BFF000XXX | XT2HU3100EFF000XXX | XT2HU3100FFF000XXX | XT2HU3100GFF000XXX | XT2HU3100PFF000XXX | XT2HU3100QFF000XXX | XT2HU3100TFF000XXX | XT2HU3100UFF000XXX
SF | SFLA36AT0250 | 37 | SRPF250A80 | 18 | 80 | 11 | 65kA | 7 | Loose MCCB (OEM) | 2 | Distribution Protection | 1 | 600Vac (Y/D) | 2 | 80% | 1 | 371872121 | XT4VU3080AFF000XXX | XT4VU3080BFF000XXX | XT4VU3100EFF000XXX | XT4VU3100FFF000XXX | XT4VU3100GFF000XXX | XT4VU3100PFF000XXX | XT4VU3100QFF000XXX | XT4VU3100TFF000XXX | XT4VU3100UFF000XXX
SF | SFLA36AT0250 | 37 | SRPF250A80 | 18 | 80 | 11 | 65kA | 7 | Loose MCCB (OEM) | 2 | Distribution Protection | 1 | 480Vac (Y/D) | 1 | 100% | 2 | 371872112 | XT1HQ3080AFF000XXX | XT2HQ3080BFF000XXX | XT2HQ3100EFF000XXX | XT2HQ3100FFF000XXX | XT2HQ3100GFF000XXX | XT2HQ3100PFF000XXX | XT2HQ3100QFF000XXX | XT2HQ3100TFF000XXX | XT2HQ3100UFF000XXX
SF | SFLA36AT0250 | 37 | SRPF250A80 | 18 | 80 | 11 | 65kA | 7 | Loose MCCB (OEM) | 2 | Distribution Protection | 1 | 600Vac (Y/D) | 2 | 100% | 2 | 371872122 | XT4VQ3080AFF000XXX | XT4VQ3080BFF000XXX | XT4VQ3100EFF000XXX | XT4VQ3100FFF000XXX | XT4VQ3100GFF000XXX | XT4VQ3100PFF000XXX | XT4VQ3100QFF000XXX | XT4VQ3100TFF000XXX | XT4VQ3100UFF000XXX
SF | SFLA36AT0250 | 37 | SRPF250A80 | 18 | 80 | 11 | 65kA | 7 | Panelboard MRO | 1 | Distribution Protection | 1 | 480Vac (Y/D) | 1 | 80% | 1 | 371871111 | XT1HU3080AFF000XXX + SRFB6XT1FPX | XT4HU3080BFF000XXX + SRFB6XT4FPX | XT4HU3100EFF000XXX + SRFB3XT4FPX | XT4HU3100FFF000XXX + SRFB3XT4FPX | XT4HU3100GFF000XXX + SRFB3XT4FPX | XT4HU3100PFF000XXX + SRFB3XT4FPX | XT4HU3100QFF000XXX + SRFB3XT4FPX | XT4HU3100TFF000XXX + SRFB3XT4FPX | XT4HU3100UFF000XXX + SRFB3XT4FPX
SF | SFLA36AT0250 | 37 | SRPF250A80 | 18 | 80 | 11 | 65kA | 7 | Panelboard MRO | 1 | Distribution Protection | 1 | 600Vac (Y/D) | 2 | 80% | 1 | 371871121 | XT4VU3080AFF000XXX + SRFB6XT4FPX | XT4VU3080BFF000XXX + SRFB6XT4FPX | XT4VU3100EFF000XXX + SRFB3XT4FPX | XT4VU3100FFF000XXX + SRFB3XT4FPX | XT4VU3100GFF000XXX + SRFB3XT4FPX | XT4VU3100PFF000XXX + SRFB3XT4FPX | XT4VU3100QFF000XXX + SRFB3XT4FPX | XT4VU3100TFF000XXX + SRFB3XT4FPX | XT4VU3100UFF000XXX + SRFB3XT4FPX
SF | SFLA36AT0250 | 37 | SRPF250A80 | 18 | 80 | 11 | 65kA | 7 | Panelboard MRO | 1 | Distribution Protection | 1 | 480Vac (Y/D) | 1 | 100% | 2 | 371871112 | XT1HQ3080AFF000XXX + SRFB6XT1FPX | XT4HQ3080BFF000XXX + SRFB6XT4FPX | XT4HQ3100EFF000XXX + SRFB3XT4FPX | XT4HQ3100FFF000XXX + SRFB3XT4FPX | XT4HQ3100GFF000XXX + SRFB3XT4FPX | XT4HQ3100PFF000XXX + SRFB3XT4FPX | XT4HQ3100QFF000XXX + SRFB3XT4FPX | XT4HQ3100TFF000XXX + SRFB3XT4FPX | XT4HQ3100UFF000XXX + SRFB3XT4FPX
SF | SFLA36AT0250 | 37 | SRPF250A80 | 18 | 80 | 11 | 65kA | 7 | Panelboard MRO | 1 | Distribution Protection | 1 | 600Vac (Y/D) | 2 | 100% | 2 | 371871122 | XT4VQ3080AFF000XXX + SRFB6XT4FPX | XT4VQ3080BFF000XXX + SRFB6XT4FPX | XT4VQ3100EFF000XXX + SRFB3XT4FPX | XT4VQ3100FFF000XXX + SRFB3XT4FPX | XT4VQ3100GFF000XXX + SRFB3XT4FPX | XT4VQ3100PFF000XXX + SRFB3XT4FPX | XT4VQ3100QFF000XXX + SRFB3XT4FPX | XT4VQ3100TFF000XXX + SRFB3XT4FPX | XT4VQ3100UFF000XXX + SRFB3XT4FPX
SF | SFLA36AT0250 | 37 | SRPF250A90 | 19 | 90 | 12 | 50kA | 6 | Loose MCCB (OEM) | 2 | Distribution Protection | 1 | 480Vac (Y/D) | 1 | 80% | 1 | 371962111 | XT1HU3090AFF000XXX | XT2HU3090BFF000XXX | XT2HU3100EFF000XXX | XT2HU3100FFF000XXX | XT2HU3100GFF000XXX | XT2HU3100PFF000XXX | XT2HU3100QFF000XXX | XT2HU3100TFF000XXX | XT2HU3100UFF000XXX
SF | SFLA36AT0250 | 37 | SRPF250A90 | 19 | 90 | 12 | 50kA | 6 | Loose MCCB (OEM) | 2 | Distribution Protection | 1 | 600Vac (Y/D) | 2 | 80% | 1 | 371962121 | XT4LU3090AFF000XXX | XT4LU3090BFF000XXX | XT4LU3100EFF000XXX | XT4LU3100FFF000XXX | XT4LU3100GFF000XXX | XT4LU3100PFF000XXX | XT4LU3100QFF000XXX | XT4LU3100TFF000XXX | XT4LU3100UFF000XXX
SF | SFLA36AT0250 | 37 | SRPF250A90 | 19 | 90 | 12 | 50kA | 6 | Loose MCCB (OEM) | 2 | Distribution Protection | 1 | 480Vac (Y/D) | 1 | 100% | 2 | 371962112 | XT1HQ3090AFF000XXX | XT2HQ3090BFF000XXX | XT2HQ3100EFF000XXX | XT2HQ3100FFF000XXX | XT2HQ3100GFF000XXX | XT2HQ3100PFF000XXX | XT2HQ3100QFF000XXX | XT2HQ3100TFF000XXX | XT2HQ3100UFF000XXX
SF | SFLA36AT0250 | 37 | SRPF250A90 | 19 | 90 | 12 | 50kA | 6 | Loose MCCB (OEM) | 2 | Distribution Protection | 1 | 600Vac (Y/D) | 2 | 100% | 2 | 371962122 | XT4LQ3090AFF000XXX | XT4LQ3090BFF000XXX | XT4LQ3100EFF000XXX | XT4LQ3100FFF000XXX | XT4LQ3100GFF000XXX | XT4LQ3100PFF000XXX | XT4LQ3100QFF000XXX | XT4LQ3100TFF000XXX | XT4LQ3100UFF000XXX
SF | SFLA36AT0250 | 37 | SRPF250A90 | 19 | 90 | 12 | 50kA | 6 | Panelboard MRO | 1 | Distribution Protection | 1 | 480Vac (Y/D) | 1 | 80% | 1 | 371961111 | XT1HU3090AFF000XXX + SRFB6XT1FPX | XT4HU3090BFF000XXX + SRFB6XT4FPX | XT4HU3100EFF000XXX + SRFB3XT4FPX | XT4HU3100FFF000XXX + SRFB3XT4FPX | XT4HU3100GFF000XXX + SRFB3XT4FPX | XT4HU3100PFF000XXX + SRFB3XT4FPX | XT4HU3100QFF000XXX + SRFB3XT4FPX | XT4HU3100TFF000XXX + SRFB3XT4FPX | XT4HU3100UFF000XXX + SRFB3XT4FPX
SF | SFLA36AT0250 | 37 | SRPF250A90 | 19 | 90 | 12 | 50kA | 6 | Panelboard MRO | 1 | Distribution Protection | 1 | 600Vac (Y/D) | 2 | 80% | 1 | 371961121 | XT4LU3090AFF000XXX + SRFB6XT4FPX | XT4LU3090BFF000XXX + SRFB6XT4FPX | XT4LU3100EFF000XXX + SRFB3XT4FPX | XT4LU3100FFF000XXX + SRFB3XT4FPX | XT4LU3100GFF000XXX + SRFB3XT4FPX | XT4LU3100PFF000XXX + SRFB3XT4FPX | XT4LU3100QFF000XXX + SRFB3XT4FPX | XT4LU3100TFF000XXX + SRFB3XT4FPX | XT4LU3100UFF000XXX + SRFB3XT4FPX
SF | SFLA36AT0250 | 37 | SRPF250A90 | 19 | 90 | 12 | 50kA | 6 | Panelboard MRO | 1 | Distribution Protection | 1 | 480Vac (Y/D) | 1 | 100% | 2 | 371961112 | XT1HQ3090AFF000XXX + SRFB6XT1FPX | XT4HQ3090BFF000XXX + SRFB6XT4FPX | XT4HQ3100EFF000XXX + SRFB3XT4FPX | XT4HQ3100FFF000XXX + SRFB3XT4FPX | XT4HQ3100GFF000XXX + SRFB3XT4FPX | XT4HQ3100PFF000XXX + SRFB3XT4FPX | XT4HQ3100QFF000XXX + SRFB3XT4FPX | XT4HQ3100TFF000XXX + SRFB3XT4FPX | XT4HQ3100UFF000XXX + SRFB3XT4FPX
SF | SFLA36AT0250 | 37 | SRPF250A90 | 19 | 90 | 12 | 50kA | 6 | Panelboard MRO | 1 | Distribution Protection | 1 | 600Vac (Y/D) | 2 | 100% | 2 | 371961122 | XT4LQ3090AFF000XXX + SRFB6XT4FPX | XT4LQ3090BFF000XXX + SRFB6XT4FPX | XT4LQ3100EFF000XXX + SRFB3XT4FPX | XT4LQ3100FFF000XXX + SRFB3XT4FPX | XT4LQ3100GFF000XXX + SRFB3XT4FPX | XT4LQ3100PFF000XXX + SRFB3XT4FPX | XT4LQ3100QFF000XXX + SRFB3XT4FPX | XT4LQ3100TFF000XXX + SRFB3XT4FPX | XT4LQ3100UFF000XXX + SRFB3XT4FPX
SF | SFLA36AT0250 | 37 | SRPF250A90 | 19 | 90 | 12 | 65kA | 7 | Loose MCCB (OEM) | 2 | Distribution Protection | 1 | 480Vac (Y/D) | 1 | 80% | 1 | 371972111 | XT1HU3090AFF000XXX | XT2HU3090BFF000XXX | XT2HU3100EFF000XXX | XT2HU3100FFF000XXX | XT2HU3100GFF000XXX | XT2HU3100PFF000XXX | XT2HU3100QFF000XXX | XT2HU3100TFF000XXX | XT2HU3100UFF000XXX
SF | SFLA36AT0250 | 37 | SRPF250A90 | 19 | 90 | 12 | 65kA | 7 | Loose MCCB (OEM) | 2 | Distribution Protection | 1 | 600Vac (Y/D) | 2 | 80% | 1 | 371972121 | XT4VU3090AFF000XXX | XT4VU3090BFF000XXX | XT4VU3100EFF000XXX | XT4VU3100FFF000XXX | XT4VU3100GFF000XXX | XT4VU3100PFF000XXX | XT4VU3100QFF000XXX | XT4VU3100TFF000XXX | XT4VU3100UFF000XXX
SF | SFLA36AT0250 | 37 | SRPF250A90 | 19 | 90 | 12 | 65kA | 7 | Loose MCCB (OEM) | 2 | Distribution Protection | 1 | 480Vac (Y/D) | 1 | 100% | 2 | 371972112 | XT1HQ3090AFF000XXX | XT2HQ3090BFF000XXX | XT2HQ3100EFF000XXX | XT2HQ3100FFF000XXX | XT2HQ3100GFF000XXX | XT2HQ3100PFF000XXX | XT2HQ3100QFF000XXX | XT2HQ3100TFF000XXX | XT2HQ3100UFF000XXX
SF | SFLA36AT0250 | 37 | SRPF250A90 | 19 | 90 | 12 | 65kA | 7 | Loose MCCB (OEM) | 2 | Distribution Protection | 1 | 600Vac (Y/D) | 2 | 100% | 2 | 371972122 | XT4VQ3090AFF000XXX | XT4VQ3090BFF000XXX | XT4VQ3100EFF000XXX | XT4VQ3100FFF000XXX | XT4VQ3100GFF000XXX | XT4VQ3100PFF000XXX | XT4VQ3100QFF000XXX | XT4VQ3100TFF000XXX | XT4VQ3100UFF000XXX
SF | SFLA36AT0250 | 37 | SRPF250A90 | 19 | 90 | 12 | 65kA | 7 | Panelboard MRO | 1 | Distribution Protection | 1 | 480Vac (Y/D) | 1 | 80% | 1 | 371971111 | XT1HU3090AFF000XXX + SRFB6XT1FPX | XT4HU3090BFF000XXX + SRFB6XT4FPX | XT4HU3100EFF000XXX + SRFB3XT4FPX | XT4HU3100FFF000XXX + SRFB3XT4FPX | XT4HU3100GFF000XXX + SRFB3XT4FPX | XT4HU3100PFF000XXX + SRFB3XT4FPX | XT4HU3100QFF000XXX + SRFB3XT4FPX | XT4HU3100TFF000XXX + SRFB3XT4FPX | XT4HU3100UFF000XXX + SRFB3XT4FPX
SF | SFLA36AT0250 | 37 | SRPF250A90 | 19 | 90 | 12 | 65kA | 7 | Panelboard MRO | 1 | Distribution Protection | 1 | 600Vac (Y/D) | 2 | 80% | 1 | 371971121 | XT4VU3090AFF000XXX + SRFB6XT4FPX | XT4VU3090BFF000XXX + SRFB6XT4FPX | XT4VU3100EFF000XXX + SRFB3XT4FPX | XT4VU3100FFF000XXX + SRFB3XT4FPX | XT4VU3100GFF000XXX + SRFB3XT4FPX | XT4VU3100PFF000XXX + SRFB3XT4FPX | XT4VU3100QFF000XXX + SRFB3XT4FPX | XT4VU3100TFF000XXX + SRFB3XT4FPX | XT4VU3100UFF000XXX + SRFB3XT4FPX
SF | SFLA36AT0250 | 37 | SRPF250A90 | 19 | 90 | 12 | 65kA | 7 | Panelboard MRO | 1 | Distribution Protection | 1 | 480Vac (Y/D) | 1 | 100% | 2 | 371971112 | XT1HQ3090AFF000XXX + SRFB6XT1FPX | XT4HQ3090BFF000XXX + SRFB6XT4FPX | XT4HQ3100EFF000XXX + SRFB3XT4FPX | XT4HQ3100FFF000XXX + SRFB3XT4FPX | XT4HQ3100GFF000XXX + SRFB3XT4FPX | XT4HQ3100PFF000XXX + SRFB3XT4FPX | XT4HQ3100QFF000XXX + SRFB3XT4FPX | XT4HQ3100TFF000XXX + SRFB3XT4FPX | XT4HQ3100UFF000XXX + SRFB3XT4FPX
SF | SFLA36AT0250 | 37 | SRPF250A90 | 19 | 90 | 12 | 65kA | 7 | Panelboard MRO | 1 | Distribution Protection | 1 | 600Vac (Y/D) | 2 | 100% | 2 | 371971122 | XT4VQ3090AFF000XXX + SRFB6XT4FPX | XT4VQ3090BFF000XXX + SRFB6XT4FPX | XT4VQ3100EFF000XXX + SRFB3XT4FPX | XT4VQ3100FFF000XXX + SRFB3XT4FPX | XT4VQ3100GFF000XXX + SRFB3XT4FPX | XT4VQ3100PFF000XXX + SRFB3XT4FPX | XT4VQ3100QFF000XXX + SRFB3XT4FPX | XT4VQ3100TFF000XXX + SRFB3XT4FPX | XT4VQ3100UFF000XXX + SRFB3XT4FPX
SF | SFLA36AT0250 | 37 | SRPF250A100 | 20 | 100 | 13 | 50kA | 6 | Loose MCCB (OEM) | 2 | Distribution Protection | 1 | 480Vac (Y/D) | 1 | 80% | 1 | 372062111 | XT1HU3100AFF000XXX | XT2HU3100BFF000XXX | XT2HU3100EFF000XXX | XT2HU3100FFF000XXX | XT2HU3100GFF000XXX | XT2HU3100PFF000XXX | XT2HU3100QFF000XXX | XT2HU3100TFF000XXX | XT2HU3100UFF000XXX
SF | SFLA36AT0250 | 37 | SRPF250A100 | 20 | 100 | 13 | 50kA | 6 | Loose MCCB (OEM) | 2 | Distribution Protection | 1 | 600Vac (Y/D) | 2 | 80% | 1 | 372062121 | XT4LU3100AFF000XXX | XT4LU3100BFF000XXX | XT4LU3100EFF000XXX | XT4LU3100FFF000XXX | XT4LU3100GFF000XXX | XT4LU3100PFF000XXX | XT4LU3100QFF000XXX | XT4LU3100TFF000XXX | XT4LU3100UFF000XXX
SF | SFLA36AT0250 | 37 | SRPF250A100 | 20 | 100 | 13 | 50kA | 6 | Loose MCCB (OEM) | 2 | Distribution Protection | 1 | 480Vac (Y/D) | 1 | 100% | 2 | 372062112 | XT1HQ3100AFF000XXX | XT2HQ3100BFF000XXX | XT2HQ3100EFF000XXX | XT2HQ3100FFF000XXX | XT2HQ3100GFF000XXX | XT2HQ3100PFF000XXX | XT2HQ3100QFF000XXX | XT2HQ3100TFF000XXX | XT2HQ3100UFF000XXX
SF | SFLA36AT0250 | 37 | SRPF250A100 | 20 | 100 | 13 | 50kA | 6 | Loose MCCB (OEM) | 2 | Distribution Protection | 1 | 600Vac (Y/D) | 2 | 100% | 2 | 372062122 | XT4LQ3100AFF000XXX | XT4LQ3100BFF000XXX | XT4LQ3100EFF000XXX | XT4LQ3100FFF000XXX | XT4LQ3100GFF000XXX | XT4LQ3100PFF000XXX | XT4LQ3100QFF000XXX | XT4LQ3100TFF000XXX | XT4LQ3100UFF000XXX
SF | SFLA36AT0250 | 37 | SRPF250A100 | 20 | 100 | 13 | 50kA | 6 | Panelboard MRO | 1 | Distribution Protection | 1 | 480Vac (Y/D) | 1 | 80% | 1 | 372061111 | XT1HU3100AFF000XXX + SRFB6XT1FPX | XT4HU3100BFF000XXX + SRFB6XT4FPX | XT4HU3100EFF000XXX + SRFB3XT4FPX | XT4HU3100FFF000XXX + SRFB3XT4FPX | XT4HU3100GFF000XXX + SRFB3XT4FPX | XT4HU3100PFF000XXX + SRFB3XT4FPX | XT4HU3100QFF000XXX + SRFB3XT4FPX | XT4HU3100TFF000XXX + SRFB3XT4FPX | XT4HU3100UFF000XXX + SRFB3XT4FPX
SF | SFLA36AT0250 | 37 | SRPF250A100 | 20 | 100 | 13 | 50kA | 6 | Panelboard MRO | 1 | Distribution Protection | 1 | 600Vac (Y/D) | 2 | 80% | 1 | 372061121 | XT4LU3100AFF000XXX + SRFB6XT4FPX | XT4LU3100BFF000XXX + SRFB6XT4FPX | XT4LU3100EFF000XXX + SRFB3XT4FPX | XT4LU3100FFF000XXX + SRFB3XT4FPX | XT4LU3100GFF000XXX + SRFB3XT4FPX | XT4LU3100PFF000XXX + SRFB3XT4FPX | XT4LU3100QFF000XXX + SRFB3XT4FPX | XT4LU3100TFF000XXX + SRFB3XT4FPX | XT4LU3100UFF000XXX + SRFB3XT4FPX
SF | SFLA36AT0250 | 37 | SRPF250A100 | 20 | 100 | 13 | 50kA | 6 | Panelboard MRO | 1 | Distribution Protection | 1 | 480Vac (Y/D) | 1 | 100% | 2 | 372061112 | XT1HQ3100AFF000XXX + SRFB6XT1FPX | XT4HQ3100BFF000XXX + SRFB6XT4FPX | XT4HQ3100EFF000XXX + SRFB3XT4FPX | XT4HQ3100FFF000XXX + SRFB3XT4FPX | XT4HQ3100GFF000XXX + SRFB3XT4FPX | XT4HQ3100PFF000XXX + SRFB3XT4FPX | XT4HQ3100QFF000XXX + SRFB3XT4FPX | XT4HQ3100TFF000XXX + SRFB3XT4FPX | XT4HQ3100UFF000XXX + SRFB3XT4FPX
SF | SFLA36AT0250 | 37 | SRPF250A100 | 20 | 100 | 13 | 50kA | 6 | Panelboard MRO | 1 | Distribution Protection | 1 | 600Vac (Y/D) | 2 | 100% | 2 | 372061122 | XT4LQ3100AFF000XXX + SRFB6XT4FPX | XT4LQ3100BFF000XXX + SRFB6XT4FPX | XT4LQ3100EFF000XXX + SRFB3XT4FPX | XT4LQ3100FFF000XXX + SRFB3XT4FPX | XT4LQ3100GFF000XXX + SRFB3XT4FPX | XT4LQ3100PFF000XXX + SRFB3XT4FPX | XT4LQ3100QFF000XXX + SRFB3XT4FPX | XT4LQ3100TFF000XXX + SRFB3XT4FPX | XT4LQ3100UFF000XXX + SRFB3XT4FPX
SF | SFLA36AT0250 | 37 | SRPF250A100 | 20 | 100 | 13 | 65kA | 7 | Loose MCCB (OEM) | 2 | Distribution Protection | 1 | 480Vac (Y/D) | 1 | 80% | 1 | 372072111 | XT1HU3100AFF000XXX | XT2HU3100BFF000XXX | XT2HU3100EFF000XXX | XT2HU3100FFF000XXX | XT2HU3100GFF000XXX | XT2HU3100PFF000XXX | XT2HU3100QFF000XXX | XT2HU3100TFF000XXX | XT2HU3100UFF000XXX
SF | SFLA36AT0250 | 37 | SRPF250A100 | 20 | 100 | 13 | 65kA | 7 | Loose MCCB (OEM) | 2 | Distribution Protection | 1 | 600Vac (Y/D) | 2 | 80% | 1 | 372072121 | XT4VU3100AFF000XXX | XT4VU3100BFF000XXX | XT4VU3100EFF000XXX | XT4VU3100FFF000XXX | XT4VU3100GFF000XXX | XT4VU3100PFF000XXX | XT4VU3100QFF000XXX | XT4VU3100TFF000XXX | XT4VU3100UFF000XXX
SF | SFLA36AT0250 | 37 | SRPF250A100 | 20 | 100 | 13 | 65kA | 7 | Loose MCCB (OEM) | 2 | Distribution Protection | 1 | 480Vac (Y/D) | 1 | 100% | 2 | 372072112 | XT1HQ3100AFF000XXX | XT2HQ3100BFF000XXX | XT2HQ3100EFF000XXX | XT2HQ3100FFF000XXX | XT2HQ3100GFF000XXX | XT2HQ3100PFF000XXX | XT2HQ3100QFF000XXX | XT2HQ3100TFF000XXX | XT2HQ3100UFF000XXX
SF | SFLA36AT0250 | 37 | SRPF250A100 | 20 | 100 | 13 | 65kA | 7 | Loose MCCB (OEM) | 2 | Distribution Protection | 1 | 600Vac (Y/D) | 2 | 100% | 2 | 372072122 | XT4VQ3100AFF000XXX | XT4VQ3100BFF000XXX | XT4VQ3100EFF000XXX | XT4VQ3100FFF000XXX | XT4VQ3100GFF000XXX | XT4VQ3100PFF000XXX | XT4VQ3100QFF000XXX | XT4VQ3100TFF000XXX | XT4VQ3100UFF000XXX
SF | SFLA36AT0250 | 37 | SRPF250A100 | 20 | 100 | 13 | 65kA | 7 | Panelboard MRO | 1 | Distribution Protection | 1 | 480Vac (Y/D) | 1 | 80% | 1 | 372071111 | XT1HU3100AFF000XXX + SRFB6XT1FPX | XT4HU3100BFF000XXX + SRFB6XT4FPX | XT4HU3100EFF000XXX + SRFB3XT4FPX | XT4HU3100FFF000XXX + SRFB3XT4FPX | XT4HU3100GFF000XXX + SRFB3XT4FPX | XT4HU3100PFF000XXX + SRFB3XT4FPX | XT4HU3100QFF000XXX + SRFB3XT4FPX | XT4HU3100TFF000XXX + SRFB3XT4FPX | XT4HU3100UFF000XXX + SRFB3XT4FPX
SF | SFLA36AT0250 | 37 | SRPF250A100 | 20 | 100 | 13 | 65kA | 7 | Panelboard MRO | 1 | Distribution Protection | 1 | 600Vac (Y/D) | 2 | 80% | 1 | 372071121 | XT4VU3100AFF000XXX + SRFB6XT4FPX | XT4VU3100BFF000XXX + SRFB6XT4FPX | XT4VU3100EFF000XXX + SRFB3XT4FPX | XT4VU3100FFF000XXX + SRFB3XT4FPX | XT4VU3100GFF000XXX + SRFB3XT4FPX | XT4VU3100PFF000XXX + SRFB3XT4FPX | XT4VU3100QFF000XXX + SRFB3XT4FPX | XT4VU3100TFF000XXX + SRFB3XT4FPX | XT4VU3100UFF000XXX + SRFB3XT4FPX
SF | SFLA36AT0250 | 37 | SRPF250A100 | 20 | 100 | 13 | 65kA | 7 | Panelboard MRO | 1 | Distribution Protection | 1 | 480Vac (Y/D) | 1 | 100% | 2 | 372071112 | XT1HQ3100AFF000XXX + SRFB6XT1FPX | XT4HQ3100BFF000XXX + SRFB6XT4FPX | XT4HQ3100EFF000XXX + SRFB3XT4FPX | XT4HQ3100FFF000XXX + SRFB3XT4FPX | XT4HQ3100GFF000XXX + SRFB3XT4FPX | XT4HQ3100PFF000XXX + SRFB3XT4FPX | XT4HQ3100QFF000XXX + SRFB3XT4FPX | XT4HQ3100TFF000XXX + SRFB3XT4FPX | XT4HQ3100UFF000XXX + SRFB3XT4FPX
SF | SFLA36AT0250 | 37 | SRPF250A100 | 20 | 100 | 13 | 65kA | 7 | Panelboard MRO | 1 | Distribution Protection | 1 | 600Vac (Y/D) | 2 | 100% | 2 | 372071122 | XT4VQ3100AFF000XXX + SRFB6XT4FPX | XT4VQ3100BFF000XXX + SRFB6XT4FPX | XT4VQ3100EFF000XXX + SRFB3XT4FPX | XT4VQ3100FFF000XXX + SRFB3XT4FPX | XT4VQ3100GFF000XXX + SRFB3XT4FPX | XT4VQ3100PFF000XXX + SRFB3XT4FPX | XT4VQ3100QFF000XXX + SRFB3XT4FPX | XT4VQ3100TFF000XXX + SRFB3XT4FPX | XT4VQ3100UFF000XXX + SRFB3XT4FPX
SF | SFLA36AT0250 | 37 | SRPF250A110 | 21 | 110 | 14 | 50kA | 6 | Loose MCCB (OEM) | 2 | Distribution Protection | 1 | 480Vac (Y/D) | 1 | 80% | 1 | 372162111 | XT1HU3110AFF000XXX | XT2HU3110BFF000XXX | XT2HU3125EFF000XXX | XT2HU3125FFF000XXX | XT2HU3125GFF000XXX | XT2HU3125PFF000XXX | XT2HU3125QFF000XXX | XT2HU3125TFF000XXX | XT2HU3125UFF000XXX
SF | SFLA36AT0250 | 37 | SRPF250A110 | 21 | 110 | 14 | 50kA | 6 | Loose MCCB (OEM) | 2 | Distribution Protection | 1 | 600Vac (Y/D) | 2 | 80% | 1 | 372162121 | XT4LU3110AFF000XXX | XT4LU3110BFF000XXX | XT4LU3150EFF000XXX | XT4LU3150FFF000XXX | XT4LU3150GFF000XXX | XT4LU3150PFF000XXX | XT4LU3150QFF000XXX | XT4LU3150TFF000XXX | XT4LU3150UFF000XXX
SF | SFLA36AT0250 | 37 | SRPF250A110 | 21 | 110 | 14 | 50kA | 6 | Loose MCCB (OEM) | 2 | Distribution Protection | 1 | 480Vac (Y/D) | 1 | 100% | 2 | 372162112 | XT4HQ3110AFF000XXX | XT4HQ3110BFF000XXX | XT4HQ3150EFF000XXX | XT4HQ3150FFF000XXX | XT4HQ3150GFF000XXX | XT4HQ3150PFF000XXX | XT4HQ3150QFF000XXX | XT4HQ3150TFF000XXX | XT4HQ3150UFF000XXX
SF | SFLA36AT0250 | 37 | SRPF250A110 | 21 | 110 | 14 | 50kA | 6 | Loose MCCB (OEM) | 2 | Distribution Protection | 1 | 600Vac (Y/D) | 2 | 100% | 2 | 372162122 | XT4LQ3110AFF000XXX | XT4LQ3110BFF000XXX | XT4LQ3150EFF000XXX | XT4LQ3150FFF000XXX | XT4LQ3150GFF000XXX | XT4LQ3150PFF000XXX | XT4LQ3150QFF000XXX | XT4LQ3150TFF000XXX | XT4LQ3150UFF000XXX
SF | SFLA36AT0250 | 37 | SRPF250A110 | 21 | 110 | 14 | 50kA | 6 | Panelboard MRO | 1 | Distribution Protection | 1 | 480Vac (Y/D) | 1 | 80% | 1 | 372161111 | XT1HU3110AFF000XXX + SRFB6XT1FPX | XT4HU3110BFF000XXX + SRFB6XT4FPX | XT4HU3150EFF000XXX + SRFB3XT4FPX | XT4HU3150FFF000XXX + SRFB3XT4FPX | XT4HU3150GFF000XXX + SRFB3XT4FPX | XT4HU3150PFF000XXX + SRFB3XT4FPX | XT4HU3150QFF000XXX + SRFB3XT4FPX | XT4HU3150TFF000XXX + SRFB3XT4FPX | XT4HU3150UFF000XXX + SRFB3XT4FPX
SF | SFLA36AT0250 | 37 | SRPF250A110 | 21 | 110 | 14 | 50kA | 6 | Panelboard MRO | 1 | Distribution Protection | 1 | 600Vac (Y/D) | 2 | 80% | 1 | 372161121 | XT4LU3110AFF000XXX + SRFB6XT4FPX | XT4LU3110BFF000XXX + SRFB6XT4FPX | XT4LU3150EFF000XXX + SRFB3XT4FPX | XT4LU3150FFF000XXX + SRFB3XT4FPX | XT4LU3150GFF000XXX + SRFB3XT4FPX | XT4LU3150PFF000XXX + SRFB3XT4FPX | XT4LU3150QFF000XXX + SRFB3XT4FPX | XT4LU3150TFF000XXX + SRFB3XT4FPX | XT4LU3150UFF000XXX + SRFB3XT4FPX
SF | SFLA36AT0250 | 37 | SRPF250A110 | 21 | 110 | 14 | 50kA | 6 | Panelboard MRO | 1 | Distribution Protection | 1 | 480Vac (Y/D) | 1 | 100% | 2 | 372161112 | XT4HQ3110AFF000XXX + SRFB6XT4FPX | XT4HQ3110BFF000XXX + SRFB6XT4FPX | XT4HQ3150EFF000XXX + SRFB3XT4FPX | XT4HQ3150FFF000XXX + SRFB3XT4FPX | XT4HQ3150GFF000XXX + SRFB3XT4FPX | XT4HQ3150PFF000XXX + SRFB3XT4FPX | XT4HQ3150QFF000XXX + SRFB3XT4FPX | XT4HQ3150TFF000XXX + SRFB3XT4FPX | XT4HQ3150UFF000XXX + SRFB3XT4FPX
SF | SFLA36AT0250 | 37 | SRPF250A110 | 21 | 110 | 14 | 50kA | 6 | Panelboard MRO | 1 | Distribution Protection | 1 | 600Vac (Y/D) | 2 | 100% | 2 | 372161122 | XT4LQ3110AFF000XXX + SRFB6XT4FPX | XT4LQ3110BFF000XXX + SRFB6XT4FPX | XT4LQ3150EFF000XXX + SRFB3XT4FPX | XT4LQ3150FFF000XXX + SRFB3XT4FPX | XT4LQ3150GFF000XXX + SRFB3XT4FPX | XT4LQ3150PFF000XXX + SRFB3XT4FPX | XT4LQ3150QFF000XXX + SRFB3XT4FPX | XT4LQ3150TFF000XXX + SRFB3XT4FPX | XT4LQ3150UFF000XXX + SRFB3XT4FPX
SF | SFLA36AT0250 | 37 | SRPF250A110 | 21 | 110 | 14 | 65kA | 7 | Loose MCCB (OEM) | 2 | Distribution Protection | 1 | 480Vac (Y/D) | 1 | 80% | 1 | 372172111 | XT1HU3110AFF000XXX | XT2HU3110BFF000XXX | XT2HU3125EFF000XXX | XT2HU3125FFF000XXX | XT2HU3125GFF000XXX | XT2HU3125PFF000XXX | XT2HU3125QFF000XXX | XT2HU3125TFF000XXX | XT2HU3125UFF000XXX
SF | SFLA36AT0250 | 37 | SRPF250A110 | 21 | 110 | 14 | 65kA | 7 | Loose MCCB (OEM) | 2 | Distribution Protection | 1 | 600Vac (Y/D) | 2 | 80% | 1 | 372172121 | XT4VU3110AFF000XXX | XT4VU3110BFF000XXX | XT4VU3150EFF000XXX | XT4VU3150FFF000XXX | XT4VU3150GFF000XXX | XT4VU3150PFF000XXX | XT4VU3150QFF000XXX | XT4VU3150TFF000XXX | XT4VU3150UFF000XXX
SF | SFLA36AT0250 | 37 | SRPF250A110 | 21 | 110 | 14 | 65kA | 7 | Loose MCCB (OEM) | 2 | Distribution Protection | 1 | 480Vac (Y/D) | 1 | 100% | 2 | 372172112 | XT4HQ3110AFF000XXX | XT4HQ3110BFF000XXX | XT4HQ3150EFF000XXX | XT4HQ3150FFF000XXX | XT4HQ3150GFF000XXX | XT4HQ3150PFF000XXX | XT4HQ3150QFF000XXX | XT4HQ3150TFF000XXX | XT4HQ3150UFF000XXX
SF | SFLA36AT0250 | 37 | SRPF250A110 | 21 | 110 | 14 | 65kA | 7 | Loose MCCB (OEM) | 2 | Distribution Protection | 1 | 600Vac (Y/D) | 2 | 100% | 2 | 372172122 | XT4VQ3110AFF000XXX | XT4VQ3110BFF000XXX | XT4VQ3150EFF000XXX | XT4VQ3150FFF000XXX | XT4VQ3150GFF000XXX | XT4VQ3150PFF000XXX | XT4VQ3150QFF000XXX | XT4VQ3150TFF000XXX | XT4VQ3150UFF000XXX
SF | SFLA36AT0250 | 37 | SRPF250A110 | 21 | 110 | 14 | 65kA | 7 | Panelboard MRO | 1 | Distribution Protection | 1 | 480Vac (Y/D) | 1 | 80% | 1 | 372171111 | XT1HU3110AFF000XXX + SRFB6XT1FPX | XT4HU3110BFF000XXX + SRFB6XT4FPX | XT4HU3150EFF000XXX + SRFB3XT4FPX | XT4HU3150FFF000XXX + SRFB3XT4FPX | XT4HU3150GFF000XXX + SRFB3XT4FPX | XT4HU3150PFF000XXX + SRFB3XT4FPX | XT4HU3150QFF000XXX + SRFB3XT4FPX | XT4HU3150TFF000XXX + SRFB3XT4FPX | XT4HU3150UFF000XXX + SRFB3XT4FPX
SF | SFLA36AT0250 | 37 | SRPF250A110 | 21 | 110 | 14 | 65kA | 7 | Panelboard MRO | 1 | Distribution Protection | 1 | 600Vac (Y/D) | 2 | 80% | 1 | 372171121 | XT4VU3110AFF000XXX + SRFB6XT4FPX | XT4VU3110BFF000XXX + SRFB6XT4FPX | XT4VU3150EFF000XXX + SRFB3XT4FPX | XT4VU3150FFF000XXX + SRFB3XT4FPX | XT4VU3150GFF000XXX + SRFB3XT4FPX | XT4VU3150PFF000XXX + SRFB3XT4FPX | XT4VU3150QFF000XXX + SRFB3XT4FPX | XT4VU3150TFF000XXX + SRFB3XT4FPX | XT4VU3150UFF000XXX + SRFB3XT4FPX
SF | SFLA36AT0250 | 37 | SRPF250A110 | 21 | 110 | 14 | 65kA | 7 | Panelboard MRO | 1 | Distribution Protection | 1 | 480Vac (Y/D) | 1 | 100% | 2 | 372171112 | XT4HQ3110AFF000XXX + SRFB6XT4FPX | XT4HQ3110BFF000XXX + SRFB6XT4FPX | XT4HQ3150EFF000XXX + SRFB3XT4FPX | XT4HQ3150FFF000XXX + SRFB3XT4FPX | XT4HQ3150GFF000XXX + SRFB3XT4FPX | XT4HQ3150PFF000XXX + SRFB3XT4FPX | XT4HQ3150QFF000XXX + SRFB3XT4FPX | XT4HQ3150TFF000XXX + SRFB3XT4FPX | XT4HQ3150UFF000XXX + SRFB3XT4FPX
SF | SFLA36AT0250 | 37 | SRPF250A110 | 21 | 110 | 14 | 65kA | 7 | Panelboard MRO | 1 | Distribution Protection | 1 | 600Vac (Y/D) | 2 | 100% | 2 | 372171122 | XT4VQ3110AFF000XXX + SRFB6XT4FPX | XT4VQ3110BFF000XXX + SRFB6XT4FPX | XT4VQ3150EFF000XXX + SRFB3XT4FPX | XT4VQ3150FFF000XXX + SRFB3XT4FPX | XT4VQ3150GFF000XXX + SRFB3XT4FPX | XT4VQ3150PFF000XXX + SRFB3XT4FPX | XT4VQ3150QFF000XXX + SRFB3XT4FPX | XT4VQ3150TFF000XXX + SRFB3XT4FPX | XT4VQ3150UFF000XXX + SRFB3XT4FPX
SF | SFLA36AT0250 | 37 | SRPF250A125 | 22 | 125 | 15 | 50kA | 6 | Loose MCCB (OEM) | 2 | Distribution Protection | 1 | 480Vac (Y/D) | 1 | 100% | 2 | 372262112 | XT4HQ3125AFF000XXX | XT4HQ3125BFF000XXX | XT4HQ3150EFF000XXX | XT4HQ3150FFF000XXX | XT4HQ3150GFF000XXX | XT4HQ3150PFF000XXX | XT4HQ3150QFF000XXX | XT4HQ3150TFF000XXX | XT4HQ3150UFF000XXX
SF | SFLA36AT0250 | 37 | SRPF250A125 | 22 | 125 | 15 | 50kA | 6 | Loose MCCB (OEM) | 2 | Distribution Protection | 1 | 480Vac (Y/D) | 1 | 80% | 1 | 372262111 | XT1HU3125AFF000XXX | XT2HU3125BFF000XXX | XT2HU3125EFF000XXX | XT2HU3125FFF000XXX | XT2HU3125GFF000XXX | XT2HU3125PFF000XXX | XT2HU3125QFF000XXX | XT2HU3125TFF000XXX | XT2HU3125UFF000XXX
SF | SFLA36AT0250 | 37 | SRPF250A125 | 22 | 125 | 15 | 50kA | 6 | Loose MCCB (OEM) | 2 | Distribution Protection | 1 | 600Vac (Y/D) | 2 | 80% | 1 | 372262121 | XT4LU3125AFF000XXX | XT4LU3125BFF000XXX | XT4LU3150EFF000XXX | XT4LU3150FFF000XXX | XT4LU3150GFF000XXX | XT4LU3150PFF000XXX | XT4LU3150QFF000XXX | XT4LU3150TFF000XXX | XT4LU3150UFF000XXX
SF | SFLA36AT0250 | 37 | SRPF250A125 | 22 | 125 | 15 | 50kA | 6 | Loose MCCB (OEM) | 2 | Distribution Protection | 1 | 600Vac (Y/D) | 2 | 100% | 2 | 372262122 | XT4LQ3125AFF000XXX | XT4LQ3125BFF000XXX | XT4LQ3150EFF000XXX | XT4LQ3150FFF000XXX | XT4LQ3150GFF000XXX | XT4LQ3150PFF000XXX | XT4LQ3150QFF000XXX | XT4LQ3150TFF000XXX | XT4LQ3150UFF000XXX
SF | SFLA36AT0250 | 37 | SRPF250A125 | 22 | 125 | 15 | 50kA | 6 | Panelboard MRO | 1 | Distribution Protection | 1 | 480Vac (Y/D) | 1 | 100% | 2 | 372261112 | XT4HQ3125AFF000XXX + SRFB6XT4FPX | XT4HQ3125BFF000XXX + SRFB6XT4FPX | XT4HQ3150EFF000XXX + SRFB3XT4FPX | XT4HQ3150FFF000XXX + SRFB3XT4FPX | XT4HQ3150GFF000XXX + SRFB3XT4FPX | XT4HQ3150PFF000XXX + SRFB3XT4FPX | XT4HQ3150QFF000XXX + SRFB3XT4FPX | XT4HQ3150TFF000XXX + SRFB3XT4FPX | XT4HQ3150UFF000XXX + SRFB3XT4FPX
SF | SFLA36AT0250 | 37 | SRPF250A125 | 22 | 125 | 15 | 50kA | 6 | Panelboard MRO | 1 | Distribution Protection | 1 | 480Vac (Y/D) | 1 | 80% | 1 | 372261111 | XT1HU3125AFF000XXX + SRFB6XT1FPX | XT4HU3125BFF000XXX + SRFB6XT4FPX | XT4HU3150EFF000XXX + SRFB3XT4FPX | XT4HU3150FFF000XXX + SRFB3XT4FPX | XT4HU3150GFF000XXX + SRFB3XT4FPX | XT4HU3150PFF000XXX + SRFB3XT4FPX | XT4HU3150QFF000XXX + SRFB3XT4FPX | XT4HU3150TFF000XXX + SRFB3XT4FPX | XT4HU3150UFF000XXX + SRFB3XT4FPX
SF | SFLA36AT0250 | 37 | SRPF250A125 | 22 | 125 | 15 | 50kA | 6 | Panelboard MRO | 1 | Distribution Protection | 1 | 600Vac (Y/D) | 2 | 80% | 1 | 372261121 | XT4LU3125AFF000XXX + SRFB6XT4FPX | XT4LU3125BFF000XXX + SRFB6XT4FPX | XT4LU3150EFF000XXX + SRFB3XT4FPX | XT4LU3150FFF000XXX + SRFB3XT4FPX | XT4LU3150GFF000XXX + SRFB3XT4FPX | XT4LU3150PFF000XXX + SRFB3XT4FPX | XT4LU3150QFF000XXX + SRFB3XT4FPX | XT4LU3150TFF000XXX + SRFB3XT4FPX | XT4LU3150UFF000XXX + SRFB3XT4FPX
SF | SFLA36AT0250 | 37 | SRPF250A125 | 22 | 125 | 15 | 50kA | 6 | Panelboard MRO | 1 | Distribution Protection | 1 | 600Vac (Y/D) | 2 | 100% | 2 | 372261122 | XT4LQ3125AFF000XXX + SRFB6XT4FPX | XT4LQ3125BFF000XXX + SRFB6XT4FPX | XT4LQ3150EFF000XXX + SRFB3XT4FPX | XT4LQ3150FFF000XXX + SRFB3XT4FPX | XT4LQ3150GFF000XXX + SRFB3XT4FPX | XT4LQ3150PFF000XXX + SRFB3XT4FPX | XT4LQ3150QFF000XXX + SRFB3XT4FPX | XT4LQ3150TFF000XXX + SRFB3XT4FPX | XT4LQ3150UFF000XXX + SRFB3XT4FPX
SF | SFLA36AT0250 | 37 | SRPF250A125 | 22 | 125 | 15 | 65kA | 7 | Loose MCCB (OEM) | 2 | Distribution Protection | 1 | 480Vac (Y/D) | 1 | 100% | 2 | 372272112 | XT4HQ3125AFF000XXX | XT4HQ3125BFF000XXX | XT4HQ3150EFF000XXX | XT4HQ3150FFF000XXX | XT4HQ3150GFF000XXX | XT4HQ3150PFF000XXX | XT4HQ3150QFF000XXX | XT4HQ3150TFF000XXX | XT4HQ3150UFF000XXX
SF | SFLA36AT0250 | 37 | SRPF250A125 | 22 | 125 | 15 | 65kA | 7 | Loose MCCB (OEM) | 2 | Distribution Protection | 1 | 480Vac (Y/D) | 1 | 80% | 1 | 372272111 | XT1HU3125AFF000XXX | XT2HU3125BFF000XXX | XT2HU3125EFF000XXX | XT2HU3125FFF000XXX | XT2HU3125GFF000XXX | XT2HU3125PFF000XXX | XT2HU3125QFF000XXX | XT2HU3125TFF000XXX | XT2HU3125UFF000XXX
SF | SFLA36AT0250 | 37 | SRPF250A125 | 22 | 125 | 15 | 65kA | 7 | Loose MCCB (OEM) | 2 | Distribution Protection | 1 | 600Vac (Y/D) | 2 | 80% | 1 | 372272121 | XT4VU3125AFF000XXX | XT4VU3125BFF000XXX | XT4VU3150EFF000XXX | XT4VU3150FFF000XXX | XT4VU3150GFF000XXX | XT4VU3150PFF000XXX | XT4VU3150QFF000XXX | XT4VU3150TFF000XXX | XT4VU3150UFF000XXX
SF | SFLA36AT0250 | 37 | SRPF250A125 | 22 | 125 | 15 | 65kA | 7 | Loose MCCB (OEM) | 2 | Distribution Protection | 1 | 600Vac (Y/D) | 2 | 100% | 2 | 372272122 | XT4VQ3125AFF000XXX | XT4VQ3125BFF000XXX | XT4VQ3150EFF000XXX | XT4VQ3150FFF000XXX | XT4VQ3150GFF000XXX | XT4VQ3150PFF000XXX | XT4VQ3150QFF000XXX | XT4VQ3150TFF000XXX | XT4VQ3150UFF000XXX
SF | SFLA36AT0250 | 37 | SRPF250A125 | 22 | 125 | 15 | 65kA | 7 | Panelboard MRO | 1 | Distribution Protection | 1 | 480Vac (Y/D) | 1 | 100% | 2 | 372271112 | XT4HQ3125AFF000XXX + SRFB6XT4FPX | XT4HQ3125BFF000XXX + SRFB6XT4FPX | XT4HQ3150EFF000XXX + SRFB3XT4FPX | XT4HQ3150FFF000XXX + SRFB3XT4FPX | XT4HQ3150GFF000XXX + SRFB3XT4FPX | XT4HQ3150PFF000XXX + SRFB3XT4FPX | XT4HQ3150QFF000XXX + SRFB3XT4FPX | XT4HQ3150TFF000XXX + SRFB3XT4FPX | XT4HQ3150UFF000XXX + SRFB3XT4FPX
SF | SFLA36AT0250 | 37 | SRPF250A125 | 22 | 125 | 15 | 65kA | 7 | Panelboard MRO | 1 | Distribution Protection | 1 | 480Vac (Y/D) | 1 | 80% | 1 | 372271111 | XT1HU3125AFF000XXX + SRFB6XT1FPX | XT4HU3125BFF000XXX + SRFB6XT4FPX | XT4HU3150EFF000XXX + SRFB3XT4FPX | XT4HU3150FFF000XXX + SRFB3XT4FPX | XT4HU3150GFF000XXX + SRFB3XT4FPX | XT4HU3150PFF000XXX + SRFB3XT4FPX | XT4HU3150QFF000XXX + SRFB3XT4FPX | XT4HU3150TFF000XXX + SRFB3XT4FPX | XT4HU3150UFF000XXX + SRFB3XT4FPX
SF | SFLA36AT0250 | 37 | SRPF250A125 | 22 | 125 | 15 | 65kA | 7 | Panelboard MRO | 1 | Distribution Protection | 1 | 600Vac (Y/D) | 2 | 80% | 1 | 372271121 | XT4VU3125AFF000XXX + SRFB6XT4FPX | XT4VU3125BFF000XXX + SRFB6XT4FPX | XT4VU3150EFF000XXX + SRFB3XT4FPX | XT4VU3150FFF000XXX + SRFB3XT4FPX | XT4VU3150GFF000XXX + SRFB3XT4FPX | XT4VU3150PFF000XXX + SRFB3XT4FPX | XT4VU3150QFF000XXX + SRFB3XT4FPX | XT4VU3150TFF000XXX + SRFB3XT4FPX | XT4VU3150UFF000XXX + SRFB3XT4FPX
SF | SFLA36AT0250 | 37 | SRPF250A125 | 22 | 125 | 15 | 65kA | 7 | Panelboard MRO | 1 | Distribution Protection | 1 | 600Vac (Y/D) | 2 | 100% | 2 | 372271122 | XT4VQ3125AFF000XXX + SRFB6XT4FPX | XT4VQ3125BFF000XXX + SRFB6XT4FPX | XT4VQ3150EFF000XXX + SRFB3XT4FPX | XT4VQ3150FFF000XXX + SRFB3XT4FPX | XT4VQ3150GFF000XXX + SRFB3XT4FPX | XT4VQ3150PFF000XXX + SRFB3XT4FPX | XT4VQ3150QFF000XXX + SRFB3XT4FPX | XT4VQ3150TFF000XXX + SRFB3XT4FPX | XT4VQ3150UFF000XXX + SRFB3XT4FPX
SF | SFLA36AT0250 | 37 | SRPF250A150 | 23 | 150 | 16 | 50kA | 6 | Loose MCCB (OEM) | 2 | Distribution Protection | 1 | 480Vac (Y/D) | 1 | 80% | 1 | 372362111 | XT4HU3150AFF000XXX | XT4HU3150BFF000XXX | XT4HU3150EFF000XXX | XT4HU3150FFF000XXX | XT4HU3150GFF000XXX | XT4HU3150PFF000XXX | XT4HU3150QFF000XXX | XT4HU3150TFF000XXX | XT4HU3150UFF000XXX
SF | SFLA36AT0250 | 37 | SRPF250A150 | 23 | 150 | 16 | 50kA | 6 | Loose MCCB (OEM) | 2 | Distribution Protection | 1 | 600Vac (Y/D) | 2 | 80% | 1 | 372362121 | XT4LU3150AFF000XXX | XT4LU3150BFF000XXX | XT4LU3150EFF000XXX | XT4LU3150FFF000XXX | XT4LU3150GFF000XXX | XT4LU3150PFF000XXX | XT4LU3150QFF000XXX | XT4LU3150TFF000XXX | XT4LU3150UFF000XXX
SF | SFLA36AT0250 | 37 | SRPF250A150 | 23 | 150 | 16 | 50kA | 6 | Loose MCCB (OEM) | 2 | Distribution Protection | 1 | 480Vac (Y/D) | 1 | 100% | 2 | 372362112 | XT4HQ3150AFF000XXX | XT4HQ3150BFF000XXX | XT4HQ3150EFF000XXX | XT4HQ3150FFF000XXX | XT4HQ3150GFF000XXX | XT4HQ3150PFF000XXX | XT4HQ3150QFF000XXX | XT4HQ3150TFF000XXX | XT4HQ3150UFF000XXX
SF | SFLA36AT0250 | 37 | SRPF250A150 | 23 | 150 | 16 | 50kA | 6 | Loose MCCB (OEM) | 2 | Distribution Protection | 1 | 600Vac (Y/D) | 2 | 100% | 2 | 372362122 | XT4LQ3150AFF000XXX | XT4LQ3150BFF000XXX | XT4LQ3150EFF000XXX | XT4LQ3150FFF000XXX | XT4LQ3150GFF000XXX | XT4LQ3150PFF000XXX | XT4LQ3150QFF000XXX | XT4LQ3150TFF000XXX | XT4LQ3150UFF000XXX
SF | SFLA36AT0250 | 37 | SRPF250A150 | 23 | 150 | 16 | 50kA | 6 | Panelboard MRO | 1 | Distribution Protection | 1 | 480Vac (Y/D) | 1 | 80% | 1 | 372361111 | XT4HU3150AFF000XXX + SRFB6XT4FPX | XT4HU3150BFF000XXX + SRFB6XT4FPX | XT4HU3150EFF000XXX + SRFB3XT4FPX | XT4HU3150FFF000XXX + SRFB3XT4FPX | XT4HU3150GFF000XXX + SRFB3XT4FPX | XT4HU3150PFF000XXX + SRFB3XT4FPX | XT4HU3150QFF000XXX + SRFB3XT4FPX | XT4HU3150TFF000XXX + SRFB3XT4FPX | XT4HU3150UFF000XXX + SRFB3XT4FPX
SF | SFLA36AT0250 | 37 | SRPF250A150 | 23 | 150 | 16 | 50kA | 6 | Panelboard MRO | 1 | Distribution Protection | 1 | 600Vac (Y/D) | 2 | 80% | 1 | 372361121 | XT4LU3150AFF000XXX + SRFB6XT4FPX | XT4LU3150BFF000XXX + SRFB6XT4FPX | XT4LU3150EFF000XXX + SRFB3XT4FPX | XT4LU3150FFF000XXX + SRFB3XT4FPX | XT4LU3150GFF000XXX + SRFB3XT4FPX | XT4LU3150PFF000XXX + SRFB3XT4FPX | XT4LU3150QFF000XXX + SRFB3XT4FPX | XT4LU3150TFF000XXX + SRFB3XT4FPX | XT4LU3150UFF000XXX + SRFB3XT4FPX
SF | SFLA36AT0250 | 37 | SRPF250A150 | 23 | 150 | 16 | 50kA | 6 | Panelboard MRO | 1 | Distribution Protection | 1 | 480Vac (Y/D) | 1 | 100% | 2 | 372361112 | XT4HQ3150AFF000XXX + SRFB6XT4FPX | XT4HQ3150BFF000XXX + SRFB6XT4FPX | XT4HQ3150EFF000XXX + SRFB3XT4FPX | XT4HQ3150FFF000XXX + SRFB3XT4FPX | XT4HQ3150GFF000XXX + SRFB3XT4FPX | XT4HQ3150PFF000XXX + SRFB3XT4FPX | XT4HQ3150QFF000XXX + SRFB3XT4FPX | XT4HQ3150TFF000XXX + SRFB3XT4FPX | XT4HQ3150UFF000XXX + SRFB3XT4FPX
SF | SFLA36AT0250 | 37 | SRPF250A150 | 23 | 150 | 16 | 50kA | 6 | Panelboard MRO | 1 | Distribution Protection | 1 | 600Vac (Y/D) | 2 | 100% | 2 | 372361122 | XT4LQ3150AFF000XXX + SRFB6XT4FPX | XT4LQ3150BFF000XXX + SRFB6XT4FPX | XT4LQ3150EFF000XXX + SRFB3XT4FPX | XT4LQ3150FFF000XXX + SRFB3XT4FPX | XT4LQ3150GFF000XXX + SRFB3XT4FPX | XT4LQ3150PFF000XXX + SRFB3XT4FPX | XT4LQ3150QFF000XXX + SRFB3XT4FPX | XT4LQ3150TFF000XXX + SRFB3XT4FPX | XT4LQ3150UFF000XXX + SRFB3XT4FPX
SF | SFLA36AT0250 | 37 | SRPF250A150 | 23 | 150 | 16 | 65kA | 7 | Loose MCCB (OEM) | 2 | Distribution Protection | 1 | 480Vac (Y/D) | 1 | 80% | 1 | 372372111 | XT4HU3150AFF000XXX | XT4HU3150BFF000XXX | XT4HU3150EFF000XXX | XT4HU3150FFF000XXX | XT4HU3150GFF000XXX | XT4HU3150PFF000XXX | XT4HU3150QFF000XXX | XT4HU3150TFF000XXX | XT4HU3150UFF000XXX
SF | SFLA36AT0250 | 37 | SRPF250A150 | 23 | 150 | 16 | 65kA | 7 | Loose MCCB (OEM) | 2 | Distribution Protection | 1 | 600Vac (Y/D) | 2 | 80% | 1 | 372372121 | XT4VU3150AFF000XXX | XT4VU3150BFF000XXX | XT4VU3150EFF000XXX | XT4VU3150FFF000XXX | XT4VU3150GFF000XXX | XT4VU3150PFF000XXX | XT4VU3150QFF000XXX | XT4VU3150TFF000XXX | XT4VU3150UFF000XXX
SF | SFLA36AT0250 | 37 | SRPF250A150 | 23 | 150 | 16 | 65kA | 7 | Loose MCCB (OEM) | 2 | Distribution Protection | 1 | 480Vac (Y/D) | 1 | 100% | 2 | 372372112 | XT4HQ3150AFF000XXX | XT4HQ3150BFF000XXX | XT4HQ3150EFF000XXX | XT4HQ3150FFF000XXX | XT4HQ3150GFF000XXX | XT4HQ3150PFF000XXX | XT4HQ3150QFF000XXX | XT4HQ3150TFF000XXX | XT4HQ3150UFF000XXX
SF | SFLA36AT0250 | 37 | SRPF250A150 | 23 | 150 | 16 | 65kA | 7 | Loose MCCB (OEM) | 2 | Distribution Protection | 1 | 600Vac (Y/D) | 2 | 100% | 2 | 372372122 | XT4VQ3150AFF000XXX | XT4VQ3150BFF000XXX | XT4VQ3150EFF000XXX | XT4VQ3150FFF000XXX | XT4VQ3150GFF000XXX | XT4VQ3150PFF000XXX | XT4VQ3150QFF000XXX | XT4VQ3150TFF000XXX | XT4VQ3150UFF000XXX
SF | SFLA36AT0250 | 37 | SRPF250A150 | 23 | 150 | 16 | 65kA | 7 | Panelboard MRO | 1 | Distribution Protection | 1 | 480Vac (Y/D) | 1 | 80% | 1 | 372371111 | XT4HU3150AFF000XXX + SRFB6XT4FPX | XT4HU3150BFF000XXX + SRFB6XT4FPX | XT4HU3150EFF000XXX + SRFB3XT4FPX | XT4HU3150FFF000XXX + SRFB3XT4FPX | XT4HU3150GFF000XXX + SRFB3XT4FPX | XT4HU3150PFF000XXX + SRFB3XT4FPX | XT4HU3150QFF000XXX + SRFB3XT4FPX | XT4HU3150TFF000XXX + SRFB3XT4FPX | XT4HU3150UFF000XXX + SRFB3XT4FPX
SF | SFLA36AT0250 | 37 | SRPF250A150 | 23 | 150 | 16 | 65kA | 7 | Panelboard MRO | 1 | Distribution Protection | 1 | 600Vac (Y/D) | 2 | 80% | 1 | 372371121 | XT4VU3150AFF000XXX + SRFB6XT4FPX | XT4VU3150BFF000XXX + SRFB6XT4FPX | XT4VU3150EFF000XXX + SRFB3XT4FPX | XT4VU3150FFF000XXX + SRFB3XT4FPX | XT4VU3150GFF000XXX + SRFB3XT4FPX | XT4VU3150PFF000XXX + SRFB3XT4FPX | XT4VU3150QFF000XXX + SRFB3XT4FPX | XT4VU3150TFF000XXX + SRFB3XT4FPX | XT4VU3150UFF000XXX + SRFB3XT4FPX
SF | SFLA36AT0250 | 37 | SRPF250A150 | 23 | 150 | 16 | 65kA | 7 | Panelboard MRO | 1 | Distribution Protection | 1 | 480Vac (Y/D) | 1 | 100% | 2 | 372371112 | XT4HQ3150AFF000XXX + SRFB6XT4FPX | XT4HQ3150BFF000XXX + SRFB6XT4FPX | XT4HQ3150EFF000XXX + SRFB3XT4FPX | XT4HQ3150FFF000XXX + SRFB3XT4FPX | XT4HQ3150GFF000XXX + SRFB3XT4FPX | XT4HQ3150PFF000XXX + SRFB3XT4FPX | XT4HQ3150QFF000XXX + SRFB3XT4FPX | XT4HQ3150TFF000XXX + SRFB3XT4FPX | XT4HQ3150UFF000XXX + SRFB3XT4FPX
SF | SFLA36AT0250 | 37 | SRPF250A150 | 23 | 150 | 16 | 65kA | 7 | Panelboard MRO | 1 | Distribution Protection | 1 | 600Vac (Y/D) | 2 | 100% | 2 | 372371122 | XT4VQ3150AFF000XXX + SRFB6XT4FPX | XT4VQ3150BFF000XXX + SRFB6XT4FPX | XT4VQ3150EFF000XXX + SRFB3XT4FPX | XT4VQ3150FFF000XXX + SRFB3XT4FPX | XT4VQ3150GFF000XXX + SRFB3XT4FPX | XT4VQ3150PFF000XXX + SRFB3XT4FPX | XT4VQ3150QFF000XXX + SRFB3XT4FPX | XT4VQ3150TFF000XXX + SRFB3XT4FPX | XT4VQ3150UFF000XXX + SRFB3XT4FPX
SF | SFLA36AT0250 | 37 | SRPF250A175 | 24 | 175 | 17 | 50kA | 6 | Loose MCCB (OEM) | 2 | Distribution Protection | 1 | 480Vac (Y/D) | 1 | 80% | 1 | 372462111 | XT4HU3175AFF000XXX | XT4HU3175BFF000XXX | XT4HU3225EFF000XXX | XT4HU3225FFF000XXX | XT4HU3225GFF000XXX | XT4HU3225PFF000XXX | XT4HU3225QFF000XXX | XT4HU3225TFF000XXX | XT4HU3225UFF000XXX
SF | SFLA36AT0250 | 37 | SRPF250A175 | 24 | 175 | 17 | 50kA | 6 | Loose MCCB (OEM) | 2 | Distribution Protection | 1 | 600Vac (Y/D) | 2 | 80% | 1 | 372462121 | XT4LU3175AFF000XXX | XT4LU3175BFF000XXX | XT4LU3225EFF000XXX | XT4LU3225FFF000XXX | XT4LU3225GFF000XXX | XT4LU3225PFF000XXX | XT4LU3225QFF000XXX | XT4LU3225TFF000XXX | XT4LU3225UFF000XXX
SF | SFLA36AT0250 | 37 | SRPF250A175 | 24 | 175 | 17 | 50kA | 6 | Loose MCCB (OEM) | 2 | Distribution Protection | 1 | 480Vac (Y/D) | 1 | 100% | 2 | 372462112 | XT4HQ3175AFF000XXX | XT4HQ3175BFF000XXX | XT4HQ3225EFF000XXX | XT4HQ3225FFF000XXX | XT4HQ3225GFF000XXX | XT4HQ3225PFF000XXX | XT4HQ3225QFF000XXX | XT4HQ3225TFF000XXX | XT4HQ3225UFF000XXX
SF | SFLA36AT0250 | 37 | SRPF250A175 | 24 | 175 | 17 | 50kA | 6 | Loose MCCB (OEM) | 2 | Distribution Protection | 1 | 600Vac (Y/D) | 2 | 100% | 2 | 372462122 | XT4LQ3175AFF000XXX | XT4LQ3175BFF000XXX | XT4LQ3225EFF000XXX | XT4LQ3225FFF000XXX | XT4LQ3225GFF000XXX | XT4LQ3225PFF000XXX | XT4LQ3225QFF000XXX | XT4LQ3225TFF000XXX | XT4LQ3225UFF000XXX
SF | SFLA36AT0250 | 37 | SRPF250A175 | 24 | 175 | 17 | 50kA | 6 | Panelboard MRO | 1 | Distribution Protection | 1 | 480Vac (Y/D) | 1 | 80% | 1 | 372461111 | XT4HU3175AFF000XXX + SRFB6XT4FPX | XT4HU3175BFF000XXX + SRFB6XT4FPX | XT4HU3225EFF000XXX + SRFB3XT4FPX | XT4HU3225FFF000XXX + SRFB3XT4FPX | XT4HU3225GFF000XXX + SRFB3XT4FPX | XT4HU3225PFF000XXX + SRFB3XT4FPX | XT4HU3225QFF000XXX + SRFB3XT4FPX | XT4HU3225TFF000XXX + SRFB3XT4FPX | XT4HU3225UFF000XXX + SRFB3XT4FPX
SF | SFLA36AT0250 | 37 | SRPF250A175 | 24 | 175 | 17 | 50kA | 6 | Panelboard MRO | 1 | Distribution Protection | 1 | 600Vac (Y/D) | 2 | 80% | 1 | 372461121 | XT4LU3175AFF000XXX + SRFB6XT4FPX | XT4LU3175BFF000XXX + SRFB6XT4FPX | XT4LU3225EFF000XXX + SRFB3XT4FPX | XT4LU3225FFF000XXX + SRFB3XT4FPX | XT4LU3225GFF000XXX + SRFB3XT4FPX | XT4LU3225PFF000XXX + SRFB3XT4FPX | XT4LU3225QFF000XXX + SRFB3XT4FPX | XT4LU3225TFF000XXX + SRFB3XT4FPX | XT4LU3225UFF000XXX + SRFB3XT4FPX
SF | SFLA36AT0250 | 37 | SRPF250A175 | 24 | 175 | 17 | 50kA | 6 | Panelboard MRO | 1 | Distribution Protection | 1 | 480Vac (Y/D) | 1 | 100% | 2 | 372461112 | XT4HQ3175AFF000XXX + SRFB6XT4FPX | XT4HQ3175BFF000XXX + SRFB6XT4FPX | XT4HQ3225EFF000XXX + SRFB3XT4FPX | XT4HQ3225FFF000XXX + SRFB3XT4FPX | XT4HQ3225GFF000XXX + SRFB3XT4FPX | XT4HQ3225PFF000XXX + SRFB3XT4FPX | XT4HQ3225QFF000XXX + SRFB3XT4FPX | XT4HQ3225TFF000XXX + SRFB3XT4FPX | XT4HQ3225UFF000XXX + SRFB3XT4FPX
SF | SFLA36AT0250 | 37 | SRPF250A175 | 24 | 175 | 17 | 50kA | 6 | Panelboard MRO | 1 | Distribution Protection | 1 | 600Vac (Y/D) | 2 | 100% | 2 | 372461122 | XT4LQ3175AFF000XXX + SRFB6XT4FPX | XT4LQ3175BFF000XXX + SRFB6XT4FPX | XT4LQ3225EFF000XXX + SRFB3XT4FPX | XT4LQ3225FFF000XXX + SRFB3XT4FPX | XT4LQ3225GFF000XXX + SRFB3XT4FPX | XT4LQ3225PFF000XXX + SRFB3XT4FPX | XT4LQ3225QFF000XXX + SRFB3XT4FPX | XT4LQ3225TFF000XXX + SRFB3XT4FPX | XT4LQ3225UFF000XXX + SRFB3XT4FPX
SF | SFLA36AT0250 | 37 | SRPF250A175 | 24 | 175 | 17 | 65kA | 7 | Loose MCCB (OEM) | 2 | Distribution Protection | 1 | 480Vac (Y/D) | 1 | 80% | 1 | 372472111 | XT4HU3175AFF000XXX | XT4HU3175BFF000XXX | XT4HU3225EFF000XXX | XT4HU3225FFF000XXX | XT4HU3225GFF000XXX | XT4HU3225PFF000XXX | XT4HU3225QFF000XXX | XT4HU3225TFF000XXX | XT4HU3225UFF000XXX
SF | SFLA36AT0250 | 37 | SRPF250A175 | 24 | 175 | 17 | 65kA | 7 | Loose MCCB (OEM) | 2 | Distribution Protection | 1 | 600Vac (Y/D) | 2 | 80% | 1 | 372472121 | XT4VU3175AFF000XXX | XT4VU3175BFF000XXX | XT4VU3225EFF000XXX | XT4VU3225FFF000XXX | XT4VU3225GFF000XXX | XT4VU3225PFF000XXX | XT4VU3225QFF000XXX | XT4VU3225TFF000XXX | XT4VU3225UFF000XXX
SF | SFLA36AT0250 | 37 | SRPF250A175 | 24 | 175 | 17 | 65kA | 7 | Loose MCCB (OEM) | 2 | Distribution Protection | 1 | 480Vac (Y/D) | 1 | 100% | 2 | 372472112 | XT4HQ3175AFF000XXX | XT4HQ3175BFF000XXX | XT4HQ3225EFF000XXX | XT4HQ3225FFF000XXX | XT4HQ3225GFF000XXX | XT4HQ3225PFF000XXX | XT4HQ3225QFF000XXX | XT4HQ3225TFF000XXX | XT4HQ3225UFF000XXX
SF | SFLA36AT0250 | 37 | SRPF250A175 | 24 | 175 | 17 | 65kA | 7 | Loose MCCB (OEM) | 2 | Distribution Protection | 1 | 600Vac (Y/D) | 2 | 100% | 2 | 372472122 | XT4VQ3175AFF000XXX | XT4VQ3175BFF000XXX | XT4VQ3225EFF000XXX | XT4VQ3225FFF000XXX | XT4VQ3225GFF000XXX | XT4VQ3225PFF000XXX | XT4VQ3225QFF000XXX | XT4VQ3225TFF000XXX | XT4VQ3225UFF000XXX
SF | SFLA36AT0250 | 37 | SRPF250A175 | 24 | 175 | 17 | 65kA | 7 | Panelboard MRO | 1 | Distribution Protection | 1 | 480Vac (Y/D) | 1 | 80% | 1 | 372471111 | XT4HU3175AFF000XXX + SRFB6XT4FPX | XT4HU3175BFF000XXX + SRFB6XT4FPX | XT4HU3225EFF000XXX + SRFB3XT4FPX | XT4HU3225FFF000XXX + SRFB3XT4FPX | XT4HU3225GFF000XXX + SRFB3XT4FPX | XT4HU3225PFF000XXX + SRFB3XT4FPX | XT4HU3225QFF000XXX + SRFB3XT4FPX | XT4HU3225TFF000XXX + SRFB3XT4FPX | XT4HU3225UFF000XXX + SRFB3XT4FPX
SF | SFLA36AT0250 | 37 | SRPF250A175 | 24 | 175 | 17 | 65kA | 7 | Panelboard MRO | 1 | Distribution Protection | 1 | 600Vac (Y/D) | 2 | 80% | 1 | 372471121 | XT4VU3175AFF000XXX + SRFB6XT4FPX | XT4VU3175BFF000XXX + SRFB6XT4FPX | XT4VU3225EFF000XXX + SRFB3XT4FPX | XT4VU3225FFF000XXX + SRFB3XT4FPX | XT4VU3225GFF000XXX + SRFB3XT4FPX | XT4VU3225PFF000XXX + SRFB3XT4FPX | XT4VU3225QFF000XXX + SRFB3XT4FPX | XT4VU3225TFF000XXX + SRFB3XT4FPX | XT4VU3225UFF000XXX + SRFB3XT4FPX
SF | SFLA36AT0250 | 37 | SRPF250A175 | 24 | 175 | 17 | 65kA | 7 | Panelboard MRO | 1 | Distribution Protection | 1 | 480Vac (Y/D) | 1 | 100% | 2 | 372471112 | XT4HQ3175AFF000XXX + SRFB6XT4FPX | XT4HQ3175BFF000XXX + SRFB6XT4FPX | XT4HQ3225EFF000XXX + SRFB3XT4FPX | XT4HQ3225FFF000XXX + SRFB3XT4FPX | XT4HQ3225GFF000XXX + SRFB3XT4FPX | XT4HQ3225PFF000XXX + SRFB3XT4FPX | XT4HQ3225QFF000XXX + SRFB3XT4FPX | XT4HQ3225TFF000XXX + SRFB3XT4FPX | XT4HQ3225UFF000XXX + SRFB3XT4FPX
SF | SFLA36AT0250 | 37 | SRPF250A175 | 24 | 175 | 17 | 65kA | 7 | Panelboard MRO | 1 | Distribution Protection | 1 | 600Vac (Y/D) | 2 | 100% | 2 | 372471122 | XT4VQ3175AFF000XXX + SRFB6XT4FPX | XT4VQ3175BFF000XXX + SRFB6XT4FPX | XT4VQ3225EFF000XXX + SRFB3XT4FPX | XT4VQ3225FFF000XXX + SRFB3XT4FPX | XT4VQ3225GFF000XXX + SRFB3XT4FPX | XT4VQ3225PFF000XXX + SRFB3XT4FPX | XT4VQ3225QFF000XXX + SRFB3XT4FPX | XT4VQ3225TFF000XXX + SRFB3XT4FPX | XT4VQ3225UFF000XXX + SRFB3XT4FPX
SF | SFLA36AT0250 | 37 | SRPF250A200 | 25 | 200 | 18 | 50kA | 6 | Loose MCCB (OEM) | 2 | Distribution Protection | 1 | 480Vac (Y/D) | 1 | 80% | 1 | 372562111 | XT4HU3200AFF000XXX | XT4HU3200BFF000XXX | XT4HU3225EFF000XXX | XT4HU3225FFF000XXX | XT4HU3225GFF000XXX | XT4HU3225PFF000XXX | XT4HU3225QFF000XXX | XT4HU3225TFF000XXX | XT4HU3225UFF000XXX
SF | SFLA36AT0250 | 37 | SRPF250A200 | 25 | 200 | 18 | 50kA | 6 | Loose MCCB (OEM) | 2 | Distribution Protection | 1 | 600Vac (Y/D) | 2 | 80% | 1 | 372562121 | XT4LU3200AFF000XXX | XT4LU3200BFF000XXX | XT4LU3225EFF000XXX | XT4LU3225FFF000XXX | XT4LU3225GFF000XXX | XT4LU3225PFF000XXX | XT4LU3225QFF000XXX | XT4LU3225TFF000XXX | XT4LU3225UFF000XXX
SF | SFLA36AT0250 | 37 | SRPF250A200 | 25 | 200 | 18 | 50kA | 6 | Loose MCCB (OEM) | 2 | Distribution Protection | 1 | 480Vac (Y/D) | 1 | 100% | 2 | 372562112 | XT4HQ3200AFF000XXX | XT4HQ3200BFF000XXX | XT4HQ3225EFF000XXX | XT4HQ3225FFF000XXX | XT4HQ3225GFF000XXX | XT4HQ3225PFF000XXX | XT4HQ3225QFF000XXX | XT4HQ3225TFF000XXX | XT4HQ3225UFF000XXX
SF | SFLA36AT0250 | 37 | SRPF250A200 | 25 | 200 | 18 | 50kA | 6 | Loose MCCB (OEM) | 2 | Distribution Protection | 1 | 600Vac (Y/D) | 2 | 100% | 2 | 372562122 | XT4LQ3200AFF000XXX | XT4LQ3200BFF000XXX | XT4LQ3225EFF000XXX | XT4LQ3225FFF000XXX | XT4LQ3225GFF000XXX | XT4LQ3225PFF000XXX | XT4LQ3225QFF000XXX | XT4LQ3225TFF000XXX | XT4LQ3225UFF000XXX
SF | SFLA36AT0250 | 37 | SRPF250A200 | 25 | 200 | 18 | 50kA | 6 | Panelboard MRO | 1 | Distribution Protection | 1 | 480Vac (Y/D) | 1 | 80% | 1 | 372561111 | XT4HU3200AFF000XXX + SRFB6XT4FPX | XT4HU3200BFF000XXX + SRFB6XT4FPX | XT4HU3225EFF000XXX + SRFB3XT4FPX | XT4HU3225FFF000XXX + SRFB3XT4FPX | XT4HU3225GFF000XXX + SRFB3XT4FPX | XT4HU3225PFF000XXX + SRFB3XT4FPX | XT4HU3225QFF000XXX + SRFB3XT4FPX | XT4HU3225TFF000XXX + SRFB3XT4FPX | XT4HU3225UFF000XXX + SRFB3XT4FPX
SF | SFLA36AT0250 | 37 | SRPF250A200 | 25 | 200 | 18 | 50kA | 6 | Panelboard MRO | 1 | Distribution Protection | 1 | 600Vac (Y/D) | 2 | 80% | 1 | 372561121 | XT4LU3200AFF000XXX + SRFB6XT4FPX | XT4LU3200BFF000XXX + SRFB6XT4FPX | XT4LU3225EFF000XXX + SRFB3XT4FPX | XT4LU3225FFF000XXX + SRFB3XT4FPX | XT4LU3225GFF000XXX + SRFB3XT4FPX | XT4LU3225PFF000XXX + SRFB3XT4FPX | XT4LU3225QFF000XXX + SRFB3XT4FPX | XT4LU3225TFF000XXX + SRFB3XT4FPX | XT4LU3225UFF000XXX + SRFB3XT4FPX
SF | SFLA36AT0250 | 37 | SRPF250A200 | 25 | 200 | 18 | 50kA | 6 | Panelboard MRO | 1 | Distribution Protection | 1 | 480Vac (Y/D) | 1 | 100% | 2 | 372561112 | XT4HQ3200AFF000XXX + SRFB6XT4FPX | XT4HQ3200BFF000XXX + SRFB6XT4FPX | XT4HQ3225EFF000XXX + SRFB3XT4FPX | XT4HQ3225FFF000XXX + SRFB3XT4FPX | XT4HQ3225GFF000XXX + SRFB3XT4FPX | XT4HQ3225PFF000XXX + SRFB3XT4FPX | XT4HQ3225QFF000XXX + SRFB3XT4FPX | XT4HQ3225TFF000XXX + SRFB3XT4FPX | XT4HQ3225UFF000XXX + SRFB3XT4FPX
SF | SFLA36AT0250 | 37 | SRPF250A200 | 25 | 200 | 18 | 50kA | 6 | Panelboard MRO | 1 | Distribution Protection | 1 | 600Vac (Y/D) | 2 | 100% | 2 | 372561122 | XT4LQ3200AFF000XXX + SRFB6XT4FPX | XT4LQ3200BFF000XXX + SRFB6XT4FPX | XT4LQ3225EFF000XXX + SRFB3XT4FPX | XT4LQ3225FFF000XXX + SRFB3XT4FPX | XT4LQ3225GFF000XXX + SRFB3XT4FPX | XT4LQ3225PFF000XXX + SRFB3XT4FPX | XT4LQ3225QFF000XXX + SRFB3XT4FPX | XT4LQ3225TFF000XXX + SRFB3XT4FPX | XT4LQ3225UFF000XXX + SRFB3XT4FPX
SF | SFLA36AT0250 | 37 | SRPF250A200 | 25 | 200 | 18 | 65kA | 7 | Loose MCCB (OEM) | 2 | Distribution Protection | 1 | 480Vac (Y/D) | 1 | 80% | 1 | 372572111 | XT4HU3200AFF000XXX | XT4HU3200BFF000XXX | XT4HU3225EFF000XXX | XT4HU3225FFF000XXX | XT4HU3225GFF000XXX | XT4HU3225PFF000XXX | XT4HU3225QFF000XXX | XT4HU3225TFF000XXX | XT4HU3225UFF000XXX
SF | SFLA36AT0250 | 37 | SRPF250A200 | 25 | 200 | 18 | 65kA | 7 | Loose MCCB (OEM) | 2 | Distribution Protection | 1 | 600Vac (Y/D) | 2 | 80% | 1 | 372572121 | XT4VU3200AFF000XXX | XT4VU3200BFF000XXX | XT4VU3225EFF000XXX | XT4VU3225FFF000XXX | XT4VU3225GFF000XXX | XT4VU3225PFF000XXX | XT4VU3225QFF000XXX | XT4VU3225TFF000XXX | XT4VU3225UFF000XXX
SF | SFLA36AT0250 | 37 | SRPF250A200 | 25 | 200 | 18 | 65kA | 7 | Loose MCCB (OEM) | 2 | Distribution Protection | 1 | 480Vac (Y/D) | 1 | 100% | 2 | 372572112 | XT4HQ3200AFF000XXX | XT4HQ3200BFF000XXX | XT4HQ3225EFF000XXX | XT4HQ3225FFF000XXX | XT4HQ3225GFF000XXX | XT4HQ3225PFF000XXX | XT4HQ3225QFF000XXX | XT4HQ3225TFF000XXX | XT4HQ3225UFF000XXX
SF | SFLA36AT0250 | 37 | SRPF250A200 | 25 | 200 | 18 | 65kA | 7 | Loose MCCB (OEM) | 2 | Distribution Protection | 1 | 600Vac (Y/D) | 2 | 100% | 2 | 372572122 | XT4VQ3200AFF000XXX | XT4VQ3200BFF000XXX | XT4VQ3225EFF000XXX | XT4VQ3225FFF000XXX | XT4VQ3225GFF000XXX | XT4VQ3225PFF000XXX | XT4VQ3225QFF000XXX | XT4VQ3225TFF000XXX | XT4VQ3225UFF000XXX
SF | SFLA36AT0250 | 37 | SRPF250A200 | 25 | 200 | 18 | 65kA | 7 | Panelboard MRO | 1 | Distribution Protection | 1 | 480Vac (Y/D) | 1 | 80% | 1 | 372571111 | XT4HU3200AFF000XXX + SRFB6XT4FPX | XT4HU3200BFF000XXX + SRFB6XT4FPX | XT4HU3225EFF000XXX + SRFB3XT4FPX | XT4HU3225FFF000XXX + SRFB3XT4FPX | XT4HU3225GFF000XXX + SRFB3XT4FPX | XT4HU3225PFF000XXX + SRFB3XT4FPX | XT4HU3225QFF000XXX + SRFB3XT4FPX | XT4HU3225TFF000XXX + SRFB3XT4FPX | XT4HU3225UFF000XXX + SRFB3XT4FPX
SF | SFLA36AT0250 | 37 | SRPF250A200 | 25 | 200 | 18 | 65kA | 7 | Panelboard MRO | 1 | Distribution Protection | 1 | 600Vac (Y/D) | 2 | 80% | 1 | 372571121 | XT4VU3200AFF000XXX + SRFB6XT4FPX | XT4VU3200BFF000XXX + SRFB6XT4FPX | XT4VU3225EFF000XXX + SRFB3XT4FPX | XT4VU3225FFF000XXX + SRFB3XT4FPX | XT4VU3225GFF000XXX + SRFB3XT4FPX | XT4VU3225PFF000XXX + SRFB3XT4FPX | XT4VU3225QFF000XXX + SRFB3XT4FPX | XT4VU3225TFF000XXX + SRFB3XT4FPX | XT4VU3225UFF000XXX + SRFB3XT4FPX
SF | SFLA36AT0250 | 37 | SRPF250A200 | 25 | 200 | 18 | 65kA | 7 | Panelboard MRO | 1 | Distribution Protection | 1 | 480Vac (Y/D) | 1 | 100% | 2 | 372571112 | XT4HQ3200AFF000XXX + SRFB6XT4FPX | XT4HQ3200BFF000XXX + SRFB6XT4FPX | XT4HQ3225EFF000XXX + SRFB3XT4FPX | XT4HQ3225FFF000XXX + SRFB3XT4FPX | XT4HQ3225GFF000XXX + SRFB3XT4FPX | XT4HQ3225PFF000XXX + SRFB3XT4FPX | XT4HQ3225QFF000XXX + SRFB3XT4FPX | XT4HQ3225TFF000XXX + SRFB3XT4FPX | XT4HQ3225UFF000XXX + SRFB3XT4FPX
SF | SFLA36AT0250 | 37 | SRPF250A200 | 25 | 200 | 18 | 65kA | 7 | Panelboard MRO | 1 | Distribution Protection | 1 | 600Vac (Y/D) | 2 | 100% | 2 | 372571122 | XT4VQ3200AFF000XXX + SRFB6XT4FPX | XT4VQ3200BFF000XXX + SRFB6XT4FPX | XT4VQ3225EFF000XXX + SRFB3XT4FPX | XT4VQ3225FFF000XXX + SRFB3XT4FPX | XT4VQ3225GFF000XXX + SRFB3XT4FPX | XT4VQ3225PFF000XXX + SRFB3XT4FPX | XT4VQ3225QFF000XXX + SRFB3XT4FPX | XT4VQ3225TFF000XXX + SRFB3XT4FPX | XT4VQ3225UFF000XXX + SRFB3XT4FPX
SF | SFLA36AT0250 | 37 | SRPF250A225 | 26 | 225 | 19 | 50kA | 6 | Loose MCCB (OEM) | 2 | Distribution Protection | 1 | 480Vac (Y/D) | 1 | 80% | 1 | 372662111 | XT4HU3225AFF000XXX | XT4HU3225BFF000XXX | XT4HU3225EFF000XXX | XT4HU3225FFF000XXX | XT4HU3225GFF000XXX | XT4HU3225PFF000XXX | XT4HU3225QFF000XXX | XT4HU3225TFF000XXX | XT4HU3225UFF000XXX
SF | SFLA36AT0250 | 37 | SRPF250A225 | 26 | 225 | 19 | 50kA | 6 | Loose MCCB (OEM) | 2 | Distribution Protection | 1 | 600Vac (Y/D) | 2 | 80% | 1 | 372662121 | XT4LU3225AFF000XXX | XT4LU3225BFF000XXX | XT4LU3225EFF000XXX | XT4LU3225FFF000XXX | XT4LU3225GFF000XXX | XT4LU3225PFF000XXX | XT4LU3225QFF000XXX | XT4LU3225TFF000XXX | XT4LU3225UFF000XXX
SF | SFLA36AT0250 | 37 | SRPF250A225 | 26 | 225 | 19 | 50kA | 6 | Loose MCCB (OEM) | 2 | Distribution Protection | 1 | 480Vac (Y/D) | 1 | 100% | 2 | 372662112 | XT4HQ3225AFF000XXX | XT4HQ3225BFF000XXX | XT4HQ3225EFF000XXX | XT4HQ3225FFF000XXX | XT4HQ3225GFF000XXX | XT4HQ3225PFF000XXX | XT4HQ3225QFF000XXX | XT4HQ3225TFF000XXX | XT4HQ3225UFF000XXX
SF | SFLA36AT0250 | 37 | SRPF250A225 | 26 | 225 | 19 | 50kA | 6 | Loose MCCB (OEM) | 2 | Distribution Protection | 1 | 600Vac (Y/D) | 2 | 100% | 2 | 372662122 | XT4LQ3225AFF000XXX | XT4LQ3225BFF000XXX | XT4LQ3225EFF000XXX | XT4LQ3225FFF000XXX | XT4LQ3225GFF000XXX | XT4LQ3225PFF000XXX | XT4LQ3225QFF000XXX | XT4LQ3225TFF000XXX | XT4LQ3225UFF000XXX
SF | SFLA36AT0250 | 37 | SRPF250A225 | 26 | 225 | 19 | 50kA | 6 | Panelboard MRO | 1 | Distribution Protection | 1 | 480Vac (Y/D) | 1 | 80% | 1 | 372661111 | XT4HU3225AFF000XXX + SRFB6XT4FPX | XT4HU3225BFF000XXX + SRFB6XT4FPX | XT4HU3225EFF000XXX + SRFB3XT4FPX | XT4HU3225FFF000XXX + SRFB3XT4FPX | XT4HU3225GFF000XXX + SRFB3XT4FPX | XT4HU3225PFF000XXX + SRFB3XT4FPX | XT4HU3225QFF000XXX + SRFB3XT4FPX | XT4HU3225TFF000XXX + SRFB3XT4FPX | XT4HU3225UFF000XXX + SRFB3XT4FPX
SF | SFLA36AT0250 | 37 | SRPF250A225 | 26 | 225 | 19 | 50kA | 6 | Panelboard MRO | 1 | Distribution Protection | 1 | 600Vac (Y/D) | 2 | 80% | 1 | 372661121 | XT4LU3225AFF000XXX + SRFB6XT4FPX | XT4LU3225BFF000XXX + SRFB6XT4FPX | XT4LU3225EFF000XXX + SRFB3XT4FPX | XT4LU3225FFF000XXX + SRFB3XT4FPX | XT4LU3225GFF000XXX + SRFB3XT4FPX | XT4LU3225PFF000XXX + SRFB3XT4FPX | XT4LU3225QFF000XXX + SRFB3XT4FPX | XT4LU3225TFF000XXX + SRFB3XT4FPX | XT4LU3225UFF000XXX + SRFB3XT4FPX
SF | SFLA36AT0250 | 37 | SRPF250A225 | 26 | 225 | 19 | 50kA | 6 | Panelboard MRO | 1 | Distribution Protection | 1 | 480Vac (Y/D) | 1 | 100% | 2 | 372661112 | XT4HQ3225AFF000XXX + SRFB6XT4FPX | XT4HQ3225BFF000XXX + SRFB6XT4FPX | XT4HQ3225EFF000XXX + SRFB3XT4FPX | XT4HQ3225FFF000XXX + SRFB3XT4FPX | XT4HQ3225GFF000XXX + SRFB3XT4FPX | XT4HQ3225PFF000XXX + SRFB3XT4FPX | XT4HQ3225QFF000XXX + SRFB3XT4FPX | XT4HQ3225TFF000XXX + SRFB3XT4FPX | XT4HQ3225UFF000XXX + SRFB3XT4FPX
SF | SFLA36AT0250 | 37 | SRPF250A225 | 26 | 225 | 19 | 50kA | 6 | Panelboard MRO | 1 | Distribution Protection | 1 | 600Vac (Y/D) | 2 | 100% | 2 | 372661122 | XT4LQ3225AFF000XXX + SRFB6XT4FPX | XT4LQ3225BFF000XXX + SRFB6XT4FPX | XT4LQ3225EFF000XXX + SRFB3XT4FPX | XT4LQ3225FFF000XXX + SRFB3XT4FPX | XT4LQ3225GFF000XXX + SRFB3XT4FPX | XT4LQ3225PFF000XXX + SRFB3XT4FPX | XT4LQ3225QFF000XXX + SRFB3XT4FPX | XT4LQ3225TFF000XXX + SRFB3XT4FPX | XT4LQ3225UFF000XXX + SRFB3XT4FPX
SF | SFLA36AT0250 | 37 | SRPF250A225 | 26 | 225 | 19 | 65kA | 7 | Loose MCCB (OEM) | 2 | Distribution Protection | 1 | 480Vac (Y/D) | 1 | 80% | 1 | 372672111 | XT4HU3225AFF000XXX | XT4HU3225BFF000XXX | XT4HU3225EFF000XXX | XT4HU3225FFF000XXX | XT4HU3225GFF000XXX | XT4HU3225PFF000XXX | XT4HU3225QFF000XXX | XT4HU3225TFF000XXX | XT4HU3225UFF000XXX
SF | SFLA36AT0250 | 37 | SRPF250A225 | 26 | 225 | 19 | 65kA | 7 | Loose MCCB (OEM) | 2 | Distribution Protection | 1 | 600Vac (Y/D) | 2 | 80% | 1 | 372672121 | XT4VU3225AFF000XXX | XT4VU3225BFF000XXX | XT4VU3225EFF000XXX | XT4VU3225FFF000XXX | XT4VU3225GFF000XXX | XT4VU3225PFF000XXX | XT4VU3225QFF000XXX | XT4VU3225TFF000XXX | XT4VU3225UFF000XXX
SF | SFLA36AT0250 | 37 | SRPF250A225 | 26 | 225 | 19 | 65kA | 7 | Loose MCCB (OEM) | 2 | Distribution Protection | 1 | 480Vac (Y/D) | 1 | 100% | 2 | 372672112 | XT4HQ3225AFF000XXX | XT4HQ3225BFF000XXX | XT4HQ3225EFF000XXX | XT4HQ3225FFF000XXX | XT4HQ3225GFF000XXX | XT4HQ3225PFF000XXX | XT4HQ3225QFF000XXX | XT4HQ3225TFF000XXX | XT4HQ3225UFF000XXX
SF | SFLA36AT0250 | 37 | SRPF250A225 | 26 | 225 | 19 | 65kA | 7 | Loose MCCB (OEM) | 2 | Distribution Protection | 1 | 600Vac (Y/D) | 2 | 100% | 2 | 372672122 | XT4VQ3225AFF000XXX | XT4VQ3225BFF000XXX | XT4VQ3225EFF000XXX | XT4VQ3225FFF000XXX | XT4VQ3225GFF000XXX | XT4VQ3225PFF000XXX | XT4VQ3225QFF000XXX | XT4VQ3225TFF000XXX | XT4VQ3225UFF000XXX
SF | SFLA36AT0250 | 37 | SRPF250A225 | 26 | 225 | 19 | 65kA | 7 | Panelboard MRO | 1 | Distribution Protection | 1 | 480Vac (Y/D) | 1 | 80% | 1 | 372671111 | XT4HU3225AFF000XXX + SRFB6XT4FPX | XT4HU3225BFF000XXX + SRFB6XT4FPX | XT4HU3225EFF000XXX + SRFB3XT4FPX | XT4HU3225FFF000XXX + SRFB3XT4FPX | XT4HU3225GFF000XXX + SRFB3XT4FPX | XT4HU3225PFF000XXX + SRFB3XT4FPX | XT4HU3225QFF000XXX + SRFB3XT4FPX | XT4HU3225TFF000XXX + SRFB3XT4FPX | XT4HU3225UFF000XXX + SRFB3XT4FPX
SF | SFLA36AT0250 | 37 | SRPF250A225 | 26 | 225 | 19 | 65kA | 7 | Panelboard MRO | 1 | Distribution Protection | 1 | 600Vac (Y/D) | 2 | 80% | 1 | 372671121 | XT4VU3225AFF000XXX + SRFB6XT4FPX | XT4VU3225BFF000XXX + SRFB6XT4FPX | XT4VU3225EFF000XXX + SRFB3XT4FPX | XT4VU3225FFF000XXX + SRFB3XT4FPX | XT4VU3225GFF000XXX + SRFB3XT4FPX | XT4VU3225PFF000XXX + SRFB3XT4FPX | XT4VU3225QFF000XXX + SRFB3XT4FPX | XT4VU3225TFF000XXX + SRFB3XT4FPX | XT4VU3225UFF000XXX + SRFB3XT4FPX
SF | SFLA36AT0250 | 37 | SRPF250A225 | 26 | 225 | 19 | 65kA | 7 | Panelboard MRO | 1 | Distribution Protection | 1 | 480Vac (Y/D) | 1 | 100% | 2 | 372671112 | XT4HQ3225AFF000XXX + SRFB6XT4FPX | XT4HQ3225BFF000XXX + SRFB6XT4FPX | XT4HQ3225EFF000XXX + SRFB3XT4FPX | XT4HQ3225FFF000XXX + SRFB3XT4FPX | XT4HQ3225GFF000XXX + SRFB3XT4FPX | XT4HQ3225PFF000XXX + SRFB3XT4FPX | XT4HQ3225QFF000XXX + SRFB3XT4FPX | XT4HQ3225TFF000XXX + SRFB3XT4FPX | XT4HQ3225UFF000XXX + SRFB3XT4FPX
SF | SFLA36AT0250 | 37 | SRPF250A225 | 26 | 225 | 19 | 65kA | 7 | Panelboard MRO | 1 | Distribution Protection | 1 | 600Vac (Y/D) | 2 | 100% | 2 | 372671122 | XT4VQ3225AFF000XXX + SRFB6XT4FPX | XT4VQ3225BFF000XXX + SRFB6XT4FPX | XT4VQ3225EFF000XXX + SRFB3XT4FPX | XT4VQ3225FFF000XXX + SRFB3XT4FPX | XT4VQ3225GFF000XXX + SRFB3XT4FPX | XT4VQ3225PFF000XXX + SRFB3XT4FPX | XT4VQ3225QFF000XXX + SRFB3XT4FPX | XT4VQ3225TFF000XXX + SRFB3XT4FPX | XT4VQ3225UFF000XXX + SRFB3XT4FPX
SF | SFLA36AT0250 | 37 | SRPF250A250 | 27 | 250 | 20 | 50kA | 6 | Loose MCCB (OEM) | 2 | Distribution Protection | 1 | 480Vac (Y/D) | 1 | 80% | 1 | 372762111 | XT4HU3250AFF000XXX | XT4HU3250BFF000XXX | XT4HU3250EFF000XXX | XT4HU3250FFF000XXX | XT4HU3250GFF000XXX | XT4HU3250PFF000XXX | XT4HU3250QFF000XXX | XT4HU3250TFF000XXX | XT4HU3250UFF000XXX
SF | SFLA36AT0250 | 37 | SRPF250A250 | 27 | 250 | 20 | 50kA | 6 | Loose MCCB (OEM) | 2 | Distribution Protection | 1 | 600Vac (Y/D) | 2 | 80% | 1 | 372762121 | XT4LU3250AFF000XXX | XT4LU3250BFF000XXX | XT4LU3250EFF000XXX | XT4LU3250FFF000XXX | XT4LU3250GFF000XXX | XT4LU3250PFF000XXX | XT4LU3250QFF000XXX | XT4LU3250TFF000XXX | XT4LU3250UFF000XXX
SF | SFLA36AT0250 | 37 | SRPF250A250 | 27 | 250 | 20 | 50kA | 6 | Loose MCCB (OEM) | 2 | Distribution Protection | 1 | 480Vac (Y/D) | 1 | 100% | 2 | 372762112 | XT4HQ3250AFF000XXX | XT4HQ3250BFF000XXX | XT4HQ3250EFF000XXX | XT4HQ3250FFF000XXX | XT4HQ3250GFF000XXX | XT4HQ3250PFF000XXX | XT4HQ3250QFF000XXX | XT4HQ3250TFF000XXX | XT4HQ3250UFF000XXX
SF | SFLA36AT0250 | 37 | SRPF250A250 | 27 | 250 | 20 | 50kA | 6 | Loose MCCB (OEM) | 2 | Distribution Protection | 1 | 600Vac (Y/D) | 2 | 100% | 2 | 372762122 | XT4LQ3250AFF000XXX | XT4LQ3250BFF000XXX | XT4LQ3250EFF000XXX | XT4LQ3250FFF000XXX | XT4LQ3250GFF000XXX | XT4LQ3250PFF000XXX | XT4LQ3250QFF000XXX | XT4LQ3250TFF000XXX | XT4LQ3250UFF000XXX
SF | SFLA36AT0250 | 37 | SRPF250A250 | 27 | 250 | 20 | 50kA | 6 | Panelboard MRO | 1 | Distribution Protection | 1 | 480Vac (Y/D) | 1 | 80% | 1 | 372761111 | XT4HU3250AFF000XXX + SRFB6XT4FPX | XT4HU3250BFF000XXX + SRFB6XT4FPX | XT4HU3250EFF000XXX + SRFB3XT4FPX | XT4HU3250FFF000XXX + SRFB3XT4FPX | XT4HU3250GFF000XXX + SRFB3XT4FPX | XT4HU3250PFF000XXX + SRFB3XT4FPX | XT4HU3250QFF000XXX + SRFB3XT4FPX | XT4HU3250TFF000XXX + SRFB3XT4FPX | XT4HU3250UFF000XXX + SRFB3XT4FPX
SF | SFLA36AT0250 | 37 | SRPF250A250 | 27 | 250 | 20 | 50kA | 6 | Panelboard MRO | 1 | Distribution Protection | 1 | 600Vac (Y/D) | 2 | 80% | 1 | 372761121 | XT4LU3250AFF000XXX + SRFB6XT4FPX | XT4LU3250BFF000XXX + SRFB6XT4FPX | XT4LU3250EFF000XXX + SRFB3XT4FPX | XT4LU3250FFF000XXX + SRFB3XT4FPX | XT4LU3250GFF000XXX + SRFB3XT4FPX | XT4LU3250PFF000XXX + SRFB3XT4FPX | XT4LU3250QFF000XXX + SRFB3XT4FPX | XT4LU3250TFF000XXX + SRFB3XT4FPX | XT4LU3250UFF000XXX + SRFB3XT4FPX
SF | SFLA36AT0250 | 37 | SRPF250A250 | 27 | 250 | 20 | 50kA | 6 | Panelboard MRO | 1 | Distribution Protection | 1 | 480Vac (Y/D) | 1 | 100% | 2 | 372761112 | XT4HQ3250AFF000XXX + SRFB6XT4FPX | XT4HQ3250BFF000XXX + SRFB6XT4FPX | XT4HQ3250EFF000XXX + SRFB3XT4FPX | XT4HQ3250FFF000XXX + SRFB3XT4FPX | XT4HQ3250GFF000XXX + SRFB3XT4FPX | XT4HQ3250PFF000XXX + SRFB3XT4FPX | XT4HQ3250QFF000XXX + SRFB3XT4FPX | XT4HQ3250TFF000XXX + SRFB3XT4FPX | XT4HQ3250UFF000XXX + SRFB3XT4FPX
SF | SFLA36AT0250 | 37 | SRPF250A250 | 27 | 250 | 20 | 50kA | 6 | Panelboard MRO | 1 | Distribution Protection | 1 | 600Vac (Y/D) | 2 | 100% | 2 | 372761122 | XT4LQ3250AFF000XXX + SRFB6XT4FPX | XT4LQ3250BFF000XXX + SRFB6XT4FPX | XT4LQ3250EFF000XXX + SRFB3XT4FPX | XT4LQ3250FFF000XXX + SRFB3XT4FPX | XT4LQ3250GFF000XXX + SRFB3XT4FPX | XT4LQ3250PFF000XXX + SRFB3XT4FPX | XT4LQ3250QFF000XXX + SRFB3XT4FPX | XT4LQ3250TFF000XXX + SRFB3XT4FPX | XT4LQ3250UFF000XXX + SRFB3XT4FPX
SF | SFLA36AT0250 | 37 | SRPF250A250 | 27 | 250 | 20 | 65kA | 7 | Loose MCCB (OEM) | 2 | Distribution Protection | 1 | 480Vac (Y/D) | 1 | 80% | 1 | 372772111 | XT4HU3250AFF000XXX | XT4HU3250BFF000XXX | XT4HU3250EFF000XXX | XT4HU3250FFF000XXX | XT4HU3250GFF000XXX | XT4HU3250PFF000XXX | XT4HU3250QFF000XXX | XT4HU3250TFF000XXX | XT4HU3250UFF000XXX
SF | SFLA36AT0250 | 37 | SRPF250A250 | 27 | 250 | 20 | 65kA | 7 | Loose MCCB (OEM) | 2 | Distribution Protection | 1 | 600Vac (Y/D) | 2 | 80% | 1 | 372772121 | XT4VU3250AFF000XXX | XT4VU3250BFF000XXX | XT4VU3250EFF000XXX | XT4VU3250FFF000XXX | XT4VU3250GFF000XXX | XT4VU3250PFF000XXX | XT4VU3250QFF000XXX | XT4VU3250TFF000XXX | XT4VU3250UFF000XXX
SF | SFLA36AT0250 | 37 | SRPF250A250 | 27 | 250 | 20 | 65kA | 7 | Loose MCCB (OEM) | 2 | Distribution Protection | 1 | 480Vac (Y/D) | 1 | 100% | 2 | 372772112 | XT4HQ3250AFF000XXX | XT4HQ3250BFF000XXX | XT4HQ3250EFF000XXX | XT4HQ3250FFF000XXX | XT4HQ3250GFF000XXX | XT4HQ3250PFF000XXX | XT4HQ3250QFF000XXX | XT4HQ3250TFF000XXX | XT4HQ3250UFF000XXX
SF | SFLA36AT0250 | 37 | SRPF250A250 | 27 | 250 | 20 | 65kA | 7 | Loose MCCB (OEM) | 2 | Distribution Protection | 1 | 600Vac (Y/D) | 2 | 100% | 2 | 372772122 | XT4VQ3250AFF000XXX | XT4VQ3250BFF000XXX | XT4VQ3250EFF000XXX | XT4VQ3250FFF000XXX | XT4VQ3250GFF000XXX | XT4VQ3250PFF000XXX | XT4VQ3250QFF000XXX | XT4VQ3250TFF000XXX | XT4VQ3250UFF000XXX
SF | SFLA36AT0250 | 37 | SRPF250A250 | 27 | 250 | 20 | 65kA | 7 | Panelboard MRO | 1 | Distribution Protection | 1 | 480Vac (Y/D) | 1 | 80% | 1 | 372771111 | XT4HU3250AFF000XXX + SRFB6XT4FPX | XT4HU3250BFF000XXX + SRFB6XT4FPX | XT4HU3250EFF000XXX + SRFB3XT4FPX | XT4HU3250FFF000XXX + SRFB3XT4FPX | XT4HU3250GFF000XXX + SRFB3XT4FPX | XT4HU3250PFF000XXX + SRFB3XT4FPX | XT4HU3250QFF000XXX + SRFB3XT4FPX | XT4HU3250TFF000XXX + SRFB3XT4FPX | XT4HU3250UFF000XXX + SRFB3XT4FPX
SF | SFLA36AT0250 | 37 | SRPF250A250 | 27 | 250 | 20 | 65kA | 7 | Panelboard MRO | 1 | Distribution Protection | 1 | 600Vac (Y/D) | 2 | 80% | 1 | 372771121 | XT4VU3250AFF000XXX + SRFB6XT4FPX | XT4VU3250BFF000XXX + SRFB6XT4FPX | XT4VU3250EFF000XXX + SRFB3XT4FPX | XT4VU3250FFF000XXX + SRFB3XT4FPX | XT4VU3250GFF000XXX + SRFB3XT4FPX | XT4VU3250PFF000XXX + SRFB3XT4FPX | XT4VU3250QFF000XXX + SRFB3XT4FPX | XT4VU3250TFF000XXX + SRFB3XT4FPX | XT4VU3250UFF000XXX + SRFB3XT4FPX
SF | SFLA36AT0250 | 37 | SRPF250A250 | 27 | 250 | 20 | 65kA | 7 | Panelboard MRO | 1 | Distribution Protection | 1 | 480Vac (Y/D) | 1 | 100% | 2 | 372771112 | XT4HQ3250AFF000XXX + SRFB6XT4FPX | XT4HQ3250BFF000XXX + SRFB6XT4FPX | XT4HQ3250EFF000XXX + SRFB3XT4FPX | XT4HQ3250FFF000XXX + SRFB3XT4FPX | XT4HQ3250GFF000XXX + SRFB3XT4FPX | XT4HQ3250PFF000XXX + SRFB3XT4FPX | XT4HQ3250QFF000XXX + SRFB3XT4FPX | XT4HQ3250TFF000XXX + SRFB3XT4FPX | XT4HQ3250UFF000XXX + SRFB3XT4FPX
SF | SFLA36AT0250 | 37 | SRPF250A250 | 27 | 250 | 20 | 65kA | 7 | Panelboard MRO | 1 | Distribution Protection | 1 | 600Vac (Y/D) | 2 | 100% | 2 | 372771122 | XT4VQ3250AFF000XXX + SRFB6XT4FPX | XT4VQ3250BFF000XXX + SRFB6XT4FPX | XT4VQ3250EFF000XXX + SRFB3XT4FPX | XT4VQ3250FFF000XXX + SRFB3XT4FPX | XT4VQ3250GFF000XXX + SRFB3XT4FPX | XT4VQ3250PFF000XXX + SRFB3XT4FPX | XT4VQ3250QFF000XXX + SRFB3XT4FPX | XT4VQ3250TFF000XXX + SRFB3XT4FPX | XT4VQ3250UFF000XXX + SRFB3XT4FPX
SF | SFPA36AT0250 | 38 | SRPF250A70 | 17 | 70 | 10 | 100kA | 8 | Loose MCCB (OEM) | 2 | Distribution Protection | 1 | 480Vac (Y/D) | 1 | 80% | 1 | 381782111 | XT2LU3070AFF000XXX | XT2LU3080BFF000XXX | XT2LU3100EFF000XXX | XT2LU3100FFF000XXX | XT2LU3100GFF000XXX | XT2LU3100PFF000XXX | XT2LU3100QFF000XXX | XT2LU3100TFF000XXX | XT2LU3100UFF000XXX
SF | SFPA36AT0250 | 38 | SRPF250A70 | 17 | 70 | 10 | 100kA | 8 | Loose MCCB (OEM) | 2 | Distribution Protection | 1 | 600Vac (Y/D) | 2 | 80% | 1 | 381782121 | XT4XU3070AFF000XXX | XT4XU3080BFF000XXX | XT4XU3100EFF000XXX | XT4XU3100FFF000XXX | XT4XU3100GFF000XXX | XT4XU3100PFF000XXX | XT4XU3100QFF000XXX | XT4XU3100TFF000XXX | XT4XU3100UFF000XXX
SF | SFPA36AT0250 | 38 | SRPF250A70 | 17 | 70 | 10 | 100kA | 8 | Loose MCCB (OEM) | 2 | Distribution Protection | 1 | 480Vac (Y/D) | 1 | 100% | 2 | 381782112 | XT2LQ3070AFF000XXX | XT2LQ3080BFF000XXX | XT2LQ3100EFF000XXX | XT2LQ3100FFF000XXX | XT2LQ3100GFF000XXX | XT2LQ3100PFF000XXX | XT2LQ3100QFF000XXX | XT2LQ3100TFF000XXX | XT2LQ3100UFF000XXX
SF | SFPA36AT0250 | 38 | SRPF250A70 | 17 | 70 | 10 | 100kA | 8 | Loose MCCB (OEM) | 2 | Distribution Protection | 1 | 600Vac (Y/D) | 2 | 100% | 2 | 381782122 | XT4XQ3070AFF000XXX | XT4XQ3080BFF000XXX | XT4XQ3100EFF000XXX | XT4XQ3100FFF000XXX | XT4XQ3100GFF000XXX | XT4XQ3100PFF000XXX | XT4XQ3100QFF000XXX | XT4XQ3100TFF000XXX | XT4XQ3100UFF000XXX
SF | SFPA36AT0250 | 38 | SRPF250A70 | 17 | 70 | 10 | 100kA | 8 | Panelboard MRO | 1 | Distribution Protection | 1 | 480Vac (Y/D) | 1 | 80% | 1 | 381781111 | XT4LU3070AFF000XXX + SRFB6XT4FPX | XT4LU3080BFF000XXX + SRFB6XT4FPX | XT4LU3100EFF000XXX + SRFB3XT4FPX | XT4LU3100FFF000XXX + SRFB3XT4FPX | XT4LU3100GFF000XXX + SRFB3XT4FPX | XT4LU3100PFF000XXX + SRFB3XT4FPX | XT4LU3100QFF000XXX + SRFB3XT4FPX | XT4LU3100TFF000XXX + SRFB3XT4FPX | XT4LU3100UFF000XXX + SRFB3XT4FPX
SF | SFPA36AT0250 | 38 | SRPF250A70 | 17 | 70 | 10 | 100kA | 8 | Panelboard MRO | 1 | Distribution Protection | 1 | 600Vac (Y/D) | 2 | 80% | 1 | 381781121 | XT4XU3070AFF000XXX + SRFB6XT4FPX | XT4XU3080BFF000XXX + SRFB6XT4FPX | XT4XU3100EFF000XXX + SRFB3XT4FPX | XT4XU3100FFF000XXX + SRFB3XT4FPX | XT4XU3100GFF000XXX + SRFB3XT4FPX | XT4XU3100PFF000XXX + SRFB3XT4FPX | XT4XU3100QFF000XXX + SRFB3XT4FPX | XT4XU3100TFF000XXX + SRFB3XT4FPX | XT4XU3100UFF000XXX + SRFB3XT4FPX
SF | SFPA36AT0250 | 38 | SRPF250A70 | 17 | 70 | 10 | 100kA | 8 | Panelboard MRO | 1 | Distribution Protection | 1 | 480Vac (Y/D) | 1 | 100% | 2 | 381781112 | XT4LQ3070AFF000XXX + SRFB6XT4FPX | XT4LQ3080BFF000XXX + SRFB6XT4FPX | XT4LQ3100EFF000XXX + SRFB3XT4FPX | XT4LQ3100FFF000XXX + SRFB3XT4FPX | XT4LQ3100GFF000XXX + SRFB3XT4FPX | XT4LQ3100PFF000XXX + SRFB3XT4FPX | XT4LQ3100QFF000XXX + SRFB3XT4FPX | XT4LQ3100TFF000XXX + SRFB3XT4FPX | XT4LQ3100UFF000XXX + SRFB3XT4FPX
SF | SFPA36AT0250 | 38 | SRPF250A70 | 17 | 70 | 10 | 100kA | 8 | Panelboard MRO | 1 | Distribution Protection | 1 | 600Vac (Y/D) | 2 | 100% | 2 | 381781122 | XT4XQ3070AFF000XXX + SRFB6XT4FPX | XT4XQ3080BFF000XXX + SRFB6XT4FPX | XT4XQ3100EFF000XXX + SRFB3XT4FPX | XT4XQ3100FFF000XXX + SRFB3XT4FPX | XT4XQ3100GFF000XXX + SRFB3XT4FPX | XT4XQ3100PFF000XXX + SRFB3XT4FPX | XT4XQ3100QFF000XXX + SRFB3XT4FPX | XT4XQ3100TFF000XXX + SRFB3XT4FPX | XT4XQ3100UFF000XXX + SRFB3XT4FPX
SF | SFPA36AT0250 | 38 | SRPF250A80 | 18 | 80 | 11 | 100kA | 8 | Loose MCCB (OEM) | 2 | Distribution Protection | 1 | 480Vac (Y/D) | 1 | 80% | 1 | 381882111 | XT4LU3080AFF000XXX | XT2LU3080BFF000XXX | XT2LU3100EFF000XXX | XT2LU3100FFF000XXX | XT2LU3100GFF000XXX | XT2LU3100PFF000XXX | XT2LU3100QFF000XXX | XT2LU3100TFF000XXX | XT2LU3100UFF000XXX
SF | SFPA36AT0250 | 38 | SRPF250A80 | 18 | 80 | 11 | 100kA | 8 | Loose MCCB (OEM) | 2 | Distribution Protection | 1 | 600Vac (Y/D) | 2 | 80% | 1 | 381882121 | XT4XU3080AFF000XXX | XT4XU3080BFF000XXX | XT4XU3100EFF000XXX | XT4XU3100FFF000XXX | XT4XU3100GFF000XXX | XT4XU3100PFF000XXX | XT4XU3100QFF000XXX | XT4XU3100TFF000XXX | XT4XU3100UFF000XXX
SF | SFPA36AT0250 | 38 | SRPF250A80 | 18 | 80 | 11 | 100kA | 8 | Loose MCCB (OEM) | 2 | Distribution Protection | 1 | 480Vac (Y/D) | 1 | 100% | 2 | 381882112 | XT4LQ3080AFF000XXX | XT2LQ3080BFF000XXX | XT2LQ3100EFF000XXX | XT2LQ3100FFF000XXX | XT2LQ3100GFF000XXX | XT2LQ3100PFF000XXX | XT2LQ3100QFF000XXX | XT2LQ3100TFF000XXX | XT2LQ3100UFF000XXX
SF | SFPA36AT0250 | 38 | SRPF250A80 | 18 | 80 | 11 | 100kA | 8 | Loose MCCB (OEM) | 2 | Distribution Protection | 1 | 600Vac (Y/D) | 2 | 100% | 2 | 381882122 | XT4XQ3080AFF000XXX | XT4XQ3080BFF000XXX | XT4XQ3100EFF000XXX | XT4XQ3100FFF000XXX | XT4XQ3100GFF000XXX | XT4XQ3100PFF000XXX | XT4XQ3100QFF000XXX | XT4XQ3100TFF000XXX | XT4XQ3100UFF000XXX
SF | SFPA36AT0250 | 38 | SRPF250A80 | 18 | 80 | 11 | 100kA | 8 | Panelboard MRO | 1 | Distribution Protection | 1 | 480Vac (Y/D) | 1 | 80% | 1 | 381881111 | XT4LU3080AFF000XXX + SRFB6XT4FPX | XT4LU3080BFF000XXX + SRFB6XT4FPX | XT4LU3100EFF000XXX + SRFB3XT4FPX | XT4LU3100FFF000XXX + SRFB3XT4FPX | XT4LU3100GFF000XXX + SRFB3XT4FPX | XT4LU3100PFF000XXX + SRFB3XT4FPX | XT4LU3100QFF000XXX + SRFB3XT4FPX | XT4LU3100TFF000XXX + SRFB3XT4FPX | XT4LU3100UFF000XXX + SRFB3XT4FPX
SF | SFPA36AT0250 | 38 | SRPF250A80 | 18 | 80 | 11 | 100kA | 8 | Panelboard MRO | 1 | Distribution Protection | 1 | 600Vac (Y/D) | 2 | 80% | 1 | 381881121 | XT4XU3080AFF000XXX + SRFB6XT4FPX | XT4XU3080BFF000XXX + SRFB6XT4FPX | XT4XU3100EFF000XXX + SRFB3XT4FPX | XT4XU3100FFF000XXX + SRFB3XT4FPX | XT4XU3100GFF000XXX + SRFB3XT4FPX | XT4XU3100PFF000XXX + SRFB3XT4FPX | XT4XU3100QFF000XXX + SRFB3XT4FPX | XT4XU3100TFF000XXX + SRFB3XT4FPX | XT4XU3100UFF000XXX + SRFB3XT4FPX
SF | SFPA36AT0250 | 38 | SRPF250A80 | 18 | 80 | 11 | 100kA | 8 | Panelboard MRO | 1 | Distribution Protection | 1 | 480Vac (Y/D) | 1 | 100% | 2 | 381881112 | XT4LQ3080AFF000XXX + SRFB6XT4FPX | XT4LQ3080BFF000XXX + SRFB6XT4FPX | XT4LQ3100EFF000XXX + SRFB3XT4FPX | XT4LQ3100FFF000XXX + SRFB3XT4FPX | XT4LQ3100GFF000XXX + SRFB3XT4FPX | XT4LQ3100PFF000XXX + SRFB3XT4FPX | XT4LQ3100QFF000XXX + SRFB3XT4FPX | XT4LQ3100TFF000XXX + SRFB3XT4FPX | XT4LQ3100UFF000XXX + SRFB3XT4FPX
SF | SFPA36AT0250 | 38 | SRPF250A80 | 18 | 80 | 11 | 100kA | 8 | Panelboard MRO | 1 | Distribution Protection | 1 | 600Vac (Y/D) | 2 | 100% | 2 | 381881122 | XT4XQ3080AFF000XXX + SRFB6XT4FPX | XT4XQ3080BFF000XXX + SRFB6XT4FPX | XT4XQ3100EFF000XXX + SRFB3XT4FPX | XT4XQ3100FFF000XXX + SRFB3XT4FPX | XT4XQ3100GFF000XXX + SRFB3XT4FPX | XT4XQ3100PFF000XXX + SRFB3XT4FPX | XT4XQ3100QFF000XXX + SRFB3XT4FPX | XT4XQ3100TFF000XXX + SRFB3XT4FPX | XT4XQ3100UFF000XXX + SRFB3XT4FPX
SF | SFPA36AT0250 | 38 | SRPF250A90 | 19 | 90 | 12 | 100kA | 8 | Loose MCCB (OEM) | 2 | Distribution Protection | 1 | 480Vac (Y/D) | 1 | 80% | 1 | 381982111 | XT4LU3090AFF000XXX | XT2LU3090BFF000XXX | XT2LU3100EFF000XXX | XT2LU3100FFF000XXX | XT2LU3100GFF000XXX | XT2LU3100PFF000XXX | XT2LU3100QFF000XXX | XT2LU3100TFF000XXX | XT2LU3100UFF000XXX
SF | SFPA36AT0250 | 38 | SRPF250A90 | 19 | 90 | 12 | 100kA | 8 | Loose MCCB (OEM) | 2 | Distribution Protection | 1 | 600Vac (Y/D) | 2 | 80% | 1 | 381982121 | XT4XU3090AFF000XXX | XT4XU3090BFF000XXX | XT4XU3100EFF000XXX | XT4XU3100FFF000XXX | XT4XU3100GFF000XXX | XT4XU3100PFF000XXX | XT4XU3100QFF000XXX | XT4XU3100TFF000XXX | XT4XU3100UFF000XXX
SF | SFPA36AT0250 | 38 | SRPF250A90 | 19 | 90 | 12 | 100kA | 8 | Loose MCCB (OEM) | 2 | Distribution Protection | 1 | 480Vac (Y/D) | 1 | 100% | 2 | 381982112 | XT4LQ3090AFF000XXX | XT2LQ3090BFF000XXX | XT2LQ3100EFF000XXX | XT2LQ3100FFF000XXX | XT2LQ3100GFF000XXX | XT2LQ3100PFF000XXX | XT2LQ3100QFF000XXX | XT2LQ3100TFF000XXX | XT2LQ3100UFF000XXX
SF | SFPA36AT0250 | 38 | SRPF250A90 | 19 | 90 | 12 | 100kA | 8 | Loose MCCB (OEM) | 2 | Distribution Protection | 1 | 600Vac (Y/D) | 2 | 100% | 2 | 381982122 | XT4XQ3090AFF000XXX | XT4XQ3090BFF000XXX | XT4XQ3100EFF000XXX | XT4XQ3100FFF000XXX | XT4XQ3100GFF000XXX | XT4XQ3100PFF000XXX | XT4XQ3100QFF000XXX | XT4XQ3100TFF000XXX | XT4XQ3100UFF000XXX
SF | SFPA36AT0250 | 38 | SRPF250A90 | 19 | 90 | 12 | 100kA | 8 | Panelboard MRO | 1 | Distribution Protection | 1 | 480Vac (Y/D) | 1 | 80% | 1 | 381981111 | XT4LU3090AFF000XXX + SRFB6XT4FPX | XT4LU3090BFF000XXX + SRFB6XT4FPX | XT4LU3100EFF000XXX + SRFB3XT4FPX | XT4LU3100FFF000XXX + SRFB3XT4FPX | XT4LU3100GFF000XXX + SRFB3XT4FPX | XT4LU3100PFF000XXX + SRFB3XT4FPX | XT4LU3100QFF000XXX + SRFB3XT4FPX | XT4LU3100TFF000XXX + SRFB3XT4FPX | XT4LU3100UFF000XXX + SRFB3XT4FPX
SF | SFPA36AT0250 | 38 | SRPF250A90 | 19 | 90 | 12 | 100kA | 8 | Panelboard MRO | 1 | Distribution Protection | 1 | 600Vac (Y/D) | 2 | 80% | 1 | 381981121 | XT4XU3090AFF000XXX + SRFB6XT4FPX | XT4XU3090BFF000XXX + SRFB6XT4FPX | XT4XU3100EFF000XXX + SRFB3XT4FPX | XT4XU3100FFF000XXX + SRFB3XT4FPX | XT4XU3100GFF000XXX + SRFB3XT4FPX | XT4XU3100PFF000XXX + SRFB3XT4FPX | XT4XU3100QFF000XXX + SRFB3XT4FPX | XT4XU3100TFF000XXX + SRFB3XT4FPX | XT4XU3100UFF000XXX + SRFB3XT4FPX
SF | SFPA36AT0250 | 38 | SRPF250A90 | 19 | 90 | 12 | 100kA | 8 | Panelboard MRO | 1 | Distribution Protection | 1 | 480Vac (Y/D) | 1 | 100% | 2 | 381981112 | XT4LQ3090AFF000XXX + SRFB6XT4FPX | XT4LQ3090BFF000XXX + SRFB6XT4FPX | XT4LQ3100EFF000XXX + SRFB3XT4FPX | XT4LQ3100FFF000XXX + SRFB3XT4FPX | XT4LQ3100GFF000XXX + SRFB3XT4FPX | XT4LQ3100PFF000XXX + SRFB3XT4FPX | XT4LQ3100QFF000XXX + SRFB3XT4FPX | XT4LQ3100TFF000XXX + SRFB3XT4FPX | XT4LQ3100UFF000XXX + SRFB3XT4FPX
SF | SFPA36AT0250 | 38 | SRPF250A90 | 19 | 90 | 12 | 100kA | 8 | Panelboard MRO | 1 | Distribution Protection | 1 | 600Vac (Y/D) | 2 | 100% | 2 | 381981122 | XT4XQ3090AFF000XXX + SRFB6XT4FPX | XT4XQ3090BFF000XXX + SRFB6XT4FPX | XT4XQ3100EFF000XXX + SRFB3XT4FPX | XT4XQ3100FFF000XXX + SRFB3XT4FPX | XT4XQ3100GFF000XXX + SRFB3XT4FPX | XT4XQ3100PFF000XXX + SRFB3XT4FPX | XT4XQ3100QFF000XXX + SRFB3XT4FPX | XT4XQ3100TFF000XXX + SRFB3XT4FPX | XT4XQ3100UFF000XXX + SRFB3XT4FPX
SF | SFPA36AT0250 | 38 | SRPF250A100 | 20 | 100 | 13 | 100kA | 8 | Loose MCCB (OEM) | 2 | Distribution Protection | 1 | 480Vac (Y/D) | 1 | 80% | 1 | 382082111 | XT4LU3100AFF000XXX | XT2LU3100BFF000XXX | XT2LU3100EFF000XXX | XT2LU3100FFF000XXX | XT2LU3100GFF000XXX | XT2LU3100PFF000XXX | XT2LU3100QFF000XXX | XT2LU3100TFF000XXX | XT2LU3100UFF000XXX
SF | SFPA36AT0250 | 38 | SRPF250A100 | 20 | 100 | 13 | 100kA | 8 | Loose MCCB (OEM) | 2 | Distribution Protection | 1 | 600Vac (Y/D) | 2 | 80% | 1 | 382082121 | XT4XU3100AFF000XXX | XT4XU3100BFF000XXX | XT4XU3100EFF000XXX | XT4XU3100FFF000XXX | XT4XU3100GFF000XXX | XT4XU3100PFF000XXX | XT4XU3100QFF000XXX | XT4XU3100TFF000XXX | XT4XU3100UFF000XXX
SF | SFPA36AT0250 | 38 | SRPF250A100 | 20 | 100 | 13 | 100kA | 8 | Loose MCCB (OEM) | 2 | Distribution Protection | 1 | 480Vac (Y/D) | 1 | 100% | 2 | 382082112 | XT4LQ3100AFF000XXX | XT2LQ3100BFF000XXX | XT2LQ3100EFF000XXX | XT2LQ3100FFF000XXX | XT2LQ3100GFF000XXX | XT2LQ3100PFF000XXX | XT2LQ3100QFF000XXX | XT2LQ3100TFF000XXX | XT2LQ3100UFF000XXX
SF | SFPA36AT0250 | 38 | SRPF250A100 | 20 | 100 | 13 | 100kA | 8 | Loose MCCB (OEM) | 2 | Distribution Protection | 1 | 600Vac (Y/D) | 2 | 100% | 2 | 382082122 | XT4XQ3100AFF000XXX | XT4XQ3100BFF000XXX | XT4XQ3100EFF000XXX | XT4XQ3100FFF000XXX | XT4XQ3100GFF000XXX | XT4XQ3100PFF000XXX | XT4XQ3100QFF000XXX | XT4XQ3100TFF000XXX | XT4XQ3100UFF000XXX
SF | SFPA36AT0250 | 38 | SRPF250A100 | 20 | 100 | 13 | 100kA | 8 | Panelboard MRO | 1 | Distribution Protection | 1 | 480Vac (Y/D) | 1 | 80% | 1 | 382081111 | XT4LU3100AFF000XXX + SRFB6XT4FPX | XT4LU3100BFF000XXX + SRFB6XT4FPX | XT4LU3100EFF000XXX + SRFB3XT4FPX | XT4LU3100FFF000XXX + SRFB3XT4FPX | XT4LU3100GFF000XXX + SRFB3XT4FPX | XT4LU3100PFF000XXX + SRFB3XT4FPX | XT4LU3100QFF000XXX + SRFB3XT4FPX | XT4LU3100TFF000XXX + SRFB3XT4FPX | XT4LU3100UFF000XXX + SRFB3XT4FPX
SF | SFPA36AT0250 | 38 | SRPF250A100 | 20 | 100 | 13 | 100kA | 8 | Panelboard MRO | 1 | Distribution Protection | 1 | 600Vac (Y/D) | 2 | 80% | 1 | 382081121 | XT4XU3100AFF000XXX + SRFB6XT4FPX | XT4XU3100BFF000XXX + SRFB6XT4FPX | XT4XU3100EFF000XXX + SRFB3XT4FPX | XT4XU3100FFF000XXX + SRFB3XT4FPX | XT4XU3100GFF000XXX + SRFB3XT4FPX | XT4XU3100PFF000XXX + SRFB3XT4FPX | XT4XU3100QFF000XXX + SRFB3XT4FPX | XT4XU3100TFF000XXX + SRFB3XT4FPX | XT4XU3100UFF000XXX + SRFB3XT4FPX
SF | SFPA36AT0250 | 38 | SRPF250A100 | 20 | 100 | 13 | 100kA | 8 | Panelboard MRO | 1 | Distribution Protection | 1 | 480Vac (Y/D) | 1 | 100% | 2 | 382081112 | XT4LQ3100AFF000XXX + SRFB6XT4FPX | XT4LQ3100BFF000XXX + SRFB6XT4FPX | XT4LQ3100EFF000XXX + SRFB3XT4FPX | XT4LQ3100FFF000XXX + SRFB3XT4FPX | XT4LQ3100GFF000XXX + SRFB3XT4FPX | XT4LQ3100PFF000XXX + SRFB3XT4FPX | XT4LQ3100QFF000XXX + SRFB3XT4FPX | XT4LQ3100TFF000XXX + SRFB3XT4FPX | XT4LQ3100UFF000XXX + SRFB3XT4FPX
SF | SFPA36AT0250 | 38 | SRPF250A100 | 20 | 100 | 13 | 100kA | 8 | Panelboard MRO | 1 | Distribution Protection | 1 | 600Vac (Y/D) | 2 | 100% | 2 | 382081122 | XT4XQ3100AFF000XXX + SRFB6XT4FPX | XT4XQ3100BFF000XXX + SRFB6XT4FPX | XT4XQ3100EFF000XXX + SRFB3XT4FPX | XT4XQ3100FFF000XXX + SRFB3XT4FPX | XT4XQ3100GFF000XXX + SRFB3XT4FPX | XT4XQ3100PFF000XXX + SRFB3XT4FPX | XT4XQ3100QFF000XXX + SRFB3XT4FPX | XT4XQ3100TFF000XXX + SRFB3XT4FPX | XT4XQ3100UFF000XXX + SRFB3XT4FPX
SF | SFPA36AT0250 | 38 | SRPF250A110 | 21 | 110 | 14 | 100kA | 8 | Loose MCCB (OEM) | 2 | Distribution Protection | 1 | 480Vac (Y/D) | 1 | 80% | 1 | 382182111 | XT4LU3110AFF000XXX | XT2LU3110BFF000XXX | XT2LU3125EFF000XXX | XT2LU3125FFF000XXX | XT2LU3125GFF000XXX | XT2LU3125PFF000XXX | XT2LU3125QFF000XXX | XT2LU3125TFF000XXX | XT2LU3125UFF000XXX
SF | SFPA36AT0250 | 38 | SRPF250A110 | 21 | 110 | 14 | 100kA | 8 | Loose MCCB (OEM) | 2 | Distribution Protection | 1 | 600Vac (Y/D) | 2 | 80% | 1 | 382182121 | XT4XU3110AFF000XXX | XT4XU3110BFF000XXX | XT4XU3150EFF000XXX | XT4XU3150FFF000XXX | XT4XU3150GFF000XXX | XT4XU3150PFF000XXX | XT4XU3150QFF000XXX | XT4XU3150TFF000XXX | XT4XU3150UFF000XXX
SF | SFPA36AT0250 | 38 | SRPF250A110 | 21 | 110 | 14 | 100kA | 8 | Loose MCCB (OEM) | 2 | Distribution Protection | 1 | 480Vac (Y/D) | 1 | 100% | 2 | 382182112 | XT4LQ3110AFF000XXX | XT4LQ3110BFF000XXX | XT4LQ3150EFF000XXX | XT4LQ3150FFF000XXX | XT4LQ3150GFF000XXX | XT4LQ3150PFF000XXX | XT4LQ3150QFF000XXX | XT4LQ3150TFF000XXX | XT4LQ3150UFF000XXX
SF | SFPA36AT0250 | 38 | SRPF250A110 | 21 | 110 | 14 | 100kA | 8 | Loose MCCB (OEM) | 2 | Distribution Protection | 1 | 600Vac (Y/D) | 2 | 100% | 2 | 382182122 | XT4XQ3110AFF000XXX | XT4XQ3110BFF000XXX | XT4XQ3150EFF000XXX | XT4XQ3150FFF000XXX | XT4XQ3150GFF000XXX | XT4XQ3150PFF000XXX | XT4XQ3150QFF000XXX | XT4XQ3150TFF000XXX | XT4XQ3150UFF000XXX
SF | SFPA36AT0250 | 38 | SRPF250A110 | 21 | 110 | 14 | 100kA | 8 | Panelboard MRO | 1 | Distribution Protection | 1 | 480Vac (Y/D) | 1 | 80% | 1 | 382181111 | XT4LU3110AFF000XXX + SRFB6XT4FPX | XT4LU3110BFF000XXX + SRFB6XT4FPX | XT4LU3150EFF000XXX + SRFB3XT4FPX | XT4LU3150FFF000XXX + SRFB3XT4FPX | XT4LU3150GFF000XXX + SRFB3XT4FPX | XT4LU3150PFF000XXX + SRFB3XT4FPX | XT4LU3150QFF000XXX + SRFB3XT4FPX | XT4LU3150TFF000XXX + SRFB3XT4FPX | XT4LU3150UFF000XXX + SRFB3XT4FPX
SF | SFPA36AT0250 | 38 | SRPF250A110 | 21 | 110 | 14 | 100kA | 8 | Panelboard MRO | 1 | Distribution Protection | 1 | 600Vac (Y/D) | 2 | 80% | 1 | 382181121 | XT4XU3110AFF000XXX + SRFB6XT4FPX | XT4XU3110BFF000XXX + SRFB6XT4FPX | XT4XU3150EFF000XXX + SRFB3XT4FPX | XT4XU3150FFF000XXX + SRFB3XT4FPX | XT4XU3150GFF000XXX + SRFB3XT4FPX | XT4XU3150PFF000XXX + SRFB3XT4FPX | XT4XU3150QFF000XXX + SRFB3XT4FPX | XT4XU3150TFF000XXX + SRFB3XT4FPX | XT4XU3150UFF000XXX + SRFB3XT4FPX
SF | SFPA36AT0250 | 38 | SRPF250A110 | 21 | 110 | 14 | 100kA | 8 | Panelboard MRO | 1 | Distribution Protection | 1 | 480Vac (Y/D) | 1 | 100% | 2 | 382181112 | XT4LQ3110AFF000XXX + SRFB6XT4FPX | XT4LQ3110BFF000XXX + SRFB6XT4FPX | XT4LQ3150EFF000XXX + SRFB3XT4FPX | XT4LQ3150FFF000XXX + SRFB3XT4FPX | XT4LQ3150GFF000XXX + SRFB3XT4FPX | XT4LQ3150PFF000XXX + SRFB3XT4FPX | XT4LQ3150QFF000XXX + SRFB3XT4FPX | XT4LQ3150TFF000XXX + SRFB3XT4FPX | XT4LQ3150UFF000XXX + SRFB3XT4FPX
SF | SFPA36AT0250 | 38 | SRPF250A110 | 21 | 110 | 14 | 100kA | 8 | Panelboard MRO | 1 | Distribution Protection | 1 | 600Vac (Y/D) | 2 | 100% | 2 | 382181122 | XT4XQ3110AFF000XXX + SRFB6XT4FPX | XT4XQ3110BFF000XXX + SRFB6XT4FPX | XT4XQ3150EFF000XXX + SRFB3XT4FPX | XT4XQ3150FFF000XXX + SRFB3XT4FPX | XT4XQ3150GFF000XXX + SRFB3XT4FPX | XT4XQ3150PFF000XXX + SRFB3XT4FPX | XT4XQ3150QFF000XXX + SRFB3XT4FPX | XT4XQ3150TFF000XXX + SRFB3XT4FPX | XT4XQ3150UFF000XXX + SRFB3XT4FPX
SF | SFPA36AT0250 | 38 | SRPF250A125 | 22 | 125 | 15 | 100kA | 8 | Loose MCCB (OEM) | 2 | Distribution Protection | 1 | 480Vac (Y/D) | 1 | 100% | 2 | 382282112 | XT4LQ3125AFF000XXX | XT4LQ3125BFF000XXX | XT4LQ3150EFF000XXX | XT4LQ3150FFF000XXX | XT4LQ3150GFF000XXX | XT4LQ3150PFF000XXX | XT4LQ3150QFF000XXX | XT4LQ3150TFF000XXX | XT4LQ3150UFF000XXX
SF | SFPA36AT0250 | 38 | SRPF250A125 | 22 | 125 | 15 | 100kA | 8 | Loose MCCB (OEM) | 2 | Distribution Protection | 1 | 480Vac (Y/D) | 1 | 80% | 1 | 382282111 | XT4LU3125AFF000XXX | XT2LU3125BFF000XXX | XT2LU3125EFF000XXX | XT2LU3125FFF000XXX | XT2LU3125GFF000XXX | XT2LU3125PFF000XXX | XT2LU3125QFF000XXX | XT2LU3125TFF000XXX | XT2LU3125UFF000XXX
SF | SFPA36AT0250 | 38 | SRPF250A125 | 22 | 125 | 15 | 100kA | 8 | Loose MCCB (OEM) | 2 | Distribution Protection | 1 | 600Vac (Y/D) | 2 | 80% | 1 | 382282121 | XT4XU3125AFF000XXX | XT4XU3125BFF000XXX | XT4XU3150EFF000XXX | XT4XU3150FFF000XXX | XT4XU3150GFF000XXX | XT4XU3150PFF000XXX | XT4XU3150QFF000XXX | XT4XU3150TFF000XXX | XT4XU3150UFF000XXX
SF | SFPA36AT0250 | 38 | SRPF250A125 | 22 | 125 | 15 | 100kA | 8 | Loose MCCB (OEM) | 2 | Distribution Protection | 1 | 600Vac (Y/D) | 2 | 100% | 2 | 382282122 | XT4XQ3125AFF000XXX | XT4XQ3125BFF000XXX | XT4XQ3150EFF000XXX | XT4XQ3150FFF000XXX | XT4XQ3150GFF000XXX | XT4XQ3150PFF000XXX | XT4XQ3150QFF000XXX | XT4XQ3150TFF000XXX | XT4XQ3150UFF000XXX
SF | SFPA36AT0250 | 38 | SRPF250A125 | 22 | 125 | 15 | 100kA | 8 | Panelboard MRO | 1 | Distribution Protection | 1 | 480Vac (Y/D) | 1 | 100% | 2 | 382281112 | XT4LQ3125AFF000XXX + SRFB6XT4FPX | XT4LQ3125BFF000XXX + SRFB6XT4FPX | XT4LQ3150EFF000XXX + SRFB3XT4FPX | XT4LQ3150FFF000XXX + SRFB3XT4FPX | XT4LQ3150GFF000XXX + SRFB3XT4FPX | XT4LQ3150PFF000XXX + SRFB3XT4FPX | XT4LQ3150QFF000XXX + SRFB3XT4FPX | XT4LQ3150TFF000XXX + SRFB3XT4FPX | XT4LQ3150UFF000XXX + SRFB3XT4FPX
SF | SFPA36AT0250 | 38 | SRPF250A125 | 22 | 125 | 15 | 100kA | 8 | Panelboard MRO | 1 | Distribution Protection | 1 | 480Vac (Y/D) | 1 | 80% | 1 | 382281111 | XT4LU3125AFF000XXX + SRFB6XT4FPX | XT4LU3125BFF000XXX + SRFB6XT4FPX | XT4LU3150EFF000XXX + SRFB3XT4FPX | XT4LU3150FFF000XXX + SRFB3XT4FPX | XT4LU3150GFF000XXX + SRFB3XT4FPX | XT4LU3150PFF000XXX + SRFB3XT4FPX | XT4LU3150QFF000XXX + SRFB3XT4FPX | XT4LU3150TFF000XXX + SRFB3XT4FPX | XT4LU3150UFF000XXX + SRFB3XT4FPX
SF | SFPA36AT0250 | 38 | SRPF250A125 | 22 | 125 | 15 | 100kA | 8 | Panelboard MRO | 1 | Distribution Protection | 1 | 600Vac (Y/D) | 2 | 80% | 1 | 382281121 | XT4XU3125AFF000XXX + SRFB6XT4FPX | XT4XU3125BFF000XXX + SRFB6XT4FPX | XT4XU3150EFF000XXX + SRFB3XT4FPX | XT4XU3150FFF000XXX + SRFB3XT4FPX | XT4XU3150GFF000XXX + SRFB3XT4FPX | XT4XU3150PFF000XXX + SRFB3XT4FPX | XT4XU3150QFF000XXX + SRFB3XT4FPX | XT4XU3150TFF000XXX + SRFB3XT4FPX | XT4XU3150UFF000XXX + SRFB3XT4FPX
SF | SFPA36AT0250 | 38 | SRPF250A125 | 22 | 125 | 15 | 100kA | 8 | Panelboard MRO | 1 | Distribution Protection | 1 | 600Vac (Y/D) | 2 | 100% | 2 | 382281122 | XT4XQ3125AFF000XXX + SRFB6XT4FPX | XT4XQ3125BFF000XXX + SRFB6XT4FPX | XT4XQ3150EFF000XXX + SRFB3XT4FPX | XT4XQ3150FFF000XXX + SRFB3XT4FPX | XT4XQ3150GFF000XXX + SRFB3XT4FPX | XT4XQ3150PFF000XXX + SRFB3XT4FPX | XT4XQ3150QFF000XXX + SRFB3XT4FPX | XT4XQ3150TFF000XXX + SRFB3XT4FPX | XT4XQ3150UFF000XXX + SRFB3XT4FPX
SF | SFPA36AT0250 | 38 | SRPF250A150 | 23 | 150 | 16 | 100kA | 8 | Loose MCCB (OEM) | 2 | Distribution Protection | 1 | 480Vac (Y/D) | 1 | 80% | 1 | 382382111 | XT4LU3150AFF000XXX | XT4LU3150BFF000XXX | XT4LU3150EFF000XXX | XT4LU3150FFF000XXX | XT4LU3150GFF000XXX | XT4LU3150PFF000XXX | XT4LU3150QFF000XXX | XT4LU3150TFF000XXX | XT4LU3150UFF000XXX
SF | SFPA36AT0250 | 38 | SRPF250A150 | 23 | 150 | 16 | 100kA | 8 | Loose MCCB (OEM) | 2 | Distribution Protection | 1 | 600Vac (Y/D) | 2 | 80% | 1 | 382382121 | XT4XU3150AFF000XXX | XT4XU3150BFF000XXX | XT4XU3150EFF000XXX | XT4XU3150FFF000XXX | XT4XU3150GFF000XXX | XT4XU3150PFF000XXX | XT4XU3150QFF000XXX | XT4XU3150TFF000XXX | XT4XU3150UFF000XXX
SF | SFPA36AT0250 | 38 | SRPF250A150 | 23 | 150 | 16 | 100kA | 8 | Loose MCCB (OEM) | 2 | Distribution Protection | 1 | 480Vac (Y/D) | 1 | 100% | 2 | 382382112 | XT4LQ3150AFF000XXX | XT4LQ3150BFF000XXX | XT4LQ3150EFF000XXX | XT4LQ3150FFF000XXX | XT4LQ3150GFF000XXX | XT4LQ3150PFF000XXX | XT4LQ3150QFF000XXX | XT4LQ3150TFF000XXX | XT4LQ3150UFF000XXX
SF | SFPA36AT0250 | 38 | SRPF250A150 | 23 | 150 | 16 | 100kA | 8 | Loose MCCB (OEM) | 2 | Distribution Protection | 1 | 600Vac (Y/D) | 2 | 100% | 2 | 382382122 | XT4XQ3150AFF000XXX | XT4XQ3150BFF000XXX | XT4XQ3150EFF000XXX | XT4XQ3150FFF000XXX | XT4XQ3150GFF000XXX | XT4XQ3150PFF000XXX | XT4XQ3150QFF000XXX | XT4XQ3150TFF000XXX | XT4XQ3150UFF000XXX
SF | SFPA36AT0250 | 38 | SRPF250A150 | 23 | 150 | 16 | 100kA | 8 | Panelboard MRO | 1 | Distribution Protection | 1 | 480Vac (Y/D) | 1 | 80% | 1 | 382381111 | XT4LU3150AFF000XXX + SRFB6XT4FPX | XT4LU3150BFF000XXX + SRFB6XT4FPX | XT4LU3150EFF000XXX + SRFB3XT4FPX | XT4LU3150FFF000XXX + SRFB3XT4FPX | XT4LU3150GFF000XXX + SRFB3XT4FPX | XT4LU3150PFF000XXX + SRFB3XT4FPX | XT4LU3150QFF000XXX + SRFB3XT4FPX | XT4LU3150TFF000XXX + SRFB3XT4FPX | XT4LU3150UFF000XXX + SRFB3XT4FPX
SF | SFPA36AT0250 | 38 | SRPF250A150 | 23 | 150 | 16 | 100kA | 8 | Panelboard MRO | 1 | Distribution Protection | 1 | 600Vac (Y/D) | 2 | 80% | 1 | 382381121 | XT4XU3150AFF000XXX + SRFB6XT4FPX | XT4XU3150BFF000XXX + SRFB6XT4FPX | XT4XU3150EFF000XXX + SRFB3XT4FPX | XT4XU3150FFF000XXX + SRFB3XT4FPX | XT4XU3150GFF000XXX + SRFB3XT4FPX | XT4XU3150PFF000XXX + SRFB3XT4FPX | XT4XU3150QFF000XXX + SRFB3XT4FPX | XT4XU3150TFF000XXX + SRFB3XT4FPX | XT4XU3150UFF000XXX + SRFB3XT4FPX
SF | SFPA36AT0250 | 38 | SRPF250A150 | 23 | 150 | 16 | 100kA | 8 | Panelboard MRO | 1 | Distribution Protection | 1 | 480Vac (Y/D) | 1 | 100% | 2 | 382381112 | XT4LQ3150AFF000XXX + SRFB6XT4FPX | XT4LQ3150BFF000XXX + SRFB6XT4FPX | XT4LQ3150EFF000XXX + SRFB3XT4FPX | XT4LQ3150FFF000XXX + SRFB3XT4FPX | XT4LQ3150GFF000XXX + SRFB3XT4FPX | XT4LQ3150PFF000XXX + SRFB3XT4FPX | XT4LQ3150QFF000XXX + SRFB3XT4FPX | XT4LQ3150TFF000XXX + SRFB3XT4FPX | XT4LQ3150UFF000XXX + SRFB3XT4FPX
SF | SFPA36AT0250 | 38 | SRPF250A150 | 23 | 150 | 16 | 100kA | 8 | Panelboard MRO | 1 | Distribution Protection | 1 | 600Vac (Y/D) | 2 | 100% | 2 | 382381122 | XT4XQ3150AFF000XXX + SRFB6XT4FPX | XT4XQ3150BFF000XXX + SRFB6XT4FPX | XT4XQ3150EFF000XXX + SRFB3XT4FPX | XT4XQ3150FFF000XXX + SRFB3XT4FPX | XT4XQ3150GFF000XXX + SRFB3XT4FPX | XT4XQ3150PFF000XXX + SRFB3XT4FPX | XT4XQ3150QFF000XXX + SRFB3XT4FPX | XT4XQ3150TFF000XXX + SRFB3XT4FPX | XT4XQ3150UFF000XXX + SRFB3XT4FPX
SF | SFPA36AT0250 | 38 | SRPF250A175 | 24 | 175 | 17 | 100kA | 8 | Loose MCCB (OEM) | 2 | Distribution Protection | 1 | 480Vac (Y/D) | 1 | 80% | 1 | 382482111 | XT4LU3175AFF000XXX | XT4LU3175BFF000XXX | XT4LU3225EFF000XXX | XT4LU3225FFF000XXX | XT4LU3225GFF000XXX | XT4LU3225PFF000XXX | XT4LU3225QFF000XXX | XT4LU3225TFF000XXX | XT4LU3225UFF000XXX
SF | SFPA36AT0250 | 38 | SRPF250A175 | 24 | 175 | 17 | 100kA | 8 | Loose MCCB (OEM) | 2 | Distribution Protection | 1 | 600Vac (Y/D) | 2 | 80% | 1 | 382482121 | XT4XU3175AFF000XXX | XT4XU3175BFF000XXX | XT4XU3225EFF000XXX | XT4XU3225FFF000XXX | XT4XU3225GFF000XXX | XT4XU3225PFF000XXX | XT4XU3225QFF000XXX | XT4XU3225TFF000XXX | XT4XU3225UFF000XXX
SF | SFPA36AT0250 | 38 | SRPF250A175 | 24 | 175 | 17 | 100kA | 8 | Loose MCCB (OEM) | 2 | Distribution Protection | 1 | 480Vac (Y/D) | 1 | 100% | 2 | 382482112 | XT4LQ3175AFF000XXX | XT4LQ3175BFF000XXX | XT4LQ3225EFF000XXX | XT4LQ3225FFF000XXX | XT4LQ3225GFF000XXX | XT4LQ3225PFF000XXX | XT4LQ3225QFF000XXX | XT4LQ3225TFF000XXX | XT4LQ3225UFF000XXX
SF | SFPA36AT0250 | 38 | SRPF250A175 | 24 | 175 | 17 | 100kA | 8 | Loose MCCB (OEM) | 2 | Distribution Protection | 1 | 600Vac (Y/D) | 2 | 100% | 2 | 382482122 | XT4XQ3175AFF000XXX | XT4XQ3175BFF000XXX | XT4XQ3225EFF000XXX | XT4XQ3225FFF000XXX | XT4XQ3225GFF000XXX | XT4XQ3225PFF000XXX | XT4XQ3225QFF000XXX | XT4XQ3225TFF000XXX | XT4XQ3225UFF000XXX
SF | SFPA36AT0250 | 38 | SRPF250A175 | 24 | 175 | 17 | 100kA | 8 | Panelboard MRO | 1 | Distribution Protection | 1 | 480Vac (Y/D) | 1 | 80% | 1 | 382481111 | XT4LU3175AFF000XXX + SRFB6XT4FPX | XT4LU3175BFF000XXX + SRFB6XT4FPX | XT4LU3225EFF000XXX + SRFB3XT4FPX | XT4LU3225FFF000XXX + SRFB3XT4FPX | XT4LU3225GFF000XXX + SRFB3XT4FPX | XT4LU3225PFF000XXX + SRFB3XT4FPX | XT4LU3225QFF000XXX + SRFB3XT4FPX | XT4LU3225TFF000XXX + SRFB3XT4FPX | XT4LU3225UFF000XXX + SRFB3XT4FPX
SF | SFPA36AT0250 | 38 | SRPF250A175 | 24 | 175 | 17 | 100kA | 8 | Panelboard MRO | 1 | Distribution Protection | 1 | 600Vac (Y/D) | 2 | 80% | 1 | 382481121 | XT4XU3175AFF000XXX + SRFB6XT4FPX | XT4XU3175BFF000XXX + SRFB6XT4FPX | XT4XU3225EFF000XXX + SRFB3XT4FPX | XT4XU3225FFF000XXX + SRFB3XT4FPX | XT4XU3225GFF000XXX + SRFB3XT4FPX | XT4XU3225PFF000XXX + SRFB3XT4FPX | XT4XU3225QFF000XXX + SRFB3XT4FPX | XT4XU3225TFF000XXX + SRFB3XT4FPX | XT4XU3225UFF000XXX + SRFB3XT4FPX
SF | SFPA36AT0250 | 38 | SRPF250A175 | 24 | 175 | 17 | 100kA | 8 | Panelboard MRO | 1 | Distribution Protection | 1 | 480Vac (Y/D) | 1 | 100% | 2 | 382481112 | XT4LQ3175AFF000XXX + SRFB6XT4FPX | XT4LQ3175BFF000XXX + SRFB6XT4FPX | XT4LQ3225EFF000XXX + SRFB3XT4FPX | XT4LQ3225FFF000XXX + SRFB3XT4FPX | XT4LQ3225GFF000XXX + SRFB3XT4FPX | XT4LQ3225PFF000XXX + SRFB3XT4FPX | XT4LQ3225QFF000XXX + SRFB3XT4FPX | XT4LQ3225TFF000XXX + SRFB3XT4FPX | XT4LQ3225UFF000XXX + SRFB3XT4FPX
SF | SFPA36AT0250 | 38 | SRPF250A175 | 24 | 175 | 17 | 100kA | 8 | Panelboard MRO | 1 | Distribution Protection | 1 | 600Vac (Y/D) | 2 | 100% | 2 | 382481122 | XT4XQ3175AFF000XXX + SRFB6XT4FPX | XT4XQ3175BFF000XXX + SRFB6XT4FPX | XT4XQ3225EFF000XXX + SRFB3XT4FPX | XT4XQ3225FFF000XXX + SRFB3XT4FPX | XT4XQ3225GFF000XXX + SRFB3XT4FPX | XT4XQ3225PFF000XXX + SRFB3XT4FPX | XT4XQ3225QFF000XXX + SRFB3XT4FPX | XT4XQ3225TFF000XXX + SRFB3XT4FPX | XT4XQ3225UFF000XXX + SRFB3XT4FPX
SF | SFPA36AT0250 | 38 | SRPF250A200 | 25 | 200 | 18 | 100kA | 8 | Loose MCCB (OEM) | 2 | Distribution Protection | 1 | 480Vac (Y/D) | 1 | 80% | 1 | 382582111 | XT4LU3200AFF000XXX | XT4LU3200BFF000XXX | XT4LU3225EFF000XXX | XT4LU3225FFF000XXX | XT4LU3225GFF000XXX | XT4LU3225PFF000XXX | XT4LU3225QFF000XXX | XT4LU3225TFF000XXX | XT4LU3225UFF000XXX
SF | SFPA36AT0250 | 38 | SRPF250A200 | 25 | 200 | 18 | 100kA | 8 | Loose MCCB (OEM) | 2 | Distribution Protection | 1 | 600Vac (Y/D) | 2 | 80% | 1 | 382582121 | XT4XU3200AFF000XXX | XT4XU3200BFF000XXX | XT4XU3225EFF000XXX | XT4XU3225FFF000XXX | XT4XU3225GFF000XXX | XT4XU3225PFF000XXX | XT4XU3225QFF000XXX | XT4XU3225TFF000XXX | XT4XU3225UFF000XXX
SF | SFPA36AT0250 | 38 | SRPF250A200 | 25 | 200 | 18 | 100kA | 8 | Loose MCCB (OEM) | 2 | Distribution Protection | 1 | 480Vac (Y/D) | 1 | 100% | 2 | 382582112 | XT4LQ3200AFF000XXX | XT4LQ3200BFF000XXX | XT4LQ3225EFF000XXX | XT4LQ3225FFF000XXX | XT4LQ3225GFF000XXX | XT4LQ3225PFF000XXX | XT4LQ3225QFF000XXX | XT4LQ3225TFF000XXX | XT4LQ3225UFF000XXX
SF | SFPA36AT0250 | 38 | SRPF250A200 | 25 | 200 | 18 | 100kA | 8 | Loose MCCB (OEM) | 2 | Distribution Protection | 1 | 600Vac (Y/D) | 2 | 100% | 2 | 382582122 | XT4XQ3200AFF000XXX | XT4XQ3200BFF000XXX | XT4XQ3225EFF000XXX | XT4XQ3225FFF000XXX | XT4XQ3225GFF000XXX | XT4XQ3225PFF000XXX | XT4XQ3225QFF000XXX | XT4XQ3225TFF000XXX | XT4XQ3225UFF000XXX
SF | SFPA36AT0250 | 38 | SRPF250A200 | 25 | 200 | 18 | 100kA | 8 | Panelboard MRO | 1 | Distribution Protection | 1 | 480Vac (Y/D) | 1 | 80% | 1 | 382581111 | XT4LU3200AFF000XXX + SRFB6XT4FPX | XT4LU3200BFF000XXX + SRFB6XT4FPX | XT4LU3225EFF000XXX + SRFB3XT4FPX | XT4LU3225FFF000XXX + SRFB3XT4FPX | XT4LU3225GFF000XXX + SRFB3XT4FPX | XT4LU3225PFF000XXX + SRFB3XT4FPX | XT4LU3225QFF000XXX + SRFB3XT4FPX | XT4LU3225TFF000XXX + SRFB3XT4FPX | XT4LU3225UFF000XXX + SRFB3XT4FPX
SF | SFPA36AT0250 | 38 | SRPF250A200 | 25 | 200 | 18 | 100kA | 8 | Panelboard MRO | 1 | Distribution Protection | 1 | 600Vac (Y/D) | 2 | 80% | 1 | 382581121 | XT4XU3200AFF000XXX + SRFB6XT4FPX | XT4XU3200BFF000XXX + SRFB6XT4FPX | XT4XU3225EFF000XXX + SRFB3XT4FPX | XT4XU3225FFF000XXX + SRFB3XT4FPX | XT4XU3225GFF000XXX + SRFB3XT4FPX | XT4XU3225PFF000XXX + SRFB3XT4FPX | XT4XU3225QFF000XXX + SRFB3XT4FPX | XT4XU3225TFF000XXX + SRFB3XT4FPX | XT4XU3225UFF000XXX + SRFB3XT4FPX
SF | SFPA36AT0250 | 38 | SRPF250A200 | 25 | 200 | 18 | 100kA | 8 | Panelboard MRO | 1 | Distribution Protection | 1 | 480Vac (Y/D) | 1 | 100% | 2 | 382581112 | XT4LQ3200AFF000XXX + SRFB6XT4FPX | XT4LQ3200BFF000XXX + SRFB6XT4FPX | XT4LQ3225EFF000XXX + SRFB3XT4FPX | XT4LQ3225FFF000XXX + SRFB3XT4FPX | XT4LQ3225GFF000XXX + SRFB3XT4FPX | XT4LQ3225PFF000XXX + SRFB3XT4FPX | XT4LQ3225QFF000XXX + SRFB3XT4FPX | XT4LQ3225TFF000XXX + SRFB3XT4FPX | XT4LQ3225UFF000XXX + SRFB3XT4FPX
SF | SFPA36AT0250 | 38 | SRPF250A200 | 25 | 200 | 18 | 100kA | 8 | Panelboard MRO | 1 | Distribution Protection | 1 | 600Vac (Y/D) | 2 | 100% | 2 | 382581122 | XT4XQ3200AFF000XXX + SRFB6XT4FPX | XT4XQ3200BFF000XXX + SRFB6XT4FPX | XT4XQ3225EFF000XXX + SRFB3XT4FPX | XT4XQ3225FFF000XXX + SRFB3XT4FPX | XT4XQ3225GFF000XXX + SRFB3XT4FPX | XT4XQ3225PFF000XXX + SRFB3XT4FPX | XT4XQ3225QFF000XXX + SRFB3XT4FPX | XT4XQ3225TFF000XXX + SRFB3XT4FPX | XT4XQ3225UFF000XXX + SRFB3XT4FPX
SF | SFPA36AT0250 | 38 | SRPF250A225 | 26 | 225 | 19 | 100kA | 8 | Loose MCCB (OEM) | 2 | Distribution Protection | 1 | 480Vac (Y/D) | 1 | 80% | 1 | 382682111 | XT4LU3225AFF000XXX | XT4LU3225BFF000XXX | XT4LU3225EFF000XXX | XT4LU3225FFF000XXX | XT4LU3225GFF000XXX | XT4LU3225PFF000XXX | XT4LU3225QFF000XXX | XT4LU3225TFF000XXX | XT4LU3225UFF000XXX
SF | SFPA36AT0250 | 38 | SRPF250A225 | 26 | 225 | 19 | 100kA | 8 | Loose MCCB (OEM) | 2 | Distribution Protection | 1 | 600Vac (Y/D) | 2 | 80% | 1 | 382682121 | XT4XU3225AFF000XXX | XT4XU3225BFF000XXX | XT4XU3225EFF000XXX | XT4XU3225FFF000XXX | XT4XU3225GFF000XXX | XT4XU3225PFF000XXX | XT4XU3225QFF000XXX | XT4XU3225TFF000XXX | XT4XU3225UFF000XXX
SF | SFPA36AT0250 | 38 | SRPF250A225 | 26 | 225 | 19 | 100kA | 8 | Loose MCCB (OEM) | 2 | Distribution Protection | 1 | 480Vac (Y/D) | 1 | 100% | 2 | 382682112 | XT4LQ3225AFF000XXX | XT4LQ3225BFF000XXX | XT4LQ3225EFF000XXX | XT4LQ3225FFF000XXX | XT4LQ3225GFF000XXX | XT4LQ3225PFF000XXX | XT4LQ3225QFF000XXX | XT4LQ3225TFF000XXX | XT4LQ3225UFF000XXX
SF | SFPA36AT0250 | 38 | SRPF250A225 | 26 | 225 | 19 | 100kA | 8 | Loose MCCB (OEM) | 2 | Distribution Protection | 1 | 600Vac (Y/D) | 2 | 100% | 2 | 382682122 | XT4XQ3225AFF000XXX | XT4XQ3225BFF000XXX | XT4XQ3225EFF000XXX | XT4XQ3225FFF000XXX | XT4XQ3225GFF000XXX | XT4XQ3225PFF000XXX | XT4XQ3225QFF000XXX | XT4XQ3225TFF000XXX | XT4XQ3225UFF000XXX
SF | SFPA36AT0250 | 38 | SRPF250A225 | 26 | 225 | 19 | 100kA | 8 | Panelboard MRO | 1 | Distribution Protection | 1 | 480Vac (Y/D) | 1 | 80% | 1 | 382681111 | XT4LU3225AFF000XXX + SRFB6XT4FPX | XT4LU3225BFF000XXX + SRFB6XT4FPX | XT4LU3225EFF000XXX + SRFB3XT4FPX | XT4LU3225FFF000XXX + SRFB3XT4FPX | XT4LU3225GFF000XXX + SRFB3XT4FPX | XT4LU3225PFF000XXX + SRFB3XT4FPX | XT4LU3225QFF000XXX + SRFB3XT4FPX | XT4LU3225TFF000XXX + SRFB3XT4FPX | XT4LU3225UFF000XXX + SRFB3XT4FPX
SF | SFPA36AT0250 | 38 | SRPF250A225 | 26 | 225 | 19 | 100kA | 8 | Panelboard MRO | 1 | Distribution Protection | 1 | 600Vac (Y/D) | 2 | 80% | 1 | 382681121 | XT4XU3225AFF000XXX + SRFB6XT4FPX | XT4XU3225BFF000XXX + SRFB6XT4FPX | XT4XU3225EFF000XXX + SRFB3XT4FPX | XT4XU3225FFF000XXX + SRFB3XT4FPX | XT4XU3225GFF000XXX + SRFB3XT4FPX | XT4XU3225PFF000XXX + SRFB3XT4FPX | XT4XU3225QFF000XXX + SRFB3XT4FPX | XT4XU3225TFF000XXX + SRFB3XT4FPX | XT4XU3225UFF000XXX + SRFB3XT4FPX
SF | SFPA36AT0250 | 38 | SRPF250A225 | 26 | 225 | 19 | 100kA | 8 | Panelboard MRO | 1 | Distribution Protection | 1 | 480Vac (Y/D) | 1 | 100% | 2 | 382681112 | XT4LQ3225AFF000XXX + SRFB6XT4FPX | XT4LQ3225BFF000XXX + SRFB6XT4FPX | XT4LQ3225EFF000XXX + SRFB3XT4FPX | XT4LQ3225FFF000XXX + SRFB3XT4FPX | XT4LQ3225GFF000XXX + SRFB3XT4FPX | XT4LQ3225PFF000XXX + SRFB3XT4FPX | XT4LQ3225QFF000XXX + SRFB3XT4FPX | XT4LQ3225TFF000XXX + SRFB3XT4FPX | XT4LQ3225UFF000XXX + SRFB3XT4FPX
SF | SFPA36AT0250 | 38 | SRPF250A225 | 26 | 225 | 19 | 100kA | 8 | Panelboard MRO | 1 | Distribution Protection | 1 | 600Vac (Y/D) | 2 | 100% | 2 | 382681122 | XT4XQ3225AFF000XXX + SRFB6XT4FPX | XT4XQ3225BFF000XXX + SRFB6XT4FPX | XT4XQ3225EFF000XXX + SRFB3XT4FPX | XT4XQ3225FFF000XXX + SRFB3XT4FPX | XT4XQ3225GFF000XXX + SRFB3XT4FPX | XT4XQ3225PFF000XXX + SRFB3XT4FPX | XT4XQ3225QFF000XXX + SRFB3XT4FPX | XT4XQ3225TFF000XXX + SRFB3XT4FPX | XT4XQ3225UFF000XXX + SRFB3XT4FPX
SF | SFPA36AT0250 | 38 | SRPF250A250 | 27 | 250 | 20 | 100kA | 8 | Loose MCCB (OEM) | 2 | Distribution Protection | 1 | 480Vac (Y/D) | 1 | 80% | 1 | 382782111 | XT4LU3250AFF000XXX | XT4LU3250BFF000XXX | XT4LU3250EFF000XXX | XT4LU3250FFF000XXX | XT4LU3250GFF000XXX | XT4LU3250PFF000XXX | XT4LU3250QFF000XXX | XT4LU3250TFF000XXX | XT4LU3250UFF000XXX
SF | SFPA36AT0250 | 38 | SRPF250A250 | 27 | 250 | 20 | 100kA | 8 | Loose MCCB (OEM) | 2 | Distribution Protection | 1 | 600Vac (Y/D) | 2 | 80% | 1 | 382782121 | XT4XU3250AFF000XXX | XT4XU3250BFF000XXX | XT4XU3250EFF000XXX | XT4XU3250FFF000XXX | XT4XU3250GFF000XXX | XT4XU3250PFF000XXX | XT4XU3250QFF000XXX | XT4XU3250TFF000XXX | XT4XU3250UFF000XXX
SF | SFPA36AT0250 | 38 | SRPF250A250 | 27 | 250 | 20 | 100kA | 8 | Loose MCCB (OEM) | 2 | Distribution Protection | 1 | 480Vac (Y/D) | 1 | 100% | 2 | 382782112 | XT4LQ3250AFF000XXX | XT4LQ3250BFF000XXX | XT4LQ3250EFF000XXX | XT4LQ3250FFF000XXX | XT4LQ3250GFF000XXX | XT4LQ3250PFF000XXX | XT4LQ3250QFF000XXX | XT4LQ3250TFF000XXX | XT4LQ3250UFF000XXX
SF | SFPA36AT0250 | 38 | SRPF250A250 | 27 | 250 | 20 | 100kA | 8 | Loose MCCB (OEM) | 2 | Distribution Protection | 1 | 600Vac (Y/D) | 2 | 100% | 2 | 382782122 | XT4XQ3250AFF000XXX | XT4XQ3250BFF000XXX | XT4XQ3250EFF000XXX | XT4XQ3250FFF000XXX | XT4XQ3250GFF000XXX | XT4XQ3250PFF000XXX | XT4XQ3250QFF000XXX | XT4XQ3250TFF000XXX | XT4XQ3250UFF000XXX
SF | SFPA36AT0250 | 38 | SRPF250A250 | 27 | 250 | 20 | 100kA | 8 | Panelboard MRO | 1 | Distribution Protection | 1 | 480Vac (Y/D) | 1 | 80% | 1 | 382781111 | XT4LU3250AFF000XXX + SRFB6XT4FPX | XT4LU3250BFF000XXX + SRFB6XT4FPX | XT4LU3250EFF000XXX + SRFB3XT4FPX | XT4LU3250FFF000XXX + SRFB3XT4FPX | XT4LU3250GFF000XXX + SRFB3XT4FPX | XT4LU3250PFF000XXX + SRFB3XT4FPX | XT4LU3250QFF000XXX + SRFB3XT4FPX | XT4LU3250TFF000XXX + SRFB3XT4FPX | XT4LU3250UFF000XXX + SRFB3XT4FPX
SF | SFPA36AT0250 | 38 | SRPF250A250 | 27 | 250 | 20 | 100kA | 8 | Panelboard MRO | 1 | Distribution Protection | 1 | 600Vac (Y/D) | 2 | 80% | 1 | 382781121 | XT4XU3250AFF000XXX + SRFB6XT4FPX | XT4XU3250BFF000XXX + SRFB6XT4FPX | XT4XU3250EFF000XXX + SRFB3XT4FPX | XT4XU3250FFF000XXX + SRFB3XT4FPX | XT4XU3250GFF000XXX + SRFB3XT4FPX | XT4XU3250PFF000XXX + SRFB3XT4FPX | XT4XU3250QFF000XXX + SRFB3XT4FPX | XT4XU3250TFF000XXX + SRFB3XT4FPX | XT4XU3250UFF000XXX + SRFB3XT4FPX
SF | SFPA36AT0250 | 38 | SRPF250A250 | 27 | 250 | 20 | 100kA | 8 | Panelboard MRO | 1 | Distribution Protection | 1 | 480Vac (Y/D) | 1 | 100% | 2 | 382781112 | XT4LQ3250AFF000XXX + SRFB6XT4FPX | XT4LQ3250BFF000XXX + SRFB6XT4FPX | XT4LQ3250EFF000XXX + SRFB3XT4FPX | XT4LQ3250FFF000XXX + SRFB3XT4FPX | XT4LQ3250GFF000XXX + SRFB3XT4FPX | XT4LQ3250PFF000XXX + SRFB3XT4FPX | XT4LQ3250QFF000XXX + SRFB3XT4FPX | XT4LQ3250TFF000XXX + SRFB3XT4FPX | XT4LQ3250UFF000XXX + SRFB3XT4FPX
SF | SFPA36AT0250 | 38 | SRPF250A250 | 27 | 250 | 20 | 100kA | 8 | Panelboard MRO | 1 | Distribution Protection | 1 | 600Vac (Y/D) | 2 | 100% | 2 | 382781122 | XT4XQ3250AFF000XXX + SRFB6XT4FPX | XT4XQ3250BFF000XXX + SRFB6XT4FPX | XT4XQ3250EFF000XXX + SRFB3XT4FPX | XT4XQ3250FFF000XXX + SRFB3XT4FPX | XT4XQ3250GFF000XXX + SRFB3XT4FPX | XT4XQ3250PFF000XXX + SRFB3XT4FPX | XT4XQ3250QFF000XXX + SRFB3XT4FPX | XT4XQ3250TFF000XXX + SRFB3XT4FPX | XT4XQ3250UFF000XXX + SRFB3XT4FPX
SG | SGDA22AT0400 | 39 | SRPG400A125 | 28 | 125 | 15 | 65kA | 7 | Loose MCCB (OEM) | 2 | Distribution Protection | 1 | 240Vac (Y/D) | 3 | 100% | 2 | 392872132 | XT4NQ3125AFF000XXX | XT4NQ3125BFF000XXX | XT4NQ3150EFF000XXX | XT4NQ3150FFF000XXX | XT4NQ3150GFF000XXX | XT4NQ3150PFF000XXX | XT4NQ3150QFF000XXX | XT4NQ3150TFF000XXX | XT4NQ3150UFF000XXX
SG | SGDA22AT0400 | 39 | SRPG400A125 | 28 | 125 | 15 | 65kA | 7 | Loose MCCB (OEM) | 2 | Distribution Protection | 1 | 240Vac (Y/D) | 3 | 80% | 1 | 392872131 | XT1SU3125AFF000XXX | XT2NU3125BFF000XXX | XT2NU3125EFF000XXX | XT2NU3125FFF000XXX | XT2NU3125GFF000XXX | XT2NU3125PFF000XXX | XT2NU3125QFF000XXX | XT2NU3125TFF000XXX | XT2NU3125UFF000XXX
SG | SGDA22AT0400 | 39 | SRPG400A125 | 28 | 125 | 15 | 65kA | 7 | Panelboard MRO | 1 | Distribution Protection | 1 | 240Vac (Y/D) | 3 | 100% | 2 | 392871132 | XT4NQ3125AFF000XXX + SRFB6XT4FPX | XT4NQ3125BFF000XXX + SRFB6XT4FPX | XT4NQ3150EFF000XXX + SRFB3XT4FPX | XT4NQ3150FFF000XXX + SRFB3XT4FPX | XT4NQ3150GFF000XXX + SRFB3XT4FPX | XT4NQ3150PFF000XXX + SRFB3XT4FPX | XT4NQ3150QFF000XXX + SRFB3XT4FPX | XT4NQ3150TFF000XXX + SRFB3XT4FPX | XT4NQ3150UFF000XXX + SRFB3XT4FPX
SG | SGDA22AT0400 | 39 | SRPG400A125 | 28 | 125 | 15 | 65kA | 7 | Panelboard MRO | 1 | Distribution Protection | 1 | 240Vac (Y/D) | 3 | 80% | 1 | 392871131 | XT1SU3125AFF000XXX + SRFB6XT1FPX | XT4NU3125BFF000XXX + SRFB6XT4FPX | XT4NU3150EFF000XXX + SRFB3XT4FPX | XT4NU3150FFF000XXX + SRFB3XT4FPX | XT4NU3150GFF000XXX + SRFB3XT4FPX | XT4NU3150PFF000XXX + SRFB3XT4FPX | XT4NU3150QFF000XXX + SRFB3XT4FPX | XT4NU3150TFF000XXX + SRFB3XT4FPX | XT4NU3150UFF000XXX + SRFB3XT4FPX
SG | SGDA22AT0400 | 39 | SRPG400A150 | 29 | 150 | 16 | 65kA | 7 | Loose MCCB (OEM) | 2 | Distribution Protection | 1 | 240Vac (Y/D) | 3 | 80% | 1 | 392972131 | XT4NU3150AFF000XXX | XT4NU3150BFF000XXX | XT4NU3150EFF000XXX | XT4NU3150FFF000XXX | XT4NU3150GFF000XXX | XT4NU3150PFF000XXX | XT4NU3150QFF000XXX | XT4NU3150TFF000XXX | XT4NU3150UFF000XXX
SG | SGDA22AT0400 | 39 | SRPG400A150 | 29 | 150 | 16 | 65kA | 7 | Loose MCCB (OEM) | 2 | Distribution Protection | 1 | 240Vac (Y/D) | 3 | 100% | 2 | 392972132 | XT4NQ3150AFF000XXX | XT4NQ3150BFF000XXX | XT4NQ3150EFF000XXX | XT4NQ3150FFF000XXX | XT4NQ3150GFF000XXX | XT4NQ3150PFF000XXX | XT4NQ3150QFF000XXX | XT4NQ3150TFF000XXX | XT4NQ3150UFF000XXX
SG | SGDA22AT0400 | 39 | SRPG400A150 | 29 | 150 | 16 | 65kA | 7 | Panelboard MRO | 1 | Distribution Protection | 1 | 240Vac (Y/D) | 3 | 80% | 1 | 392971131 | XT4NU3150AFF000XXX + SRFB6XT4FPX | XT4NU3150BFF000XXX + SRFB6XT4FPX | XT4NU3150EFF000XXX + SRFB3XT4FPX | XT4NU3150FFF000XXX + SRFB3XT4FPX | XT4NU3150GFF000XXX + SRFB3XT4FPX | XT4NU3150PFF000XXX + SRFB3XT4FPX | XT4NU3150QFF000XXX + SRFB3XT4FPX | XT4NU3150TFF000XXX + SRFB3XT4FPX | XT4NU3150UFF000XXX + SRFB3XT4FPX
SG | SGDA22AT0400 | 39 | SRPG400A150 | 29 | 150 | 16 | 65kA | 7 | Panelboard MRO | 1 | Distribution Protection | 1 | 240Vac (Y/D) | 3 | 100% | 2 | 392971132 | XT4NQ3150AFF000XXX + SRFB6XT4FPX | XT4NQ3150BFF000XXX + SRFB6XT4FPX | XT4NQ3150EFF000XXX + SRFB3XT4FPX | XT4NQ3150FFF000XXX + SRFB3XT4FPX | XT4NQ3150GFF000XXX + SRFB3XT4FPX | XT4NQ3150PFF000XXX + SRFB3XT4FPX | XT4NQ3150QFF000XXX + SRFB3XT4FPX | XT4NQ3150TFF000XXX + SRFB3XT4FPX | XT4NQ3150UFF000XXX + SRFB3XT4FPX
SG | SGDA22AT0400 | 39 | SRPG400A175 | 30 | 175 | 17 | 65kA | 7 | Loose MCCB (OEM) | 2 | Distribution Protection | 1 | 240Vac (Y/D) | 3 | 80% | 1 | 393072131 | XT4NU3175AFF000XXX | XT4NU3175BFF000XXX | XT4NU3225EFF000XXX | XT4NU3225FFF000XXX | XT4NU3225GFF000XXX | XT4NU3225PFF000XXX | XT4NU3225QFF000XXX | XT4NU3225TFF000XXX | XT4NU3225UFF000XXX
SG | SGDA22AT0400 | 39 | SRPG400A175 | 30 | 175 | 17 | 65kA | 7 | Loose MCCB (OEM) | 2 | Distribution Protection | 1 | 240Vac (Y/D) | 3 | 100% | 2 | 393072132 | XT4NQ3175AFF000XXX | XT4NQ3175BFF000XXX | XT4NQ3225EFF000XXX | XT4NQ3225FFF000XXX | XT4NQ3225GFF000XXX | XT4NQ3225PFF000XXX | XT4NQ3225QFF000XXX | XT4NQ3225TFF000XXX | XT4NQ3225UFF000XXX
SG | SGDA22AT0400 | 39 | SRPG400A175 | 30 | 175 | 17 | 65kA | 7 | Panelboard MRO | 1 | Distribution Protection | 1 | 240Vac (Y/D) | 3 | 80% | 1 | 393071131 | XT4NU3175AFF000XXX + SRFB6XT4FPX | XT4NU3175BFF000XXX + SRFB6XT4FPX | XT4NU3225EFF000XXX + SRFB3XT4FPX | XT4NU3225FFF000XXX + SRFB3XT4FPX | XT4NU3225GFF000XXX + SRFB3XT4FPX | XT4NU3225PFF000XXX + SRFB3XT4FPX | XT4NU3225QFF000XXX + SRFB3XT4FPX | XT4NU3225TFF000XXX + SRFB3XT4FPX | XT4NU3225UFF000XXX + SRFB3XT4FPX
SG | SGDA22AT0400 | 39 | SRPG400A175 | 30 | 175 | 17 | 65kA | 7 | Panelboard MRO | 1 | Distribution Protection | 1 | 240Vac (Y/D) | 3 | 100% | 2 | 393071132 | XT4NQ3175AFF000XXX + SRFB6XT4FPX | XT4NQ3175BFF000XXX + SRFB6XT4FPX | XT4NQ3225EFF000XXX + SRFB3XT4FPX | XT4NQ3225FFF000XXX + SRFB3XT4FPX | XT4NQ3225GFF000XXX + SRFB3XT4FPX | XT4NQ3225PFF000XXX + SRFB3XT4FPX | XT4NQ3225QFF000XXX + SRFB3XT4FPX | XT4NQ3225TFF000XXX + SRFB3XT4FPX | XT4NQ3225UFF000XXX + SRFB3XT4FPX
SG | SGDA22AT0400 | 39 | SRPG400A200 | 31 | 200 | 18 | 65kA | 7 | Loose MCCB (OEM) | 2 | Distribution Protection | 1 | 240Vac (Y/D) | 3 | 80% | 1 | 393172131 | XT4NU3200AFF000XXX | XT4NU3200BFF000XXX | XT4NU3225EFF000XXX | XT4NU3225FFF000XXX | XT4NU3225GFF000XXX | XT4NU3225PFF000XXX | XT4NU3225QFF000XXX | XT4NU3225TFF000XXX | XT4NU3225UFF000XXX
SG | SGDA22AT0400 | 39 | SRPG400A200 | 31 | 200 | 18 | 65kA | 7 | Loose MCCB (OEM) | 2 | Distribution Protection | 1 | 240Vac (Y/D) | 3 | 100% | 2 | 393172132 | XT4NQ3200AFF000XXX | XT4NQ3200BFF000XXX | XT4NQ3225EFF000XXX | XT4NQ3225FFF000XXX | XT4NQ3225GFF000XXX | XT4NQ3225PFF000XXX | XT4NQ3225QFF000XXX | XT4NQ3225TFF000XXX | XT4NQ3225UFF000XXX
SG | SGDA22AT0400 | 39 | SRPG400A200 | 31 | 200 | 18 | 65kA | 7 | Panelboard MRO | 1 | Distribution Protection | 1 | 240Vac (Y/D) | 3 | 80% | 1 | 393171131 | XT4NU3200AFF000XXX + SRFB6XT4FPX | XT4NU3200BFF000XXX + SRFB6XT4FPX | XT4NU3225EFF000XXX + SRFB3XT4FPX | XT4NU3225FFF000XXX + SRFB3XT4FPX | XT4NU3225GFF000XXX + SRFB3XT4FPX | XT4NU3225PFF000XXX + SRFB3XT4FPX | XT4NU3225QFF000XXX + SRFB3XT4FPX | XT4NU3225TFF000XXX + SRFB3XT4FPX | XT4NU3225UFF000XXX + SRFB3XT4FPX
SG | SGDA22AT0400 | 39 | SRPG400A200 | 31 | 200 | 18 | 65kA | 7 | Panelboard MRO | 1 | Distribution Protection | 1 | 240Vac (Y/D) | 3 | 100% | 2 | 393171132 | XT4NQ3200AFF000XXX + SRFB6XT4FPX | XT4NQ3200BFF000XXX + SRFB6XT4FPX | XT4NQ3225EFF000XXX + SRFB3XT4FPX | XT4NQ3225FFF000XXX + SRFB3XT4FPX | XT4NQ3225GFF000XXX + SRFB3XT4FPX | XT4NQ3225PFF000XXX + SRFB3XT4FPX | XT4NQ3225QFF000XXX + SRFB3XT4FPX | XT4NQ3225TFF000XXX + SRFB3XT4FPX | XT4NQ3225UFF000XXX + SRFB3XT4FPX
SG | SGDA22AT0400 | 39 | SRPG400A225 | 32 | 225 | 19 | 65kA | 7 | Loose MCCB (OEM) | 2 | Distribution Protection | 1 | 240Vac (Y/D) | 3 | 80% | 1 | 393272131 | XT4NU3225AFF000XXX | XT4NU3225BFF000XXX | XT4NU3225EFF000XXX | XT4NU3225FFF000XXX | XT4NU3225GFF000XXX | XT4NU3225PFF000XXX | XT4NU3225QFF000XXX | XT4NU3225TFF000XXX | XT4NU3225UFF000XXX
SG | SGDA22AT0400 | 39 | SRPG400A225 | 32 | 225 | 19 | 65kA | 7 | Loose MCCB (OEM) | 2 | Distribution Protection | 1 | 240Vac (Y/D) | 3 | 100% | 2 | 393272132 | XT4NQ3225AFF000XXX | XT4NQ3225BFF000XXX | XT4NQ3225EFF000XXX | XT4NQ3225FFF000XXX | XT4NQ3225GFF000XXX | XT4NQ3225PFF000XXX | XT4NQ3225QFF000XXX | XT4NQ3225TFF000XXX | XT4NQ3225UFF000XXX
SG | SGDA22AT0400 | 39 | SRPG400A225 | 32 | 225 | 19 | 65kA | 7 | Panelboard MRO | 1 | Distribution Protection | 1 | 240Vac (Y/D) | 3 | 80% | 1 | 393271131 | XT4NU3225AFF000XXX + SRFB6XT4FPX | XT4NU3225BFF000XXX + SRFB6XT4FPX | XT4NU3225EFF000XXX + SRFB3XT4FPX | XT4NU3225FFF000XXX + SRFB3XT4FPX | XT4NU3225GFF000XXX + SRFB3XT4FPX | XT4NU3225PFF000XXX + SRFB3XT4FPX | XT4NU3225QFF000XXX + SRFB3XT4FPX | XT4NU3225TFF000XXX + SRFB3XT4FPX | XT4NU3225UFF000XXX + SRFB3XT4FPX
SG | SGDA22AT0400 | 39 | SRPG400A225 | 32 | 225 | 19 | 65kA | 7 | Panelboard MRO | 1 | Distribution Protection | 1 | 240Vac (Y/D) | 3 | 100% | 2 | 393271132 | XT4NQ3225AFF000XXX + SRFB6XT4FPX | XT4NQ3225BFF000XXX + SRFB6XT4FPX | XT4NQ3225EFF000XXX + SRFB3XT4FPX | XT4NQ3225FFF000XXX + SRFB3XT4FPX | XT4NQ3225GFF000XXX + SRFB3XT4FPX | XT4NQ3225PFF000XXX + SRFB3XT4FPX | XT4NQ3225QFF000XXX + SRFB3XT4FPX | XT4NQ3225TFF000XXX + SRFB3XT4FPX | XT4NQ3225UFF000XXX + SRFB3XT4FPX
SG | SGDA22AT0400 | 39 | SRPG400A250 | 33 | 250 | 20 | 65kA | 7 | Loose MCCB (OEM) | 2 | Distribution Protection | 1 | 240Vac (Y/D) | 3 | 80% | 1 | 393372131 | XT4NU3250AFF000XXX | XT4NU3250BFF000XXX | XT4NU3250EFF000XXX | XT4NU3250FFF000XXX | XT4NU3250GFF000XXX | XT4NU3250PFF000XXX | XT4NU3250QFF000XXX | XT4NU3250TFF000XXX | XT4NU3250UFF000XXX
SG | SGDA22AT0400 | 39 | SRPG400A250 | 33 | 250 | 20 | 65kA | 7 | Loose MCCB (OEM) | 2 | Distribution Protection | 1 | 240Vac (Y/D) | 3 | 100% | 2 | 393372132 | XT4NQ3250AFF000XXX | XT4NQ3250BFF000XXX | XT4NQ3250EFF000XXX | XT4NQ3250FFF000XXX | XT4NQ3250GFF000XXX | XT4NQ3250PFF000XXX | XT4NQ3250QFF000XXX | XT4NQ3250TFF000XXX | XT4NQ3250UFF000XXX
SG | SGDA22AT0400 | 39 | SRPG400A250 | 33 | 250 | 20 | 65kA | 7 | Panelboard MRO | 1 | Distribution Protection | 1 | 240Vac (Y/D) | 3 | 80% | 1 | 393371131 | XT4NU3250AFF000XXX + SRFB6XT4FPX | XT4NU3250BFF000XXX + SRFB6XT4FPX | XT4NU3250EFF000XXX + SRFB3XT4FPX | XT4NU3250FFF000XXX + SRFB3XT4FPX | XT4NU3250GFF000XXX + SRFB3XT4FPX | XT4NU3250PFF000XXX + SRFB3XT4FPX | XT4NU3250QFF000XXX + SRFB3XT4FPX | XT4NU3250TFF000XXX + SRFB3XT4FPX | XT4NU3250UFF000XXX + SRFB3XT4FPX
SG | SGDA22AT0400 | 39 | SRPG400A250 | 33 | 250 | 20 | 65kA | 7 | Panelboard MRO | 1 | Distribution Protection | 1 | 240Vac (Y/D) | 3 | 100% | 2 | 393371132 | XT4NQ3250AFF000XXX + SRFB6XT4FPX | XT4NQ3250BFF000XXX + SRFB6XT4FPX | XT4NQ3250EFF000XXX + SRFB3XT4FPX | XT4NQ3250FFF000XXX + SRFB3XT4FPX | XT4NQ3250GFF000XXX + SRFB3XT4FPX | XT4NQ3250PFF000XXX + SRFB3XT4FPX | XT4NQ3250QFF000XXX + SRFB3XT4FPX | XT4NQ3250TFF000XXX + SRFB3XT4FPX | XT4NQ3250UFF000XXX + SRFB3XT4FPX
SG | SGDA22AT0400 | 39 | SRPG400A300 | 34 | 300 | 21 | 65kA | 7 | Loose MCCB (OEM) | 2 | Distribution Protection | 1 | 240Vac (Y/D) | 3 | 80% | 1 | 393472131 | No Equivalent Cross Available Based on Selections | XT5NU330ABFF000XXX | XT5NU330AEFF000XXX | XT5NU330AFFF000XXX | XT5NU330AGFF000XXX | XT5NU330APFF000XXX | XT5NU330AQFF000XXX | XT5NU330ATFF000XXX | XT5NU330AUFF000XXX
SG | SGDA22AT0400 | 39 | SRPG400A300 | 34 | 300 | 21 | 65kA | 7 | Loose MCCB (OEM) | 2 | Distribution Protection | 1 | 240Vac (Y/D) | 3 | 100% | 2 | 393472132 | No Equivalent Cross Available Based on Selections | XT5NQ330ABFF000XXX | XT5NQ330AEFF000XXX | XT5NQ330AFFF000XXX | XT5NQ330AGFF000XXX | XT5NQ330APFF000XXX | XT5NQ330AQFF000XXX | XT5NQ330ATFF000XXX | XT5NQ330AUFF000XXX
SG | SGDA22AT0400 | 39 | SRPG400A300 | 34 | 300 | 21 | 65kA | 7 | Panelboard MRO | 1 | Distribution Protection | 1 | 240Vac (Y/D) | 3 | 80% | 1 | 393471131 | No Equivalent Cross Available Based on Selections | XT5NU330ABFF000XXX | XT5NU330AEFF000XXX + SRFB3XT5MFPX | XT5NU330AFFF000XXX + SRFB3XT5MFPX | XT5NU330AGFF000XXX + SRFB3XT5MFPX | XT5NU330APFF000XXX + SRFB3XT5MFPX | XT5NU330AQFF000XXX + SRFB3XT5MFPX | XT5NU330ATFF000XXX + SRFB3XT5MFPX | XT5NU330AUFF000XXX + SRFB3XT5MFPX
SG | SGDA22AT0400 | 39 | SRPG400A300 | 34 | 300 | 21 | 65kA | 7 | Panelboard MRO | 1 | Distribution Protection | 1 | 240Vac (Y/D) | 3 | 100% | 2 | 393471132 | No Equivalent Cross Available Based on Selections | XT5NQ330ABFF000XXX | XT5NQ330AEFF000XXX + SRFB3XT5MFPX | XT5NQ330AFFF000XXX + SRFB3XT5MFPX | XT5NQ330AGFF000XXX + SRFB3XT5MFPX | XT5NQ330APFF000XXX + SRFB3XT5MFPX | XT5NQ330AQFF000XXX + SRFB3XT5MFPX | XT5NQ330ATFF000XXX + SRFB3XT5MFPX | XT5NQ330AUFF000XXX + SRFB3XT5MFPX
SG | SGDA22AT0400 | 39 | SRPG400A350 | 35 | 350 | 22 | 65kA | 7 | Loose MCCB (OEM) | 2 | Distribution Protection | 1 | 240Vac (Y/D) | 3 | 80% | 1 | 393572131 | No Equivalent Cross Available Based on Selections | XT5NU340ABFF000XXX | XT5NU340AEFF000XXX | XT5NU340AFFF000XXX | XT5NU340AGFF000XXX | XT5NU340APFF000XXX | XT5NU340AQFF000XXX | XT5NU340ATFF000XXX | XT5NU340AUFF000XXX
SG | SGDA22AT0400 | 39 | SRPG400A350 | 35 | 350 | 22 | 65kA | 7 | Loose MCCB (OEM) | 2 | Distribution Protection | 1 | 240Vac (Y/D) | 3 | 100% | 2 | 393572132 | No Equivalent Cross Available Based on Selections | XT5NQ340ABFF000XXX | XT5NQ340AEFF000XXX | XT5NQ340AFFF000XXX | XT5NQ340AGFF000XXX | XT5NQ340APFF000XXX | XT5NQ340AQFF000XXX | XT5NQ340ATFF000XXX | XT5NQ340AUFF000XXX
SG | SGDA22AT0400 | 39 | SRPG400A350 | 35 | 350 | 22 | 65kA | 7 | Panelboard MRO | 1 | Distribution Protection | 1 | 240Vac (Y/D) | 3 | 80% | 1 | 393571131 | No Equivalent Cross Available Based on Selections | XT5NU340ABFF000XXX | XT5NU340AEFF000XXX + SRFB3XT5MFPX | XT5NU340AFFF000XXX + SRFB3XT5MFPX | XT5NU340AGFF000XXX + SRFB3XT5MFPX | XT5NU340APFF000XXX + SRFB3XT5MFPX | XT5NU340AQFF000XXX + SRFB3XT5MFPX | XT5NU340ATFF000XXX + SRFB3XT5MFPX | XT5NU340AUFF000XXX + SRFB3XT5MFPX
SG | SGDA22AT0400 | 39 | SRPG400A350 | 35 | 350 | 22 | 65kA | 7 | Panelboard MRO | 1 | Distribution Protection | 1 | 240Vac (Y/D) | 3 | 100% | 2 | 393571132 | No Equivalent Cross Available Based on Selections | XT5NQ340ABFF000XXX | XT5NQ340AEFF000XXX + SRFB3XT5MFPX | XT5NQ340AFFF000XXX + SRFB3XT5MFPX | XT5NQ340AGFF000XXX + SRFB3XT5MFPX | XT5NQ340APFF000XXX + SRFB3XT5MFPX | XT5NQ340AQFF000XXX + SRFB3XT5MFPX | XT5NQ340ATFF000XXX + SRFB3XT5MFPX | XT5NQ340AUFF000XXX + SRFB3XT5MFPX
SG | SGDA22AT0400 | 39 | SRPG400A400 | 36 | 400 | 23 | 65kA | 7 | Loose MCCB (OEM) | 2 | Distribution Protection | 1 | 240Vac (Y/D) | 3 | 80% | 1 | 393672131 | No Equivalent Cross Available Based on Selections | XT5NU340ABFF000XXX | XT5NU340AEFF000XXX | XT5NU340AFFF000XXX | XT5NU340AGFF000XXX | XT5NU340APFF000XXX | XT5NU340AQFF000XXX | XT5NU340ATFF000XXX | XT5NU340AUFF000XXX
SG | SGDA22AT0400 | 39 | SRPG400A400 | 36 | 400 | 23 | 65kA | 7 | Loose MCCB (OEM) | 2 | Distribution Protection | 1 | 240Vac (Y/D) | 3 | 100% | 2 | 393672132 | No Equivalent Cross Available Based on Selections | XT5NQ340ABFF000XXX | XT5NQ340AEFF000XXX | XT5NQ340AFFF000XXX | XT5NQ340AGFF000XXX | XT5NQ340APFF000XXX | XT5NQ340AQFF000XXX | XT5NQ340ATFF000XXX | XT5NQ340AUFF000XXX
SG | SGDA22AT0400 | 39 | SRPG400A400 | 36 | 400 | 23 | 65kA | 7 | Panelboard MRO | 1 | Distribution Protection | 1 | 240Vac (Y/D) | 3 | 80% | 1 | 393671131 | No Equivalent Cross Available Based on Selections | XT5NU340ABFF000XXX | XT5NU340AEFF000XXX + SRFB3XT5MFPX | XT5NU340AFFF000XXX + SRFB3XT5MFPX | XT5NU340AGFF000XXX + SRFB3XT5MFPX | XT5NU340APFF000XXX + SRFB3XT5MFPX | XT5NU340AQFF000XXX + SRFB3XT5MFPX | XT5NU340ATFF000XXX + SRFB3XT5MFPX | XT5NU340AUFF000XXX + SRFB3XT5MFPX
SG | SGDA22AT0400 | 39 | SRPG400A400 | 36 | 400 | 23 | 65kA | 7 | Panelboard MRO | 1 | Distribution Protection | 1 | 240Vac (Y/D) | 3 | 100% | 2 | 393671132 | No Equivalent Cross Available Based on Selections | XT5NQ340ABFF000XXX | XT5NQ340AEFF000XXX + SRFB3XT5MFPX | XT5NQ340AFFF000XXX + SRFB3XT5MFPX | XT5NQ340AGFF000XXX + SRFB3XT5MFPX | XT5NQ340APFF000XXX + SRFB3XT5MFPX | XT5NQ340AQFF000XXX + SRFB3XT5MFPX | XT5NQ340ATFF000XXX + SRFB3XT5MFPX | XT5NQ340AUFF000XXX + SRFB3XT5MFPX
SG | SGDA32AT0400 | 40 | SRPG400A125 | 28 | 125 | 15 | 65kA | 7 | Loose MCCB (OEM) | 2 | Distribution Protection | 1 | 240Vac (Y/D) | 3 | 100% | 2 | 402872132 | XT4NQ3125AFF000XXX | XT4NQ3125BFF000XXX | XT4NQ3150EFF000XXX | XT4NQ3150FFF000XXX | XT4NQ3150GFF000XXX | XT4NQ3150PFF000XXX | XT4NQ3150QFF000XXX | XT4NQ3150TFF000XXX | XT4NQ3150UFF000XXX
SG | SGDA32AT0400 | 40 | SRPG400A125 | 28 | 125 | 15 | 65kA | 7 | Loose MCCB (OEM) | 2 | Distribution Protection | 1 | 240Vac (Y/D) | 3 | 80% | 1 | 402872131 | XT1SU3125AFF000XXX | XT2NU3125BFF000XXX | XT2NU3125EFF000XXX | XT2NU3125FFF000XXX | XT2NU3125GFF000XXX | XT2NU3125PFF000XXX | XT2NU3125QFF000XXX | XT2NU3125TFF000XXX | XT2NU3125UFF000XXX
SG | SGDA32AT0400 | 40 | SRPG400A125 | 28 | 125 | 15 | 65kA | 7 | Panelboard MRO | 1 | Distribution Protection | 1 | 240Vac (Y/D) | 3 | 100% | 2 | 402871132 | XT4NQ3125AFF000XXX + SRFB6XT4FPX | XT4NQ3125BFF000XXX + SRFB6XT4FPX | XT4NQ3150EFF000XXX + SRFB3XT4FPX | XT4NQ3150FFF000XXX + SRFB3XT4FPX | XT4NQ3150GFF000XXX + SRFB3XT4FPX | XT4NQ3150PFF000XXX + SRFB3XT4FPX | XT4NQ3150QFF000XXX + SRFB3XT4FPX | XT4NQ3150TFF000XXX + SRFB3XT4FPX | XT4NQ3150UFF000XXX + SRFB3XT4FPX
SG | SGDA32AT0400 | 40 | SRPG400A125 | 28 | 125 | 15 | 65kA | 7 | Panelboard MRO | 1 | Distribution Protection | 1 | 240Vac (Y/D) | 3 | 80% | 1 | 402871131 | XT1SU3125AFF000XXX + SRFB6XT1FPX | XT4NU3125BFF000XXX + SRFB6XT4FPX | XT4NU3150EFF000XXX + SRFB3XT4FPX | XT4NU3150FFF000XXX + SRFB3XT4FPX | XT4NU3150GFF000XXX + SRFB3XT4FPX | XT4NU3150PFF000XXX + SRFB3XT4FPX | XT4NU3150QFF000XXX + SRFB3XT4FPX | XT4NU3150TFF000XXX + SRFB3XT4FPX | XT4NU3150UFF000XXX + SRFB3XT4FPX
SG | SGDA32AT0400 | 40 | SRPG400A150 | 29 | 150 | 16 | 65kA | 7 | Loose MCCB (OEM) | 2 | Distribution Protection | 1 | 240Vac (Y/D) | 3 | 80% | 1 | 402972131 | XT4NU3150AFF000XXX | XT4NU3150BFF000XXX | XT4NU3150EFF000XXX | XT4NU3150FFF000XXX | XT4NU3150GFF000XXX | XT4NU3150PFF000XXX | XT4NU3150QFF000XXX | XT4NU3150TFF000XXX | XT4NU3150UFF000XXX
SG | SGDA32AT0400 | 40 | SRPG400A150 | 29 | 150 | 16 | 65kA | 7 | Loose MCCB (OEM) | 2 | Distribution Protection | 1 | 240Vac (Y/D) | 3 | 100% | 2 | 402972132 | XT4NQ3150AFF000XXX | XT4NQ3150BFF000XXX | XT4NQ3150EFF000XXX | XT4NQ3150FFF000XXX | XT4NQ3150GFF000XXX | XT4NQ3150PFF000XXX | XT4NQ3150QFF000XXX | XT4NQ3150TFF000XXX | XT4NQ3150UFF000XXX
SG | SGDA32AT0400 | 40 | SRPG400A150 | 29 | 150 | 16 | 65kA | 7 | Panelboard MRO | 1 | Distribution Protection | 1 | 240Vac (Y/D) | 3 | 80% | 1 | 402971131 | XT4NU3150AFF000XXX + SRFB6XT4FPX | XT4NU3150BFF000XXX + SRFB6XT4FPX | XT4NU3150EFF000XXX + SRFB3XT4FPX | XT4NU3150FFF000XXX + SRFB3XT4FPX | XT4NU3150GFF000XXX + SRFB3XT4FPX | XT4NU3150PFF000XXX + SRFB3XT4FPX | XT4NU3150QFF000XXX + SRFB3XT4FPX | XT4NU3150TFF000XXX + SRFB3XT4FPX | XT4NU3150UFF000XXX + SRFB3XT4FPX
SG | SGDA32AT0400 | 40 | SRPG400A150 | 29 | 150 | 16 | 65kA | 7 | Panelboard MRO | 1 | Distribution Protection | 1 | 240Vac (Y/D) | 3 | 100% | 2 | 402971132 | XT4NQ3150AFF000XXX + SRFB6XT4FPX | XT4NQ3150BFF000XXX + SRFB6XT4FPX | XT4NQ3150EFF000XXX + SRFB3XT4FPX | XT4NQ3150FFF000XXX + SRFB3XT4FPX | XT4NQ3150GFF000XXX + SRFB3XT4FPX | XT4NQ3150PFF000XXX + SRFB3XT4FPX | XT4NQ3150QFF000XXX + SRFB3XT4FPX | XT4NQ3150TFF000XXX + SRFB3XT4FPX | XT4NQ3150UFF000XXX + SRFB3XT4FPX
SG | SGDA32AT0400 | 40 | SRPG400A175 | 30 | 175 | 17 | 65kA | 7 | Loose MCCB (OEM) | 2 | Distribution Protection | 1 | 240Vac (Y/D) | 3 | 80% | 1 | 403072131 | XT4NU3175AFF000XXX | XT4NU3175BFF000XXX | XT4NU3225EFF000XXX | XT4NU3225FFF000XXX | XT4NU3225GFF000XXX | XT4NU3225PFF000XXX | XT4NU3225QFF000XXX | XT4NU3225TFF000XXX | XT4NU3225UFF000XXX
SG | SGDA32AT0400 | 40 | SRPG400A175 | 30 | 175 | 17 | 65kA | 7 | Loose MCCB (OEM) | 2 | Distribution Protection | 1 | 240Vac (Y/D) | 3 | 100% | 2 | 403072132 | XT4NQ3175AFF000XXX | XT4NQ3175BFF000XXX | XT4NQ3225EFF000XXX | XT4NQ3225FFF000XXX | XT4NQ3225GFF000XXX | XT4NQ3225PFF000XXX | XT4NQ3225QFF000XXX | XT4NQ3225TFF000XXX | XT4NQ3225UFF000XXX
SG | SGDA32AT0400 | 40 | SRPG400A175 | 30 | 175 | 17 | 65kA | 7 | Panelboard MRO | 1 | Distribution Protection | 1 | 240Vac (Y/D) | 3 | 80% | 1 | 403071131 | XT4NU3175AFF000XXX + SRFB6XT4FPX | XT4NU3175BFF000XXX + SRFB6XT4FPX | XT4NU3225EFF000XXX + SRFB3XT4FPX | XT4NU3225FFF000XXX + SRFB3XT4FPX | XT4NU3225GFF000XXX + SRFB3XT4FPX | XT4NU3225PFF000XXX + SRFB3XT4FPX | XT4NU3225QFF000XXX + SRFB3XT4FPX | XT4NU3225TFF000XXX + SRFB3XT4FPX | XT4NU3225UFF000XXX + SRFB3XT4FPX
SG | SGDA32AT0400 | 40 | SRPG400A175 | 30 | 175 | 17 | 65kA | 7 | Panelboard MRO | 1 | Distribution Protection | 1 | 240Vac (Y/D) | 3 | 100% | 2 | 403071132 | XT4NQ3175AFF000XXX + SRFB6XT4FPX | XT4NQ3175BFF000XXX + SRFB6XT4FPX | XT4NQ3225EFF000XXX + SRFB3XT4FPX | XT4NQ3225FFF000XXX + SRFB3XT4FPX | XT4NQ3225GFF000XXX + SRFB3XT4FPX | XT4NQ3225PFF000XXX + SRFB3XT4FPX | XT4NQ3225QFF000XXX + SRFB3XT4FPX | XT4NQ3225TFF000XXX + SRFB3XT4FPX | XT4NQ3225UFF000XXX + SRFB3XT4FPX
SG | SGDA32AT0400 | 40 | SRPG400A200 | 31 | 200 | 18 | 65kA | 7 | Loose MCCB (OEM) | 2 | Distribution Protection | 1 | 240Vac (Y/D) | 3 | 80% | 1 | 403172131 | XT4NU3200AFF000XXX | XT4NU3200BFF000XXX | XT4NU3225EFF000XXX | XT4NU3225FFF000XXX | XT4NU3225GFF000XXX | XT4NU3225PFF000XXX | XT4NU3225QFF000XXX | XT4NU3225TFF000XXX | XT4NU3225UFF000XXX
SG | SGDA32AT0400 | 40 | SRPG400A200 | 31 | 200 | 18 | 65kA | 7 | Loose MCCB (OEM) | 2 | Distribution Protection | 1 | 240Vac (Y/D) | 3 | 100% | 2 | 403172132 | XT4NQ3200AFF000XXX | XT4NQ3200BFF000XXX | XT4NQ3225EFF000XXX | XT4NQ3225FFF000XXX | XT4NQ3225GFF000XXX | XT4NQ3225PFF000XXX | XT4NQ3225QFF000XXX | XT4NQ3225TFF000XXX | XT4NQ3225UFF000XXX
SG | SGDA32AT0400 | 40 | SRPG400A200 | 31 | 200 | 18 | 65kA | 7 | Panelboard MRO | 1 | Distribution Protection | 1 | 240Vac (Y/D) | 3 | 80% | 1 | 403171131 | XT4NU3200AFF000XXX + SRFB6XT4FPX | XT4NU3200BFF000XXX + SRFB6XT4FPX | XT4NU3225EFF000XXX + SRFB3XT4FPX | XT4NU3225FFF000XXX + SRFB3XT4FPX | XT4NU3225GFF000XXX + SRFB3XT4FPX | XT4NU3225PFF000XXX + SRFB3XT4FPX | XT4NU3225QFF000XXX + SRFB3XT4FPX | XT4NU3225TFF000XXX + SRFB3XT4FPX | XT4NU3225UFF000XXX + SRFB3XT4FPX
SG | SGDA32AT0400 | 40 | SRPG400A200 | 31 | 200 | 18 | 65kA | 7 | Panelboard MRO | 1 | Distribution Protection | 1 | 240Vac (Y/D) | 3 | 100% | 2 | 403171132 | XT4NQ3200AFF000XXX + SRFB6XT4FPX | XT4NQ3200BFF000XXX + SRFB6XT4FPX | XT4NQ3225EFF000XXX + SRFB3XT4FPX | XT4NQ3225FFF000XXX + SRFB3XT4FPX | XT4NQ3225GFF000XXX + SRFB3XT4FPX | XT4NQ3225PFF000XXX + SRFB3XT4FPX | XT4NQ3225QFF000XXX + SRFB3XT4FPX | XT4NQ3225TFF000XXX + SRFB3XT4FPX | XT4NQ3225UFF000XXX + SRFB3XT4FPX
SG | SGDA32AT0400 | 40 | SRPG400A225 | 32 | 225 | 19 | 65kA | 7 | Loose MCCB (OEM) | 2 | Distribution Protection | 1 | 240Vac (Y/D) | 3 | 80% | 1 | 403272131 | XT4NU3225AFF000XXX | XT4NU3225BFF000XXX | XT4NU3225EFF000XXX | XT4NU3225FFF000XXX | XT4NU3225GFF000XXX | XT4NU3225PFF000XXX | XT4NU3225QFF000XXX | XT4NU3225TFF000XXX | XT4NU3225UFF000XXX
SG | SGDA32AT0400 | 40 | SRPG400A225 | 32 | 225 | 19 | 65kA | 7 | Loose MCCB (OEM) | 2 | Distribution Protection | 1 | 240Vac (Y/D) | 3 | 100% | 2 | 403272132 | XT4NQ3225AFF000XXX | XT4NQ3225BFF000XXX | XT4NQ3225EFF000XXX | XT4NQ3225FFF000XXX | XT4NQ3225GFF000XXX | XT4NQ3225PFF000XXX | XT4NQ3225QFF000XXX | XT4NQ3225TFF000XXX | XT4NQ3225UFF000XXX
SG | SGDA32AT0400 | 40 | SRPG400A225 | 32 | 225 | 19 | 65kA | 7 | Panelboard MRO | 1 | Distribution Protection | 1 | 240Vac (Y/D) | 3 | 80% | 1 | 403271131 | XT4NU3225AFF000XXX + SRFB6XT4FPX | XT4NU3225BFF000XXX + SRFB6XT4FPX | XT4NU3225EFF000XXX + SRFB3XT4FPX | XT4NU3225FFF000XXX + SRFB3XT4FPX | XT4NU3225GFF000XXX + SRFB3XT4FPX | XT4NU3225PFF000XXX + SRFB3XT4FPX | XT4NU3225QFF000XXX + SRFB3XT4FPX | XT4NU3225TFF000XXX + SRFB3XT4FPX | XT4NU3225UFF000XXX + SRFB3XT4FPX
SG | SGDA32AT0400 | 40 | SRPG400A225 | 32 | 225 | 19 | 65kA | 7 | Panelboard MRO | 1 | Distribution Protection | 1 | 240Vac (Y/D) | 3 | 100% | 2 | 403271132 | XT4NQ3225AFF000XXX + SRFB6XT4FPX | XT4NQ3225BFF000XXX + SRFB6XT4FPX | XT4NQ3225EFF000XXX + SRFB3XT4FPX | XT4NQ3225FFF000XXX + SRFB3XT4FPX | XT4NQ3225GFF000XXX + SRFB3XT4FPX | XT4NQ3225PFF000XXX + SRFB3XT4FPX | XT4NQ3225QFF000XXX + SRFB3XT4FPX | XT4NQ3225TFF000XXX + SRFB3XT4FPX | XT4NQ3225UFF000XXX + SRFB3XT4FPX
SG | SGDA32AT0400 | 40 | SRPG400A250 | 33 | 250 | 20 | 65kA | 7 | Loose MCCB (OEM) | 2 | Distribution Protection | 1 | 240Vac (Y/D) | 3 | 80% | 1 | 403372131 | XT4NU3250AFF000XXX | XT4NU3250BFF000XXX | XT4NU3250EFF000XXX | XT4NU3250FFF000XXX | XT4NU3250GFF000XXX | XT4NU3250PFF000XXX | XT4NU3250QFF000XXX | XT4NU3250TFF000XXX | XT4NU3250UFF000XXX
SG | SGDA32AT0400 | 40 | SRPG400A250 | 33 | 250 | 20 | 65kA | 7 | Loose MCCB (OEM) | 2 | Distribution Protection | 1 | 240Vac (Y/D) | 3 | 100% | 2 | 403372132 | XT4NQ3250AFF000XXX | XT4NQ3250BFF000XXX | XT4NQ3250EFF000XXX | XT4NQ3250FFF000XXX | XT4NQ3250GFF000XXX | XT4NQ3250PFF000XXX | XT4NQ3250QFF000XXX | XT4NQ3250TFF000XXX | XT4NQ3250UFF000XXX
SG | SGDA32AT0400 | 40 | SRPG400A250 | 33 | 250 | 20 | 65kA | 7 | Panelboard MRO | 1 | Distribution Protection | 1 | 240Vac (Y/D) | 3 | 80% | 1 | 403371131 | XT4NU3250AFF000XXX + SRFB6XT4FPX | XT4NU3250BFF000XXX + SRFB6XT4FPX | XT4NU3250EFF000XXX + SRFB3XT4FPX | XT4NU3250FFF000XXX + SRFB3XT4FPX | XT4NU3250GFF000XXX + SRFB3XT4FPX | XT4NU3250PFF000XXX + SRFB3XT4FPX | XT4NU3250QFF000XXX + SRFB3XT4FPX | XT4NU3250TFF000XXX + SRFB3XT4FPX | XT4NU3250UFF000XXX + SRFB3XT4FPX
SG | SGDA32AT0400 | 40 | SRPG400A250 | 33 | 250 | 20 | 65kA | 7 | Panelboard MRO | 1 | Distribution Protection | 1 | 240Vac (Y/D) | 3 | 100% | 2 | 403371132 | XT4NQ3250AFF000XXX + SRFB6XT4FPX | XT4NQ3250BFF000XXX + SRFB6XT4FPX | XT4NQ3250EFF000XXX + SRFB3XT4FPX | XT4NQ3250FFF000XXX + SRFB3XT4FPX | XT4NQ3250GFF000XXX + SRFB3XT4FPX | XT4NQ3250PFF000XXX + SRFB3XT4FPX | XT4NQ3250QFF000XXX + SRFB3XT4FPX | XT4NQ3250TFF000XXX + SRFB3XT4FPX | XT4NQ3250UFF000XXX + SRFB3XT4FPX
SG | SGDA32AT0400 | 40 | SRPG400A300 | 34 | 300 | 21 | 65kA | 7 | Loose MCCB (OEM) | 2 | Distribution Protection | 1 | 240Vac (Y/D) | 3 | 80% | 1 | 403472131 | No Equivalent Cross Available Based on Selections | XT5NU330ABFF000XXX | XT5NU330AEFF000XXX | XT5NU330AFFF000XXX | XT5NU330AGFF000XXX | XT5NU330APFF000XXX | XT5NU330AQFF000XXX | XT5NU330ATFF000XXX | XT5NU330AUFF000XXX
SG | SGDA32AT0400 | 40 | SRPG400A300 | 34 | 300 | 21 | 65kA | 7 | Loose MCCB (OEM) | 2 | Distribution Protection | 1 | 240Vac (Y/D) | 3 | 100% | 2 | 403472132 | No Equivalent Cross Available Based on Selections | XT5NQ330ABFF000XXX | XT5NQ330AEFF000XXX | XT5NQ330AFFF000XXX | XT5NQ330AGFF000XXX | XT5NQ330APFF000XXX | XT5NQ330AQFF000XXX | XT5NQ330ATFF000XXX | XT5NQ330AUFF000XXX
SG | SGDA32AT0400 | 40 | SRPG400A300 | 34 | 300 | 21 | 65kA | 7 | Panelboard MRO | 1 | Distribution Protection | 1 | 240Vac (Y/D) | 3 | 80% | 1 | 403471131 | No Equivalent Cross Available Based on Selections | XT5NU330ABFF000XXX | XT5NU330AEFF000XXX + SRFB3XT5MFPX | XT5NU330AFFF000XXX + SRFB3XT5MFPX | XT5NU330AGFF000XXX + SRFB3XT5MFPX | XT5NU330APFF000XXX + SRFB3XT5MFPX | XT5NU330AQFF000XXX + SRFB3XT5MFPX | XT5NU330ATFF000XXX + SRFB3XT5MFPX | XT5NU330AUFF000XXX + SRFB3XT5MFPX
SG | SGDA32AT0400 | 40 | SRPG400A300 | 34 | 300 | 21 | 65kA | 7 | Panelboard MRO | 1 | Distribution Protection | 1 | 240Vac (Y/D) | 3 | 100% | 2 | 403471132 | No Equivalent Cross Available Based on Selections | XT5NQ330ABFF000XXX | XT5NQ330AEFF000XXX + SRFB3XT5MFPX | XT5NQ330AFFF000XXX + SRFB3XT5MFPX | XT5NQ330AGFF000XXX + SRFB3XT5MFPX | XT5NQ330APFF000XXX + SRFB3XT5MFPX | XT5NQ330AQFF000XXX + SRFB3XT5MFPX | XT5NQ330ATFF000XXX + SRFB3XT5MFPX | XT5NQ330AUFF000XXX + SRFB3XT5MFPX
SG | SGDA32AT0400 | 40 | SRPG400A350 | 35 | 350 | 22 | 65kA | 7 | Loose MCCB (OEM) | 2 | Distribution Protection | 1 | 240Vac (Y/D) | 3 | 80% | 1 | 403572131 | No Equivalent Cross Available Based on Selections | XT5NU340ABFF000XXX | XT5NU340AEFF000XXX | XT5NU340AFFF000XXX | XT5NU340AGFF000XXX | XT5NU340APFF000XXX | XT5NU340AQFF000XXX | XT5NU340ATFF000XXX | XT5NU340AUFF000XXX
SG | SGDA32AT0400 | 40 | SRPG400A350 | 35 | 350 | 22 | 65kA | 7 | Loose MCCB (OEM) | 2 | Distribution Protection | 1 | 240Vac (Y/D) | 3 | 100% | 2 | 403572132 | No Equivalent Cross Available Based on Selections | XT5NQ340ABFF000XXX | XT5NQ340AEFF000XXX | XT5NQ340AFFF000XXX | XT5NQ340AGFF000XXX | XT5NQ340APFF000XXX | XT5NQ340AQFF000XXX | XT5NQ340ATFF000XXX | XT5NQ340AUFF000XXX
SG | SGDA32AT0400 | 40 | SRPG400A350 | 35 | 350 | 22 | 65kA | 7 | Panelboard MRO | 1 | Distribution Protection | 1 | 240Vac (Y/D) | 3 | 80% | 1 | 403571131 | No Equivalent Cross Available Based on Selections | XT5NU340ABFF000XXX | XT5NU340AEFF000XXX + SRFB3XT5MFPX | XT5NU340AFFF000XXX + SRFB3XT5MFPX | XT5NU340AGFF000XXX + SRFB3XT5MFPX | XT5NU340APFF000XXX + SRFB3XT5MFPX | XT5NU340AQFF000XXX + SRFB3XT5MFPX | XT5NU340ATFF000XXX + SRFB3XT5MFPX | XT5NU340AUFF000XXX + SRFB3XT5MFPX
SG | SGDA32AT0400 | 40 | SRPG400A350 | 35 | 350 | 22 | 65kA | 7 | Panelboard MRO | 1 | Distribution Protection | 1 | 240Vac (Y/D) | 3 | 100% | 2 | 403571132 | No Equivalent Cross Available Based on Selections | XT5NQ340ABFF000XXX | XT5NQ340AEFF000XXX + SRFB3XT5MFPX | XT5NQ340AFFF000XXX + SRFB3XT5MFPX | XT5NQ340AGFF000XXX + SRFB3XT5MFPX | XT5NQ340APFF000XXX + SRFB3XT5MFPX | XT5NQ340AQFF000XXX + SRFB3XT5MFPX | XT5NQ340ATFF000XXX + SRFB3XT5MFPX | XT5NQ340AUFF000XXX + SRFB3XT5MFPX
SG | SGDA32AT0400 | 40 | SRPG400A400 | 36 | 400 | 23 | 65kA | 7 | Loose MCCB (OEM) | 2 | Distribution Protection | 1 | 240Vac (Y/D) | 3 | 80% | 1 | 403672131 | No Equivalent Cross Available Based on Selections | XT5NU340ABFF000XXX | XT5NU340AEFF000XXX | XT5NU340AFFF000XXX | XT5NU340AGFF000XXX | XT5NU340APFF000XXX | XT5NU340AQFF000XXX | XT5NU340ATFF000XXX | XT5NU340AUFF000XXX
SG | SGDA32AT0400 | 40 | SRPG400A400 | 36 | 400 | 23 | 65kA | 7 | Loose MCCB (OEM) | 2 | Distribution Protection | 1 | 240Vac (Y/D) | 3 | 100% | 2 | 403672132 | No Equivalent Cross Available Based on Selections | XT5NQ340ABFF000XXX | XT5NQ340AEFF000XXX | XT5NQ340AFFF000XXX | XT5NQ340AGFF000XXX | XT5NQ340APFF000XXX | XT5NQ340AQFF000XXX | XT5NQ340ATFF000XXX | XT5NQ340AUFF000XXX
SG | SGDA32AT0400 | 40 | SRPG400A400 | 36 | 400 | 23 | 65kA | 7 | Panelboard MRO | 1 | Distribution Protection | 1 | 240Vac (Y/D) | 3 | 80% | 1 | 403671131 | No Equivalent Cross Available Based on Selections | XT5NU340ABFF000XXX | XT5NU340AEFF000XXX + SRFB3XT5MFPX | XT5NU340AFFF000XXX + SRFB3XT5MFPX | XT5NU340AGFF000XXX + SRFB3XT5MFPX | XT5NU340APFF000XXX + SRFB3XT5MFPX | XT5NU340AQFF000XXX + SRFB3XT5MFPX | XT5NU340ATFF000XXX + SRFB3XT5MFPX | XT5NU340AUFF000XXX + SRFB3XT5MFPX
SG | SGDA32AT0400 | 40 | SRPG400A400 | 36 | 400 | 23 | 65kA | 7 | Panelboard MRO | 1 | Distribution Protection | 1 | 240Vac (Y/D) | 3 | 100% | 2 | 403671132 | No Equivalent Cross Available Based on Selections | XT5NQ340ABFF000XXX | XT5NQ340AEFF000XXX + SRFB3XT5MFPX | XT5NQ340AFFF000XXX + SRFB3XT5MFPX | XT5NQ340AGFF000XXX + SRFB3XT5MFPX | XT5NQ340APFF000XXX + SRFB3XT5MFPX | XT5NQ340AQFF000XXX + SRFB3XT5MFPX | XT5NQ340ATFF000XXX + SRFB3XT5MFPX | XT5NQ340AUFF000XXX + SRFB3XT5MFPX
SG | SGHA26AT0400 | 41 | SRPG400A125 | 28 | 125 | 15 | 35kA | 5 | Loose MCCB (OEM) | 2 | Distribution Protection | 1 | 600Vac (Y/D) | 2 | 100% | 2 | 412852122 | XT4LQ3125AFF000XXX | XT4LQ3125BFF000XXX | XT4LQ3150EFF000XXX | XT4LQ3150FFF000XXX | XT4LQ3150GFF000XXX | XT4LQ3150PFF000XXX | XT4LQ3150QFF000XXX | XT4LQ3150TFF000XXX | XT4LQ3150UFF000XXX
SG | SGHA26AT0400 | 41 | SRPG400A125 | 28 | 125 | 15 | 35kA | 5 | Loose MCCB (OEM) | 2 | Distribution Protection | 1 | 480Vac (Y/D) | 1 | 100% | 2 | 412852112 | XT3SQ3125AFF000XXX | XT4HQ3125BFF000XXX | XT4HQ3150EFF000XXX | XT4HQ3150FFF000XXX | XT4HQ3150GFF000XXX | XT4HQ3150PFF000XXX | XT4HQ3150QFF000XXX | XT4HQ3150TFF000XXX | XT4HQ3150UFF000XXX
SG | SGHA26AT0400 | 41 | SRPG400A125 | 28 | 125 | 15 | 35kA | 5 | Loose MCCB (OEM) | 2 | Distribution Protection | 1 | 480Vac (Y/D) | 1 | 80% | 1 | 412852111 | XT1SU3125AFF000XXX | XT2SU3125BFF000XXX | XT2SU3125EFF000XXX | XT2SU3125FFF000XXX | XT2SU3125GFF000XXX | XT2SU3125PFF000XXX | XT2SU3125QFF000XXX | XT2SU3125TFF000XXX | XT2SU3125UFF000XXX
SG | SGHA26AT0400 | 41 | SRPG400A125 | 28 | 125 | 15 | 35kA | 5 | Loose MCCB (OEM) | 2 | Distribution Protection | 1 | 600Vac (Y/D) | 2 | 80% | 1 | 412852121 | XT4LU3125AFF000XXX | XT2LU3125BFF000XXX | XT2LU3125EFF000XXX | XT2LU3125FFF000XXX | XT2LU3125GFF000XXX | XT2LU3125PFF000XXX | XT2LU3125QFF000XXX | XT2LU3125TFF000XXX | XT2LU3125UFF000XXX
SG | SGHA26AT0400 | 41 | SRPG400A125 | 28 | 125 | 15 | 35kA | 5 | Loose MCCB (OEM) | 2 | Distribution Protection | 1 | 600Vac (Y/D) | 2 | 100% | 2 | 412852122 | XT4LQ3125AFF000XXX | XT4LQ3125BFF000XXX | XT4LQ3150EFF000XXX | XT4LQ3150FFF000XXX | XT4LQ3150GFF000XXX | XT4LQ3150PFF000XXX | XT4LQ3150QFF000XXX | XT4LQ3150TFF000XXX | XT4LQ3150UFF000XXX
SG | SGHA26AT0400 | 41 | SRPG400A125 | 28 | 125 | 15 | 35kA | 5 | Loose MCCB (OEM) | 2 | Distribution Protection | 1 | 480Vac (Y/D) | 1 | 100% | 2 | 412852112 | XT3SQ3125AFF000XXX | XT4HQ3125BFF000XXX | XT4HQ3150EFF000XXX | XT4HQ3150FFF000XXX | XT4HQ3150GFF000XXX | XT4HQ3150PFF000XXX | XT4HQ3150QFF000XXX | XT4HQ3150TFF000XXX | XT4HQ3150UFF000XXX
SG | SGHA26AT0400 | 41 | SRPG400A125 | 28 | 125 | 15 | 35kA | 5 | Loose MCCB (OEM) | 2 | Distribution Protection | 1 | 480Vac (Y/D) | 1 | 80% | 1 | 412852111 | XT1SU3125AFF000XXX | XT2SU3125BFF000XXX | XT2SU3125EFF000XXX | XT2SU3125FFF000XXX | XT2SU3125GFF000XXX | XT2SU3125PFF000XXX | XT2SU3125QFF000XXX | XT2SU3125TFF000XXX | XT2SU3125UFF000XXX
SG | SGHA26AT0400 | 41 | SRPG400A125 | 28 | 125 | 15 | 35kA | 5 | Loose MCCB (OEM) | 2 | Distribution Protection | 1 | 600Vac (Y/D) | 2 | 80% | 1 | 412852121 | XT4LU3125AFF000XXX | XT2LU3125BFF000XXX | XT2LU3125EFF000XXX | XT2LU3125FFF000XXX | XT2LU3125GFF000XXX | XT2LU3125PFF000XXX | XT2LU3125QFF000XXX | XT2LU3125TFF000XXX | XT2LU3125UFF000XXX
SG | SGHA26AT0400 | 41 | SRPG400A125 | 28 | 125 | 15 | 35kA | 5 | Panelboard MRO | 1 | Distribution Protection | 1 | 480Vac (Y/D) | 1 | 100% | 2 | 412851112 | XT4SQ3125AFF000XXX + SRFB6XT4FPX | XT4SQ3125BFF000XXX + SRFB6XT4FPX | XT4SQ3150EFF000XXX + SRFB3XT4FPX | XT4SQ3150FFF000XXX + SRFB3XT4FPX | XT4SQ3150GFF000XXX + SRFB3XT4FPX | XT4SQ3150PFF000XXX + SRFB3XT4FPX | XT4SQ3150QFF000XXX + SRFB3XT4FPX | XT4SQ3150TFF000XXX + SRFB3XT4FPX | XT4SQ3150UFF000XXX + SRFB3XT4FPX
SG | SGHA26AT0400 | 41 | SRPG400A125 | 28 | 125 | 15 | 35kA | 5 | Panelboard MRO | 1 | Distribution Protection | 1 | 480Vac (Y/D) | 1 | 80% | 1 | 412851111 | XT1SU3125AFF000XXX + SRFB6XT1FPX | XT4SU3125BFF000XXX + SRFB6XT4FPX | XT4SU3150EFF000XXX + SRFB3XT4FPX | XT4SU3150FFF000XXX + SRFB3XT4FPX | XT4SU3150GFF000XXX + SRFB3XT4FPX | XT4SU3150PFF000XXX + SRFB3XT4FPX | XT4SU3150QFF000XXX + SRFB3XT4FPX | XT4SU3150TFF000XXX + SRFB3XT4FPX | XT4SU3150UFF000XXX + SRFB3XT4FPX
SG | SGHA26AT0400 | 41 | SRPG400A125 | 28 | 125 | 15 | 35kA | 5 | Panelboard MRO | 1 | Distribution Protection | 1 | 600Vac (Y/D) | 2 | 80% | 1 | 412851121 | XT4LU3150AFF000XXX + SRFB6XT4FPX | XT4LU3150BFF000XXX + SRFB6XT4FPX | XT4LU3150EFF000XXX + SRFB3XT4FPX | XT4LU3150FFF000XXX + SRFB3XT4FPX | XT4LU3150GFF000XXX + SRFB3XT4FPX | XT4LU3150PFF000XXX + SRFB3XT4FPX | XT4LU3150QFF000XXX + SRFB3XT4FPX | XT4LU3150TFF000XXX + SRFB3XT4FPX | XT4LU3150UFF000XXX + SRFB3XT4FPX
SG | SGHA26AT0400 | 41 | SRPG400A125 | 28 | 125 | 15 | 35kA | 5 | Panelboard MRO | 1 | Distribution Protection | 1 | 600Vac (Y/D) | 2 | 100% | 2 | 412851122 | XT4LQ3150AFF000XXX + SRFB6XT4FPX | XT4LQ3150BFF000XXX + SRFB6XT4FPX | XT4LQ3150EFF000XXX + SRFB3XT4FPX | XT4LQ3150FFF000XXX + SRFB3XT4FPX | XT4LQ3150GFF000XXX + SRFB3XT4FPX | XT4LQ3150PFF000XXX + SRFB3XT4FPX | XT4LQ3150QFF000XXX + SRFB3XT4FPX | XT4LQ3150TFF000XXX + SRFB3XT4FPX | XT4LQ3150UFF000XXX + SRFB3XT4FPX
SG | SGHA26AT0400 | 41 | SRPG400A125 | 28 | 125 | 15 | 35kA | 5 | Panelboard MRO | 1 | Distribution Protection | 1 | 480Vac (Y/D) | 1 | 100% | 2 | 412851112 | XT4SQ3125AFF000XXX + SRFB6XT4FPX | XT4SQ3125BFF000XXX + SRFB6XT4FPX | XT4SQ3150EFF000XXX + SRFB3XT4FPX | XT4SQ3150FFF000XXX + SRFB3XT4FPX | XT4SQ3150GFF000XXX + SRFB3XT4FPX | XT4SQ3150PFF000XXX + SRFB3XT4FPX | XT4SQ3150QFF000XXX + SRFB3XT4FPX | XT4SQ3150TFF000XXX + SRFB3XT4FPX | XT4SQ3150UFF000XXX + SRFB3XT4FPX
SG | SGHA26AT0400 | 41 | SRPG400A125 | 28 | 125 | 15 | 35kA | 5 | Panelboard MRO | 1 | Distribution Protection | 1 | 480Vac (Y/D) | 1 | 80% | 1 | 412851111 | XT1SU3125AFF000XXX + SRFB6XT1FPX | XT4SU3125BFF000XXX + SRFB6XT4FPX | XT4SU3150EFF000XXX + SRFB3XT4FPX | XT4SU3150FFF000XXX + SRFB3XT4FPX | XT4SU3150GFF000XXX + SRFB3XT4FPX | XT4SU3150PFF000XXX + SRFB3XT4FPX | XT4SU3150QFF000XXX + SRFB3XT4FPX | XT4SU3150TFF000XXX + SRFB3XT4FPX | XT4SU3150UFF000XXX + SRFB3XT4FPX
SG | SGHA26AT0400 | 41 | SRPG400A125 | 28 | 125 | 15 | 35kA | 5 | Panelboard MRO | 1 | Distribution Protection | 1 | 600Vac (Y/D) | 2 | 80% | 1 | 412851121 | XT4LU3150AFF000XXX + SRFB6XT4FPX | XT4LU3150BFF000XXX + SRFB6XT4FPX | XT4LU3150EFF000XXX + SRFB3XT4FPX | XT4LU3150FFF000XXX + SRFB3XT4FPX | XT4LU3150GFF000XXX + SRFB3XT4FPX | XT4LU3150PFF000XXX + SRFB3XT4FPX | XT4LU3150QFF000XXX + SRFB3XT4FPX | XT4LU3150TFF000XXX + SRFB3XT4FPX | XT4LU3150UFF000XXX + SRFB3XT4FPX
SG | SGHA26AT0400 | 41 | SRPG400A125 | 28 | 125 | 15 | 35kA | 5 | Panelboard MRO | 1 | Distribution Protection | 1 | 600Vac (Y/D) | 2 | 100% | 2 | 412851122 | XT4LQ3150AFF000XXX + SRFB6XT4FPX | XT4LQ3150BFF000XXX + SRFB6XT4FPX | XT4LQ3150EFF000XXX + SRFB3XT4FPX | XT4LQ3150FFF000XXX + SRFB3XT4FPX | XT4LQ3150GFF000XXX + SRFB3XT4FPX | XT4LQ3150PFF000XXX + SRFB3XT4FPX | XT4LQ3150QFF000XXX + SRFB3XT4FPX | XT4LQ3150TFF000XXX + SRFB3XT4FPX | XT4LQ3150UFF000XXX + SRFB3XT4FPX
SG | SGHA26AT0400 | 41 | SRPG400A150 | 29 | 150 | 16 | 35kA | 5 | Loose MCCB (OEM) | 2 | Distribution Protection | 1 | 480Vac (Y/D) | 1 | 80% | 1 | 412952111 | XT3SU3150AFF000XXX | XT4SU3150BFF000XXX | XT4SU3150EFF000XXX | XT4SU3150FFF000XXX | XT4SU3150GFF000XXX | XT4SU3150PFF000XXX | XT4SU3150QFF000XXX | XT4SU3150TFF000XXX | XT4SU3150UFF000XXX
SG | SGHA26AT0400 | 41 | SRPG400A150 | 29 | 150 | 16 | 35kA | 5 | Loose MCCB (OEM) | 2 | Distribution Protection | 1 | 600Vac (Y/D) | 2 | 80% | 1 | 412952121 | XT4LU3150AFF000XXX | XT4LU3150BFF000XXX | XT4LU3150EFF000XXX | XT4LU3150FFF000XXX | XT4LU3150GFF000XXX | XT4LU3150PFF000XXX | XT4LU3150QFF000XXX | XT4LU3150TFF000XXX | XT4LU3150UFF000XXX
SG | SGHA26AT0400 | 41 | SRPG400A150 | 29 | 150 | 16 | 35kA | 5 | Loose MCCB (OEM) | 2 | Distribution Protection | 1 | 480Vac (Y/D) | 1 | 100% | 2 | 412952112 | XT3SQ3150AFF000XXX | XT4SQ3150BFF000XXX | XT4SQ3150EFF000XXX | XT4SQ3150FFF000XXX | XT4SQ3150GFF000XXX | XT4SQ3150PFF000XXX | XT4SQ3150QFF000XXX | XT4SQ3150TFF000XXX | XT4SQ3150UFF000XXX
SG | SGHA26AT0400 | 41 | SRPG400A150 | 29 | 150 | 16 | 35kA | 5 | Loose MCCB (OEM) | 2 | Distribution Protection | 1 | 600Vac (Y/D) | 2 | 100% | 2 | 412952122 | XT4LQ3150AFF000XXX | XT4LQ3150BFF000XXX | XT4LQ3150EFF000XXX | XT4LQ3150FFF000XXX | XT4LQ3150GFF000XXX | XT4LQ3150PFF000XXX | XT4LQ3150QFF000XXX | XT4LQ3150TFF000XXX | XT4LQ3150UFF000XXX
SG | SGHA26AT0400 | 41 | SRPG400A150 | 29 | 150 | 16 | 35kA | 5 | Loose MCCB (OEM) | 2 | Distribution Protection | 1 | 480Vac (Y/D) | 1 | 80% | 1 | 412952111 | XT3SU3150AFF000XXX | XT4SU3150BFF000XXX | XT4SU3150EFF000XXX | XT4SU3150FFF000XXX | XT4SU3150GFF000XXX | XT4SU3150PFF000XXX | XT4SU3150QFF000XXX | XT4SU3150TFF000XXX | XT4SU3150UFF000XXX
SG | SGHA26AT0400 | 41 | SRPG400A150 | 29 | 150 | 16 | 35kA | 5 | Loose MCCB (OEM) | 2 | Distribution Protection | 1 | 600Vac (Y/D) | 2 | 80% | 1 | 412952121 | XT4LU3150AFF000XXX | XT4LU3150BFF000XXX | XT4LU3150EFF000XXX | XT4LU3150FFF000XXX | XT4LU3150GFF000XXX | XT4LU3150PFF000XXX | XT4LU3150QFF000XXX | XT4LU3150TFF000XXX | XT4LU3150UFF000XXX
SG | SGHA26AT0400 | 41 | SRPG400A150 | 29 | 150 | 16 | 35kA | 5 | Loose MCCB (OEM) | 2 | Distribution Protection | 1 | 480Vac (Y/D) | 1 | 100% | 2 | 412952112 | XT3SQ3150AFF000XXX | XT4SQ3150BFF000XXX | XT4SQ3150EFF000XXX | XT4SQ3150FFF000XXX | XT4SQ3150GFF000XXX | XT4SQ3150PFF000XXX | XT4SQ3150QFF000XXX | XT4SQ3150TFF000XXX | XT4SQ3150UFF000XXX
SG | SGHA26AT0400 | 41 | SRPG400A150 | 29 | 150 | 16 | 35kA | 5 | Loose MCCB (OEM) | 2 | Distribution Protection | 1 | 600Vac (Y/D) | 2 | 100% | 2 | 412952122 | XT4LQ3150AFF000XXX | XT4LQ3150BFF000XXX | XT4LQ3150EFF000XXX | XT4LQ3150FFF000XXX | XT4LQ3150GFF000XXX | XT4LQ3150PFF000XXX | XT4LQ3150QFF000XXX | XT4LQ3150TFF000XXX | XT4LQ3150UFF000XXX
SG | SGHA26AT0400 | 41 | SRPG400A150 | 29 | 150 | 16 | 35kA | 5 | Panelboard MRO | 1 | Distribution Protection | 1 | 480Vac (Y/D) | 1 | 80% | 1 | 412951111 | XT4SU3150AFF000XXX + SRFB6XT4FPX | XT4SU3150BFF000XXX + SRFB6XT4FPX | XT4SU3150EFF000XXX + SRFB3XT4FPX | XT4SU3150FFF000XXX + SRFB3XT4FPX | XT4SU3150GFF000XXX + SRFB3XT4FPX | XT4SU3150PFF000XXX + SRFB3XT4FPX | XT4SU3150QFF000XXX + SRFB3XT4FPX | XT4SU3150TFF000XXX + SRFB3XT4FPX | XT4SU3150UFF000XXX + SRFB3XT4FPX
SG | SGHA26AT0400 | 41 | SRPG400A150 | 29 | 150 | 16 | 35kA | 5 | Panelboard MRO | 1 | Distribution Protection | 1 | 600Vac (Y/D) | 2 | 80% | 1 | 412951121 | XT4LU3150AFF000XXX + SRFB6XT4FPX | XT4LU3150BFF000XXX + SRFB6XT4FPX | XT4LU3150EFF000XXX + SRFB3XT4FPX | XT4LU3150FFF000XXX + SRFB3XT4FPX | XT4LU3150GFF000XXX + SRFB3XT4FPX | XT4LU3150PFF000XXX + SRFB3XT4FPX | XT4LU3150QFF000XXX + SRFB3XT4FPX | XT4LU3150TFF000XXX + SRFB3XT4FPX | XT4LU3150UFF000XXX + SRFB3XT4FPX
SG | SGHA26AT0400 | 41 | SRPG400A150 | 29 | 150 | 16 | 35kA | 5 | Panelboard MRO | 1 | Distribution Protection | 1 | 480Vac (Y/D) | 1 | 100% | 2 | 412951112 | XT4SQ3150AFF000XXX + SRFB6XT4FPX | XT4SQ3150BFF000XXX + SRFB6XT4FPX | XT4SQ3150EFF000XXX + SRFB3XT4FPX | XT4SQ3150FFF000XXX + SRFB3XT4FPX | XT4SQ3150GFF000XXX + SRFB3XT4FPX | XT4SQ3150PFF000XXX + SRFB3XT4FPX | XT4SQ3150QFF000XXX + SRFB3XT4FPX | XT4SQ3150TFF000XXX + SRFB3XT4FPX | XT4SQ3150UFF000XXX + SRFB3XT4FPX
SG | SGHA26AT0400 | 41 | SRPG400A150 | 29 | 150 | 16 | 35kA | 5 | Panelboard MRO | 1 | Distribution Protection | 1 | 600Vac (Y/D) | 2 | 100% | 2 | 412951122 | XT4LQ3150AFF000XXX + SRFB6XT4FPX | XT4LQ3150BFF000XXX + SRFB6XT4FPX | XT4LQ3150EFF000XXX + SRFB3XT4FPX | XT4LQ3150FFF000XXX + SRFB3XT4FPX | XT4LQ3150GFF000XXX + SRFB3XT4FPX | XT4LQ3150PFF000XXX + SRFB3XT4FPX | XT4LQ3150QFF000XXX + SRFB3XT4FPX | XT4LQ3150TFF000XXX + SRFB3XT4FPX | XT4LQ3150UFF000XXX + SRFB3XT4FPX
SG | SGHA26AT0400 | 41 | SRPG400A150 | 29 | 150 | 16 | 35kA | 5 | Panelboard MRO | 1 | Distribution Protection | 1 | 480Vac (Y/D) | 1 | 80% | 1 | 412951111 | XT4SU3150AFF000XXX + SRFB6XT4FPX | XT4SU3150BFF000XXX + SRFB6XT4FPX | XT4SU3150EFF000XXX + SRFB3XT4FPX | XT4SU3150FFF000XXX + SRFB3XT4FPX | XT4SU3150GFF000XXX + SRFB3XT4FPX | XT4SU3150PFF000XXX + SRFB3XT4FPX | XT4SU3150QFF000XXX + SRFB3XT4FPX | XT4SU3150TFF000XXX + SRFB3XT4FPX | XT4SU3150UFF000XXX + SRFB3XT4FPX
SG | SGHA26AT0400 | 41 | SRPG400A150 | 29 | 150 | 16 | 35kA | 5 | Panelboard MRO | 1 | Distribution Protection | 1 | 600Vac (Y/D) | 2 | 80% | 1 | 412951121 | XT4LU3150AFF000XXX + SRFB6XT4FPX | XT4LU3150BFF000XXX + SRFB6XT4FPX | XT4LU3150EFF000XXX + SRFB3XT4FPX | XT4LU3150FFF000XXX + SRFB3XT4FPX | XT4LU3150GFF000XXX + SRFB3XT4FPX | XT4LU3150PFF000XXX + SRFB3XT4FPX | XT4LU3150QFF000XXX + SRFB3XT4FPX | XT4LU3150TFF000XXX + SRFB3XT4FPX | XT4LU3150UFF000XXX + SRFB3XT4FPX
SG | SGHA26AT0400 | 41 | SRPG400A150 | 29 | 150 | 16 | 35kA | 5 | Panelboard MRO | 1 | Distribution Protection | 1 | 480Vac (Y/D) | 1 | 100% | 2 | 412951112 | XT4SQ3150AFF000XXX + SRFB6XT4FPX | XT4SQ3150BFF000XXX + SRFB6XT4FPX | XT4SQ3150EFF000XXX + SRFB3XT4FPX | XT4SQ3150FFF000XXX + SRFB3XT4FPX | XT4SQ3150GFF000XXX + SRFB3XT4FPX | XT4SQ3150PFF000XXX + SRFB3XT4FPX | XT4SQ3150QFF000XXX + SRFB3XT4FPX | XT4SQ3150TFF000XXX + SRFB3XT4FPX | XT4SQ3150UFF000XXX + SRFB3XT4FPX
SG | SGHA26AT0400 | 41 | SRPG400A150 | 29 | 150 | 16 | 35kA | 5 | Panelboard MRO | 1 | Distribution Protection | 1 | 600Vac (Y/D) | 2 | 100% | 2 | 412951122 | XT4LQ3150AFF000XXX + SRFB6XT4FPX | XT4LQ3150BFF000XXX + SRFB6XT4FPX | XT4LQ3150EFF000XXX + SRFB3XT4FPX | XT4LQ3150FFF000XXX + SRFB3XT4FPX | XT4LQ3150GFF000XXX + SRFB3XT4FPX | XT4LQ3150PFF000XXX + SRFB3XT4FPX | XT4LQ3150QFF000XXX + SRFB3XT4FPX | XT4LQ3150TFF000XXX + SRFB3XT4FPX | XT4LQ3150UFF000XXX + SRFB3XT4FPX
SG | SGHA26AT0400 | 41 | SRPG400A175 | 30 | 175 | 17 | 35kA | 5 | Loose MCCB (OEM) | 2 | Distribution Protection | 1 | 480Vac (Y/D) | 1 | 80% | 1 | 413052111 | XT3SU3175AFF000XXX | XT4SU3175BFF000XXX | XT4SU3225EFF000XXX | XT4SU3225FFF000XXX | XT4SU3225GFF000XXX | XT4SU3225PFF000XXX | XT4SU3225QFF000XXX | XT4SU3225TFF000XXX | XT4SU3225UFF000XXX
SG | SGHA26AT0400 | 41 | SRPG400A175 | 30 | 175 | 17 | 35kA | 5 | Loose MCCB (OEM) | 2 | Distribution Protection | 1 | 600Vac (Y/D) | 2 | 80% | 1 | 413052121 | XT4LU3175AFF000XXX | XT4LU3175BFF000XXX | XT4LU3225EFF000XXX | XT4LU3225FFF000XXX | XT4LU3225GFF000XXX | XT4LU3225PFF000XXX | XT4LU3225QFF000XXX | XT4LU3225TFF000XXX | XT4LU3225UFF000XXX
SG | SGHA26AT0400 | 41 | SRPG400A175 | 30 | 175 | 17 | 35kA | 5 | Loose MCCB (OEM) | 2 | Distribution Protection | 1 | 480Vac (Y/D) | 1 | 100% | 2 | 413052112 | XT3SQ3175AFF000XXX | XT4SQ3175BFF000XXX | XT4SQ3225EFF000XXX | XT4SQ3225FFF000XXX | XT4SQ3225GFF000XXX | XT4SQ3225PFF000XXX | XT4SQ3225QFF000XXX | XT4SQ3225TFF000XXX | XT4SQ3225UFF000XXX
SG | SGHA26AT0400 | 41 | SRPG400A175 | 30 | 175 | 17 | 35kA | 5 | Loose MCCB (OEM) | 2 | Distribution Protection | 1 | 600Vac (Y/D) | 2 | 100% | 2 | 413052122 | XT4LQ3175AFF000XXX | XT4LQ3175BFF000XXX | XT4LQ3225EFF000XXX | XT4LQ3225FFF000XXX | XT4LQ3225GFF000XXX | XT4LQ3225PFF000XXX | XT4LQ3225QFF000XXX | XT4LQ3225TFF000XXX | XT4LQ3225UFF000XXX
SG | SGHA26AT0400 | 41 | SRPG400A175 | 30 | 175 | 17 | 35kA | 5 | Loose MCCB (OEM) | 2 | Distribution Protection | 1 | 480Vac (Y/D) | 1 | 80% | 1 | 413052111 | XT3SU3175AFF000XXX | XT4SU3175BFF000XXX | XT4SU3225EFF000XXX | XT4SU3225FFF000XXX | XT4SU3225GFF000XXX | XT4SU3225PFF000XXX | XT4SU3225QFF000XXX | XT4SU3225TFF000XXX | XT4SU3225UFF000XXX
SG | SGHA26AT0400 | 41 | SRPG400A175 | 30 | 175 | 17 | 35kA | 5 | Loose MCCB (OEM) | 2 | Distribution Protection | 1 | 600Vac (Y/D) | 2 | 80% | 1 | 413052121 | XT4LU3175AFF000XXX | XT4LU3175BFF000XXX | XT4LU3225EFF000XXX | XT4LU3225FFF000XXX | XT4LU3225GFF000XXX | XT4LU3225PFF000XXX | XT4LU3225QFF000XXX | XT4LU3225TFF000XXX | XT4LU3225UFF000XXX
SG | SGHA26AT0400 | 41 | SRPG400A175 | 30 | 175 | 17 | 35kA | 5 | Loose MCCB (OEM) | 2 | Distribution Protection | 1 | 480Vac (Y/D) | 1 | 100% | 2 | 413052112 | XT3SQ3175AFF000XXX | XT4SQ3175BFF000XXX | XT4SQ3225EFF000XXX | XT4SQ3225FFF000XXX | XT4SQ3225GFF000XXX | XT4SQ3225PFF000XXX | XT4SQ3225QFF000XXX | XT4SQ3225TFF000XXX | XT4SQ3225UFF000XXX
SG | SGHA26AT0400 | 41 | SRPG400A175 | 30 | 175 | 17 | 35kA | 5 | Loose MCCB (OEM) | 2 | Distribution Protection | 1 | 600Vac (Y/D) | 2 | 100% | 2 | 413052122 | XT4LQ3175AFF000XXX | XT4LQ3175BFF000XXX | XT4LQ3225EFF000XXX | XT4LQ3225FFF000XXX | XT4LQ3225GFF000XXX | XT4LQ3225PFF000XXX | XT4LQ3225QFF000XXX | XT4LQ3225TFF000XXX | XT4LQ3225UFF000XXX
SG | SGHA26AT0400 | 41 | SRPG400A175 | 30 | 175 | 17 | 35kA | 5 | Panelboard MRO | 1 | Distribution Protection | 1 | 480Vac (Y/D) | 1 | 80% | 1 | 413051111 | XT4SU3175AFF000XXX + SRFB6XT4FPX | XT4SU3175BFF000XXX + SRFB6XT4FPX | XT4SU3225EFF000XXX + SRFB3XT4FPX | XT4SU3225FFF000XXX + SRFB3XT4FPX | XT4SU3225GFF000XXX + SRFB3XT4FPX | XT4SU3225PFF000XXX + SRFB3XT4FPX | XT4SU3225QFF000XXX + SRFB3XT4FPX | XT4SU3225TFF000XXX + SRFB3XT4FPX | XT4SU3225UFF000XXX + SRFB3XT4FPX
SG | SGHA26AT0400 | 41 | SRPG400A175 | 30 | 175 | 17 | 35kA | 5 | Panelboard MRO | 1 | Distribution Protection | 1 | 600Vac (Y/D) | 2 | 80% | 1 | 413051121 | XT4LU3175AFF000XXX + SRFB6XT4FPX | XT4LU3175BFF000XXX + SRFB6XT4FPX | XT4LU3225EFF000XXX + SRFB3XT4FPX | XT4LU3225FFF000XXX + SRFB3XT4FPX | XT4LU3225GFF000XXX + SRFB3XT4FPX | XT4LU3225PFF000XXX + SRFB3XT4FPX | XT4LU3225QFF000XXX + SRFB3XT4FPX | XT4LU3225TFF000XXX + SRFB3XT4FPX | XT4LU3225UFF000XXX + SRFB3XT4FPX
SG | SGHA26AT0400 | 41 | SRPG400A175 | 30 | 175 | 17 | 35kA | 5 | Panelboard MRO | 1 | Distribution Protection | 1 | 480Vac (Y/D) | 1 | 100% | 2 | 413051112 | XT4SQ3175AFF000XXX + SRFB6XT4FPX | XT4SQ3175BFF000XXX + SRFB6XT4FPX | XT4SQ3225EFF000XXX + SRFB3XT4FPX | XT4SQ3225FFF000XXX + SRFB3XT4FPX | XT4SQ3225GFF000XXX + SRFB3XT4FPX | XT4SQ3225PFF000XXX + SRFB3XT4FPX | XT4SQ3225QFF000XXX + SRFB3XT4FPX | XT4SQ3225TFF000XXX + SRFB3XT4FPX | XT4SQ3225UFF000XXX + SRFB3XT4FPX
SG | SGHA26AT0400 | 41 | SRPG400A175 | 30 | 175 | 17 | 35kA | 5 | Panelboard MRO | 1 | Distribution Protection | 1 | 600Vac (Y/D) | 2 | 100% | 2 | 413051122 | XT4LQ3175AFF000XXX + SRFB6XT4FPX | XT4LQ3175BFF000XXX + SRFB6XT4FPX | XT4LQ3225EFF000XXX + SRFB3XT4FPX | XT4LQ3225FFF000XXX + SRFB3XT4FPX | XT4LQ3225GFF000XXX + SRFB3XT4FPX | XT4LQ3225PFF000XXX + SRFB3XT4FPX | XT4LQ3225QFF000XXX + SRFB3XT4FPX | XT4LQ3225TFF000XXX + SRFB3XT4FPX | XT4LQ3225UFF000XXX + SRFB3XT4FPX
SG | SGHA26AT0400 | 41 | SRPG400A175 | 30 | 175 | 17 | 35kA | 5 | Panelboard MRO | 1 | Distribution Protection | 1 | 480Vac (Y/D) | 1 | 80% | 1 | 413051111 | XT4SU3175AFF000XXX + SRFB6XT4FPX | XT4SU3175BFF000XXX + SRFB6XT4FPX | XT4SU3225EFF000XXX + SRFB3XT4FPX | XT4SU3225FFF000XXX + SRFB3XT4FPX | XT4SU3225GFF000XXX + SRFB3XT4FPX | XT4SU3225PFF000XXX + SRFB3XT4FPX | XT4SU3225QFF000XXX + SRFB3XT4FPX | XT4SU3225TFF000XXX + SRFB3XT4FPX | XT4SU3225UFF000XXX + SRFB3XT4FPX
SG | SGHA26AT0400 | 41 | SRPG400A175 | 30 | 175 | 17 | 35kA | 5 | Panelboard MRO | 1 | Distribution Protection | 1 | 600Vac (Y/D) | 2 | 80% | 1 | 413051121 | XT4LU3175AFF000XXX + SRFB6XT4FPX | XT4LU3175BFF000XXX + SRFB6XT4FPX | XT4LU3225EFF000XXX + SRFB3XT4FPX | XT4LU3225FFF000XXX + SRFB3XT4FPX | XT4LU3225GFF000XXX + SRFB3XT4FPX | XT4LU3225PFF000XXX + SRFB3XT4FPX | XT4LU3225QFF000XXX + SRFB3XT4FPX | XT4LU3225TFF000XXX + SRFB3XT4FPX | XT4LU3225UFF000XXX + SRFB3XT4FPX
SG | SGHA26AT0400 | 41 | SRPG400A175 | 30 | 175 | 17 | 35kA | 5 | Panelboard MRO | 1 | Distribution Protection | 1 | 480Vac (Y/D) | 1 | 100% | 2 | 413051112 | XT4SQ3175AFF000XXX + SRFB6XT4FPX | XT4SQ3175BFF000XXX + SRFB6XT4FPX | XT4SQ3225EFF000XXX + SRFB3XT4FPX | XT4SQ3225FFF000XXX + SRFB3XT4FPX | XT4SQ3225GFF000XXX + SRFB3XT4FPX | XT4SQ3225PFF000XXX + SRFB3XT4FPX | XT4SQ3225QFF000XXX + SRFB3XT4FPX | XT4SQ3225TFF000XXX + SRFB3XT4FPX | XT4SQ3225UFF000XXX + SRFB3XT4FPX
SG | SGHA26AT0400 | 41 | SRPG400A175 | 30 | 175 | 17 | 35kA | 5 | Panelboard MRO | 1 | Distribution Protection | 1 | 600Vac (Y/D) | 2 | 100% | 2 | 413051122 | XT4LQ3175AFF000XXX + SRFB6XT4FPX | XT4LQ3175BFF000XXX + SRFB6XT4FPX | XT4LQ3225EFF000XXX + SRFB3XT4FPX | XT4LQ3225FFF000XXX + SRFB3XT4FPX | XT4LQ3225GFF000XXX + SRFB3XT4FPX | XT4LQ3225PFF000XXX + SRFB3XT4FPX | XT4LQ3225QFF000XXX + SRFB3XT4FPX | XT4LQ3225TFF000XXX + SRFB3XT4FPX | XT4LQ3225UFF000XXX + SRFB3XT4FPX
SG | SGHA26AT0400 | 41 | SRPG400A200 | 31 | 200 | 18 | 35kA | 5 | Loose MCCB (OEM) | 2 | Distribution Protection | 1 | 480Vac (Y/D) | 1 | 80% | 1 | 413152111 | XT3SU3200AFF000XXX | XT4SU3200BFF000XXX | XT4SU3225EFF000XXX | XT4SU3225FFF000XXX | XT4SU3225GFF000XXX | XT4SU3225PFF000XXX | XT4SU3225QFF000XXX | XT4SU3225TFF000XXX | XT4SU3225UFF000XXX
SG | SGHA26AT0400 | 41 | SRPG400A200 | 31 | 200 | 18 | 35kA | 5 | Loose MCCB (OEM) | 2 | Distribution Protection | 1 | 600Vac (Y/D) | 2 | 80% | 1 | 413152121 | XT4LU3200AFF000XXX | XT4LU3200BFF000XXX | XT4LU3225EFF000XXX | XT4LU3225FFF000XXX | XT4LU3225GFF000XXX | XT4LU3225PFF000XXX | XT4LU3225QFF000XXX | XT4LU3225TFF000XXX | XT4LU3225UFF000XXX
SG | SGHA26AT0400 | 41 | SRPG400A200 | 31 | 200 | 18 | 35kA | 5 | Loose MCCB (OEM) | 2 | Distribution Protection | 1 | 480Vac (Y/D) | 1 | 100% | 2 | 413152112 | XT3SQ3200AFF000XXX | XT4SQ3200BFF000XXX | XT4SQ3225EFF000XXX | XT4SQ3225FFF000XXX | XT4SQ3225GFF000XXX | XT4SQ3225PFF000XXX | XT4SQ3225QFF000XXX | XT4SQ3225TFF000XXX | XT4SQ3225UFF000XXX
SG | SGHA26AT0400 | 41 | SRPG400A200 | 31 | 200 | 18 | 35kA | 5 | Loose MCCB (OEM) | 2 | Distribution Protection | 1 | 600Vac (Y/D) | 2 | 100% | 2 | 413152122 | XT4LQ3200AFF000XXX | XT4LQ3200BFF000XXX | XT4LQ3225EFF000XXX | XT4LQ3225FFF000XXX | XT4LQ3225GFF000XXX | XT4LQ3225PFF000XXX | XT4LQ3225QFF000XXX | XT4LQ3225TFF000XXX | XT4LQ3225UFF000XXX
SG | SGHA26AT0400 | 41 | SRPG400A200 | 31 | 200 | 18 | 35kA | 5 | Loose MCCB (OEM) | 2 | Distribution Protection | 1 | 480Vac (Y/D) | 1 | 80% | 1 | 413152111 | XT3SU3200AFF000XXX | XT4SU3200BFF000XXX | XT4SU3225EFF000XXX | XT4SU3225FFF000XXX | XT4SU3225GFF000XXX | XT4SU3225PFF000XXX | XT4SU3225QFF000XXX | XT4SU3225TFF000XXX | XT4SU3225UFF000XXX
SG | SGHA26AT0400 | 41 | SRPG400A200 | 31 | 200 | 18 | 35kA | 5 | Loose MCCB (OEM) | 2 | Distribution Protection | 1 | 600Vac (Y/D) | 2 | 80% | 1 | 413152121 | XT4LU3200AFF000XXX | XT4LU3200BFF000XXX | XT4LU3225EFF000XXX | XT4LU3225FFF000XXX | XT4LU3225GFF000XXX | XT4LU3225PFF000XXX | XT4LU3225QFF000XXX | XT4LU3225TFF000XXX | XT4LU3225UFF000XXX
SG | SGHA26AT0400 | 41 | SRPG400A200 | 31 | 200 | 18 | 35kA | 5 | Loose MCCB (OEM) | 2 | Distribution Protection | 1 | 480Vac (Y/D) | 1 | 100% | 2 | 413152112 | XT3SQ3200AFF000XXX | XT4SQ3200BFF000XXX | XT4SQ3225EFF000XXX | XT4SQ3225FFF000XXX | XT4SQ3225GFF000XXX | XT4SQ3225PFF000XXX | XT4SQ3225QFF000XXX | XT4SQ3225TFF000XXX | XT4SQ3225UFF000XXX
SG | SGHA26AT0400 | 41 | SRPG400A200 | 31 | 200 | 18 | 35kA | 5 | Loose MCCB (OEM) | 2 | Distribution Protection | 1 | 600Vac (Y/D) | 2 | 100% | 2 | 413152122 | XT4LQ3200AFF000XXX | XT4LQ3200BFF000XXX | XT4LQ3225EFF000XXX | XT4LQ3225FFF000XXX | XT4LQ3225GFF000XXX | XT4LQ3225PFF000XXX | XT4LQ3225QFF000XXX | XT4LQ3225TFF000XXX | XT4LQ3225UFF000XXX
SG | SGHA26AT0400 | 41 | SRPG400A200 | 31 | 200 | 18 | 35kA | 5 | Panelboard MRO | 1 | Distribution Protection | 1 | 480Vac (Y/D) | 1 | 80% | 1 | 413151111 | XT4SU3200AFF000XXX + SRFB6XT4FPX | XT4SU3200BFF000XXX + SRFB6XT4FPX | XT4SU3225EFF000XXX + SRFB3XT4FPX | XT4SU3225FFF000XXX + SRFB3XT4FPX | XT4SU3225GFF000XXX + SRFB3XT4FPX | XT4SU3225PFF000XXX + SRFB3XT4FPX | XT4SU3225QFF000XXX + SRFB3XT4FPX | XT4SU3225TFF000XXX + SRFB3XT4FPX | XT4SU3225UFF000XXX + SRFB3XT4FPX
SG | SGHA26AT0400 | 41 | SRPG400A200 | 31 | 200 | 18 | 35kA | 5 | Panelboard MRO | 1 | Distribution Protection | 1 | 600Vac (Y/D) | 2 | 80% | 1 | 413151121 | XT4LU3200AFF000XXX + SRFB6XT4FPX | XT4LU3200BFF000XXX + SRFB6XT4FPX | XT4LU3225EFF000XXX + SRFB3XT4FPX | XT4LU3225FFF000XXX + SRFB3XT4FPX | XT4LU3225GFF000XXX + SRFB3XT4FPX | XT4LU3225PFF000XXX + SRFB3XT4FPX | XT4LU3225QFF000XXX + SRFB3XT4FPX | XT4LU3225TFF000XXX + SRFB3XT4FPX | XT4LU3225UFF000XXX + SRFB3XT4FPX
SG | SGHA26AT0400 | 41 | SRPG400A200 | 31 | 200 | 18 | 35kA | 5 | Panelboard MRO | 1 | Distribution Protection | 1 | 480Vac (Y/D) | 1 | 100% | 2 | 413151112 | XT4SQ3200AFF000XXX + SRFB6XT4FPX | XT4SQ3200BFF000XXX + SRFB6XT4FPX | XT4SQ3225EFF000XXX + SRFB3XT4FPX | XT4SQ3225FFF000XXX + SRFB3XT4FPX | XT4SQ3225GFF000XXX + SRFB3XT4FPX | XT4SQ3225PFF000XXX + SRFB3XT4FPX | XT4SQ3225QFF000XXX + SRFB3XT4FPX | XT4SQ3225TFF000XXX + SRFB3XT4FPX | XT4SQ3225UFF000XXX + SRFB3XT4FPX
SG | SGHA26AT0400 | 41 | SRPG400A200 | 31 | 200 | 18 | 35kA | 5 | Panelboard MRO | 1 | Distribution Protection | 1 | 600Vac (Y/D) | 2 | 100% | 2 | 413151122 | XT4LQ3200AFF000XXX + SRFB6XT4FPX | XT4LQ3200BFF000XXX + SRFB6XT4FPX | XT4LQ3225EFF000XXX + SRFB3XT4FPX | XT4LQ3225FFF000XXX + SRFB3XT4FPX | XT4LQ3225GFF000XXX + SRFB3XT4FPX | XT4LQ3225PFF000XXX + SRFB3XT4FPX | XT4LQ3225QFF000XXX + SRFB3XT4FPX | XT4LQ3225TFF000XXX + SRFB3XT4FPX | XT4LQ3225UFF000XXX + SRFB3XT4FPX
SG | SGHA26AT0400 | 41 | SRPG400A200 | 31 | 200 | 18 | 35kA | 5 | Panelboard MRO | 1 | Distribution Protection | 1 | 480Vac (Y/D) | 1 | 80% | 1 | 413151111 | XT4SU3200AFF000XXX + SRFB6XT4FPX | XT4SU3200BFF000XXX + SRFB6XT4FPX | XT4SU3225EFF000XXX + SRFB3XT4FPX | XT4SU3225FFF000XXX + SRFB3XT4FPX | XT4SU3225GFF000XXX + SRFB3XT4FPX | XT4SU3225PFF000XXX + SRFB3XT4FPX | XT4SU3225QFF000XXX + SRFB3XT4FPX | XT4SU3225TFF000XXX + SRFB3XT4FPX | XT4SU3225UFF000XXX + SRFB3XT4FPX
SG | SGHA26AT0400 | 41 | SRPG400A200 | 31 | 200 | 18 | 35kA | 5 | Panelboard MRO | 1 | Distribution Protection | 1 | 600Vac (Y/D) | 2 | 80% | 1 | 413151121 | XT4LU3200AFF000XXX + SRFB6XT4FPX | XT4LU3200BFF000XXX + SRFB6XT4FPX | XT4LU3225EFF000XXX + SRFB3XT4FPX | XT4LU3225FFF000XXX + SRFB3XT4FPX | XT4LU3225GFF000XXX + SRFB3XT4FPX | XT4LU3225PFF000XXX + SRFB3XT4FPX | XT4LU3225QFF000XXX + SRFB3XT4FPX | XT4LU3225TFF000XXX + SRFB3XT4FPX | XT4LU3225UFF000XXX + SRFB3XT4FPX
SG | SGHA26AT0400 | 41 | SRPG400A200 | 31 | 200 | 18 | 35kA | 5 | Panelboard MRO | 1 | Distribution Protection | 1 | 480Vac (Y/D) | 1 | 100% | 2 | 413151112 | XT4SQ3200AFF000XXX + SRFB6XT4FPX | XT4SQ3200BFF000XXX + SRFB6XT4FPX | XT4SQ3225EFF000XXX + SRFB3XT4FPX | XT4SQ3225FFF000XXX + SRFB3XT4FPX | XT4SQ3225GFF000XXX + SRFB3XT4FPX | XT4SQ3225PFF000XXX + SRFB3XT4FPX | XT4SQ3225QFF000XXX + SRFB3XT4FPX | XT4SQ3225TFF000XXX + SRFB3XT4FPX | XT4SQ3225UFF000XXX + SRFB3XT4FPX
SG | SGHA26AT0400 | 41 | SRPG400A200 | 31 | 200 | 18 | 35kA | 5 | Panelboard MRO | 1 | Distribution Protection | 1 | 600Vac (Y/D) | 2 | 100% | 2 | 413151122 | XT4LQ3200AFF000XXX + SRFB6XT4FPX | XT4LQ3200BFF000XXX + SRFB6XT4FPX | XT4LQ3225EFF000XXX + SRFB3XT4FPX | XT4LQ3225FFF000XXX + SRFB3XT4FPX | XT4LQ3225GFF000XXX + SRFB3XT4FPX | XT4LQ3225PFF000XXX + SRFB3XT4FPX | XT4LQ3225QFF000XXX + SRFB3XT4FPX | XT4LQ3225TFF000XXX + SRFB3XT4FPX | XT4LQ3225UFF000XXX + SRFB3XT4FPX
SG | SGHA26AT0400 | 41 | SRPG400A225 | 32 | 225 | 19 | 35kA | 5 | Loose MCCB (OEM) | 2 | Distribution Protection | 1 | 480Vac (Y/D) | 1 | 80% | 1 | 413252111 | XT3SU3225AFF000XXX | XT4SU3225BFF000XXX | XT4SU3225EFF000XXX | XT4SU3225FFF000XXX | XT4SU3225GFF000XXX | XT4SU3225PFF000XXX | XT4SU3225QFF000XXX | XT4SU3225TFF000XXX | XT4SU3225UFF000XXX
SG | SGHA26AT0400 | 41 | SRPG400A225 | 32 | 225 | 19 | 35kA | 5 | Loose MCCB (OEM) | 2 | Distribution Protection | 1 | 600Vac (Y/D) | 2 | 80% | 1 | 413252121 | XT4LU3225AFF000XXX | XT4LU3225BFF000XXX | XT4LU3225EFF000XXX | XT4LU3225FFF000XXX | XT4LU3225GFF000XXX | XT4LU3225PFF000XXX | XT4LU3225QFF000XXX | XT4LU3225TFF000XXX | XT4LU3225UFF000XXX
SG | SGHA26AT0400 | 41 | SRPG400A225 | 32 | 225 | 19 | 35kA | 5 | Loose MCCB (OEM) | 2 | Distribution Protection | 1 | 480Vac (Y/D) | 1 | 100% | 2 | 413252112 | XT3SQ3225AFF000XXX | XT4SQ3225BFF000XXX | XT4SQ3225EFF000XXX | XT4SQ3225FFF000XXX | XT4SQ3225GFF000XXX | XT4SQ3225PFF000XXX | XT4SQ3225QFF000XXX | XT4SQ3225TFF000XXX | XT4SQ3225UFF000XXX
SG | SGHA26AT0400 | 41 | SRPG400A225 | 32 | 225 | 19 | 35kA | 5 | Loose MCCB (OEM) | 2 | Distribution Protection | 1 | 600Vac (Y/D) | 2 | 100% | 2 | 413252122 | XT4LQ3225AFF000XXX | XT4LQ3225BFF000XXX | XT4LQ3225EFF000XXX | XT4LQ3225FFF000XXX | XT4LQ3225GFF000XXX | XT4LQ3225PFF000XXX | XT4LQ3225QFF000XXX | XT4LQ3225TFF000XXX | XT4LQ3225UFF000XXX
SG | SGHA26AT0400 | 41 | SRPG400A225 | 32 | 225 | 19 | 35kA | 5 | Loose MCCB (OEM) | 2 | Distribution Protection | 1 | 480Vac (Y/D) | 1 | 80% | 1 | 413252111 | XT3SU3225AFF000XXX | XT4SU3225BFF000XXX | XT4SU3225EFF000XXX | XT4SU3225FFF000XXX | XT4SU3225GFF000XXX | XT4SU3225PFF000XXX | XT4SU3225QFF000XXX | XT4SU3225TFF000XXX | XT4SU3225UFF000XXX
SG | SGHA26AT0400 | 41 | SRPG400A225 | 32 | 225 | 19 | 35kA | 5 | Loose MCCB (OEM) | 2 | Distribution Protection | 1 | 600Vac (Y/D) | 2 | 80% | 1 | 413252121 | XT4LU3225AFF000XXX | XT4LU3225BFF000XXX | XT4LU3225EFF000XXX | XT4LU3225FFF000XXX | XT4LU3225GFF000XXX | XT4LU3225PFF000XXX | XT4LU3225QFF000XXX | XT4LU3225TFF000XXX | XT4LU3225UFF000XXX
SG | SGHA26AT0400 | 41 | SRPG400A225 | 32 | 225 | 19 | 35kA | 5 | Loose MCCB (OEM) | 2 | Distribution Protection | 1 | 480Vac (Y/D) | 1 | 100% | 2 | 413252112 | XT3SQ3225AFF000XXX | XT4SQ3225BFF000XXX | XT4SQ3225EFF000XXX | XT4SQ3225FFF000XXX | XT4SQ3225GFF000XXX | XT4SQ3225PFF000XXX | XT4SQ3225QFF000XXX | XT4SQ3225TFF000XXX | XT4SQ3225UFF000XXX
SG | SGHA26AT0400 | 41 | SRPG400A225 | 32 | 225 | 19 | 35kA | 5 | Loose MCCB (OEM) | 2 | Distribution Protection | 1 | 600Vac (Y/D) | 2 | 100% | 2 | 413252122 | XT4LQ3225AFF000XXX | XT4LQ3225BFF000XXX | XT4LQ3225EFF000XXX | XT4LQ3225FFF000XXX | XT4LQ3225GFF000XXX | XT4LQ3225PFF000XXX | XT4LQ3225QFF000XXX | XT4LQ3225TFF000XXX | XT4LQ3225UFF000XXX
SG | SGHA26AT0400 | 41 | SRPG400A225 | 32 | 225 | 19 | 35kA | 5 | Panelboard MRO | 1 | Distribution Protection | 1 | 480Vac (Y/D) | 1 | 80% | 1 | 413251111 | XT4SU3225AFF000XXX + SRFB6XT4FPX | XT4SU3225BFF000XXX + SRFB6XT4FPX | XT4SU3225EFF000XXX + SRFB3XT4FPX | XT4SU3225FFF000XXX + SRFB3XT4FPX | XT4SU3225GFF000XXX + SRFB3XT4FPX | XT4SU3225PFF000XXX + SRFB3XT4FPX | XT4SU3225QFF000XXX + SRFB3XT4FPX | XT4SU3225TFF000XXX + SRFB3XT4FPX | XT4SU3225UFF000XXX + SRFB3XT4FPX
SG | SGHA26AT0400 | 41 | SRPG400A225 | 32 | 225 | 19 | 35kA | 5 | Panelboard MRO | 1 | Distribution Protection | 1 | 600Vac (Y/D) | 2 | 80% | 1 | 413251121 | XT4LU3225AFF000XXX + SRFB6XT4FPX | XT4LU3225BFF000XXX + SRFB6XT4FPX | XT4LU3225EFF000XXX + SRFB3XT4FPX | XT4LU3225FFF000XXX + SRFB3XT4FPX | XT4LU3225GFF000XXX + SRFB3XT4FPX | XT4LU3225PFF000XXX + SRFB3XT4FPX | XT4LU3225QFF000XXX + SRFB3XT4FPX | XT4LU3225TFF000XXX + SRFB3XT4FPX | XT4LU3225UFF000XXX + SRFB3XT4FPX
SG | SGHA26AT0400 | 41 | SRPG400A225 | 32 | 225 | 19 | 35kA | 5 | Panelboard MRO | 1 | Distribution Protection | 1 | 480Vac (Y/D) | 1 | 100% | 2 | 413251112 | XT4SQ3225AFF000XXX + SRFB6XT4FPX | XT4SQ3225BFF000XXX + SRFB6XT4FPX | XT4SQ3225EFF000XXX + SRFB3XT4FPX | XT4SQ3225FFF000XXX + SRFB3XT4FPX | XT4SQ3225GFF000XXX + SRFB3XT4FPX | XT4SQ3225PFF000XXX + SRFB3XT4FPX | XT4SQ3225QFF000XXX + SRFB3XT4FPX | XT4SQ3225TFF000XXX + SRFB3XT4FPX | XT4SQ3225UFF000XXX + SRFB3XT4FPX
SG | SGHA26AT0400 | 41 | SRPG400A225 | 32 | 225 | 19 | 35kA | 5 | Panelboard MRO | 1 | Distribution Protection | 1 | 600Vac (Y/D) | 2 | 100% | 2 | 413251122 | XT4LQ3225AFF000XXX + SRFB6XT4FPX | XT4LQ3225BFF000XXX + SRFB6XT4FPX | XT4LQ3225EFF000XXX + SRFB3XT4FPX | XT4LQ3225FFF000XXX + SRFB3XT4FPX | XT4LQ3225GFF000XXX + SRFB3XT4FPX | XT4LQ3225PFF000XXX + SRFB3XT4FPX | XT4LQ3225QFF000XXX + SRFB3XT4FPX | XT4LQ3225TFF000XXX + SRFB3XT4FPX | XT4LQ3225UFF000XXX + SRFB3XT4FPX
SG | SGHA26AT0400 | 41 | SRPG400A225 | 32 | 225 | 19 | 35kA | 5 | Panelboard MRO | 1 | Distribution Protection | 1 | 480Vac (Y/D) | 1 | 80% | 1 | 413251111 | XT4SU3225AFF000XXX + SRFB6XT4FPX | XT4SU3225BFF000XXX + SRFB6XT4FPX | XT4SU3225EFF000XXX + SRFB3XT4FPX | XT4SU3225FFF000XXX + SRFB3XT4FPX | XT4SU3225GFF000XXX + SRFB3XT4FPX | XT4SU3225PFF000XXX + SRFB3XT4FPX | XT4SU3225QFF000XXX + SRFB3XT4FPX | XT4SU3225TFF000XXX + SRFB3XT4FPX | XT4SU3225UFF000XXX + SRFB3XT4FPX
SG | SGHA26AT0400 | 41 | SRPG400A225 | 32 | 225 | 19 | 35kA | 5 | Panelboard MRO | 1 | Distribution Protection | 1 | 600Vac (Y/D) | 2 | 80% | 1 | 413251121 | XT4LU3225AFF000XXX + SRFB6XT4FPX | XT4LU3225BFF000XXX + SRFB6XT4FPX | XT4LU3225EFF000XXX + SRFB3XT4FPX | XT4LU3225FFF000XXX + SRFB3XT4FPX | XT4LU3225GFF000XXX + SRFB3XT4FPX | XT4LU3225PFF000XXX + SRFB3XT4FPX | XT4LU3225QFF000XXX + SRFB3XT4FPX | XT4LU3225TFF000XXX + SRFB3XT4FPX | XT4LU3225UFF000XXX + SRFB3XT4FPX
SG | SGHA26AT0400 | 41 | SRPG400A225 | 32 | 225 | 19 | 35kA | 5 | Panelboard MRO | 1 | Distribution Protection | 1 | 480Vac (Y/D) | 1 | 100% | 2 | 413251112 | XT4SQ3225AFF000XXX + SRFB6XT4FPX | XT4SQ3225BFF000XXX + SRFB6XT4FPX | XT4SQ3225EFF000XXX + SRFB3XT4FPX | XT4SQ3225FFF000XXX + SRFB3XT4FPX | XT4SQ3225GFF000XXX + SRFB3XT4FPX | XT4SQ3225PFF000XXX + SRFB3XT4FPX | XT4SQ3225QFF000XXX + SRFB3XT4FPX | XT4SQ3225TFF000XXX + SRFB3XT4FPX | XT4SQ3225UFF000XXX + SRFB3XT4FPX
SG | SGHA26AT0400 | 41 | SRPG400A225 | 32 | 225 | 19 | 35kA | 5 | Panelboard MRO | 1 | Distribution Protection | 1 | 600Vac (Y/D) | 2 | 100% | 2 | 413251122 | XT4LQ3225AFF000XXX + SRFB6XT4FPX | XT4LQ3225BFF000XXX + SRFB6XT4FPX | XT4LQ3225EFF000XXX + SRFB3XT4FPX | XT4LQ3225FFF000XXX + SRFB3XT4FPX | XT4LQ3225GFF000XXX + SRFB3XT4FPX | XT4LQ3225PFF000XXX + SRFB3XT4FPX | XT4LQ3225QFF000XXX + SRFB3XT4FPX | XT4LQ3225TFF000XXX + SRFB3XT4FPX | XT4LQ3225UFF000XXX + SRFB3XT4FPX
SG | SGHA26AT0400 | 41 | SRPG400A250 | 33 | 250 | 20 | 35kA | 5 | Loose MCCB (OEM) | 2 | Distribution Protection | 1 | 480Vac (Y/D) | 1 | 80% | 1 | 413352111 | XT4SU3250AFF000XXX | XT4SU3250BFF000XXX | XT4SU3250EFF000XXX | XT4SU3250FFF000XXX | XT4SU3250GFF000XXX | XT4SU3250PFF000XXX | XT4SU3250QFF000XXX | XT4SU3250TFF000XXX | XT4SU3250UFF000XXX
SG | SGHA26AT0400 | 41 | SRPG400A250 | 33 | 250 | 20 | 35kA | 5 | Loose MCCB (OEM) | 2 | Distribution Protection | 1 | 600Vac (Y/D) | 2 | 80% | 1 | 413352121 | XT4LU3250AFF000XXX | XT4LU3250BFF000XXX | XT4LU3250EFF000XXX | XT4LU3250FFF000XXX | XT4LU3250GFF000XXX | XT4LU3250PFF000XXX | XT4LU3250QFF000XXX | XT4LU3250TFF000XXX | XT4LU3250UFF000XXX
SG | SGHA26AT0400 | 41 | SRPG400A250 | 33 | 250 | 20 | 35kA | 5 | Loose MCCB (OEM) | 2 | Distribution Protection | 1 | 480Vac (Y/D) | 1 | 100% | 2 | 413352112 | XT4SQ3250AFF000XXX | XT4SQ3250BFF000XXX | XT4SQ3250EFF000XXX | XT4SQ3250FFF000XXX | XT4SQ3250GFF000XXX | XT4SQ3250PFF000XXX | XT4SQ3250QFF000XXX | XT4SQ3250TFF000XXX | XT4SQ3250UFF000XXX
SG | SGHA26AT0400 | 41 | SRPG400A250 | 33 | 250 | 20 | 35kA | 5 | Loose MCCB (OEM) | 2 | Distribution Protection | 1 | 600Vac (Y/D) | 2 | 100% | 2 | 413352122 | XT4LQ3250AFF000XXX | XT4LQ3250BFF000XXX | XT4LQ3250EFF000XXX | XT4LQ3250FFF000XXX | XT4LQ3250GFF000XXX | XT4LQ3250PFF000XXX | XT4LQ3250QFF000XXX | XT4LQ3250TFF000XXX | XT4LQ3250UFF000XXX
SG | SGHA26AT0400 | 41 | SRPG400A250 | 33 | 250 | 20 | 35kA | 5 | Loose MCCB (OEM) | 2 | Distribution Protection | 1 | 480Vac (Y/D) | 1 | 80% | 1 | 413352111 | XT4SU3250AFF000XXX | XT4SU3250BFF000XXX | XT4SU3250EFF000XXX | XT4SU3250FFF000XXX | XT4SU3250GFF000XXX | XT4SU3250PFF000XXX | XT4SU3250QFF000XXX | XT4SU3250TFF000XXX | XT4SU3250UFF000XXX
SG | SGHA26AT0400 | 41 | SRPG400A250 | 33 | 250 | 20 | 35kA | 5 | Loose MCCB (OEM) | 2 | Distribution Protection | 1 | 600Vac (Y/D) | 2 | 80% | 1 | 413352121 | XT4LU3250AFF000XXX | XT4LU3250BFF000XXX | XT4LU3250EFF000XXX | XT4LU3250FFF000XXX | XT4LU3250GFF000XXX | XT4LU3250PFF000XXX | XT4LU3250QFF000XXX | XT4LU3250TFF000XXX | XT4LU3250UFF000XXX
SG | SGHA26AT0400 | 41 | SRPG400A250 | 33 | 250 | 20 | 35kA | 5 | Loose MCCB (OEM) | 2 | Distribution Protection | 1 | 480Vac (Y/D) | 1 | 100% | 2 | 413352112 | XT4SQ3250AFF000XXX | XT4SQ3250BFF000XXX | XT4SQ3250EFF000XXX | XT4SQ3250FFF000XXX | XT4SQ3250GFF000XXX | XT4SQ3250PFF000XXX | XT4SQ3250QFF000XXX | XT4SQ3250TFF000XXX | XT4SQ3250UFF000XXX
SG | SGHA26AT0400 | 41 | SRPG400A250 | 33 | 250 | 20 | 35kA | 5 | Loose MCCB (OEM) | 2 | Distribution Protection | 1 | 600Vac (Y/D) | 2 | 100% | 2 | 413352122 | XT4LQ3250AFF000XXX | XT4LQ3250BFF000XXX | XT4LQ3250EFF000XXX | XT4LQ3250FFF000XXX | XT4LQ3250GFF000XXX | XT4LQ3250PFF000XXX | XT4LQ3250QFF000XXX | XT4LQ3250TFF000XXX | XT4LQ3250UFF000XXX
SG | SGHA26AT0400 | 41 | SRPG400A250 | 33 | 250 | 20 | 35kA | 5 | Panelboard MRO | 1 | Distribution Protection | 1 | 480Vac (Y/D) | 1 | 80% | 1 | 413351111 | XT4SU3250AFF000XXX + SRFB6XT4FPX | XT4SU3250BFF000XXX + SRFB6XT4FPX | XT4SU3250EFF000XXX + SRFB3XT4FPX | XT4SU3250FFF000XXX + SRFB3XT4FPX | XT4SU3250GFF000XXX + SRFB3XT4FPX | XT4SU3250PFF000XXX + SRFB3XT4FPX | XT4SU3250QFF000XXX + SRFB3XT4FPX | XT4SU3250TFF000XXX + SRFB3XT4FPX | XT4SU3250UFF000XXX + SRFB3XT4FPX
SG | SGHA26AT0400 | 41 | SRPG400A250 | 33 | 250 | 20 | 35kA | 5 | Panelboard MRO | 1 | Distribution Protection | 1 | 600Vac (Y/D) | 2 | 80% | 1 | 413351121 | XT4LU3250AFF000XXX + SRFB6XT4FPX | XT4LU3250BFF000XXX + SRFB6XT4FPX | XT4LU3250EFF000XXX + SRFB3XT4FPX | XT4LU3250FFF000XXX + SRFB3XT4FPX | XT4LU3250GFF000XXX + SRFB3XT4FPX | XT4LU3250PFF000XXX + SRFB3XT4FPX | XT4LU3250QFF000XXX + SRFB3XT4FPX | XT4LU3250TFF000XXX + SRFB3XT4FPX | XT4LU3250UFF000XXX + SRFB3XT4FPX
SG | SGHA26AT0400 | 41 | SRPG400A250 | 33 | 250 | 20 | 35kA | 5 | Panelboard MRO | 1 | Distribution Protection | 1 | 480Vac (Y/D) | 1 | 100% | 2 | 413351112 | XT4SQ3250AFF000XXX + SRFB6XT4FPX | XT4SQ3250BFF000XXX + SRFB6XT4FPX | XT4SQ3250EFF000XXX + SRFB3XT4FPX | XT4SQ3250FFF000XXX + SRFB3XT4FPX | XT4SQ3250GFF000XXX + SRFB3XT4FPX | XT4SQ3250PFF000XXX + SRFB3XT4FPX | XT4SQ3250QFF000XXX + SRFB3XT4FPX | XT4SQ3250TFF000XXX + SRFB3XT4FPX | XT4SQ3250UFF000XXX + SRFB3XT4FPX
SG | SGHA26AT0400 | 41 | SRPG400A250 | 33 | 250 | 20 | 35kA | 5 | Panelboard MRO | 1 | Distribution Protection | 1 | 600Vac (Y/D) | 2 | 100% | 2 | 413351122 | XT4LQ3250AFF000XXX + SRFB6XT4FPX | XT4LQ3250BFF000XXX + SRFB6XT4FPX | XT4LQ3250EFF000XXX + SRFB3XT4FPX | XT4LQ3250FFF000XXX + SRFB3XT4FPX | XT4LQ3250GFF000XXX + SRFB3XT4FPX | XT4LQ3250PFF000XXX + SRFB3XT4FPX | XT4LQ3250QFF000XXX + SRFB3XT4FPX | XT4LQ3250TFF000XXX + SRFB3XT4FPX | XT4LQ3250UFF000XXX + SRFB3XT4FPX
SG | SGHA26AT0400 | 41 | SRPG400A250 | 33 | 250 | 20 | 35kA | 5 | Panelboard MRO | 1 | Distribution Protection | 1 | 480Vac (Y/D) | 1 | 80% | 1 | 413351111 | XT4SU3250AFF000XXX + SRFB6XT4FPX | XT4SU3250BFF000XXX + SRFB6XT4FPX | XT4SU3250EFF000XXX + SRFB3XT4FPX | XT4SU3250FFF000XXX + SRFB3XT4FPX | XT4SU3250GFF000XXX + SRFB3XT4FPX | XT4SU3250PFF000XXX + SRFB3XT4FPX | XT4SU3250QFF000XXX + SRFB3XT4FPX | XT4SU3250TFF000XXX + SRFB3XT4FPX | XT4SU3250UFF000XXX + SRFB3XT4FPX
SG | SGHA26AT0400 | 41 | SRPG400A250 | 33 | 250 | 20 | 35kA | 5 | Panelboard MRO | 1 | Distribution Protection | 1 | 600Vac (Y/D) | 2 | 80% | 1 | 413351121 | XT4LU3250AFF000XXX + SRFB6XT4FPX | XT4LU3250BFF000XXX + SRFB6XT4FPX | XT4LU3250EFF000XXX + SRFB3XT4FPX | XT4LU3250FFF000XXX + SRFB3XT4FPX | XT4LU3250GFF000XXX + SRFB3XT4FPX | XT4LU3250PFF000XXX + SRFB3XT4FPX | XT4LU3250QFF000XXX + SRFB3XT4FPX | XT4LU3250TFF000XXX + SRFB3XT4FPX | XT4LU3250UFF000XXX + SRFB3XT4FPX
SG | SGHA26AT0400 | 41 | SRPG400A250 | 33 | 250 | 20 | 35kA | 5 | Panelboard MRO | 1 | Distribution Protection | 1 | 480Vac (Y/D) | 1 | 100% | 2 | 413351112 | XT4SQ3250AFF000XXX + SRFB6XT4FPX | XT4SQ3250BFF000XXX + SRFB6XT4FPX | XT4SQ3250EFF000XXX + SRFB3XT4FPX | XT4SQ3250FFF000XXX + SRFB3XT4FPX | XT4SQ3250GFF000XXX + SRFB3XT4FPX | XT4SQ3250PFF000XXX + SRFB3XT4FPX | XT4SQ3250QFF000XXX + SRFB3XT4FPX | XT4SQ3250TFF000XXX + SRFB3XT4FPX | XT4SQ3250UFF000XXX + SRFB3XT4FPX
SG | SGHA26AT0400 | 41 | SRPG400A250 | 33 | 250 | 20 | 35kA | 5 | Panelboard MRO | 1 | Distribution Protection | 1 | 600Vac (Y/D) | 2 | 100% | 2 | 413351122 | XT4LQ3250AFF000XXX + SRFB6XT4FPX | XT4LQ3250BFF000XXX + SRFB6XT4FPX | XT4LQ3250EFF000XXX + SRFB3XT4FPX | XT4LQ3250FFF000XXX + SRFB3XT4FPX | XT4LQ3250GFF000XXX + SRFB3XT4FPX | XT4LQ3250PFF000XXX + SRFB3XT4FPX | XT4LQ3250QFF000XXX + SRFB3XT4FPX | XT4LQ3250TFF000XXX + SRFB3XT4FPX | XT4LQ3250UFF000XXX + SRFB3XT4FPX
SG | SGHA26AT0400 | 41 | SRPG400A300 | 34 | 300 | 21 | 35kA | 5 | Loose MCCB (OEM) | 2 | Distribution Protection | 1 | 480Vac (Y/D) | 1 | 80% | 1 | 413452111 | No Equivalent Cross Available Based on Selections | XT5NU330ABFF000XXX | XT5NU330AEFF000XXX | XT5NU330AFFF000XXX | XT5NU330AGFF000XXX | XT5NU330APFF000XXX | XT5NU330AQFF000XXX | XT5NU330ATFF000XXX | XT5NU330AUFF000XXX
SG | SGHA26AT0400 | 41 | SRPG400A300 | 34 | 300 | 21 | 35kA | 5 | Loose MCCB (OEM) | 2 | Distribution Protection | 1 | 600Vac (Y/D) | 2 | 80% | 1 | 413452121 | No Equivalent Cross Available Based on Selections | XT5HU330ABFF000XXX | XT5HU330AEFF000XXX | XT5HU330AFFF000XXX | XT5HU330AGFF000XXX | XT5HU330APFF000XXX | XT5HU330AQFF000XXX | XT5HU330ATFF000XXX | XT5HU330AUFF000XXX
SG | SGHA26AT0400 | 41 | SRPG400A300 | 34 | 300 | 21 | 35kA | 5 | Loose MCCB (OEM) | 2 | Distribution Protection | 1 | 480Vac (Y/D) | 1 | 100% | 2 | 413452112 | No Equivalent Cross Available Based on Selections | XT5NQ330ABFF000XXX | XT5NQ330AEFF000XXX | XT5NQ330AFFF000XXX | XT5NQ330AGFF000XXX | XT5NQ330APFF000XXX | XT5NQ330AQFF000XXX | XT5NQ330ATFF000XXX | XT5NQ330AUFF000XXX
SG | SGHA26AT0400 | 41 | SRPG400A300 | 34 | 300 | 21 | 35kA | 5 | Loose MCCB (OEM) | 2 | Distribution Protection | 1 | 600Vac (Y/D) | 2 | 100% | 2 | 413452122 | No Equivalent Cross Available Based on Selections | XT5HQ330ABFF000XXX | XT5HQ330AEFF000XXX | XT5HQ330AFFF000XXX | XT5HQ330AGFF000XXX | XT5HQ330APFF000XXX | XT5HQ330AQFF000XXX | XT5HQ330ATFF000XXX | XT5HQ330AUFF000XXX
SG | SGHA26AT0400 | 41 | SRPG400A300 | 34 | 300 | 21 | 35kA | 5 | Loose MCCB (OEM) | 2 | Distribution Protection | 1 | 480Vac (Y/D) | 1 | 80% | 1 | 413452111 | No Equivalent Cross Available Based on Selections | XT5NU330ABFF000XXX | XT5NU330AEFF000XXX | XT5NU330AFFF000XXX | XT5NU330AGFF000XXX | XT5NU330APFF000XXX | XT5NU330AQFF000XXX | XT5NU330ATFF000XXX | XT5NU330AUFF000XXX
SG | SGHA26AT0400 | 41 | SRPG400A300 | 34 | 300 | 21 | 35kA | 5 | Loose MCCB (OEM) | 2 | Distribution Protection | 1 | 600Vac (Y/D) | 2 | 80% | 1 | 413452121 | No Equivalent Cross Available Based on Selections | XT5HU330ABFF000XXX | XT5HU330AEFF000XXX | XT5HU330AFFF000XXX | XT5HU330AGFF000XXX | XT5HU330APFF000XXX | XT5HU330AQFF000XXX | XT5HU330ATFF000XXX | XT5HU330AUFF000XXX
SG | SGHA26AT0400 | 41 | SRPG400A300 | 34 | 300 | 21 | 35kA | 5 | Loose MCCB (OEM) | 2 | Distribution Protection | 1 | 480Vac (Y/D) | 1 | 100% | 2 | 413452112 | No Equivalent Cross Available Based on Selections | XT5NQ330ABFF000XXX | XT5NQ330AEFF000XXX | XT5NQ330AFFF000XXX | XT5NQ330AGFF000XXX | XT5NQ330APFF000XXX | XT5NQ330AQFF000XXX | XT5NQ330ATFF000XXX | XT5NQ330AUFF000XXX
SG | SGHA26AT0400 | 41 | SRPG400A300 | 34 | 300 | 21 | 35kA | 5 | Loose MCCB (OEM) | 2 | Distribution Protection | 1 | 600Vac (Y/D) | 2 | 100% | 2 | 413452122 | No Equivalent Cross Available Based on Selections | XT5HQ330ABFF000XXX | XT5HQ330AEFF000XXX | XT5HQ330AFFF000XXX | XT5HQ330AGFF000XXX | XT5HQ330APFF000XXX | XT5HQ330AQFF000XXX | XT5HQ330ATFF000XXX | XT5HQ330AUFF000XXX
SG | SGHA26AT0400 | 41 | SRPG400A300 | 34 | 300 | 21 | 35kA | 5 | Panelboard MRO | 1 | Distribution Protection | 1 | 480Vac (Y/D) | 1 | 80% | 1 | 413451111 | No Equivalent Cross Available Based on Selections | XT5NU330ABFF000XXX | XT5NU330AEFF000XXX + SRFB3XT4FPX | XT5NU330AFFF000XXX + SRFB3XT4FPX | XT5NU330AGFF000XXX + SRFB3XT4FPX | XT5NU330APFF000XXX + SRFB3XT4FPX | XT5NU330AQFF000XXX + SRFB3XT4FPX | XT5NU330ATFF000XXX + SRFB3XT4FPX | XT5NU330AUFF000XXX + SRFB3XT4FPX
SG | SGHA26AT0400 | 41 | SRPG400A300 | 34 | 300 | 21 | 35kA | 5 | Panelboard MRO | 1 | Distribution Protection | 1 | 600Vac (Y/D) | 2 | 80% | 1 | 413451121 | No Equivalent Cross Available Based on Selections | XT5HU330ABFF000XXX | XT5HU330AEFF000XXX + SRFB3XT5MFPX | XT5HU330AFFF000XXX + SRFB3XT5MFPX | XT5HU330AGFF000XXX + SRFB3XT5MFPX | XT5HU330APFF000XXX + SRFB3XT5MFPX | XT5HU330AQFF000XXX + SRFB3XT5MFPX | XT5HU330ATFF000XXX + SRFB3XT5MFPX | XT5HU330AUFF000XXX + SRFB3XT5MFPX
SG | SGHA26AT0400 | 41 | SRPG400A300 | 34 | 300 | 21 | 35kA | 5 | Panelboard MRO | 1 | Distribution Protection | 1 | 480Vac (Y/D) | 1 | 100% | 2 | 413451112 | No Equivalent Cross Available Based on Selections | XT5NQ330ABFF000XXX | XT5NQ330AEFF000XXX + SRFB3XT5MFPX | XT5NQ330AFFF000XXX + SRFB3XT5MFPX | XT5NQ330AGFF000XXX + SRFB3XT5MFPX | XT5NQ330APFF000XXX + SRFB3XT5MFPX | XT5NQ330AQFF000XXX + SRFB3XT5MFPX | XT5NQ330ATFF000XXX + SRFB3XT5MFPX | XT5NQ330AUFF000XXX + SRFB3XT5MFPX
SG | SGHA26AT0400 | 41 | SRPG400A300 | 34 | 300 | 21 | 35kA | 5 | Panelboard MRO | 1 | Distribution Protection | 1 | 600Vac (Y/D) | 2 | 100% | 2 | 413451122 | No Equivalent Cross Available Based on Selections | XT5HQ330ABFF000XXX | XT5HQ330AEFF000XXX + SRFB3XT5MFPX | XT5HQ330AFFF000XXX + SRFB3XT5MFPX | XT5HQ330AGFF000XXX + SRFB3XT5MFPX | XT5HQ330APFF000XXX + SRFB3XT5MFPX | XT5HQ330AQFF000XXX + SRFB3XT5MFPX | XT5HQ330ATFF000XXX + SRFB3XT5MFPX | XT5HQ330AUFF000XXX + SRFB3XT5MFPX
SG | SGHA26AT0400 | 41 | SRPG400A300 | 34 | 300 | 21 | 35kA | 5 | Panelboard MRO | 1 | Distribution Protection | 1 | 480Vac (Y/D) | 1 | 80% | 1 | 413451111 | No Equivalent Cross Available Based on Selections | XT5NU330ABFF000XXX | XT5NU330AEFF000XXX + SRFB3XT4FPX | XT5NU330AFFF000XXX + SRFB3XT4FPX | XT5NU330AGFF000XXX + SRFB3XT4FPX | XT5NU330APFF000XXX + SRFB3XT4FPX | XT5NU330AQFF000XXX + SRFB3XT4FPX | XT5NU330ATFF000XXX + SRFB3XT4FPX | XT5NU330AUFF000XXX + SRFB3XT4FPX
SG | SGHA26AT0400 | 41 | SRPG400A300 | 34 | 300 | 21 | 35kA | 5 | Panelboard MRO | 1 | Distribution Protection | 1 | 600Vac (Y/D) | 2 | 80% | 1 | 413451121 | No Equivalent Cross Available Based on Selections | XT5HU330ABFF000XXX | XT5HU330AEFF000XXX + SRFB3XT5MFPX | XT5HU330AFFF000XXX + SRFB3XT5MFPX | XT5HU330AGFF000XXX + SRFB3XT5MFPX | XT5HU330APFF000XXX + SRFB3XT5MFPX | XT5HU330AQFF000XXX + SRFB3XT5MFPX | XT5HU330ATFF000XXX + SRFB3XT5MFPX | XT5HU330AUFF000XXX + SRFB3XT5MFPX
SG | SGHA26AT0400 | 41 | SRPG400A300 | 34 | 300 | 21 | 35kA | 5 | Panelboard MRO | 1 | Distribution Protection | 1 | 480Vac (Y/D) | 1 | 100% | 2 | 413451112 | No Equivalent Cross Available Based on Selections | XT5NQ330ABFF000XXX | XT5NQ330AEFF000XXX + SRFB3XT5MFPX | XT5NQ330AFFF000XXX + SRFB3XT5MFPX | XT5NQ330AGFF000XXX + SRFB3XT5MFPX | XT5NQ330APFF000XXX + SRFB3XT5MFPX | XT5NQ330AQFF000XXX + SRFB3XT5MFPX | XT5NQ330ATFF000XXX + SRFB3XT5MFPX | XT5NQ330AUFF000XXX + SRFB3XT5MFPX
SG | SGHA26AT0400 | 41 | SRPG400A300 | 34 | 300 | 21 | 35kA | 5 | Panelboard MRO | 1 | Distribution Protection | 1 | 600Vac (Y/D) | 2 | 100% | 2 | 413451122 | No Equivalent Cross Available Based on Selections | XT5HQ330ABFF000XXX | XT5HQ330AEFF000XXX + SRFB3XT5MFPX | XT5HQ330AFFF000XXX + SRFB3XT5MFPX | XT5HQ330AGFF000XXX + SRFB3XT5MFPX | XT5HQ330APFF000XXX + SRFB3XT5MFPX | XT5HQ330AQFF000XXX + SRFB3XT5MFPX | XT5HQ330ATFF000XXX + SRFB3XT5MFPX | XT5HQ330AUFF000XXX + SRFB3XT5MFPX
SG | SGHA26AT0400 | 41 | SRPG400A350 | 35 | 350 | 22 | 35kA | 5 | Loose MCCB (OEM) | 2 | Distribution Protection | 1 | 480Vac (Y/D) | 1 | 80% | 1 | 413552111 | No Equivalent Cross Available Based on Selections | XT5NU340ABFF000XXX | XT5NU340AEFF000XXX | XT5NU340AFFF000XXX | XT5NU340AGFF000XXX | XT5NU340APFF000XXX | XT5NU340AQFF000XXX | XT5NU340ATFF000XXX | XT5NU340AUFF000XXX
SG | SGHA26AT0400 | 41 | SRPG400A350 | 35 | 350 | 22 | 35kA | 5 | Loose MCCB (OEM) | 2 | Distribution Protection | 1 | 600Vac (Y/D) | 2 | 80% | 1 | 413552121 | No Equivalent Cross Available Based on Selections | XT5HU340ABFF000XXX | XT5HU340AEFF000XXX | XT5HU340AFFF000XXX | XT5HU340AGFF000XXX | XT5HU340APFF000XXX | XT5HU340AQFF000XXX | XT5HU340ATFF000XXX | XT5HU340AUFF000XXX
SG | SGHA26AT0400 | 41 | SRPG400A350 | 35 | 350 | 22 | 35kA | 5 | Loose MCCB (OEM) | 2 | Distribution Protection | 1 | 480Vac (Y/D) | 1 | 100% | 2 | 413552112 | No Equivalent Cross Available Based on Selections | XT5NQ340ABFF000XXX | XT5NQ340AEFF000XXX | XT5NQ340AFFF000XXX | XT5NQ340AGFF000XXX | XT5NQ340APFF000XXX | XT5NQ340AQFF000XXX | XT5NQ340ATFF000XXX | XT5NQ340AUFF000XXX
SG | SGHA26AT0400 | 41 | SRPG400A350 | 35 | 350 | 22 | 35kA | 5 | Loose MCCB (OEM) | 2 | Distribution Protection | 1 | 600Vac (Y/D) | 2 | 100% | 2 | 413552122 | No Equivalent Cross Available Based on Selections | XT5HQ340ABFF000XXX | XT5HQ340AEFF000XXX | XT5HQ340AFFF000XXX | XT5HQ340AGFF000XXX | XT5HQ340APFF000XXX | XT5HQ340AQFF000XXX | XT5HQ340ATFF000XXX | XT5HQ340AUFF000XXX
SG | SGHA26AT0400 | 41 | SRPG400A350 | 35 | 350 | 22 | 35kA | 5 | Loose MCCB (OEM) | 2 | Distribution Protection | 1 | 480Vac (Y/D) | 1 | 80% | 1 | 413552111 | No Equivalent Cross Available Based on Selections | XT5NU340ABFF000XXX | XT5NU340AEFF000XXX | XT5NU340AFFF000XXX | XT5NU340AGFF000XXX | XT5NU340APFF000XXX | XT5NU340AQFF000XXX | XT5NU340ATFF000XXX | XT5NU340AUFF000XXX
SG | SGHA26AT0400 | 41 | SRPG400A350 | 35 | 350 | 22 | 35kA | 5 | Loose MCCB (OEM) | 2 | Distribution Protection | 1 | 600Vac (Y/D) | 2 | 80% | 1 | 413552121 | No Equivalent Cross Available Based on Selections | XT5HU340ABFF000XXX | XT5HU340AEFF000XXX | XT5HU340AFFF000XXX | XT5HU340AGFF000XXX | XT5HU340APFF000XXX | XT5HU340AQFF000XXX | XT5HU340ATFF000XXX | XT5HU340AUFF000XXX
SG | SGHA26AT0400 | 41 | SRPG400A350 | 35 | 350 | 22 | 35kA | 5 | Loose MCCB (OEM) | 2 | Distribution Protection | 1 | 480Vac (Y/D) | 1 | 100% | 2 | 413552112 | No Equivalent Cross Available Based on Selections | XT5NQ340ABFF000XXX | XT5NQ340AEFF000XXX | XT5NQ340AFFF000XXX | XT5NQ340AGFF000XXX | XT5NQ340APFF000XXX | XT5NQ340AQFF000XXX | XT5NQ340ATFF000XXX | XT5NQ340AUFF000XXX
SG | SGHA26AT0400 | 41 | SRPG400A350 | 35 | 350 | 22 | 35kA | 5 | Loose MCCB (OEM) | 2 | Distribution Protection | 1 | 600Vac (Y/D) | 2 | 100% | 2 | 413552122 | No Equivalent Cross Available Based on Selections | XT5HQ340ABFF000XXX | XT5HQ340AEFF000XXX | XT5HQ340AFFF000XXX | XT5HQ340AGFF000XXX | XT5HQ340APFF000XXX | XT5HQ340AQFF000XXX | XT5HQ340ATFF000XXX | XT5HQ340AUFF000XXX
SG | SGHA26AT0400 | 41 | SRPG400A350 | 35 | 350 | 22 | 35kA | 5 | Panelboard MRO | 1 | Distribution Protection | 1 | 480Vac (Y/D) | 1 | 80% | 1 | 413551111 | No Equivalent Cross Available Based on Selections | XT5NU340ABFF000XXX | XT5NU340AEFF000XXX + SRFB3XT5MFPX | XT5NU340AFFF000XXX + SRFB3XT5MFPX | XT5NU340AGFF000XXX + SRFB3XT5MFPX | XT5NU340APFF000XXX + SRFB3XT5MFPX | XT5NU340AQFF000XXX + SRFB3XT5MFPX | XT5NU340ATFF000XXX + SRFB3XT5MFPX | XT5NU340AUFF000XXX + SRFB3XT5MFPX
SG | SGHA26AT0400 | 41 | SRPG400A350 | 35 | 350 | 22 | 35kA | 5 | Panelboard MRO | 1 | Distribution Protection | 1 | 600Vac (Y/D) | 2 | 80% | 1 | 413551121 | No Equivalent Cross Available Based on Selections | XT5HU340ABFF000XXX | XT5HU340AEFF000XXX + SRFB3XT5MFPX | XT5HU340AFFF000XXX + SRFB3XT5MFPX | XT5HU340AGFF000XXX + SRFB3XT5MFPX | XT5HU340APFF000XXX + SRFB3XT5MFPX | XT5HU340AQFF000XXX + SRFB3XT5MFPX | XT5HU340ATFF000XXX + SRFB3XT5MFPX | XT5HU340AUFF000XXX + SRFB3XT5MFPX
SG | SGHA26AT0400 | 41 | SRPG400A350 | 35 | 350 | 22 | 35kA | 5 | Panelboard MRO | 1 | Distribution Protection | 1 | 480Vac (Y/D) | 1 | 100% | 2 | 413551112 | No Equivalent Cross Available Based on Selections | XT5NQ340ABFF000XXX | XT5NQ340AEFF000XXX + SRFB3XT5MFPX | XT5NQ340AFFF000XXX + SRFB3XT5MFPX | XT5NQ340AGFF000XXX + SRFB3XT5MFPX | XT5NQ340APFF000XXX + SRFB3XT5MFPX | XT5NQ340AQFF000XXX + SRFB3XT5MFPX | XT5NQ340ATFF000XXX + SRFB3XT5MFPX | XT5NQ340AUFF000XXX + SRFB3XT5MFPX
SG | SGHA26AT0400 | 41 | SRPG400A350 | 35 | 350 | 22 | 35kA | 5 | Panelboard MRO | 1 | Distribution Protection | 1 | 600Vac (Y/D) | 2 | 100% | 2 | 413551122 | No Equivalent Cross Available Based on Selections | XT5HQ340ABFF000XXX | XT5HQ340AEFF000XXX + SRFB3XT5MFPX | XT5HQ340AFFF000XXX + SRFB3XT5MFPX | XT5HQ340AGFF000XXX + SRFB3XT5MFPX | XT5HQ340APFF000XXX + SRFB3XT5MFPX | XT5HQ340AQFF000XXX + SRFB3XT5MFPX | XT5HQ340ATFF000XXX + SRFB3XT5MFPX | XT5HQ340AUFF000XXX + SRFB3XT5MFPX
SG | SGHA26AT0400 | 41 | SRPG400A350 | 35 | 350 | 22 | 35kA | 5 | Panelboard MRO | 1 | Distribution Protection | 1 | 480Vac (Y/D) | 1 | 80% | 1 | 413551111 | No Equivalent Cross Available Based on Selections | XT5NU340ABFF000XXX | XT5NU340AEFF000XXX + SRFB3XT5MFPX | XT5NU340AFFF000XXX + SRFB3XT5MFPX | XT5NU340AGFF000XXX + SRFB3XT5MFPX | XT5NU340APFF000XXX + SRFB3XT5MFPX | XT5NU340AQFF000XXX + SRFB3XT5MFPX | XT5NU340ATFF000XXX + SRFB3XT5MFPX | XT5NU340AUFF000XXX + SRFB3XT5MFPX
SG | SGHA26AT0400 | 41 | SRPG400A350 | 35 | 350 | 22 | 35kA | 5 | Panelboard MRO | 1 | Distribution Protection | 1 | 600Vac (Y/D) | 2 | 80% | 1 | 413551121 | No Equivalent Cross Available Based on Selections | XT5HU340ABFF000XXX | XT5HU340AEFF000XXX + SRFB3XT5MFPX | XT5HU340AFFF000XXX + SRFB3XT5MFPX | XT5HU340AGFF000XXX + SRFB3XT5MFPX | XT5HU340APFF000XXX + SRFB3XT5MFPX | XT5HU340AQFF000XXX + SRFB3XT5MFPX | XT5HU340ATFF000XXX + SRFB3XT5MFPX | XT5HU340AUFF000XXX + SRFB3XT5MFPX
SG | SGHA26AT0400 | 41 | SRPG400A350 | 35 | 350 | 22 | 35kA | 5 | Panelboard MRO | 1 | Distribution Protection | 1 | 480Vac (Y/D) | 1 | 100% | 2 | 413551112 | No Equivalent Cross Available Based on Selections | XT5NQ340ABFF000XXX | XT5NQ340AEFF000XXX + SRFB3XT5MFPX | XT5NQ340AFFF000XXX + SRFB3XT5MFPX | XT5NQ340AGFF000XXX + SRFB3XT5MFPX | XT5NQ340APFF000XXX + SRFB3XT5MFPX | XT5NQ340AQFF000XXX + SRFB3XT5MFPX | XT5NQ340ATFF000XXX + SRFB3XT5MFPX | XT5NQ340AUFF000XXX + SRFB3XT5MFPX
SG | SGHA26AT0400 | 41 | SRPG400A350 | 35 | 350 | 22 | 35kA | 5 | Panelboard MRO | 1 | Distribution Protection | 1 | 600Vac (Y/D) | 2 | 100% | 2 | 413551122 | No Equivalent Cross Available Based on Selections | XT5HQ340ABFF000XXX | XT5HQ340AEFF000XXX + SRFB3XT5MFPX | XT5HQ340AFFF000XXX + SRFB3XT5MFPX | XT5HQ340AGFF000XXX + SRFB3XT5MFPX | XT5HQ340APFF000XXX + SRFB3XT5MFPX | XT5HQ340AQFF000XXX + SRFB3XT5MFPX | XT5HQ340ATFF000XXX + SRFB3XT5MFPX | XT5HQ340AUFF000XXX + SRFB3XT5MFPX
SG | SGHA26AT0400 | 41 | SRPG400A400 | 36 | 400 | 23 | 35kA | 5 | Loose MCCB (OEM) | 2 | Distribution Protection | 1 | 480Vac (Y/D) | 1 | 80% | 1 | 413652111 | No Equivalent Cross Available Based on Selections | XT5NU340ABFF000XXX | XT5NU340AEFF000XXX | XT5NU340AFFF000XXX | XT5NU340AGFF000XXX | XT5NU340APFF000XXX | XT5NU340AQFF000XXX | XT5NU340ATFF000XXX | XT5NU340AUFF000XXX
SG | SGHA26AT0400 | 41 | SRPG400A400 | 36 | 400 | 23 | 35kA | 5 | Loose MCCB (OEM) | 2 | Distribution Protection | 1 | 600Vac (Y/D) | 2 | 80% | 1 | 413652121 | No Equivalent Cross Available Based on Selections | XT5HU340ABFF000XXX | XT5HU340AEFF000XXX | XT5HU340AFFF000XXX | XT5HU340AGFF000XXX | XT5HU340APFF000XXX | XT5HU340AQFF000XXX | XT5HU340ATFF000XXX | XT5HU340AUFF000XXX
SG | SGHA26AT0400 | 41 | SRPG400A400 | 36 | 400 | 23 | 35kA | 5 | Loose MCCB (OEM) | 2 | Distribution Protection | 1 | 480Vac (Y/D) | 1 | 100% | 2 | 413652112 | No Equivalent Cross Available Based on Selections | XT5NQ340ABFF000XXX | XT5NQ340AEFF000XXX | XT5NQ340AFFF000XXX | XT5NQ340AGFF000XXX | XT5NQ340APFF000XXX | XT5NQ340AQFF000XXX | XT5NQ340ATFF000XXX | XT5NQ340AUFF000XXX
SG | SGHA26AT0400 | 41 | SRPG400A400 | 36 | 400 | 23 | 35kA | 5 | Loose MCCB (OEM) | 2 | Distribution Protection | 1 | 600Vac (Y/D) | 2 | 100% | 2 | 413652122 | No Equivalent Cross Available Based on Selections | XT5HQ340ABFF000XXX | XT5HQ340AEFF000XXX | XT5HQ340AFFF000XXX | XT5HQ340AGFF000XXX | XT5HQ340APFF000XXX | XT5HQ340AQFF000XXX | XT5HQ340ATFF000XXX | XT5HQ340AUFF000XXX
SG | SGHA26AT0400 | 41 | SRPG400A400 | 36 | 400 | 23 | 35kA | 5 | Loose MCCB (OEM) | 2 | Distribution Protection | 1 | 480Vac (Y/D) | 1 | 80% | 1 | 413652111 | No Equivalent Cross Available Based on Selections | XT5NU340ABFF000XXX | XT5NU340AEFF000XXX | XT5NU340AFFF000XXX | XT5NU340AGFF000XXX | XT5NU340APFF000XXX | XT5NU340AQFF000XXX | XT5NU340ATFF000XXX | XT5NU340AUFF000XXX
SG | SGHA26AT0400 | 41 | SRPG400A400 | 36 | 400 | 23 | 35kA | 5 | Loose MCCB (OEM) | 2 | Distribution Protection | 1 | 600Vac (Y/D) | 2 | 80% | 1 | 413652121 | No Equivalent Cross Available Based on Selections | XT5HU340ABFF000XXX | XT5HU340AEFF000XXX | XT5HU340AFFF000XXX | XT5HU340AGFF000XXX | XT5HU340APFF000XXX | XT5HU340AQFF000XXX | XT5HU340ATFF000XXX | XT5HU340AUFF000XXX
SG | SGHA26AT0400 | 41 | SRPG400A400 | 36 | 400 | 23 | 35kA | 5 | Loose MCCB (OEM) | 2 | Distribution Protection | 1 | 480Vac (Y/D) | 1 | 100% | 2 | 413652112 | No Equivalent Cross Available Based on Selections | XT5NQ340ABFF000XXX | XT5NQ340AEFF000XXX | XT5NQ340AFFF000XXX | XT5NQ340AGFF000XXX | XT5NQ340APFF000XXX | XT5NQ340AQFF000XXX | XT5NQ340ATFF000XXX | XT5NQ340AUFF000XXX
SG | SGHA26AT0400 | 41 | SRPG400A400 | 36 | 400 | 23 | 35kA | 5 | Loose MCCB (OEM) | 2 | Distribution Protection | 1 | 600Vac (Y/D) | 2 | 100% | 2 | 413652122 | No Equivalent Cross Available Based on Selections | XT5HQ340ABFF000XXX | XT5HQ340AEFF000XXX | XT5HQ340AFFF000XXX | XT5HQ340AGFF000XXX | XT5HQ340APFF000XXX | XT5HQ340AQFF000XXX | XT5HQ340ATFF000XXX | XT5HQ340AUFF000XXX
SG | SGHA26AT0400 | 41 | SRPG400A400 | 36 | 400 | 23 | 35kA | 5 | Panelboard MRO | 1 | Distribution Protection | 1 | 480Vac (Y/D) | 1 | 80% | 1 | 413651111 | No Equivalent Cross Available Based on Selections | XT5NU340ABFF000XXX | XT5NU340AEFF000XXX + SRFB3XT5MFPX | XT5NU340AFFF000XXX + SRFB3XT5MFPX | XT5NU340AGFF000XXX + SRFB3XT5MFPX | XT5NU340APFF000XXX + SRFB3XT5MFPX | XT5NU340AQFF000XXX + SRFB3XT5MFPX | XT5NU340ATFF000XXX + SRFB3XT5MFPX | XT5NU340AUFF000XXX + SRFB3XT5MFPX
SG | SGHA26AT0400 | 41 | SRPG400A400 | 36 | 400 | 23 | 35kA | 5 | Panelboard MRO | 1 | Distribution Protection | 1 | 600Vac (Y/D) | 2 | 80% | 1 | 413651121 | No Equivalent Cross Available Based on Selections | XT5HU340ABFF000XXX | XT5HU340AEFF000XXX + SRFB3XT5MFPX | XT5HU340AFFF000XXX + SRFB3XT5MFPX | XT5HU340AGFF000XXX + SRFB3XT5MFPX | XT5HU340APFF000XXX + SRFB3XT5MFPX | XT5HU340AQFF000XXX + SRFB3XT5MFPX | XT5HU340ATFF000XXX + SRFB3XT5MFPX | XT5HU340AUFF000XXX + SRFB3XT5MFPX
SG | SGHA26AT0400 | 41 | SRPG400A400 | 36 | 400 | 23 | 35kA | 5 | Panelboard MRO | 1 | Distribution Protection | 1 | 480Vac (Y/D) | 1 | 100% | 2 | 413651112 | No Equivalent Cross Available Based on Selections | XT5NQ340ABFF000XXX | XT5NQ340AEFF000XXX + SRFB3XT5MFPX | XT5NQ340AFFF000XXX + SRFB3XT5MFPX | XT5NQ340AGFF000XXX + SRFB3XT5MFPX | XT5NQ340APFF000XXX + SRFB3XT5MFPX | XT5NQ340AQFF000XXX + SRFB3XT5MFPX | XT5NQ340ATFF000XXX + SRFB3XT5MFPX | XT5NQ340AUFF000XXX + SRFB3XT5MFPX
SG | SGHA26AT0400 | 41 | SRPG400A400 | 36 | 400 | 23 | 35kA | 5 | Panelboard MRO | 1 | Distribution Protection | 1 | 600Vac (Y/D) | 2 | 100% | 2 | 413651122 | No Equivalent Cross Available Based on Selections | XT5HQ340ABFF000XXX | XT5HQ340AEFF000XXX + SRFB3XT5MFPX | XT5HQ340AFFF000XXX + SRFB3XT5MFPX | XT5HQ340AGFF000XXX + SRFB3XT5MFPX | XT5HQ340APFF000XXX + SRFB3XT5MFPX | XT5HQ340AQFF000XXX + SRFB3XT5MFPX | XT5HQ340ATFF000XXX + SRFB3XT5MFPX | XT5HQ340AUFF000XXX + SRFB3XT5MFPX
SG | SGHA26AT0400 | 41 | SRPG400A400 | 36 | 400 | 23 | 35kA | 5 | Panelboard MRO | 1 | Distribution Protection | 1 | 480Vac (Y/D) | 1 | 80% | 1 | 413651111 | No Equivalent Cross Available Based on Selections | XT5NU340ABFF000XXX | XT5NU340AEFF000XXX + SRFB3XT5MFPX | XT5NU340AFFF000XXX + SRFB3XT5MFPX | XT5NU340AGFF000XXX + SRFB3XT5MFPX | XT5NU340APFF000XXX + SRFB3XT5MFPX | XT5NU340AQFF000XXX + SRFB3XT5MFPX | XT5NU340ATFF000XXX + SRFB3XT5MFPX | XT5NU340AUFF000XXX + SRFB3XT5MFPX
SG | SGHA26AT0400 | 41 | SRPG400A400 | 36 | 400 | 23 | 35kA | 5 | Panelboard MRO | 1 | Distribution Protection | 1 | 600Vac (Y/D) | 2 | 80% | 1 | 413651121 | No Equivalent Cross Available Based on Selections | XT5HU340ABFF000XXX | XT5HU340AEFF000XXX + SRFB3XT5MFPX | XT5HU340AFFF000XXX + SRFB3XT5MFPX | XT5HU340AGFF000XXX + SRFB3XT5MFPX | XT5HU340APFF000XXX + SRFB3XT5MFPX | XT5HU340AQFF000XXX + SRFB3XT5MFPX | XT5HU340ATFF000XXX + SRFB3XT5MFPX | XT5HU340AUFF000XXX + SRFB3XT5MFPX
SG | SGHA26AT0400 | 41 | SRPG400A400 | 36 | 400 | 23 | 35kA | 5 | Panelboard MRO | 1 | Distribution Protection | 1 | 480Vac (Y/D) | 1 | 100% | 2 | 413651112 | No Equivalent Cross Available Based on Selections | XT5NQ340ABFF000XXX | XT5NQ340AEFF000XXX + SRFB3XT5MFPX | XT5NQ340AFFF000XXX + SRFB3XT5MFPX | XT5NQ340AGFF000XXX + SRFB3XT5MFPX | XT5NQ340APFF000XXX + SRFB3XT5MFPX | XT5NQ340AQFF000XXX + SRFB3XT5MFPX | XT5NQ340ATFF000XXX + SRFB3XT5MFPX | XT5NQ340AUFF000XXX + SRFB3XT5MFPX
SG | SGHA26AT0400 | 41 | SRPG400A400 | 36 | 400 | 23 | 35kA | 5 | Panelboard MRO | 1 | Distribution Protection | 1 | 600Vac (Y/D) | 2 | 100% | 2 | 413651122 | No Equivalent Cross Available Based on Selections | XT5HQ340ABFF000XXX | XT5HQ340AEFF000XXX + SRFB3XT5MFPX | XT5HQ340AFFF000XXX + SRFB3XT5MFPX | XT5HQ340AGFF000XXX + SRFB3XT5MFPX | XT5HQ340APFF000XXX + SRFB3XT5MFPX | XT5HQ340AQFF000XXX + SRFB3XT5MFPX | XT5HQ340ATFF000XXX + SRFB3XT5MFPX | XT5HQ340AUFF000XXX + SRFB3XT5MFPX
SG | SGLA26AT0400 | 42 | SRPG400A125 | 28 | 125 | 15 | 50kA | 6 | Loose MCCB (OEM) | 2 | Distribution Protection | 1 | 480Vac (Y/D) | 1 | 100% | 2 | 422862112 | XT4HQ3125AFF000XXX | XT4HQ3125BFF000XXX | XT4HQ3150EFF000XXX | XT4HQ3150FFF000XXX | XT4HQ3150GFF000XXX | XT4HQ3150PFF000XXX | XT4HQ3150QFF000XXX | XT4HQ3150TFF000XXX | XT4HQ3150UFF000XXX
SG | SGLA26AT0400 | 42 | SRPG400A125 | 28 | 125 | 15 | 50kA | 6 | Loose MCCB (OEM) | 2 | Distribution Protection | 1 | 480Vac (Y/D) | 1 | 80% | 1 | 422862111 | XT1HU3125AFF000XXX | XT2HU3125BFF000XXX | XT2HU3125EFF000XXX | XT2HU3125FFF000XXX | XT2HU3125GFF000XXX | XT2HU3125PFF000XXX | XT2HU3125QFF000XXX | XT2HU3125TFF000XXX | XT2HU3125UFF000XXX
SG | SGLA26AT0400 | 42 | SRPG400A125 | 28 | 125 | 15 | 50kA | 6 | Loose MCCB (OEM) | 2 | Distribution Protection | 1 | 600Vac (Y/D) | 2 | 80% | 1 | 422862121 | XT4LU3125AFF000XXX | XT4LU3125BFF000XXX | XT4LU3150EFF000XXX | XT4LU3150FFF000XXX | XT4LU3150GFF000XXX | XT4LU3150PFF000XXX | XT4LU3150QFF000XXX | XT4LU3150TFF000XXX | XT4LU3150UFF000XXX
SG | SGLA26AT0400 | 42 | SRPG400A125 | 28 | 125 | 15 | 50kA | 6 | Loose MCCB (OEM) | 2 | Distribution Protection | 1 | 600Vac (Y/D) | 2 | 100% | 2 | 422862122 | XT4LQ3125AFF000XXX | XT4LQ3125BFF000XXX | XT4LQ3150EFF000XXX | XT4LQ3150FFF000XXX | XT4LQ3150GFF000XXX | XT4LQ3150PFF000XXX | XT4LQ3150QFF000XXX | XT4LQ3150TFF000XXX | XT4LQ3150UFF000XXX
SG | SGLA26AT0400 | 42 | SRPG400A125 | 28 | 125 | 15 | 50kA | 6 | Panelboard MRO | 1 | Distribution Protection | 1 | 480Vac (Y/D) | 1 | 100% | 2 | 422861112 | XT4HQ3125AFF000XXX + SRFB6XT4FPX | XT4HQ3125BFF000XXX + SRFB6XT4FPX | XT4HQ3150EFF000XXX + SRFB3XT4FPX | XT4HQ3150FFF000XXX + SRFB3XT4FPX | XT4HQ3150GFF000XXX + SRFB3XT4FPX | XT4HQ3150PFF000XXX + SRFB3XT4FPX | XT4HQ3150QFF000XXX + SRFB3XT4FPX | XT4HQ3150TFF000XXX + SRFB3XT4FPX | XT4HQ3150UFF000XXX + SRFB3XT4FPX
SG | SGLA26AT0400 | 42 | SRPG400A125 | 28 | 125 | 15 | 50kA | 6 | Panelboard MRO | 1 | Distribution Protection | 1 | 480Vac (Y/D) | 1 | 80% | 1 | 422861111 | XT1HU3125AFF000XXX + SRFB6XT1FPX | XT4HU3125BFF000XXX + SRFB6XT4FPX | XT4HU3150EFF000XXX + SRFB3XT4FPX | XT4HU3150FFF000XXX + SRFB3XT4FPX | XT4HU3150GFF000XXX + SRFB3XT4FPX | XT4HU3150PFF000XXX + SRFB3XT4FPX | XT4HU3150QFF000XXX + SRFB3XT4FPX | XT4HU3150TFF000XXX + SRFB3XT4FPX | XT4HU3150UFF000XXX + SRFB3XT4FPX
SG | SGLA26AT0400 | 42 | SRPG400A125 | 28 | 125 | 15 | 50kA | 6 | Panelboard MRO | 1 | Distribution Protection | 1 | 600Vac (Y/D) | 2 | 80% | 1 | 422861121 | XT4LU3125AFF000XXX + SRFB6XT4FPX | XT4LU3125BFF000XXX + SRFB6XT4FPX | XT4LU3150EFF000XXX + SRFB3XT4FPX | XT4LU3150FFF000XXX + SRFB3XT4FPX | XT4LU3150GFF000XXX + SRFB3XT4FPX | XT4LU3150PFF000XXX + SRFB3XT4FPX | XT4LU3150QFF000XXX + SRFB3XT4FPX | XT4LU3150TFF000XXX + SRFB3XT4FPX | XT4LU3150UFF000XXX + SRFB3XT4FPX
SG | SGLA26AT0400 | 42 | SRPG400A125 | 28 | 125 | 15 | 50kA | 6 | Panelboard MRO | 1 | Distribution Protection | 1 | 600Vac (Y/D) | 2 | 100% | 2 | 422861122 | XT4LQ3125AFF000XXX + SRFB6XT4FPX | XT4LQ3125BFF000XXX + SRFB6XT4FPX | XT4LQ3150EFF000XXX + SRFB3XT4FPX | XT4LQ3150FFF000XXX + SRFB3XT4FPX | XT4LQ3150GFF000XXX + SRFB3XT4FPX | XT4LQ3150PFF000XXX + SRFB3XT4FPX | XT4LQ3150QFF000XXX + SRFB3XT4FPX | XT4LQ3150TFF000XXX + SRFB3XT4FPX | XT4LQ3150UFF000XXX + SRFB3XT4FPX
SG | SGLA26AT0400 | 42 | SRPG400A125 | 28 | 125 | 15 | 65kA | 7 | Loose MCCB (OEM) | 2 | Distribution Protection | 1 | 480Vac (Y/D) | 1 | 100% | 2 | 422872112 | XT4HQ3125AFF000XXX | XT4HQ3125BFF000XXX | XT4HQ3150EFF000XXX | XT4HQ3150FFF000XXX | XT4HQ3150GFF000XXX | XT4HQ3150PFF000XXX | XT4HQ3150QFF000XXX | XT4HQ3150TFF000XXX | XT4HQ3150UFF000XXX
SG | SGLA26AT0400 | 42 | SRPG400A125 | 28 | 125 | 15 | 65kA | 7 | Loose MCCB (OEM) | 2 | Distribution Protection | 1 | 480Vac (Y/D) | 1 | 80% | 1 | 422872111 | XT1HU3125AFF000XXX | XT2HU3125BFF000XXX | XT2HU3125EFF000XXX | XT2HU3125FFF000XXX | XT2HU3125GFF000XXX | XT2HU3125PFF000XXX | XT2HU3125QFF000XXX | XT2HU3125TFF000XXX | XT2HU3125UFF000XXX
SG | SGLA26AT0400 | 42 | SRPG400A125 | 28 | 125 | 15 | 65kA | 7 | Loose MCCB (OEM) | 2 | Distribution Protection | 1 | 600Vac (Y/D) | 2 | 80% | 1 | 422872121 | XT4VU3125AFF000XXX | XT4VU3125BFF000XXX | XT4VU3150EFF000XXX | XT4VU3150FFF000XXX | XT4VU3150GFF000XXX | XT4VU3150PFF000XXX | XT4VU3150QFF000XXX | XT4VU3150TFF000XXX | XT4VU3150UFF000XXX
SG | SGLA26AT0400 | 42 | SRPG400A125 | 28 | 125 | 15 | 65kA | 7 | Loose MCCB (OEM) | 2 | Distribution Protection | 1 | 600Vac (Y/D) | 2 | 100% | 2 | 422872122 | XT4VQ3125AFF000XXX | XT4VQ3125BFF000XXX | XT4VQ3150EFF000XXX | XT4VQ3150FFF000XXX | XT4VQ3150GFF000XXX | XT4VQ3150PFF000XXX | XT4VQ3150QFF000XXX | XT4VQ3150TFF000XXX | XT4VQ3150UFF000XXX
SG | SGLA26AT0400 | 42 | SRPG400A125 | 28 | 125 | 15 | 65kA | 7 | Panelboard MRO | 1 | Distribution Protection | 1 | 480Vac (Y/D) | 1 | 100% | 2 | 422871112 | XT4HQ3125AFF000XXX + SRFB6XT4FPX | XT4HQ3125BFF000XXX + SRFB6XT4FPX | XT4HQ3150EFF000XXX + SRFB3XT4FPX | XT4HQ3150FFF000XXX + SRFB3XT4FPX | XT4HQ3150GFF000XXX + SRFB3XT4FPX | XT4HQ3150PFF000XXX + SRFB3XT4FPX | XT4HQ3150QFF000XXX + SRFB3XT4FPX | XT4HQ3150TFF000XXX + SRFB3XT4FPX | XT4HQ3150UFF000XXX + SRFB3XT4FPX
SG | SGLA26AT0400 | 42 | SRPG400A125 | 28 | 125 | 15 | 65kA | 7 | Panelboard MRO | 1 | Distribution Protection | 1 | 480Vac (Y/D) | 1 | 80% | 1 | 422871111 | XT1HU3125AFF000XXX + SRFB6XT1FPX | XT4HU3125BFF000XXX + SRFB6XT4FPX | XT4HU3150EFF000XXX + SRFB3XT4FPX | XT4HU3150FFF000XXX + SRFB3XT4FPX | XT4HU3150GFF000XXX + SRFB3XT4FPX | XT4HU3150PFF000XXX + SRFB3XT4FPX | XT4HU3150QFF000XXX + SRFB3XT4FPX | XT4HU3150TFF000XXX + SRFB3XT4FPX | XT4HU3150UFF000XXX + SRFB3XT4FPX
SG | SGLA26AT0400 | 42 | SRPG400A125 | 28 | 125 | 15 | 65kA | 7 | Panelboard MRO | 1 | Distribution Protection | 1 | 600Vac (Y/D) | 2 | 80% | 1 | 422871121 | XT4VU3125AFF000XXX + SRFB6XT4FPX | XT4VU3125BFF000XXX + SRFB6XT4FPX | XT4VU3150EFF000XXX + SRFB3XT4FPX | XT4VU3150FFF000XXX + SRFB3XT4FPX | XT4VU3150GFF000XXX + SRFB3XT4FPX | XT4VU3150PFF000XXX + SRFB3XT4FPX | XT4VU3150QFF000XXX + SRFB3XT4FPX | XT4VU3150TFF000XXX + SRFB3XT4FPX | XT4VU3150UFF000XXX + SRFB3XT4FPX
SG | SGLA26AT0400 | 42 | SRPG400A125 | 28 | 125 | 15 | 65kA | 7 | Panelboard MRO | 1 | Distribution Protection | 1 | 600Vac (Y/D) | 2 | 100% | 2 | 422871122 | XT4VQ3125AFF000XXX + SRFB6XT4FPX | XT4VQ3125BFF000XXX + SRFB6XT4FPX | XT4VQ3150EFF000XXX + SRFB3XT4FPX | XT4VQ3150FFF000XXX + SRFB3XT4FPX | XT4VQ3150GFF000XXX + SRFB3XT4FPX | XT4VQ3150PFF000XXX + SRFB3XT4FPX | XT4VQ3150QFF000XXX + SRFB3XT4FPX | XT4VQ3150TFF000XXX + SRFB3XT4FPX | XT4VQ3150UFF000XXX + SRFB3XT4FPX
SG | SGLA26AT0400 | 42 | SRPG400A150 | 29 | 150 | 16 | 50kA | 6 | Loose MCCB (OEM) | 2 | Distribution Protection | 1 | 480Vac (Y/D) | 1 | 80% | 1 | 422962111 | XT4HU3150AFF000XXX | XT4HU3150BFF000XXX | XT4HU3150EFF000XXX | XT4HU3150FFF000XXX | XT4HU3150GFF000XXX | XT4HU3150PFF000XXX | XT4HU3150QFF000XXX | XT4HU3150TFF000XXX | XT4HU3150UFF000XXX
SG | SGLA26AT0400 | 42 | SRPG400A150 | 29 | 150 | 16 | 50kA | 6 | Loose MCCB (OEM) | 2 | Distribution Protection | 1 | 600Vac (Y/D) | 2 | 80% | 1 | 422962121 | XT4LU3150AFF000XXX | XT4LU3150BFF000XXX | XT4LU3225EFF000XXX | XT4LU3225FFF000XXX | XT4LU3225GFF000XXX | XT4LU3225PFF000XXX | XT4LU3225QFF000XXX | XT4LU3225TFF000XXX | XT4LU3225UFF000XXX
SG | SGLA26AT0400 | 42 | SRPG400A150 | 29 | 150 | 16 | 50kA | 6 | Loose MCCB (OEM) | 2 | Distribution Protection | 1 | 480Vac (Y/D) | 1 | 100% | 2 | 422962112 | XT4HQ3150AFF000XXX | XT4HQ3150BFF000XXX | XT4HQ3150EFF000XXX | XT4HQ3150FFF000XXX | XT4HQ3150GFF000XXX | XT4HQ3150PFF000XXX | XT4HQ3150QFF000XXX | XT4HQ3150TFF000XXX | XT4HQ3150UFF000XXX
SG | SGLA26AT0400 | 42 | SRPG400A150 | 29 | 150 | 16 | 50kA | 6 | Loose MCCB (OEM) | 2 | Distribution Protection | 1 | 600Vac (Y/D) | 2 | 100% | 2 | 422962122 | XT4LQ3150AFF000XXX | XT4LQ3150BFF000XXX | XT4LQ3225EFF000XXX | XT4LQ3225FFF000XXX | XT4LQ3225GFF000XXX | XT4LQ3225PFF000XXX | XT4LQ3225QFF000XXX | XT4LQ3225TFF000XXX | XT4LQ3225UFF000XXX
SG | SGLA26AT0400 | 42 | SRPG400A150 | 29 | 150 | 16 | 50kA | 6 | Panelboard MRO | 1 | Distribution Protection | 1 | 480Vac (Y/D) | 1 | 80% | 1 | 422961111 | XT4HU3150AFF000XXX + SRFB6XT4FPX | XT4HU3150BFF000XXX + SRFB6XT4FPX | XT4HU3150EFF000XXX + SRFB3XT4FPX | XT4HU3150FFF000XXX + SRFB3XT4FPX | XT4HU3150GFF000XXX + SRFB3XT4FPX | XT4HU3150PFF000XXX + SRFB3XT4FPX | XT4HU3150QFF000XXX + SRFB3XT4FPX | XT4HU3150TFF000XXX + SRFB3XT4FPX | XT4HU3150UFF000XXX + SRFB3XT4FPX
SG | SGLA26AT0400 | 42 | SRPG400A150 | 29 | 150 | 16 | 50kA | 6 | Panelboard MRO | 1 | Distribution Protection | 1 | 600Vac (Y/D) | 2 | 80% | 1 | 422961121 | XT4LU3150AFF000XXX + SRFB6XT4FPX | XT4LU3150BFF000XXX + SRFB6XT4FPX | XT4LU3225EFF000XXX + SRFB3XT4FPX | XT4LU3225FFF000XXX + SRFB3XT4FPX | XT4LU3225GFF000XXX + SRFB3XT4FPX | XT4LU3225PFF000XXX + SRFB3XT4FPX | XT4LU3225QFF000XXX + SRFB3XT4FPX | XT4LU3225TFF000XXX + SRFB3XT4FPX | XT4LU3225UFF000XXX + SRFB3XT4FPX
SG | SGLA26AT0400 | 42 | SRPG400A150 | 29 | 150 | 16 | 50kA | 6 | Panelboard MRO | 1 | Distribution Protection | 1 | 480Vac (Y/D) | 1 | 100% | 2 | 422961112 | XT4HQ3150AFF000XXX + SRFB6XT4FPX | XT4HQ3150BFF000XXX + SRFB6XT4FPX | XT4HQ3150EFF000XXX + SRFB3XT4FPX | XT4HQ3150FFF000XXX + SRFB3XT4FPX | XT4HQ3150GFF000XXX + SRFB3XT4FPX | XT4HQ3150PFF000XXX + SRFB3XT4FPX | XT4HQ3150QFF000XXX + SRFB3XT4FPX | XT4HQ3150TFF000XXX + SRFB3XT4FPX | XT4HQ3150UFF000XXX + SRFB3XT4FPX
SG | SGLA26AT0400 | 42 | SRPG400A150 | 29 | 150 | 16 | 50kA | 6 | Panelboard MRO | 1 | Distribution Protection | 1 | 600Vac (Y/D) | 2 | 100% | 2 | 422961122 | XT4LQ3150AFF000XXX + SRFB6XT4FPX | XT4LQ3150BFF000XXX + SRFB6XT4FPX | XT4LQ3225EFF000XXX + SRFB3XT4FPX | XT4LQ3225FFF000XXX + SRFB3XT4FPX | XT4LQ3225GFF000XXX + SRFB3XT4FPX | XT4LQ3225PFF000XXX + SRFB3XT4FPX | XT4LQ3225QFF000XXX + SRFB3XT4FPX | XT4LQ3225TFF000XXX + SRFB3XT4FPX | XT4LQ3225UFF000XXX + SRFB3XT4FPX
SG | SGLA26AT0400 | 42 | SRPG400A150 | 29 | 150 | 16 | 65kA | 7 | Loose MCCB (OEM) | 2 | Distribution Protection | 1 | 480Vac (Y/D) | 1 | 80% | 1 | 422972111 | XT4HU3150AFF000XXX | XT4HU3150BFF000XXX | XT4HU3150EFF000XXX | XT4HU3150FFF000XXX | XT4HU3150GFF000XXX | XT4HU3150PFF000XXX | XT4HU3150QFF000XXX | XT4HU3150TFF000XXX | XT4HU3150UFF000XXX
SG | SGLA26AT0400 | 42 | SRPG400A150 | 29 | 150 | 16 | 65kA | 7 | Loose MCCB (OEM) | 2 | Distribution Protection | 1 | 600Vac (Y/D) | 2 | 80% | 1 | 422972121 | XT4VU3150AFF000XXX | XT4VU3150BFF000XXX | XT4VU3225EFF000XXX | XT4VU3225FFF000XXX | XT4VU3225GFF000XXX | XT4VU3225PFF000XXX | XT4VU3225QFF000XXX | XT4VU3225TFF000XXX | XT4VU3225UFF000XXX
SG | SGLA26AT0400 | 42 | SRPG400A150 | 29 | 150 | 16 | 65kA | 7 | Loose MCCB (OEM) | 2 | Distribution Protection | 1 | 480Vac (Y/D) | 1 | 100% | 2 | 422972112 | XT4HQ3150AFF000XXX | XT4HQ3150BFF000XXX | XT4HQ3150EFF000XXX | XT4HQ3150FFF000XXX | XT4HQ3150GFF000XXX | XT4HQ3150PFF000XXX | XT4HQ3150QFF000XXX | XT4HQ3150TFF000XXX | XT4HQ3150UFF000XXX
SG | SGLA26AT0400 | 42 | SRPG400A150 | 29 | 150 | 16 | 65kA | 7 | Loose MCCB (OEM) | 2 | Distribution Protection | 1 | 600Vac (Y/D) | 2 | 100% | 2 | 422972122 | XT4VQ3150AFF000XXX | XT4VQ3150BFF000XXX | XT4VQ3225EFF000XXX | XT4VQ3225FFF000XXX | XT4VQ3225GFF000XXX | XT4VQ3225PFF000XXX | XT4VQ3225QFF000XXX | XT4VQ3225TFF000XXX | XT4VQ3225UFF000XXX
SG | SGLA26AT0400 | 42 | SRPG400A150 | 29 | 150 | 16 | 65kA | 7 | Panelboard MRO | 1 | Distribution Protection | 1 | 480Vac (Y/D) | 1 | 80% | 1 | 422971111 | XT4HU3150AFF000XXX + SRFB6XT4FPX | XT4HU3150BFF000XXX + SRFB6XT4FPX | XT4HU3150EFF000XXX + SRFB3XT4FPX | XT4HU3150FFF000XXX + SRFB3XT4FPX | XT4HU3150GFF000XXX + SRFB3XT4FPX | XT4HU3150PFF000XXX + SRFB3XT4FPX | XT4HU3150QFF000XXX + SRFB3XT4FPX | XT4HU3150TFF000XXX + SRFB3XT4FPX | XT4HU3150UFF000XXX + SRFB3XT4FPX
SG | SGLA26AT0400 | 42 | SRPG400A150 | 29 | 150 | 16 | 65kA | 7 | Panelboard MRO | 1 | Distribution Protection | 1 | 600Vac (Y/D) | 2 | 80% | 1 | 422971121 | XT4VU3150AFF000XXX + SRFB6XT4FPX | XT4VU3150BFF000XXX + SRFB6XT4FPX | XT4VU3225EFF000XXX + SRFB3XT4FPX | XT4VU3225FFF000XXX + SRFB3XT4FPX | XT4VU3225GFF000XXX + SRFB3XT4FPX | XT4VU3225PFF000XXX + SRFB3XT4FPX | XT4VU3225QFF000XXX + SRFB3XT4FPX | XT4VU3225TFF000XXX + SRFB3XT4FPX | XT4VU3225UFF000XXX + SRFB3XT4FPX
SG | SGLA26AT0400 | 42 | SRPG400A150 | 29 | 150 | 16 | 65kA | 7 | Panelboard MRO | 1 | Distribution Protection | 1 | 480Vac (Y/D) | 1 | 100% | 2 | 422971112 | XT4HQ3150AFF000XXX + SRFB6XT4FPX | XT4HQ3150BFF000XXX + SRFB6XT4FPX | XT4HQ3150EFF000XXX + SRFB3XT4FPX | XT4HQ3150FFF000XXX + SRFB3XT4FPX | XT4HQ3150GFF000XXX + SRFB3XT4FPX | XT4HQ3150PFF000XXX + SRFB3XT4FPX | XT4HQ3150QFF000XXX + SRFB3XT4FPX | XT4HQ3150TFF000XXX + SRFB3XT4FPX | XT4HQ3150UFF000XXX + SRFB3XT4FPX
SG | SGLA26AT0400 | 42 | SRPG400A150 | 29 | 150 | 16 | 65kA | 7 | Panelboard MRO | 1 | Distribution Protection | 1 | 600Vac (Y/D) | 2 | 100% | 2 | 422971122 | XT4VQ3150AFF000XXX + SRFB6XT4FPX | XT4VQ3150BFF000XXX + SRFB6XT4FPX | XT4VQ3225EFF000XXX + SRFB3XT4FPX | XT4VQ3225FFF000XXX + SRFB3XT4FPX | XT4VQ3225GFF000XXX + SRFB3XT4FPX | XT4VQ3225PFF000XXX + SRFB3XT4FPX | XT4VQ3225QFF000XXX + SRFB3XT4FPX | XT4VQ3225TFF000XXX + SRFB3XT4FPX | XT4VQ3225UFF000XXX + SRFB3XT4FPX
SG | SGLA26AT0400 | 42 | SRPG400A175 | 30 | 175 | 17 | 50kA | 6 | Loose MCCB (OEM) | 2 | Distribution Protection | 1 | 480Vac (Y/D) | 1 | 80% | 1 | 423062111 | XT4HU3175AFF000XXX | XT4HU3175BFF000XXX | XT4HU3225EFF000XXX | XT4HU3225FFF000XXX | XT4HU3225GFF000XXX | XT4HU3225PFF000XXX | XT4HU3225QFF000XXX | XT4HU3225TFF000XXX | XT4HU3225UFF000XXX
SG | SGLA26AT0400 | 42 | SRPG400A175 | 30 | 175 | 17 | 50kA | 6 | Loose MCCB (OEM) | 2 | Distribution Protection | 1 | 600Vac (Y/D) | 2 | 80% | 1 | 423062121 | XT4LU3175AFF000XXX | XT4LU3175BFF000XXX | XT4LU3225EFF000XXX | XT4LU3225FFF000XXX | XT4LU3225GFF000XXX | XT4LU3225PFF000XXX | XT4LU3225QFF000XXX | XT4LU3225TFF000XXX | XT4LU3225UFF000XXX
SG | SGLA26AT0400 | 42 | SRPG400A175 | 30 | 175 | 17 | 50kA | 6 | Loose MCCB (OEM) | 2 | Distribution Protection | 1 | 480Vac (Y/D) | 1 | 100% | 2 | 423062112 | XT4HQ3175AFF000XXX | XT4HQ3175BFF000XXX | XT4HQ3225EFF000XXX | XT4HQ3225FFF000XXX | XT4HQ3225GFF000XXX | XT4HQ3225PFF000XXX | XT4HQ3225QFF000XXX | XT4HQ3225TFF000XXX | XT4HQ3225UFF000XXX
SG | SGLA26AT0400 | 42 | SRPG400A175 | 30 | 175 | 17 | 50kA | 6 | Loose MCCB (OEM) | 2 | Distribution Protection | 1 | 600Vac (Y/D) | 2 | 100% | 2 | 423062122 | XT4LQ3175AFF000XXX | XT4LQ3175BFF000XXX | XT4LQ3225EFF000XXX | XT4LQ3225FFF000XXX | XT4LQ3225GFF000XXX | XT4LQ3225PFF000XXX | XT4LQ3225QFF000XXX | XT4LQ3225TFF000XXX | XT4LQ3225UFF000XXX
SG | SGLA26AT0400 | 42 | SRPG400A175 | 30 | 175 | 17 | 50kA | 6 | Panelboard MRO | 1 | Distribution Protection | 1 | 480Vac (Y/D) | 1 | 80% | 1 | 423061111 | XT4HU3175AFF000XXX + SRFB6XT4FPX | XT4HU3175BFF000XXX + SRFB6XT4FPX | XT4HU3225EFF000XXX + SRFB3XT4FPX | XT4HU3225FFF000XXX + SRFB3XT4FPX | XT4HU3225GFF000XXX + SRFB3XT4FPX | XT4HU3225PFF000XXX + SRFB3XT4FPX | XT4HU3225QFF000XXX + SRFB3XT4FPX | XT4HU3225TFF000XXX + SRFB3XT4FPX | XT4HU3225UFF000XXX + SRFB3XT4FPX
SG | SGLA26AT0400 | 42 | SRPG400A175 | 30 | 175 | 17 | 50kA | 6 | Panelboard MRO | 1 | Distribution Protection | 1 | 600Vac (Y/D) | 2 | 80% | 1 | 423061121 | XT4LU3175AFF000XXX + SRFB6XT4FPX | XT4LU3175BFF000XXX + SRFB6XT4FPX | XT4LU3225EFF000XXX + SRFB3XT4FPX | XT4LU3225FFF000XXX + SRFB3XT4FPX | XT4LU3225GFF000XXX + SRFB3XT4FPX | XT4LU3225PFF000XXX + SRFB3XT4FPX | XT4LU3225QFF000XXX + SRFB3XT4FPX | XT4LU3225TFF000XXX + SRFB3XT4FPX | XT4LU3225UFF000XXX + SRFB3XT4FPX
SG | SGLA26AT0400 | 42 | SRPG400A175 | 30 | 175 | 17 | 50kA | 6 | Panelboard MRO | 1 | Distribution Protection | 1 | 480Vac (Y/D) | 1 | 100% | 2 | 423061112 | XT4HQ3175AFF000XXX + SRFB6XT4FPX | XT4HQ3175BFF000XXX + SRFB6XT4FPX | XT4HQ3225EFF000XXX + SRFB3XT4FPX | XT4HQ3225FFF000XXX + SRFB3XT4FPX | XT4HQ3225GFF000XXX + SRFB3XT4FPX | XT4HQ3225PFF000XXX + SRFB3XT4FPX | XT4HQ3225QFF000XXX + SRFB3XT4FPX | XT4HQ3225TFF000XXX + SRFB3XT4FPX | XT4HQ3225UFF000XXX + SRFB3XT4FPX
SG | SGLA26AT0400 | 42 | SRPG400A175 | 30 | 175 | 17 | 50kA | 6 | Panelboard MRO | 1 | Distribution Protection | 1 | 600Vac (Y/D) | 2 | 100% | 2 | 423061122 | XT4LQ3175AFF000XXX + SRFB6XT4FPX | XT4LQ3175BFF000XXX + SRFB6XT4FPX | XT4LQ3225EFF000XXX + SRFB3XT4FPX | XT4LQ3225FFF000XXX + SRFB3XT4FPX | XT4LQ3225GFF000XXX + SRFB3XT4FPX | XT4LQ3225PFF000XXX + SRFB3XT4FPX | XT4LQ3225QFF000XXX + SRFB3XT4FPX | XT4LQ3225TFF000XXX + SRFB3XT4FPX | XT4LQ3225UFF000XXX + SRFB3XT4FPX
SG | SGLA26AT0400 | 42 | SRPG400A175 | 30 | 175 | 17 | 65kA | 7 | Loose MCCB (OEM) | 2 | Distribution Protection | 1 | 480Vac (Y/D) | 1 | 80% | 1 | 423072111 | XT4HU3175AFF000XXX | XT4HU3175BFF000XXX | XT4HU3225EFF000XXX | XT4HU3225FFF000XXX | XT4HU3225GFF000XXX | XT4HU3225PFF000XXX | XT4HU3225QFF000XXX | XT4HU3225TFF000XXX | XT4HU3225UFF000XXX
SG | SGLA26AT0400 | 42 | SRPG400A175 | 30 | 175 | 17 | 65kA | 7 | Loose MCCB (OEM) | 2 | Distribution Protection | 1 | 600Vac (Y/D) | 2 | 80% | 1 | 423072121 | XT4VU3175AFF000XXX | XT4VU3175BFF000XXX | XT4VU3225EFF000XXX | XT4VU3225FFF000XXX | XT4VU3225GFF000XXX | XT4VU3225PFF000XXX | XT4VU3225QFF000XXX | XT4VU3225TFF000XXX | XT4VU3225UFF000XXX
SG | SGLA26AT0400 | 42 | SRPG400A175 | 30 | 175 | 17 | 65kA | 7 | Loose MCCB (OEM) | 2 | Distribution Protection | 1 | 480Vac (Y/D) | 1 | 100% | 2 | 423072112 | XT4HQ3175AFF000XXX | XT4HQ3175BFF000XXX | XT4HQ3225EFF000XXX | XT4HQ3225FFF000XXX | XT4HQ3225GFF000XXX | XT4HQ3225PFF000XXX | XT4HQ3225QFF000XXX | XT4HQ3225TFF000XXX | XT4HQ3225UFF000XXX
SG | SGLA26AT0400 | 42 | SRPG400A175 | 30 | 175 | 17 | 65kA | 7 | Loose MCCB (OEM) | 2 | Distribution Protection | 1 | 600Vac (Y/D) | 2 | 100% | 2 | 423072122 | XT4VQ3175AFF000XXX | XT4VQ3175BFF000XXX | XT4VQ3225EFF000XXX | XT4VQ3225FFF000XXX | XT4VQ3225GFF000XXX | XT4VQ3225PFF000XXX | XT4VQ3225QFF000XXX | XT4VQ3225TFF000XXX | XT4VQ3225UFF000XXX
SG | SGLA26AT0400 | 42 | SRPG400A175 | 30 | 175 | 17 | 65kA | 7 | Panelboard MRO | 1 | Distribution Protection | 1 | 480Vac (Y/D) | 1 | 80% | 1 | 423071111 | XT4HU3175AFF000XXX + SRFB6XT4FPX | XT4HU3175BFF000XXX + SRFB6XT4FPX | XT4HU3225EFF000XXX + SRFB3XT4FPX | XT4HU3225FFF000XXX + SRFB3XT4FPX | XT4HU3225GFF000XXX + SRFB3XT4FPX | XT4HU3225PFF000XXX + SRFB3XT4FPX | XT4HU3225QFF000XXX + SRFB3XT4FPX | XT4HU3225TFF000XXX + SRFB3XT4FPX | XT4HU3225UFF000XXX + SRFB3XT4FPX
SG | SGLA26AT0400 | 42 | SRPG400A175 | 30 | 175 | 17 | 65kA | 7 | Panelboard MRO | 1 | Distribution Protection | 1 | 600Vac (Y/D) | 2 | 80% | 1 | 423071121 | XT4VU3175AFF000XXX + SRFB6XT4FPX | XT4VU3175BFF000XXX + SRFB6XT4FPX | XT4VU3225EFF000XXX + SRFB3XT4FPX | XT4VU3225FFF000XXX + SRFB3XT4FPX | XT4VU3225GFF000XXX + SRFB3XT4FPX | XT4VU3225PFF000XXX + SRFB3XT4FPX | XT4VU3225QFF000XXX + SRFB3XT4FPX | XT4VU3225TFF000XXX + SRFB3XT4FPX | XT4VU3225UFF000XXX + SRFB3XT4FPX
SG | SGLA26AT0400 | 42 | SRPG400A175 | 30 | 175 | 17 | 65kA | 7 | Panelboard MRO | 1 | Distribution Protection | 1 | 480Vac (Y/D) | 1 | 100% | 2 | 423071112 | XT4HQ3175AFF000XXX + SRFB6XT4FPX | XT4HQ3175BFF000XXX + SRFB6XT4FPX | XT4HQ3225EFF000XXX + SRFB3XT4FPX | XT4HQ3225FFF000XXX + SRFB3XT4FPX | XT4HQ3225GFF000XXX + SRFB3XT4FPX | XT4HQ3225PFF000XXX + SRFB3XT4FPX | XT4HQ3225QFF000XXX + SRFB3XT4FPX | XT4HQ3225TFF000XXX + SRFB3XT4FPX | XT4HQ3225UFF000XXX + SRFB3XT4FPX
SG | SGLA26AT0400 | 42 | SRPG400A175 | 30 | 175 | 17 | 65kA | 7 | Panelboard MRO | 1 | Distribution Protection | 1 | 600Vac (Y/D) | 2 | 100% | 2 | 423071122 | XT4VQ3175AFF000XXX + SRFB6XT4FPX | XT4VQ3175BFF000XXX + SRFB6XT4FPX | XT4VQ3225EFF000XXX + SRFB3XT4FPX | XT4VQ3225FFF000XXX + SRFB3XT4FPX | XT4VQ3225GFF000XXX + SRFB3XT4FPX | XT4VQ3225PFF000XXX + SRFB3XT4FPX | XT4VQ3225QFF000XXX + SRFB3XT4FPX | XT4VQ3225TFF000XXX + SRFB3XT4FPX | XT4VQ3225UFF000XXX + SRFB3XT4FPX
SG | SGLA26AT0400 | 42 | SRPG400A200 | 31 | 200 | 18 | 50kA | 6 | Loose MCCB (OEM) | 2 | Distribution Protection | 1 | 480Vac (Y/D) | 1 | 80% | 1 | 423162111 | XT4HU3200AFF000XXX | XT4HU3200BFF000XXX | XT4HU3225EFF000XXX | XT4HU3225FFF000XXX | XT4HU3225GFF000XXX | XT4HU3225PFF000XXX | XT4HU3225QFF000XXX | XT4HU3225TFF000XXX | XT4HU3225UFF000XXX
SG | SGLA26AT0400 | 42 | SRPG400A200 | 31 | 200 | 18 | 50kA | 6 | Loose MCCB (OEM) | 2 | Distribution Protection | 1 | 600Vac (Y/D) | 2 | 80% | 1 | 423162121 | XT4LU3200AFF000XXX | XT4LU3200BFF000XXX | XT4LU3225EFF000XXX | XT4LU3225FFF000XXX | XT4LU3225GFF000XXX | XT4LU3225PFF000XXX | XT4LU3225QFF000XXX | XT4LU3225TFF000XXX | XT4LU3225UFF000XXX
SG | SGLA26AT0400 | 42 | SRPG400A200 | 31 | 200 | 18 | 50kA | 6 | Loose MCCB (OEM) | 2 | Distribution Protection | 1 | 480Vac (Y/D) | 1 | 100% | 2 | 423162112 | XT4HQ3200AFF000XXX | XT4HQ3200BFF000XXX | XT4HQ3225EFF000XXX | XT4HQ3225FFF000XXX | XT4HQ3225GFF000XXX | XT4HQ3225PFF000XXX | XT4HQ3225QFF000XXX | XT4HQ3225TFF000XXX | XT4HQ3225UFF000XXX
SG | SGLA26AT0400 | 42 | SRPG400A200 | 31 | 200 | 18 | 50kA | 6 | Loose MCCB (OEM) | 2 | Distribution Protection | 1 | 600Vac (Y/D) | 2 | 100% | 2 | 423162122 | XT4LQ3200AFF000XXX | XT4LQ3200BFF000XXX | XT4LQ3225EFF000XXX | XT4LQ3225FFF000XXX | XT4LQ3225GFF000XXX | XT4LQ3225PFF000XXX | XT4LQ3225QFF000XXX | XT4LQ3225TFF000XXX | XT4LQ3225UFF000XXX
SG | SGLA26AT0400 | 42 | SRPG400A200 | 31 | 200 | 18 | 50kA | 6 | Panelboard MRO | 1 | Distribution Protection | 1 | 480Vac (Y/D) | 1 | 80% | 1 | 423161111 | XT4HU3200AFF000XXX + SRFB6XT4FPX | XT4HU3200BFF000XXX + SRFB6XT4FPX | XT4HU3225EFF000XXX + SRFB3XT4FPX | XT4HU3225FFF000XXX + SRFB3XT4FPX | XT4HU3225GFF000XXX + SRFB3XT4FPX | XT4HU3225PFF000XXX + SRFB3XT4FPX | XT4HU3225QFF000XXX + SRFB3XT4FPX | XT4HU3225TFF000XXX + SRFB3XT4FPX | XT4HU3225UFF000XXX + SRFB3XT4FPX
SG | SGLA26AT0400 | 42 | SRPG400A200 | 31 | 200 | 18 | 50kA | 6 | Panelboard MRO | 1 | Distribution Protection | 1 | 600Vac (Y/D) | 2 | 80% | 1 | 423161121 | XT4LU3200AFF000XXX + SRFB6XT4FPX | XT4LU3200BFF000XXX + SRFB6XT4FPX | XT4LU3225EFF000XXX + SRFB3XT4FPX | XT4LU3225FFF000XXX + SRFB3XT4FPX | XT4LU3225GFF000XXX + SRFB3XT4FPX | XT4LU3225PFF000XXX + SRFB3XT4FPX | XT4LU3225QFF000XXX + SRFB3XT4FPX | XT4LU3225TFF000XXX + SRFB3XT4FPX | XT4LU3225UFF000XXX + SRFB3XT4FPX
SG | SGLA26AT0400 | 42 | SRPG400A200 | 31 | 200 | 18 | 50kA | 6 | Panelboard MRO | 1 | Distribution Protection | 1 | 480Vac (Y/D) | 1 | 100% | 2 | 423161112 | XT4HQ3200AFF000XXX + SRFB6XT4FPX | XT4HQ3200BFF000XXX + SRFB6XT4FPX | XT4HQ3225EFF000XXX + SRFB3XT4FPX | XT4HQ3225FFF000XXX + SRFB3XT4FPX | XT4HQ3225GFF000XXX + SRFB3XT4FPX | XT4HQ3225PFF000XXX + SRFB3XT4FPX | XT4HQ3225QFF000XXX + SRFB3XT4FPX | XT4HQ3225TFF000XXX + SRFB3XT4FPX | XT4HQ3225UFF000XXX + SRFB3XT4FPX
SG | SGLA26AT0400 | 42 | SRPG400A200 | 31 | 200 | 18 | 50kA | 6 | Panelboard MRO | 1 | Distribution Protection | 1 | 600Vac (Y/D) | 2 | 100% | 2 | 423161122 | XT4LQ3200AFF000XXX + SRFB6XT4FPX | XT4LQ3200BFF000XXX + SRFB6XT4FPX | XT4LQ3225EFF000XXX + SRFB3XT4FPX | XT4LQ3225FFF000XXX + SRFB3XT4FPX | XT4LQ3225GFF000XXX + SRFB3XT4FPX | XT4LQ3225PFF000XXX + SRFB3XT4FPX | XT4LQ3225QFF000XXX + SRFB3XT4FPX | XT4LQ3225TFF000XXX + SRFB3XT4FPX | XT4LQ3225UFF000XXX + SRFB3XT4FPX
SG | SGLA26AT0400 | 42 | SRPG400A200 | 31 | 200 | 18 | 65kA | 7 | Loose MCCB (OEM) | 2 | Distribution Protection | 1 | 480Vac (Y/D) | 1 | 80% | 1 | 423172111 | XT4HU3200AFF000XXX | XT4HU3200BFF000XXX | XT4HU3225EFF000XXX | XT4HU3225FFF000XXX | XT4HU3225GFF000XXX | XT4HU3225PFF000XXX | XT4HU3225QFF000XXX | XT4HU3225TFF000XXX | XT4HU3225UFF000XXX
SG | SGLA26AT0400 | 42 | SRPG400A200 | 31 | 200 | 18 | 65kA | 7 | Loose MCCB (OEM) | 2 | Distribution Protection | 1 | 600Vac (Y/D) | 2 | 80% | 1 | 423172121 | XT4VU3200AFF000XXX | XT4VU3200BFF000XXX | XT4VU3225EFF000XXX | XT4VU3225FFF000XXX | XT4VU3225GFF000XXX | XT4VU3225PFF000XXX | XT4VU3225QFF000XXX | XT4VU3225TFF000XXX | XT4VU3225UFF000XXX
SG | SGLA26AT0400 | 42 | SRPG400A200 | 31 | 200 | 18 | 65kA | 7 | Loose MCCB (OEM) | 2 | Distribution Protection | 1 | 480Vac (Y/D) | 1 | 100% | 2 | 423172112 | XT4HQ3200AFF000XXX | XT4HQ3200BFF000XXX | XT4HQ3225EFF000XXX | XT4HQ3225FFF000XXX | XT4HQ3225GFF000XXX | XT4HQ3225PFF000XXX | XT4HQ3225QFF000XXX | XT4HQ3225TFF000XXX | XT4HQ3225UFF000XXX
SG | SGLA26AT0400 | 42 | SRPG400A200 | 31 | 200 | 18 | 65kA | 7 | Loose MCCB (OEM) | 2 | Distribution Protection | 1 | 600Vac (Y/D) | 2 | 100% | 2 | 423172122 | XT4VQ3200AFF000XXX | XT4VQ3200BFF000XXX | XT4VQ3225EFF000XXX | XT4VQ3225FFF000XXX | XT4VQ3225GFF000XXX | XT4VQ3225PFF000XXX | XT4VQ3225QFF000XXX | XT4VQ3225TFF000XXX | XT4VQ3225UFF000XXX
SG | SGLA26AT0400 | 42 | SRPG400A200 | 31 | 200 | 18 | 65kA | 7 | Panelboard MRO | 1 | Distribution Protection | 1 | 480Vac (Y/D) | 1 | 80% | 1 | 423171111 | XT4HU3200AFF000XXX + SRFB6XT4FPX | XT4HU3200BFF000XXX + SRFB6XT4FPX | XT4HU3225EFF000XXX + SRFB3XT4FPX | XT4HU3225FFF000XXX + SRFB3XT4FPX | XT4HU3225GFF000XXX + SRFB3XT4FPX | XT4HU3225PFF000XXX + SRFB3XT4FPX | XT4HU3225QFF000XXX + SRFB3XT4FPX | XT4HU3225TFF000XXX + SRFB3XT4FPX | XT4HU3225UFF000XXX + SRFB3XT4FPX
SG | SGLA26AT0400 | 42 | SRPG400A200 | 31 | 200 | 18 | 65kA | 7 | Panelboard MRO | 1 | Distribution Protection | 1 | 600Vac (Y/D) | 2 | 80% | 1 | 423171121 | XT4VU3200AFF000XXX + SRFB6XT4FPX | XT4VU3200BFF000XXX + SRFB6XT4FPX | XT4VU3225EFF000XXX + SRFB3XT4FPX | XT4VU3225FFF000XXX + SRFB3XT4FPX | XT4VU3225GFF000XXX + SRFB3XT4FPX | XT4VU3225PFF000XXX + SRFB3XT4FPX | XT4VU3225QFF000XXX + SRFB3XT4FPX | XT4VU3225TFF000XXX + SRFB3XT4FPX | XT4VU3225UFF000XXX + SRFB3XT4FPX
SG | SGLA26AT0400 | 42 | SRPG400A200 | 31 | 200 | 18 | 65kA | 7 | Panelboard MRO | 1 | Distribution Protection | 1 | 480Vac (Y/D) | 1 | 100% | 2 | 423171112 | XT4HQ3200AFF000XXX + SRFB6XT4FPX | XT4HQ3200BFF000XXX + SRFB6XT4FPX | XT4HQ3225EFF000XXX + SRFB3XT4FPX | XT4HQ3225FFF000XXX + SRFB3XT4FPX | XT4HQ3225GFF000XXX + SRFB3XT4FPX | XT4HQ3225PFF000XXX + SRFB3XT4FPX | XT4HQ3225QFF000XXX + SRFB3XT4FPX | XT4HQ3225TFF000XXX + SRFB3XT4FPX | XT4HQ3225UFF000XXX + SRFB3XT4FPX
SG | SGLA26AT0400 | 42 | SRPG400A200 | 31 | 200 | 18 | 65kA | 7 | Panelboard MRO | 1 | Distribution Protection | 1 | 600Vac (Y/D) | 2 | 100% | 2 | 423171122 | XT4VQ3200AFF000XXX + SRFB6XT4FPX | XT4VQ3200BFF000XXX + SRFB6XT4FPX | XT4VQ3225EFF000XXX + SRFB3XT4FPX | XT4VQ3225FFF000XXX + SRFB3XT4FPX | XT4VQ3225GFF000XXX + SRFB3XT4FPX | XT4VQ3225PFF000XXX + SRFB3XT4FPX | XT4VQ3225QFF000XXX + SRFB3XT4FPX | XT4VQ3225TFF000XXX + SRFB3XT4FPX | XT4VQ3225UFF000XXX + SRFB3XT4FPX
SG | SGLA26AT0400 | 42 | SRPG400A225 | 32 | 225 | 19 | 50kA | 6 | Loose MCCB (OEM) | 2 | Distribution Protection | 1 | 480Vac (Y/D) | 1 | 80% | 1 | 423262111 | XT4HU3225AFF000XXX | XT4HU3225BFF000XXX | XT4HU3225EFF000XXX | XT4HU3225FFF000XXX | XT4HU3225GFF000XXX | XT4HU3225PFF000XXX | XT4HU3225QFF000XXX | XT4HU3225TFF000XXX | XT4HU3225UFF000XXX
SG | SGLA26AT0400 | 42 | SRPG400A225 | 32 | 225 | 19 | 50kA | 6 | Loose MCCB (OEM) | 2 | Distribution Protection | 1 | 600Vac (Y/D) | 2 | 80% | 1 | 423262121 | XT4LU3225AFF000XXX | XT4LU3225BFF000XXX | XT4LU3225EFF000XXX | XT4LU3225FFF000XXX | XT4LU3225GFF000XXX | XT4LU3225PFF000XXX | XT4LU3225QFF000XXX | XT4LU3225TFF000XXX | XT4LU3225UFF000XXX
SG | SGLA26AT0400 | 42 | SRPG400A225 | 32 | 225 | 19 | 50kA | 6 | Loose MCCB (OEM) | 2 | Distribution Protection | 1 | 480Vac (Y/D) | 1 | 100% | 2 | 423262112 | XT4HQ3225AFF000XXX | XT4HQ3225BFF000XXX | XT4HQ3225EFF000XXX | XT4HQ3225FFF000XXX | XT4HQ3225GFF000XXX | XT4HQ3225PFF000XXX | XT4HQ3225QFF000XXX | XT4HQ3225TFF000XXX | XT4HQ3225UFF000XXX
SG | SGLA26AT0400 | 42 | SRPG400A225 | 32 | 225 | 19 | 50kA | 6 | Loose MCCB (OEM) | 2 | Distribution Protection | 1 | 600Vac (Y/D) | 2 | 100% | 2 | 423262122 | XT4LQ3225AFF000XXX | XT4LQ3225BFF000XXX | XT4LQ3225EFF000XXX | XT4LQ3225FFF000XXX | XT4LQ3225GFF000XXX | XT4LQ3225PFF000XXX | XT4LQ3225QFF000XXX | XT4LQ3225TFF000XXX | XT4LQ3225UFF000XXX
SG | SGLA26AT0400 | 42 | SRPG400A225 | 32 | 225 | 19 | 50kA | 6 | Panelboard MRO | 1 | Distribution Protection | 1 | 480Vac (Y/D) | 1 | 80% | 1 | 423261111 | XT4HU3225AFF000XXX + SRFB6XT4FPX | XT4HU3225BFF000XXX + SRFB6XT4FPX | XT4HU3225EFF000XXX + SRFB3XT4FPX | XT4HU3225FFF000XXX + SRFB3XT4FPX | XT4HU3225GFF000XXX + SRFB3XT4FPX | XT4HU3225PFF000XXX + SRFB3XT4FPX | XT4HU3225QFF000XXX + SRFB3XT4FPX | XT4HU3225TFF000XXX + SRFB3XT4FPX | XT4HU3225UFF000XXX + SRFB3XT4FPX
SG | SGLA26AT0400 | 42 | SRPG400A225 | 32 | 225 | 19 | 50kA | 6 | Panelboard MRO | 1 | Distribution Protection | 1 | 600Vac (Y/D) | 2 | 80% | 1 | 423261121 | XT4LU3225AFF000XXX + SRFB6XT4FPX | XT4LU3225BFF000XXX + SRFB6XT4FPX | XT4LU3225EFF000XXX + SRFB3XT4FPX | XT4LU3225FFF000XXX + SRFB3XT4FPX | XT4LU3225GFF000XXX + SRFB3XT4FPX | XT4LU3225PFF000XXX + SRFB3XT4FPX | XT4LU3225QFF000XXX + SRFB3XT4FPX | XT4LU3225TFF000XXX + SRFB3XT4FPX | XT4LU3225UFF000XXX + SRFB3XT4FPX
SG | SGLA26AT0400 | 42 | SRPG400A225 | 32 | 225 | 19 | 50kA | 6 | Panelboard MRO | 1 | Distribution Protection | 1 | 480Vac (Y/D) | 1 | 100% | 2 | 423261112 | XT4HQ3225AFF000XXX + SRFB6XT4FPX | XT4HQ3225BFF000XXX + SRFB6XT4FPX | XT4HQ3225EFF000XXX + SRFB3XT4FPX | XT4HQ3225FFF000XXX + SRFB3XT4FPX | XT4HQ3225GFF000XXX + SRFB3XT4FPX | XT4HQ3225PFF000XXX + SRFB3XT4FPX | XT4HQ3225QFF000XXX + SRFB3XT4FPX | XT4HQ3225TFF000XXX + SRFB3XT4FPX | XT4HQ3225UFF000XXX + SRFB3XT4FPX
SG | SGLA26AT0400 | 42 | SRPG400A225 | 32 | 225 | 19 | 50kA | 6 | Panelboard MRO | 1 | Distribution Protection | 1 | 600Vac (Y/D) | 2 | 100% | 2 | 423261122 | XT4LQ3225AFF000XXX + SRFB6XT4FPX | XT4LQ3225BFF000XXX + SRFB6XT4FPX | XT4LQ3225EFF000XXX + SRFB3XT4FPX | XT4LQ3225FFF000XXX + SRFB3XT4FPX | XT4LQ3225GFF000XXX + SRFB3XT4FPX | XT4LQ3225PFF000XXX + SRFB3XT4FPX | XT4LQ3225QFF000XXX + SRFB3XT4FPX | XT4LQ3225TFF000XXX + SRFB3XT4FPX | XT4LQ3225UFF000XXX + SRFB3XT4FPX
SG | SGLA26AT0400 | 42 | SRPG400A225 | 32 | 225 | 19 | 65kA | 7 | Loose MCCB (OEM) | 2 | Distribution Protection | 1 | 480Vac (Y/D) | 1 | 80% | 1 | 423272111 | XT4HU3225AFF000XXX | XT4HU3225BFF000XXX | XT4HU3225EFF000XXX | XT4HU3225FFF000XXX | XT4HU3225GFF000XXX | XT4HU3225PFF000XXX | XT4HU3225QFF000XXX | XT4HU3225TFF000XXX | XT4HU3225UFF000XXX
SG | SGLA26AT0400 | 42 | SRPG400A225 | 32 | 225 | 19 | 65kA | 7 | Loose MCCB (OEM) | 2 | Distribution Protection | 1 | 600Vac (Y/D) | 2 | 80% | 1 | 423272121 | XT4VU3225AFF000XXX | XT4VU3225BFF000XXX | XT4VU3225EFF000XXX | XT4VU3225FFF000XXX | XT4VU3225GFF000XXX | XT4VU3225PFF000XXX | XT4VU3225QFF000XXX | XT4VU3225TFF000XXX | XT4VU3225UFF000XXX
SG | SGLA26AT0400 | 42 | SRPG400A225 | 32 | 225 | 19 | 65kA | 7 | Loose MCCB (OEM) | 2 | Distribution Protection | 1 | 480Vac (Y/D) | 1 | 100% | 2 | 423272112 | XT4HQ3225AFF000XXX | XT4HQ3225BFF000XXX | XT4HQ3225EFF000XXX | XT4HQ3225FFF000XXX | XT4HQ3225GFF000XXX | XT4HQ3225PFF000XXX | XT4HQ3225QFF000XXX | XT4HQ3225TFF000XXX | XT4HQ3225UFF000XXX
SG | SGLA26AT0400 | 42 | SRPG400A225 | 32 | 225 | 19 | 65kA | 7 | Loose MCCB (OEM) | 2 | Distribution Protection | 1 | 600Vac (Y/D) | 2 | 100% | 2 | 423272122 | XT4VQ3225AFF000XXX | XT4VQ3225BFF000XXX | XT4VQ3225EFF000XXX | XT4VQ3225FFF000XXX | XT4VQ3225GFF000XXX | XT4VQ3225PFF000XXX | XT4VQ3225QFF000XXX | XT4VQ3225TFF000XXX | XT4VQ3225UFF000XXX
SG | SGLA26AT0400 | 42 | SRPG400A225 | 32 | 225 | 19 | 65kA | 7 | Panelboard MRO | 1 | Distribution Protection | 1 | 480Vac (Y/D) | 1 | 80% | 1 | 423271111 | XT4HU3225AFF000XXX + SRFB6XT4FPX | XT4HU3225BFF000XXX + SRFB6XT4FPX | XT4HU3225EFF000XXX + SRFB3XT4FPX | XT4HU3225FFF000XXX + SRFB3XT4FPX | XT4HU3225GFF000XXX + SRFB3XT4FPX | XT4HU3225PFF000XXX + SRFB3XT4FPX | XT4HU3225QFF000XXX + SRFB3XT4FPX | XT4HU3225TFF000XXX + SRFB3XT4FPX | XT4HU3225UFF000XXX + SRFB3XT4FPX
SG | SGLA26AT0400 | 42 | SRPG400A225 | 32 | 225 | 19 | 65kA | 7 | Panelboard MRO | 1 | Distribution Protection | 1 | 600Vac (Y/D) | 2 | 80% | 1 | 423271121 | XT4VU3225AFF000XXX + SRFB6XT4FPX | XT4VU3225BFF000XXX + SRFB6XT4FPX | XT4VU3225EFF000XXX + SRFB3XT4FPX | XT4VU3225FFF000XXX + SRFB3XT4FPX | XT4VU3225GFF000XXX + SRFB3XT4FPX | XT4VU3225PFF000XXX + SRFB3XT4FPX | XT4VU3225QFF000XXX + SRFB3XT4FPX | XT4VU3225TFF000XXX + SRFB3XT4FPX | XT4VU3225UFF000XXX + SRFB3XT4FPX
SG | SGLA26AT0400 | 42 | SRPG400A225 | 32 | 225 | 19 | 65kA | 7 | Panelboard MRO | 1 | Distribution Protection | 1 | 480Vac (Y/D) | 1 | 100% | 2 | 423271112 | XT4HQ3225AFF000XXX + SRFB6XT4FPX | XT4HQ3225BFF000XXX + SRFB6XT4FPX | XT4HQ3225EFF000XXX + SRFB3XT4FPX | XT4HQ3225FFF000XXX + SRFB3XT4FPX | XT4HQ3225GFF000XXX + SRFB3XT4FPX | XT4HQ3225PFF000XXX + SRFB3XT4FPX | XT4HQ3225QFF000XXX + SRFB3XT4FPX | XT4HQ3225TFF000XXX + SRFB3XT4FPX | XT4HQ3225UFF000XXX + SRFB3XT4FPX
SG | SGLA26AT0400 | 42 | SRPG400A225 | 32 | 225 | 19 | 65kA | 7 | Panelboard MRO | 1 | Distribution Protection | 1 | 600Vac (Y/D) | 2 | 100% | 2 | 423271122 | XT4VQ3225AFF000XXX + SRFB6XT4FPX | XT4VQ3225BFF000XXX + SRFB6XT4FPX | XT4VQ3225EFF000XXX + SRFB3XT4FPX | XT4VQ3225FFF000XXX + SRFB3XT4FPX | XT4VQ3225GFF000XXX + SRFB3XT4FPX | XT4VQ3225PFF000XXX + SRFB3XT4FPX | XT4VQ3225QFF000XXX + SRFB3XT4FPX | XT4VQ3225TFF000XXX + SRFB3XT4FPX | XT4VQ3225UFF000XXX + SRFB3XT4FPX
SG | SGLA26AT0400 | 42 | SRPG400A250 | 33 | 250 | 20 | 50kA | 6 | Loose MCCB (OEM) | 2 | Distribution Protection | 1 | 480Vac (Y/D) | 1 | 80% | 1 | 423362111 | XT4HU3250AFF000XXX | XT4HU3250BFF000XXX | XT4HU3250EFF000XXX | XT4HU3250FFF000XXX | XT4HU3250GFF000XXX | XT4HU3250PFF000XXX | XT4HU3250QFF000XXX | XT4HU3250TFF000XXX | XT4HU3250UFF000XXX
SG | SGLA26AT0400 | 42 | SRPG400A250 | 33 | 250 | 20 | 50kA | 6 | Loose MCCB (OEM) | 2 | Distribution Protection | 1 | 600Vac (Y/D) | 2 | 80% | 1 | 423362121 | XT4LU3250AFF000XXX | XT4LU3250BFF000XXX | XT4LU3250EFF000XXX | XT4LU3250FFF000XXX | XT4LU3250GFF000XXX | XT4LU3250PFF000XXX | XT4LU3250QFF000XXX | XT4LU3250TFF000XXX | XT4LU3250UFF000XXX
SG | SGLA26AT0400 | 42 | SRPG400A250 | 33 | 250 | 20 | 50kA | 6 | Loose MCCB (OEM) | 2 | Distribution Protection | 1 | 480Vac (Y/D) | 1 | 100% | 2 | 423362112 | XT4HQ3250AFF000XXX | XT4HQ3250BFF000XXX | XT4HQ3250EFF000XXX | XT4HQ3250FFF000XXX | XT4HQ3250GFF000XXX | XT4HQ3250PFF000XXX | XT4HQ3250QFF000XXX | XT4HQ3250TFF000XXX | XT4HQ3250UFF000XXX
SG | SGLA26AT0400 | 42 | SRPG400A250 | 33 | 250 | 20 | 50kA | 6 | Loose MCCB (OEM) | 2 | Distribution Protection | 1 | 600Vac (Y/D) | 2 | 100% | 2 | 423362122 | XT4LQ3250AFF000XXX | XT4LQ3250BFF000XXX | XT4LQ3250EFF000XXX | XT4LQ3250FFF000XXX | XT4LQ3250GFF000XXX | XT4LQ3250PFF000XXX | XT4LQ3250QFF000XXX | XT4LQ3250TFF000XXX | XT4LQ3250UFF000XXX
SG | SGLA26AT0400 | 42 | SRPG400A250 | 33 | 250 | 20 | 50kA | 6 | Panelboard MRO | 1 | Distribution Protection | 1 | 480Vac (Y/D) | 1 | 80% | 1 | 423361111 | XT4HU3250AFF000XXX + SRFB6XT4FPX | XT4HU3250BFF000XXX + SRFB6XT4FPX | XT4HU3250EFF000XXX + SRFB3XT4FPX | XT4HU3250FFF000XXX + SRFB3XT4FPX | XT4HU3250GFF000XXX + SRFB3XT4FPX | XT4HU3250PFF000XXX + SRFB3XT4FPX | XT4HU3250QFF000XXX + SRFB3XT4FPX | XT4HU3250TFF000XXX + SRFB3XT4FPX | XT4HU3250UFF000XXX + SRFB3XT4FPX
SG | SGLA26AT0400 | 42 | SRPG400A250 | 33 | 250 | 20 | 50kA | 6 | Panelboard MRO | 1 | Distribution Protection | 1 | 600Vac (Y/D) | 2 | 80% | 1 | 423361121 | XT4LU3250AFF000XXX + SRFB6XT4FPX | XT4LU3250BFF000XXX + SRFB6XT4FPX | XT4LU3250EFF000XXX + SRFB3XT4FPX | XT4LU3250FFF000XXX + SRFB3XT4FPX | XT4LU3250GFF000XXX + SRFB3XT4FPX | XT4LU3250PFF000XXX + SRFB3XT4FPX | XT4LU3250QFF000XXX + SRFB3XT4FPX | XT4LU3250TFF000XXX + SRFB3XT4FPX | XT4LU3250UFF000XXX + SRFB3XT4FPX
SG | SGLA26AT0400 | 42 | SRPG400A250 | 33 | 250 | 20 | 50kA | 6 | Panelboard MRO | 1 | Distribution Protection | 1 | 480Vac (Y/D) | 1 | 100% | 2 | 423361112 | XT4HQ3250AFF000XXX + SRFB6XT4FPX | XT4HQ3250BFF000XXX + SRFB6XT4FPX | XT4HQ3250EFF000XXX + SRFB3XT4FPX | XT4HQ3250FFF000XXX + SRFB3XT4FPX | XT4HQ3250GFF000XXX + SRFB3XT4FPX | XT4HQ3250PFF000XXX + SRFB3XT4FPX | XT4HQ3250QFF000XXX + SRFB3XT4FPX | XT4HQ3250TFF000XXX + SRFB3XT4FPX | XT4HQ3250UFF000XXX + SRFB3XT4FPX
SG | SGLA26AT0400 | 42 | SRPG400A250 | 33 | 250 | 20 | 50kA | 6 | Panelboard MRO | 1 | Distribution Protection | 1 | 600Vac (Y/D) | 2 | 100% | 2 | 423361122 | XT4LQ3250AFF000XXX + SRFB6XT4FPX | XT4LQ3250BFF000XXX + SRFB6XT4FPX | XT4LQ3250EFF000XXX + SRFB3XT4FPX | XT4LQ3250FFF000XXX + SRFB3XT4FPX | XT4LQ3250GFF000XXX + SRFB3XT4FPX | XT4LQ3250PFF000XXX + SRFB3XT4FPX | XT4LQ3250QFF000XXX + SRFB3XT4FPX | XT4LQ3250TFF000XXX + SRFB3XT4FPX | XT4LQ3250UFF000XXX + SRFB3XT4FPX
SG | SGLA26AT0400 | 42 | SRPG400A250 | 33 | 250 | 20 | 65kA | 7 | Loose MCCB (OEM) | 2 | Distribution Protection | 1 | 480Vac (Y/D) | 1 | 80% | 1 | 423372111 | XT4HU3250AFF000XXX | XT4HU3250BFF000XXX | XT4HU3250EFF000XXX | XT4HU3250FFF000XXX | XT4HU3250GFF000XXX | XT4HU3250PFF000XXX | XT4HU3250QFF000XXX | XT4HU3250TFF000XXX | XT4HU3250UFF000XXX
SG | SGLA26AT0400 | 42 | SRPG400A250 | 33 | 250 | 20 | 65kA | 7 | Loose MCCB (OEM) | 2 | Distribution Protection | 1 | 600Vac (Y/D) | 2 | 80% | 1 | 423372121 | XT4VU3250AFF000XXX | XT4VU3250BFF000XXX | XT4VU3250EFF000XXX | XT4VU3250FFF000XXX | XT4VU3250GFF000XXX | XT4VU3250PFF000XXX | XT4VU3250QFF000XXX | XT4VU3250TFF000XXX | XT4VU3250UFF000XXX
SG | SGLA26AT0400 | 42 | SRPG400A250 | 33 | 250 | 20 | 65kA | 7 | Loose MCCB (OEM) | 2 | Distribution Protection | 1 | 480Vac (Y/D) | 1 | 100% | 2 | 423372112 | XT4HQ3250AFF000XXX | XT4HQ3250BFF000XXX | XT4HQ3250EFF000XXX | XT4HQ3250FFF000XXX | XT4HQ3250GFF000XXX | XT4HQ3250PFF000XXX | XT4HQ3250QFF000XXX | XT4HQ3250TFF000XXX | XT4HQ3250UFF000XXX
SG | SGLA26AT0400 | 42 | SRPG400A250 | 33 | 250 | 20 | 65kA | 7 | Loose MCCB (OEM) | 2 | Distribution Protection | 1 | 600Vac (Y/D) | 2 | 100% | 2 | 423372122 | XT4VQ3250AFF000XXX | XT4VQ3250BFF000XXX | XT4VQ3250EFF000XXX | XT4VQ3250FFF000XXX | XT4VQ3250GFF000XXX | XT4VQ3250PFF000XXX | XT4VQ3250QFF000XXX | XT4VQ3250TFF000XXX | XT4VQ3250UFF000XXX
SG | SGLA26AT0400 | 42 | SRPG400A250 | 33 | 250 | 20 | 65kA | 7 | Panelboard MRO | 1 | Distribution Protection | 1 | 480Vac (Y/D) | 1 | 80% | 1 | 423371111 | XT4HU3250AFF000XXX + SRFB6XT4FPX | XT4HU3250BFF000XXX + SRFB6XT4FPX | XT4HU3250EFF000XXX + SRFB3XT4FPX | XT4HU3250FFF000XXX + SRFB3XT4FPX | XT4HU3250GFF000XXX + SRFB3XT4FPX | XT4HU3250PFF000XXX + SRFB3XT4FPX | XT4HU3250QFF000XXX + SRFB3XT4FPX | XT4HU3250TFF000XXX + SRFB3XT4FPX | XT4HU3250UFF000XXX + SRFB3XT4FPX
SG | SGLA26AT0400 | 42 | SRPG400A250 | 33 | 250 | 20 | 65kA | 7 | Panelboard MRO | 1 | Distribution Protection | 1 | 600Vac (Y/D) | 2 | 80% | 1 | 423371121 | XT4VU3250AFF000XXX + SRFB6XT4FPX | XT4VU3250BFF000XXX + SRFB6XT4FPX | XT4VU3250EFF000XXX + SRFB3XT4FPX | XT4VU3250FFF000XXX + SRFB3XT4FPX | XT4VU3250GFF000XXX + SRFB3XT4FPX | XT4VU3250PFF000XXX + SRFB3XT4FPX | XT4VU3250QFF000XXX + SRFB3XT4FPX | XT4VU3250TFF000XXX + SRFB3XT4FPX | XT4VU3250UFF000XXX + SRFB3XT4FPX
SG | SGLA26AT0400 | 42 | SRPG400A250 | 33 | 250 | 20 | 65kA | 7 | Panelboard MRO | 1 | Distribution Protection | 1 | 480Vac (Y/D) | 1 | 100% | 2 | 423371112 | XT4HQ3250AFF000XXX + SRFB6XT4FPX | XT4HQ3250BFF000XXX + SRFB6XT4FPX | XT4HQ3250EFF000XXX + SRFB3XT4FPX | XT4HQ3250FFF000XXX + SRFB3XT4FPX | XT4HQ3250GFF000XXX + SRFB3XT4FPX | XT4HQ3250PFF000XXX + SRFB3XT4FPX | XT4HQ3250QFF000XXX + SRFB3XT4FPX | XT4HQ3250TFF000XXX + SRFB3XT4FPX | XT4HQ3250UFF000XXX + SRFB3XT4FPX
SG | SGLA26AT0400 | 42 | SRPG400A250 | 33 | 250 | 20 | 65kA | 7 | Panelboard MRO | 1 | Distribution Protection | 1 | 600Vac (Y/D) | 2 | 100% | 2 | 423371122 | XT4VQ3250AFF000XXX + SRFB6XT4FPX | XT4VQ3250BFF000XXX + SRFB6XT4FPX | XT4VQ3250EFF000XXX + SRFB3XT4FPX | XT4VQ3250FFF000XXX + SRFB3XT4FPX | XT4VQ3250GFF000XXX + SRFB3XT4FPX | XT4VQ3250PFF000XXX + SRFB3XT4FPX | XT4VQ3250QFF000XXX + SRFB3XT4FPX | XT4VQ3250TFF000XXX + SRFB3XT4FPX | XT4VQ3250UFF000XXX + SRFB3XT4FPX
SG | SGLA26AT0400 | 42 | SRPG400A300 | 34 | 300 | 21 | 50kA | 6 | Loose MCCB (OEM) | 2 | Distribution Protection | 1 | 480Vac (Y/D) | 1 | 80% | 1 | 423462111 | No Equivalent Cross Available Based on Selections | XT5SU330ABFF000XXX | XT5SU330AEFF000XXX | XT5SU330AFFF000XXX | XT5SU330AGFF000XXX | XT5SU330APFF000XXX | XT5SU330AQFF000XXX | XT5SU330ATFF000XXX | XT5SU330AUFF000XXX
SG | SGLA26AT0400 | 42 | SRPG400A300 | 34 | 300 | 21 | 50kA | 6 | Loose MCCB (OEM) | 2 | Distribution Protection | 1 | 600Vac (Y/D) | 2 | 80% | 1 | 423462121 | No Equivalent Cross Available Based on Selections | XT5LU330ABFF000XXX | XT5LU330AEFF000XXX | XT5LU330AFFF000XXX | XT5LU330AGFF000XXX | XT5LU330APFF000XXX | XT5LU330AQFF000XXX | XT5LU330ATFF000XXX | XT5LU330AUFF000XXX
SG | SGLA26AT0400 | 42 | SRPG400A300 | 34 | 300 | 21 | 50kA | 6 | Loose MCCB (OEM) | 2 | Distribution Protection | 1 | 480Vac (Y/D) | 1 | 100% | 2 | 423462112 | No Equivalent Cross Available Based on Selections | XT5SQ330ABFF000XXX | XT5SQ330AEFF000XXX | XT5SQ330AFFF000XXX | XT5SQ330AGFF000XXX | XT5SQ330APFF000XXX | XT5SQ330AQFF000XXX | XT5SQ330ATFF000XXX | XT5SQ330AUFF000XXX
SG | SGLA26AT0400 | 42 | SRPG400A300 | 34 | 300 | 21 | 50kA | 6 | Loose MCCB (OEM) | 2 | Distribution Protection | 1 | 600Vac (Y/D) | 2 | 100% | 2 | 423462122 | No Equivalent Cross Available Based on Selections | XT5LQ330ABFF000XXX | XT5LQ330AEFF000XXX | XT5LQ330AFFF000XXX | XT5LQ330AGFF000XXX | XT5LQ330APFF000XXX | XT5LQ330AQFF000XXX | XT5LQ330ATFF000XXX | XT5LQ330AUFF000XXX
SG | SGLA26AT0400 | 42 | SRPG400A300 | 34 | 300 | 21 | 50kA | 6 | Panelboard MRO | 1 | Distribution Protection | 1 | 480Vac (Y/D) | 1 | 80% | 1 | 423461111 | No Equivalent Cross Available Based on Selections | XT5SU330ABFF000XXX | XT5SU330AEFF000XXX + SRFB3XT5MFPX | XT5SU330AFFF000XXX + SRFB3XT5MFPX | XT5SU330AGFF000XXX + SRFB3XT5MFPX | XT5SU330APFF000XXX + SRFB3XT5MFPX | XT5SU330AQFF000XXX + SRFB3XT5MFPX | XT5SU330ATFF000XXX + SRFB3XT5MFPX | XT5SU330AUFF000XXX + SRFB3XT5MFPX
SG | SGLA26AT0400 | 42 | SRPG400A300 | 34 | 300 | 21 | 50kA | 6 | Panelboard MRO | 1 | Distribution Protection | 1 | 600Vac (Y/D) | 2 | 80% | 1 | 423461121 | No Equivalent Cross Available Based on Selections | XT5LU330ABFF000XXX | XT5LU330AEFF000XXX + SRFB3XT5MFPX | XT5LU330AFFF000XXX + SRFB3XT5MFPX | XT5LU330AGFF000XXX + SRFB3XT5MFPX | XT5LU330APFF000XXX + SRFB3XT5MFPX | XT5LU330AQFF000XXX + SRFB3XT5MFPX | XT5LU330ATFF000XXX + SRFB3XT5MFPX | XT5LU330AUFF000XXX + SRFB3XT5MFPX
SG | SGLA26AT0400 | 42 | SRPG400A300 | 34 | 300 | 21 | 50kA | 6 | Panelboard MRO | 1 | Distribution Protection | 1 | 480Vac (Y/D) | 1 | 100% | 2 | 423461112 | No Equivalent Cross Available Based on Selections | XT5SQ330ABFF000XXX | XT5SQ330AEFF000XXX + SRFB3XT5MFPX | XT5SQ330AFFF000XXX + SRFB3XT5MFPX | XT5SQ330AGFF000XXX + SRFB3XT5MFPX | XT5SQ330APFF000XXX + SRFB3XT5MFPX | XT5SQ330AQFF000XXX + SRFB3XT5MFPX | XT5SQ330ATFF000XXX + SRFB3XT5MFPX | XT5SQ330AUFF000XXX + SRFB3XT5MFPX
SG | SGLA26AT0400 | 42 | SRPG400A300 | 34 | 300 | 21 | 50kA | 6 | Panelboard MRO | 1 | Distribution Protection | 1 | 600Vac (Y/D) | 2 | 100% | 2 | 423461122 | No Equivalent Cross Available Based on Selections | XT5LQ330ABFF000XXX | XT5LQ330AEFF000XXX + SRFB3XT5MFPX | XT5LQ330AFFF000XXX + SRFB3XT5MFPX | XT5LQ330AGFF000XXX + SRFB3XT5MFPX | XT5LQ330APFF000XXX + SRFB3XT5MFPX | XT5LQ330AQFF000XXX + SRFB3XT5MFPX | XT5LQ330ATFF000XXX + SRFB3XT5MFPX | XT5LQ330AUFF000XXX + SRFB3XT5MFPX
SG | SGLA26AT0400 | 42 | SRPG400A300 | 34 | 300 | 21 | 65kA | 7 | Loose MCCB (OEM) | 2 | Distribution Protection | 1 | 480Vac (Y/D) | 1 | 80% | 1 | 423472111 | No Equivalent Cross Available Based on Selections | XT5HU330ABFF000XXX | XT5HU330AEFF000XXX | XT5HU330AFFF000XXX | XT5HU330AGFF000XXX | XT5HU330APFF000XXX | XT5HU330AQFF000XXX | XT5HU330ATFF000XXX | XT5HU330AUFF000XXX
SG | SGLA26AT0400 | 42 | SRPG400A300 | 34 | 300 | 21 | 65kA | 7 | Loose MCCB (OEM) | 2 | Distribution Protection | 1 | 600Vac (Y/D) | 2 | 80% | 1 | 423472121 | No Equivalent Cross Available Based on Selections | XT5LU330ABFF000XXX | XT5LU330AEFF000XXX | XT5LU330AFFF000XXX | XT5LU330AGFF000XXX | XT5LU330APFF000XXX | XT5LU330AQFF000XXX | XT5LU330ATFF000XXX | XT5LU330AUFF000XXX
SG | SGLA26AT0400 | 42 | SRPG400A300 | 34 | 300 | 21 | 65kA | 7 | Loose MCCB (OEM) | 2 | Distribution Protection | 1 | 480Vac (Y/D) | 1 | 100% | 2 | 423472112 | No Equivalent Cross Available Based on Selections | XT5HQ330ABFF000XXX | XT5HQ330AEFF000XXX | XT5HQ330AFFF000XXX | XT5HQ330AGFF000XXX | XT5HQ330APFF000XXX | XT5HQ330AQFF000XXX | XT5HQ330ATFF000XXX | XT5HQ330AUFF000XXX
SG | SGLA26AT0400 | 42 | SRPG400A300 | 34 | 300 | 21 | 65kA | 7 | Loose MCCB (OEM) | 2 | Distribution Protection | 1 | 600Vac (Y/D) | 2 | 100% | 2 | 423472122 | No Equivalent Cross Available Based on Selections | XT5LQ330ABFF000XXX | XT5LQ330AEFF000XXX | XT5LQ330AFFF000XXX | XT5LQ330AGFF000XXX | XT5LQ330APFF000XXX | XT5LQ330AQFF000XXX | XT5LQ330ATFF000XXX | XT5LQ330AUFF000XXX
SG | SGLA26AT0400 | 42 | SRPG400A300 | 34 | 300 | 21 | 65kA | 7 | Panelboard MRO | 1 | Distribution Protection | 1 | 480Vac (Y/D) | 1 | 80% | 1 | 423471111 | No Equivalent Cross Available Based on Selections | XT5HU330ABFF000XXX | XT5HU330AEFF000XXX + SRFB3XT5MFPX | XT5HU330AFFF000XXX + SRFB3XT5MFPX | XT5HU330AGFF000XXX + SRFB3XT5MFPX | XT5HU330APFF000XXX + SRFB3XT5MFPX | XT5HU330AQFF000XXX + SRFB3XT5MFPX | XT5HU330ATFF000XXX + SRFB3XT5MFPX | XT5HU330AUFF000XXX + SRFB3XT5MFPX
SG | SGLA26AT0400 | 42 | SRPG400A300 | 34 | 300 | 21 | 65kA | 7 | Panelboard MRO | 1 | Distribution Protection | 1 | 600Vac (Y/D) | 2 | 80% | 1 | 423471121 | No Equivalent Cross Available Based on Selections | XT5LU330ABFF000XXX | XT5LU330AEFF000XXX + SRFB3XT5MFPX | XT5LU330AFFF000XXX + SRFB3XT5MFPX | XT5LU330AGFF000XXX + SRFB3XT5MFPX | XT5LU330APFF000XXX + SRFB3XT5MFPX | XT5LU330AQFF000XXX + SRFB3XT5MFPX | XT5LU330ATFF000XXX + SRFB3XT5MFPX | XT5LU330AUFF000XXX + SRFB3XT5MFPX
SG | SGLA26AT0400 | 42 | SRPG400A300 | 34 | 300 | 21 | 65kA | 7 | Panelboard MRO | 1 | Distribution Protection | 1 | 480Vac (Y/D) | 1 | 100% | 2 | 423471112 | No Equivalent Cross Available Based on Selections | XT5HQ330ABFF000XXX | XT5HQ330AEFF000XXX + SRFB3XT5MFPX | XT5HQ330AFFF000XXX + SRFB3XT5MFPX | XT5HQ330AGFF000XXX + SRFB3XT5MFPX | XT5HQ330APFF000XXX + SRFB3XT5MFPX | XT5HQ330AQFF000XXX + SRFB3XT5MFPX | XT5HQ330ATFF000XXX + SRFB3XT5MFPX | XT5HQ330AUFF000XXX + SRFB3XT5MFPX
SG | SGLA26AT0400 | 42 | SRPG400A300 | 34 | 300 | 21 | 65kA | 7 | Panelboard MRO | 1 | Distribution Protection | 1 | 600Vac (Y/D) | 2 | 100% | 2 | 423471122 | No Equivalent Cross Available Based on Selections | XT5LQ330ABFF000XXX | XT5LQ330AEFF000XXX + SRFB3XT5MFPX | XT5LQ330AFFF000XXX + SRFB3XT5MFPX | XT5LQ330AGFF000XXX + SRFB3XT5MFPX | XT5LQ330APFF000XXX + SRFB3XT5MFPX | XT5LQ330AQFF000XXX + SRFB3XT5MFPX | XT5LQ330ATFF000XXX + SRFB3XT5MFPX | XT5LQ330AUFF000XXX + SRFB3XT5MFPX
SG | SGLA26AT0400 | 42 | SRPG400A350 | 35 | 350 | 22 | 50kA | 6 | Loose MCCB (OEM) | 2 | Distribution Protection | 1 | 480Vac (Y/D) | 1 | 80% | 1 | 423562111 | No Equivalent Cross Available Based on Selections | XT5SU340ABFF000XXX | XT5SU340AEFF000XXX | XT5SU340AFFF000XXX | XT5SU340AGFF000XXX | XT5SU340APFF000XXX | XT5SU340AQFF000XXX | XT5SU340ATFF000XXX | XT5SU340AUFF000XXX
SG | SGLA26AT0400 | 42 | SRPG400A350 | 35 | 350 | 22 | 50kA | 6 | Loose MCCB (OEM) | 2 | Distribution Protection | 1 | 600Vac (Y/D) | 2 | 80% | 1 | 423562121 | No Equivalent Cross Available Based on Selections | XT5LU340ABFF000XXX | XT5LU340AEFF000XXX | XT5LU340AFFF000XXX | XT5LU340AGFF000XXX | XT5LU340APFF000XXX | XT5LU340AQFF000XXX | XT5LU340ATFF000XXX | XT5LU340AUFF000XXX
SG | SGLA26AT0400 | 42 | SRPG400A350 | 35 | 350 | 22 | 50kA | 6 | Loose MCCB (OEM) | 2 | Distribution Protection | 1 | 480Vac (Y/D) | 1 | 100% | 2 | 423562112 | No Equivalent Cross Available Based on Selections | XT5SQ340ABFF000XXX | XT5SQ340AEFF000XXX | XT5SQ340AFFF000XXX | XT5SQ340AGFF000XXX | XT5SQ340APFF000XXX | XT5SQ340AQFF000XXX | XT5SQ340ATFF000XXX | XT5SQ340AUFF000XXX
SG | SGLA26AT0400 | 42 | SRPG400A350 | 35 | 350 | 22 | 50kA | 6 | Loose MCCB (OEM) | 2 | Distribution Protection | 1 | 600Vac (Y/D) | 2 | 100% | 2 | 423562122 | No Equivalent Cross Available Based on Selections | XT5LQ340ABFF000XXX | XT5LQ340AEFF000XXX | XT5LQ340AFFF000XXX | XT5LQ340AGFF000XXX | XT5LQ340APFF000XXX | XT5LQ340AQFF000XXX | XT5LQ340ATFF000XXX | XT5LQ340AUFF000XXX
SG | SGLA26AT0400 | 42 | SRPG400A350 | 35 | 350 | 22 | 50kA | 6 | Panelboard MRO | 1 | Distribution Protection | 1 | 480Vac (Y/D) | 1 | 80% | 1 | 423561111 | No Equivalent Cross Available Based on Selections | XT5SU340ABFF000XXX | XT5SU340AEFF000XXX + SRFB3XT5MFPX | XT5SU340AFFF000XXX + SRFB3XT5MFPX | XT5SU340AGFF000XXX + SRFB3XT5MFPX | XT5SU340APFF000XXX + SRFB3XT5MFPX | XT5SU340AQFF000XXX + SRFB3XT5MFPX | XT5SU340ATFF000XXX + SRFB3XT5MFPX | XT5SU340AUFF000XXX + SRFB3XT5MFPX
SG | SGLA26AT0400 | 42 | SRPG400A350 | 35 | 350 | 22 | 50kA | 6 | Panelboard MRO | 1 | Distribution Protection | 1 | 600Vac (Y/D) | 2 | 80% | 1 | 423561121 | No Equivalent Cross Available Based on Selections | XT5LU340ABFF000XXX | XT5LU340AEFF000XXX + SRFB3XT5MFPX | XT5LU340AFFF000XXX + SRFB3XT5MFPX | XT5LU340AGFF000XXX + SRFB3XT5MFPX | XT5LU340APFF000XXX + SRFB3XT5MFPX | XT5LU340AQFF000XXX + SRFB3XT5MFPX | XT5LU340ATFF000XXX + SRFB3XT5MFPX | XT5LU340AUFF000XXX + SRFB3XT5MFPX
SG | SGLA26AT0400 | 42 | SRPG400A350 | 35 | 350 | 22 | 50kA | 6 | Panelboard MRO | 1 | Distribution Protection | 1 | 480Vac (Y/D) | 1 | 100% | 2 | 423561112 | No Equivalent Cross Available Based on Selections | XT5SQ340ABFF000XXX | XT5SQ340AEFF000XXX + SRFB3XT5MFPX | XT5SQ340AFFF000XXX + SRFB3XT5MFPX | XT5SQ340AGFF000XXX + SRFB3XT5MFPX | XT5SQ340APFF000XXX + SRFB3XT5MFPX | XT5SQ340AQFF000XXX + SRFB3XT5MFPX | XT5SQ340ATFF000XXX + SRFB3XT5MFPX | XT5SQ340AUFF000XXX + SRFB3XT5MFPX
SG | SGLA26AT0400 | 42 | SRPG400A350 | 35 | 350 | 22 | 50kA | 6 | Panelboard MRO | 1 | Distribution Protection | 1 | 600Vac (Y/D) | 2 | 100% | 2 | 423561122 | No Equivalent Cross Available Based on Selections | XT5LQ340ABFF000XXX | XT5LQ340AEFF000XXX + SRFB3XT5MFPX | XT5LQ340AFFF000XXX + SRFB3XT5MFPX | XT5LQ340AGFF000XXX + SRFB3XT5MFPX | XT5LQ340APFF000XXX + SRFB3XT5MFPX | XT5LQ340AQFF000XXX + SRFB3XT5MFPX | XT5LQ340ATFF000XXX + SRFB3XT5MFPX | XT5LQ340AUFF000XXX + SRFB3XT5MFPX
SG | SGLA26AT0400 | 42 | SRPG400A350 | 35 | 350 | 22 | 65kA | 7 | Loose MCCB (OEM) | 2 | Distribution Protection | 1 | 480Vac (Y/D) | 1 | 80% | 1 | 423572111 | No Equivalent Cross Available Based on Selections | XT5HU340ABFF000XXX | XT5HU340AEFF000XXX | XT5HU340AFFF000XXX | XT5HU340AGFF000XXX | XT5HU340APFF000XXX | XT5HU340AQFF000XXX | XT5HU340ATFF000XXX | XT5HU340AUFF000XXX
SG | SGLA26AT0400 | 42 | SRPG400A350 | 35 | 350 | 22 | 65kA | 7 | Loose MCCB (OEM) | 2 | Distribution Protection | 1 | 600Vac (Y/D) | 2 | 80% | 1 | 423572121 | No Equivalent Cross Available Based on Selections | XT5LU340ABFF000XXX | XT5LU340AEFF000XXX | XT5LU340AFFF000XXX | XT5LU340AGFF000XXX | XT5LU340APFF000XXX | XT5LU340AQFF000XXX | XT5LU340ATFF000XXX | XT5LU340AUFF000XXX
SG | SGLA26AT0400 | 42 | SRPG400A350 | 35 | 350 | 22 | 65kA | 7 | Loose MCCB (OEM) | 2 | Distribution Protection | 1 | 480Vac (Y/D) | 1 | 100% | 2 | 423572112 | No Equivalent Cross Available Based on Selections | XT5HQ340ABFF000XXX | XT5HQ340AEFF000XXX | XT5HQ340AFFF000XXX | XT5HQ340AGFF000XXX | XT5HQ340APFF000XXX | XT5HQ340AQFF000XXX | XT5HQ340ATFF000XXX | XT5HQ340AUFF000XXX
SG | SGLA26AT0400 | 42 | SRPG400A350 | 35 | 350 | 22 | 65kA | 7 | Loose MCCB (OEM) | 2 | Distribution Protection | 1 | 600Vac (Y/D) | 2 | 100% | 2 | 423572122 | No Equivalent Cross Available Based on Selections | XT5LQ340ABFF000XXX | XT5LQ340AEFF000XXX | XT5LQ340AFFF000XXX | XT5LQ340AGFF000XXX | XT5LQ340APFF000XXX | XT5LQ340AQFF000XXX | XT5LQ340ATFF000XXX | XT5LQ340AUFF000XXX
SG | SGLA26AT0400 | 42 | SRPG400A350 | 35 | 350 | 22 | 65kA | 7 | Panelboard MRO | 1 | Distribution Protection | 1 | 480Vac (Y/D) | 1 | 80% | 1 | 423571111 | No Equivalent Cross Available Based on Selections | XT5HU340ABFF000XXX | XT5HU340AEFF000XXX + SRFB3XT5MFPX | XT5HU340AFFF000XXX + SRFB3XT5MFPX | XT5HU340AGFF000XXX + SRFB3XT5MFPX | XT5HU340APFF000XXX + SRFB3XT5MFPX | XT5HU340AQFF000XXX + SRFB3XT5MFPX | XT5HU340ATFF000XXX + SRFB3XT5MFPX | XT5HU340AUFF000XXX + SRFB3XT5MFPX
SG | SGLA26AT0400 | 42 | SRPG400A350 | 35 | 350 | 22 | 65kA | 7 | Panelboard MRO | 1 | Distribution Protection | 1 | 600Vac (Y/D) | 2 | 80% | 1 | 423571121 | No Equivalent Cross Available Based on Selections | XT5LU340ABFF000XXX | XT5LU340AEFF000XXX + SRFB3XT5MFPX | XT5LU340AFFF000XXX + SRFB3XT5MFPX | XT5LU340AGFF000XXX + SRFB3XT5MFPX | XT5LU340APFF000XXX + SRFB3XT5MFPX | XT5LU340AQFF000XXX + SRFB3XT5MFPX | XT5LU340ATFF000XXX + SRFB3XT5MFPX | XT5LU340AUFF000XXX + SRFB3XT5MFPX
SG | SGLA26AT0400 | 42 | SRPG400A350 | 35 | 350 | 22 | 65kA | 7 | Panelboard MRO | 1 | Distribution Protection | 1 | 480Vac (Y/D) | 1 | 100% | 2 | 423571112 | No Equivalent Cross Available Based on Selections | XT5HQ340ABFF000XXX | XT5HQ340AEFF000XXX + SRFB3XT5MFPX | XT5HQ340AFFF000XXX + SRFB3XT5MFPX | XT5HQ340AGFF000XXX + SRFB3XT5MFPX | XT5HQ340APFF000XXX + SRFB3XT5MFPX | XT5HQ340AQFF000XXX + SRFB3XT5MFPX | XT5HQ340ATFF000XXX + SRFB3XT5MFPX | XT5HQ340AUFF000XXX + SRFB3XT5MFPX
SG | SGLA26AT0400 | 42 | SRPG400A350 | 35 | 350 | 22 | 65kA | 7 | Panelboard MRO | 1 | Distribution Protection | 1 | 600Vac (Y/D) | 2 | 100% | 2 | 423571122 | No Equivalent Cross Available Based on Selections | XT5LQ340ABFF000XXX | XT5LQ340AEFF000XXX + SRFB3XT5MFPX | XT5LQ340AFFF000XXX + SRFB3XT5MFPX | XT5LQ340AGFF000XXX + SRFB3XT5MFPX | XT5LQ340APFF000XXX + SRFB3XT5MFPX | XT5LQ340AQFF000XXX + SRFB3XT5MFPX | XT5LQ340ATFF000XXX + SRFB3XT5MFPX | XT5LQ340AUFF000XXX + SRFB3XT5MFPX
SG | SGLA26AT0400 | 42 | SRPG400A400 | 36 | 400 | 23 | 50kA | 6 | Loose MCCB (OEM) | 2 | Distribution Protection | 1 | 480Vac (Y/D) | 1 | 80% | 1 | 423662111 | No Equivalent Cross Available Based on Selections | XT5SU340ABFF000XXX | XT5SU340AEFF000XXX | XT5SU340AFFF000XXX | XT5SU340AGFF000XXX | XT5SU340APFF000XXX | XT5SU340AQFF000XXX | XT5SU340ATFF000XXX | XT5SU340AUFF000XXX
SG | SGLA26AT0400 | 42 | SRPG400A400 | 36 | 400 | 23 | 50kA | 6 | Loose MCCB (OEM) | 2 | Distribution Protection | 1 | 600Vac (Y/D) | 2 | 80% | 1 | 423662121 | No Equivalent Cross Available Based on Selections | XT5LU340ABFF000XXX | XT5LU340AEFF000XXX | XT5LU340AFFF000XXX | XT5LU340AGFF000XXX | XT5LU340APFF000XXX | XT5LU340AQFF000XXX | XT5LU340ATFF000XXX | XT5LU340AUFF000XXX
SG | SGLA26AT0400 | 42 | SRPG400A400 | 36 | 400 | 23 | 50kA | 6 | Loose MCCB (OEM) | 2 | Distribution Protection | 1 | 480Vac (Y/D) | 1 | 100% | 2 | 423662112 | No Equivalent Cross Available Based on Selections | XT5SQ340ABFF000XXX | XT5SQ340AEFF000XXX | XT5SQ340AFFF000XXX | XT5SQ340AGFF000XXX | XT5SQ340APFF000XXX | XT5SQ340AQFF000XXX | XT5SQ340ATFF000XXX | XT5SQ340AUFF000XXX
SG | SGLA26AT0400 | 42 | SRPG400A400 | 36 | 400 | 23 | 50kA | 6 | Loose MCCB (OEM) | 2 | Distribution Protection | 1 | 600Vac (Y/D) | 2 | 100% | 2 | 423662122 | No Equivalent Cross Available Based on Selections | XT5LQ340ABFF000XXX | XT5LQ340AEFF000XXX | XT5LQ340AFFF000XXX | XT5LQ340AGFF000XXX | XT5LQ340APFF000XXX | XT5LQ340AQFF000XXX | XT5LQ340ATFF000XXX | XT5LQ340AUFF000XXX
SG | SGLA26AT0400 | 42 | SRPG400A400 | 36 | 400 | 23 | 50kA | 6 | Panelboard MRO | 1 | Distribution Protection | 1 | 480Vac (Y/D) | 1 | 80% | 1 | 423661111 | No Equivalent Cross Available Based on Selections | XT5SU340ABFF000XXX | XT5SU340AEFF000XXX + SRFB3XT5MFPX | XT5SU340AFFF000XXX + SRFB3XT5MFPX | XT5SU340AGFF000XXX + SRFB3XT5MFPX | XT5SU340APFF000XXX + SRFB3XT5MFPX | XT5SU340AQFF000XXX + SRFB3XT5MFPX | XT5SU340ATFF000XXX + SRFB3XT5MFPX | XT5SU340AUFF000XXX + SRFB3XT5MFPX
SG | SGLA26AT0400 | 42 | SRPG400A400 | 36 | 400 | 23 | 50kA | 6 | Panelboard MRO | 1 | Distribution Protection | 1 | 600Vac (Y/D) | 2 | 80% | 1 | 423661121 | No Equivalent Cross Available Based on Selections | XT5LU340ABFF000XXX | XT5LU340AEFF000XXX + SRFB3XT5MFPX | XT5LU340AFFF000XXX + SRFB3XT5MFPX | XT5LU340AGFF000XXX + SRFB3XT5MFPX | XT5LU340APFF000XXX + SRFB3XT5MFPX | XT5LU340AQFF000XXX + SRFB3XT5MFPX | XT5LU340ATFF000XXX + SRFB3XT5MFPX | XT5LU340AUFF000XXX + SRFB3XT5MFPX
SG | SGLA26AT0400 | 42 | SRPG400A400 | 36 | 400 | 23 | 50kA | 6 | Panelboard MRO | 1 | Distribution Protection | 1 | 480Vac (Y/D) | 1 | 100% | 2 | 423661112 | No Equivalent Cross Available Based on Selections | XT5SQ340ABFF000XXX | XT5SQ340AEFF000XXX + SRFB3XT5MFPX | XT5SQ340AFFF000XXX + SRFB3XT5MFPX | XT5SQ340AGFF000XXX + SRFB3XT5MFPX | XT5SQ340APFF000XXX + SRFB3XT5MFPX | XT5SQ340AQFF000XXX + SRFB3XT5MFPX | XT5SQ340ATFF000XXX + SRFB3XT5MFPX | XT5SQ340AUFF000XXX + SRFB3XT5MFPX
SG | SGLA26AT0400 | 42 | SRPG400A400 | 36 | 400 | 23 | 50kA | 6 | Panelboard MRO | 1 | Distribution Protection | 1 | 600Vac (Y/D) | 2 | 100% | 2 | 423661122 | No Equivalent Cross Available Based on Selections | XT5LQ340ABFF000XXX | XT5LQ340AEFF000XXX + SRFB3XT5MFPX | XT5LQ340AFFF000XXX + SRFB3XT5MFPX | XT5LQ340AGFF000XXX + SRFB3XT5MFPX | XT5LQ340APFF000XXX + SRFB3XT5MFPX | XT5LQ340AQFF000XXX + SRFB3XT5MFPX | XT5LQ340ATFF000XXX + SRFB3XT5MFPX | XT5LQ340AUFF000XXX + SRFB3XT5MFPX
SG | SGLA26AT0400 | 42 | SRPG400A400 | 36 | 400 | 23 | 65kA | 7 | Loose MCCB (OEM) | 2 | Distribution Protection | 1 | 480Vac (Y/D) | 1 | 80% | 1 | 423672111 | No Equivalent Cross Available Based on Selections | XT5HU340ABFF000XXX | XT5HU340AEFF000XXX | XT5HU340AFFF000XXX | XT5HU340AGFF000XXX | XT5HU340APFF000XXX | XT5HU340AQFF000XXX | XT5HU340ATFF000XXX | XT5HU340AUFF000XXX
SG | SGLA26AT0400 | 42 | SRPG400A400 | 36 | 400 | 23 | 65kA | 7 | Loose MCCB (OEM) | 2 | Distribution Protection | 1 | 600Vac (Y/D) | 2 | 80% | 1 | 423672121 | No Equivalent Cross Available Based on Selections | XT5LU340ABFF000XXX | XT5LU340AEFF000XXX | XT5LU340AFFF000XXX | XT5LU340AGFF000XXX | XT5LU340APFF000XXX | XT5LU340AQFF000XXX | XT5LU340ATFF000XXX | XT5LU340AUFF000XXX
SG | SGLA26AT0400 | 42 | SRPG400A400 | 36 | 400 | 23 | 65kA | 7 | Loose MCCB (OEM) | 2 | Distribution Protection | 1 | 480Vac (Y/D) | 1 | 100% | 2 | 423672112 | No Equivalent Cross Available Based on Selections | XT5HQ340ABFF000XXX | XT5HQ340AEFF000XXX | XT5HQ340AFFF000XXX | XT5HQ340AGFF000XXX | XT5HQ340APFF000XXX | XT5HQ340AQFF000XXX | XT5HQ340ATFF000XXX | XT5HQ340AUFF000XXX
SG | SGLA26AT0400 | 42 | SRPG400A400 | 36 | 400 | 23 | 65kA | 7 | Loose MCCB (OEM) | 2 | Distribution Protection | 1 | 600Vac (Y/D) | 2 | 100% | 2 | 423672122 | No Equivalent Cross Available Based on Selections | XT5LQ340ABFF000XXX | XT5LQ340AEFF000XXX | XT5LQ340AFFF000XXX | XT5LQ340AGFF000XXX | XT5LQ340APFF000XXX | XT5LQ340AQFF000XXX | XT5LQ340ATFF000XXX | XT5LQ340AUFF000XXX
SG | SGLA26AT0400 | 42 | SRPG400A400 | 36 | 400 | 23 | 65kA | 7 | Panelboard MRO | 1 | Distribution Protection | 1 | 480Vac (Y/D) | 1 | 80% | 1 | 423671111 | No Equivalent Cross Available Based on Selections | XT5HU340ABFF000XXX | XT5HU340AEFF000XXX + SRFB3XT5MFPX | XT5HU340AFFF000XXX + SRFB3XT5MFPX | XT5HU340AGFF000XXX + SRFB3XT5MFPX | XT5HU340APFF000XXX + SRFB3XT5MFPX | XT5HU340AQFF000XXX + SRFB3XT5MFPX | XT5HU340ATFF000XXX + SRFB3XT5MFPX | XT5HU340AUFF000XXX + SRFB3XT5MFPX
SG | SGLA26AT0400 | 42 | SRPG400A400 | 36 | 400 | 23 | 65kA | 7 | Panelboard MRO | 1 | Distribution Protection | 1 | 600Vac (Y/D) | 2 | 80% | 1 | 423671121 | No Equivalent Cross Available Based on Selections | XT5LU340ABFF000XXX | XT5LU340AEFF000XXX + SRFB3XT5MFPX | XT5LU340AFFF000XXX + SRFB3XT5MFPX | XT5LU340AGFF000XXX + SRFB3XT5MFPX | XT5LU340APFF000XXX + SRFB3XT5MFPX | XT5LU340AQFF000XXX + SRFB3XT5MFPX | XT5LU340ATFF000XXX + SRFB3XT5MFPX | XT5LU340AUFF000XXX + SRFB3XT5MFPX
SG | SGLA26AT0400 | 42 | SRPG400A400 | 36 | 400 | 23 | 65kA | 7 | Panelboard MRO | 1 | Distribution Protection | 1 | 480Vac (Y/D) | 1 | 100% | 2 | 423671112 | No Equivalent Cross Available Based on Selections | XT5HQ340ABFF000XXX | XT5HQ340AEFF000XXX + SRFB3XT5MFPX | XT5HQ340AFFF000XXX + SRFB3XT5MFPX | XT5HQ340AGFF000XXX + SRFB3XT5MFPX | XT5HQ340APFF000XXX + SRFB3XT5MFPX | XT5HQ340AQFF000XXX + SRFB3XT5MFPX | XT5HQ340ATFF000XXX + SRFB3XT5MFPX | XT5HQ340AUFF000XXX + SRFB3XT5MFPX
SG | SGLA26AT0400 | 42 | SRPG400A400 | 36 | 400 | 23 | 65kA | 7 | Panelboard MRO | 1 | Distribution Protection | 1 | 600Vac (Y/D) | 2 | 100% | 2 | 423671122 | No Equivalent Cross Available Based on Selections | XT5LQ340ABFF000XXX | XT5LQ340AEFF000XXX + SRFB3XT5MFPX | XT5LQ340AFFF000XXX + SRFB3XT5MFPX | XT5LQ340AGFF000XXX + SRFB3XT5MFPX | XT5LQ340APFF000XXX + SRFB3XT5MFPX | XT5LQ340AQFF000XXX + SRFB3XT5MFPX | XT5LQ340ATFF000XXX + SRFB3XT5MFPX | XT5LQ340AUFF000XXX + SRFB3XT5MFPX
SG | SGPA26AT0400 | 43 | SRPG400A125 | 28 | 125 | 15 | 100kA | 8 | Loose MCCB (OEM) | 2 | Distribution Protection | 1 | 480Vac (Y/D) | 1 | 100% | 2 | 432882112 | XT4LQ3125AFF000XXX | XT4LQ3125BFF000XXX | XT4LQ3150EFF000XXX | XT4LQ3150FFF000XXX | XT4LQ3150GFF000XXX | XT4LQ3150PFF000XXX | XT4LQ3150QFF000XXX | XT4LQ3150TFF000XXX | XT4LQ3150UFF000XXX
SG | SGPA26AT0400 | 43 | SRPG400A125 | 28 | 125 | 15 | 100kA | 8 | Loose MCCB (OEM) | 2 | Distribution Protection | 1 | 480Vac (Y/D) | 1 | 80% | 1 | 432882111 | XT4LU3125AFF000XXX | XT4LU3125BFF000XXX | XT4LU3150EFF000XXX | XT4LU3150FFF000XXX | XT4LU3150GFF000XXX | XT4LU3150PFF000XXX | XT4LU3150QFF000XXX | XT4LU3150TFF000XXX | XT4LU3150UFF000XXX
SG | SGPA26AT0400 | 43 | SRPG400A125 | 28 | 125 | 15 | 100kA | 8 | Loose MCCB (OEM) | 2 | Distribution Protection | 1 | 600Vac (Y/D) | 2 | 80% | 1 | 432882121 | XT4XU3125AFF000XXX | XT4XU3125BFF000XXX | XT4XU3150EFF000XXX | XT4XU3150FFF000XXX | XT4XU3150GFF000XXX | XT4XU3150PFF000XXX | XT4XU3150QFF000XXX | XT4XU3150TFF000XXX | XT4XU3150UFF000XXX
SG | SGPA26AT0400 | 43 | SRPG400A125 | 28 | 125 | 15 | 100kA | 8 | Loose MCCB (OEM) | 2 | Distribution Protection | 1 | 600Vac (Y/D) | 2 | 100% | 2 | 432882122 | XT4XQ3125AFF000XXX | XT4XQ3125BFF000XXX | XT4XQ3150EFF000XXX | XT4XQ3150FFF000XXX | XT4XQ3150GFF000XXX | XT4XQ3150PFF000XXX | XT4XQ3150QFF000XXX | XT4XQ3150TFF000XXX | XT4XQ3150UFF000XXX
SG | SGPA26AT0400 | 43 | SRPG400A125 | 28 | 125 | 15 | 100kA | 8 | Panelboard MRO | 1 | Distribution Protection | 1 | 480Vac (Y/D) | 1 | 100% | 2 | 432881112 | XT4LQ3125AFF000XXX + SRFB6XT4FPX | XT4LQ3125BFF000XXX + SRFB6XT4FPX | XT4LQ3150EFF000XXX + SRFB3XT4FPX | XT4LQ3150FFF000XXX + SRFB3XT4FPX | XT4LQ3150GFF000XXX + SRFB3XT4FPX | XT4LQ3150PFF000XXX + SRFB3XT4FPX | XT4LQ3150QFF000XXX + SRFB3XT4FPX | XT4LQ3150TFF000XXX + SRFB3XT4FPX | XT4LQ3150UFF000XXX + SRFB3XT4FPX
SG | SGPA26AT0400 | 43 | SRPG400A125 | 28 | 125 | 15 | 100kA | 8 | Panelboard MRO | 1 | Distribution Protection | 1 | 480Vac (Y/D) | 1 | 80% | 1 | 432881111 | XT4LU3125AFF000XXX + SRFB6XT4FPX | XT4LU3125BFF000XXX + SRFB6XT4FPX | XT4LU3150EFF000XXX + SRFB3XT4FPX | XT4LU3150FFF000XXX + SRFB3XT4FPX | XT4LU3150GFF000XXX + SRFB3XT4FPX | XT4LU3150PFF000XXX + SRFB3XT4FPX | XT4LU3150QFF000XXX + SRFB3XT4FPX | XT4LU3150TFF000XXX + SRFB3XT4FPX | XT4LU3150UFF000XXX + SRFB3XT4FPX
SG | SGPA26AT0400 | 43 | SRPG400A125 | 28 | 125 | 15 | 100kA | 8 | Panelboard MRO | 1 | Distribution Protection | 1 | 600Vac (Y/D) | 2 | 80% | 1 | 432881121 | XT4XU3125AFF000XXX + SRFB6XT4FPX | XT4XU3125BFF000XXX + SRFB6XT4FPX | XT4XU3150EFF000XXX + SRFB3XT4FPX | XT4XU3150FFF000XXX + SRFB3XT4FPX | XT4XU3150GFF000XXX + SRFB3XT4FPX | XT4XU3150PFF000XXX + SRFB3XT4FPX | XT4XU3150QFF000XXX + SRFB3XT4FPX | XT4XU3150TFF000XXX + SRFB3XT4FPX | XT4XU3150UFF000XXX + SRFB3XT4FPX
SG | SGPA26AT0400 | 43 | SRPG400A125 | 28 | 125 | 15 | 100kA | 8 | Panelboard MRO | 1 | Distribution Protection | 1 | 600Vac (Y/D) | 2 | 100% | 2 | 432881122 | XT4XQ3125AFF000XXX + SRFB6XT4FPX | XT4XQ3125BFF000XXX + SRFB6XT4FPX | XT4XQ3150EFF000XXX + SRFB3XT4FPX | XT4XQ3150FFF000XXX + SRFB3XT4FPX | XT4XQ3150GFF000XXX + SRFB3XT4FPX | XT4XQ3150PFF000XXX + SRFB3XT4FPX | XT4XQ3150QFF000XXX + SRFB3XT4FPX | XT4XQ3150TFF000XXX + SRFB3XT4FPX | XT4XQ3150UFF000XXX + SRFB3XT4FPX
SG | SGPA26AT0400 | 43 | SRPG400A150 | 29 | 150 | 16 | 100kA | 8 | Loose MCCB (OEM) | 2 | Distribution Protection | 1 | 480Vac (Y/D) | 1 | 80% | 1 | 432982111 | XT4LU3150AFF000XXX | XT4LU3150BFF000XXX | XT4LU3150EFF000XXX | XT4LU3150FFF000XXX | XT4LU3150GFF000XXX | XT4LU3150PFF000XXX | XT4LU3150QFF000XXX | XT4LU3150TFF000XXX | XT4LU3150UFF000XXX
SG | SGPA26AT0400 | 43 | SRPG400A150 | 29 | 150 | 16 | 100kA | 8 | Loose MCCB (OEM) | 2 | Distribution Protection | 1 | 600Vac (Y/D) | 2 | 80% | 1 | 432982121 | XT4XU3150AFF000XXX | XT4XU3150BFF000XXX | XT4XU3150EFF000XXX | XT4XU3150FFF000XXX | XT4XU3150GFF000XXX | XT4XU3150PFF000XXX | XT4XU3150QFF000XXX | XT4XU3150TFF000XXX | XT4XU3150UFF000XXX
SG | SGPA26AT0400 | 43 | SRPG400A150 | 29 | 150 | 16 | 100kA | 8 | Loose MCCB (OEM) | 2 | Distribution Protection | 1 | 480Vac (Y/D) | 1 | 100% | 2 | 432982112 | XT4LQ3150AFF000XXX | XT4LQ3150BFF000XXX | XT4LQ3150EFF000XXX | XT4LQ3150FFF000XXX | XT4LQ3150GFF000XXX | XT4LQ3150PFF000XXX | XT4LQ3150QFF000XXX | XT4LQ3150TFF000XXX | XT4LQ3150UFF000XXX
SG | SGPA26AT0400 | 43 | SRPG400A150 | 29 | 150 | 16 | 100kA | 8 | Loose MCCB (OEM) | 2 | Distribution Protection | 1 | 600Vac (Y/D) | 2 | 100% | 2 | 432982122 | XT4XQ3150AFF000XXX | XT4XQ3150BFF000XXX | XT4XQ3150EFF000XXX | XT4XQ3150FFF000XXX | XT4XQ3150GFF000XXX | XT4XQ3150PFF000XXX | XT4XQ3150QFF000XXX | XT4XQ3150TFF000XXX | XT4XQ3150UFF000XXX
SG | SGPA26AT0400 | 43 | SRPG400A150 | 29 | 150 | 16 | 100kA | 8 | Panelboard MRO | 1 | Distribution Protection | 1 | 480Vac (Y/D) | 1 | 80% | 1 | 432981111 | XT4LU3150AFF000XXX + SRFB6XT4FPX | XT4LU3150BFF000XXX + SRFB6XT4FPX | XT4LU3150EFF000XXX + SRFB3XT4FPX | XT4LU3150FFF000XXX + SRFB3XT4FPX | XT4LU3150GFF000XXX + SRFB3XT4FPX | XT4LU3150PFF000XXX + SRFB3XT4FPX | XT4LU3150QFF000XXX + SRFB3XT4FPX | XT4LU3150TFF000XXX + SRFB3XT4FPX | XT4LU3150UFF000XXX + SRFB3XT4FPX
SG | SGPA26AT0400 | 43 | SRPG400A150 | 29 | 150 | 16 | 100kA | 8 | Panelboard MRO | 1 | Distribution Protection | 1 | 600Vac (Y/D) | 2 | 80% | 1 | 432981121 | XT4XU3150AFF000XXX + SRFB6XT4FPX | XT4XU3150BFF000XXX + SRFB6XT4FPX | XT4XU3150EFF000XXX + SRFB3XT4FPX | XT4XU3150FFF000XXX + SRFB3XT4FPX | XT4XU3150GFF000XXX + SRFB3XT4FPX | XT4XU3150PFF000XXX + SRFB3XT4FPX | XT4XU3150QFF000XXX + SRFB3XT4FPX | XT4XU3150TFF000XXX + SRFB3XT4FPX | XT4XU3150UFF000XXX + SRFB3XT4FPX
SG | SGPA26AT0400 | 43 | SRPG400A150 | 29 | 150 | 16 | 100kA | 8 | Panelboard MRO | 1 | Distribution Protection | 1 | 480Vac (Y/D) | 1 | 100% | 2 | 432981112 | XT4LQ3150AFF000XXX + SRFB6XT4FPX | XT4LQ3150BFF000XXX + SRFB6XT4FPX | XT4LQ3150EFF000XXX + SRFB3XT4FPX | XT4LQ3150FFF000XXX + SRFB3XT4FPX | XT4LQ3150GFF000XXX + SRFB3XT4FPX | XT4LQ3150PFF000XXX + SRFB3XT4FPX | XT4LQ3150QFF000XXX + SRFB3XT4FPX | XT4LQ3150TFF000XXX + SRFB3XT4FPX | XT4LQ3150UFF000XXX + SRFB3XT4FPX
SG | SGPA26AT0400 | 43 | SRPG400A150 | 29 | 150 | 16 | 100kA | 8 | Panelboard MRO | 1 | Distribution Protection | 1 | 600Vac (Y/D) | 2 | 100% | 2 | 432981122 | XT4XQ3150AFF000XXX + SRFB6XT4FPX | XT4XQ3150BFF000XXX + SRFB6XT4FPX | XT4XQ3150EFF000XXX + SRFB3XT4FPX | XT4XQ3150FFF000XXX + SRFB3XT4FPX | XT4XQ3150GFF000XXX + SRFB3XT4FPX | XT4XQ3150PFF000XXX + SRFB3XT4FPX | XT4XQ3150QFF000XXX + SRFB3XT4FPX | XT4XQ3150TFF000XXX + SRFB3XT4FPX | XT4XQ3150UFF000XXX + SRFB3XT4FPX
SG | SGPA26AT0400 | 43 | SRPG400A175 | 30 | 175 | 17 | 100kA | 8 | Loose MCCB (OEM) | 2 | Distribution Protection | 1 | 480Vac (Y/D) | 1 | 80% | 1 | 433082111 | XT4LU3175AFF000XXX | XT4LU3175BFF000XXX | XT4LU3225EFF000XXX | XT4LU3225FFF000XXX | XT4LU3225GFF000XXX | XT4LU3225PFF000XXX | XT4LU3225QFF000XXX | XT4LU3225TFF000XXX | XT4LU3225UFF000XXX
SG | SGPA26AT0400 | 43 | SRPG400A175 | 30 | 175 | 17 | 100kA | 8 | Loose MCCB (OEM) | 2 | Distribution Protection | 1 | 600Vac (Y/D) | 2 | 80% | 1 | 433082121 | XT4XU3175AFF000XXX | XT4XU3175BFF000XXX | XT4XU3225EFF000XXX | XT4XU3225FFF000XXX | XT4XU3225GFF000XXX | XT4XU3225PFF000XXX | XT4XU3225QFF000XXX | XT4XU3225TFF000XXX | XT4XU3225UFF000XXX
SG | SGPA26AT0400 | 43 | SRPG400A175 | 30 | 175 | 17 | 100kA | 8 | Loose MCCB (OEM) | 2 | Distribution Protection | 1 | 480Vac (Y/D) | 1 | 100% | 2 | 433082112 | XT4LQ3175AFF000XXX | XT4LQ3175BFF000XXX | XT4LQ3225EFF000XXX | XT4LQ3225FFF000XXX | XT4LQ3225GFF000XXX | XT4LQ3225PFF000XXX | XT4LQ3225QFF000XXX | XT4LQ3225TFF000XXX | XT4LQ3225UFF000XXX
SG | SGPA26AT0400 | 43 | SRPG400A175 | 30 | 175 | 17 | 100kA | 8 | Loose MCCB (OEM) | 2 | Distribution Protection | 1 | 600Vac (Y/D) | 2 | 100% | 2 | 433082122 | XT4XQ3175AFF000XXX | XT4XQ3175BFF000XXX | XT4XQ3225EFF000XXX | XT4XQ3225FFF000XXX | XT4XQ3225GFF000XXX | XT4XQ3225PFF000XXX | XT4XQ3225QFF000XXX | XT4XQ3225TFF000XXX | XT4XQ3225UFF000XXX
SG | SGPA26AT0400 | 43 | SRPG400A175 | 30 | 175 | 17 | 100kA | 8 | Panelboard MRO | 1 | Distribution Protection | 1 | 480Vac (Y/D) | 1 | 80% | 1 | 433081111 | XT4LU3175AFF000XXX + SRFB6XT4FPX | XT4LU3175BFF000XXX + SRFB6XT4FPX | XT4LU3225EFF000XXX + SRFB3XT4FPX | XT4LU3225FFF000XXX + SRFB3XT4FPX | XT4LU3225GFF000XXX + SRFB3XT4FPX | XT4LU3225PFF000XXX + SRFB3XT4FPX | XT4LU3225QFF000XXX + SRFB3XT4FPX | XT4LU3225TFF000XXX + SRFB3XT4FPX | XT4LU3225UFF000XXX + SRFB3XT4FPX
SG | SGPA26AT0400 | 43 | SRPG400A175 | 30 | 175 | 17 | 100kA | 8 | Panelboard MRO | 1 | Distribution Protection | 1 | 600Vac (Y/D) | 2 | 80% | 1 | 433081121 | XT4XU3175AFF000XXX + SRFB6XT4FPX | XT4XU3175BFF000XXX + SRFB6XT4FPX | XT4XU3225EFF000XXX + SRFB3XT4FPX | XT4XU3225FFF000XXX + SRFB3XT4FPX | XT4XU3225GFF000XXX + SRFB3XT4FPX | XT4XU3225PFF000XXX + SRFB3XT4FPX | XT4XU3225QFF000XXX + SRFB3XT4FPX | XT4XU3225TFF000XXX + SRFB3XT4FPX | XT4XU3225UFF000XXX + SRFB3XT4FPX
SG | SGPA26AT0400 | 43 | SRPG400A175 | 30 | 175 | 17 | 100kA | 8 | Panelboard MRO | 1 | Distribution Protection | 1 | 480Vac (Y/D) | 1 | 100% | 2 | 433081112 | XT4LQ3175AFF000XXX + SRFB6XT4FPX | XT4LQ3175BFF000XXX + SRFB6XT4FPX | XT4LQ3225EFF000XXX + SRFB3XT4FPX | XT4LQ3225FFF000XXX + SRFB3XT4FPX | XT4LQ3225GFF000XXX + SRFB3XT4FPX | XT4LQ3225PFF000XXX + SRFB3XT4FPX | XT4LQ3225QFF000XXX + SRFB3XT4FPX | XT4LQ3225TFF000XXX + SRFB3XT4FPX | XT4LQ3225UFF000XXX + SRFB3XT4FPX
SG | SGPA26AT0400 | 43 | SRPG400A175 | 30 | 175 | 17 | 100kA | 8 | Panelboard MRO | 1 | Distribution Protection | 1 | 600Vac (Y/D) | 2 | 100% | 2 | 433081122 | XT4XQ3175AFF000XXX + SRFB6XT4FPX | XT4XQ3175BFF000XXX + SRFB6XT4FPX | XT4XQ3225EFF000XXX + SRFB3XT4FPX | XT4XQ3225FFF000XXX + SRFB3XT4FPX | XT4XQ3225GFF000XXX + SRFB3XT4FPX | XT4XQ3225PFF000XXX + SRFB3XT4FPX | XT4XQ3225QFF000XXX + SRFB3XT4FPX | XT4XQ3225TFF000XXX + SRFB3XT4FPX | XT4XQ3225UFF000XXX + SRFB3XT4FPX
SG | SGPA26AT0400 | 43 | SRPG400A200 | 31 | 200 | 18 | 100kA | 8 | Loose MCCB (OEM) | 2 | Distribution Protection | 1 | 480Vac (Y/D) | 1 | 80% | 1 | 433182111 | XT4LU3200AFF000XXX | XT4LU3200BFF000XXX | XT4LU3225EFF000XXX | XT4LU3225FFF000XXX | XT4LU3225GFF000XXX | XT4LU3225PFF000XXX | XT4LU3225QFF000XXX | XT4LU3225TFF000XXX | XT4LU3225UFF000XXX
SG | SGPA26AT0400 | 43 | SRPG400A200 | 31 | 200 | 18 | 100kA | 8 | Loose MCCB (OEM) | 2 | Distribution Protection | 1 | 600Vac (Y/D) | 2 | 80% | 1 | 433182121 | XT4XU3200AFF000XXX | XT4XU3200BFF000XXX | XT4XU3225EFF000XXX | XT4XU3225FFF000XXX | XT4XU3225GFF000XXX | XT4XU3225PFF000XXX | XT4XU3225QFF000XXX | XT4XU3225TFF000XXX | XT4XU3225UFF000XXX
SG | SGPA26AT0400 | 43 | SRPG400A200 | 31 | 200 | 18 | 100kA | 8 | Loose MCCB (OEM) | 2 | Distribution Protection | 1 | 480Vac (Y/D) | 1 | 100% | 2 | 433182112 | XT4LQ3200AFF000XXX | XT4LQ3200BFF000XXX | XT4LQ3225EFF000XXX | XT4LQ3225FFF000XXX | XT4LQ3225GFF000XXX | XT4LQ3225PFF000XXX | XT4LQ3225QFF000XXX | XT4LQ3225TFF000XXX | XT4LQ3225UFF000XXX
SG | SGPA26AT0400 | 43 | SRPG400A200 | 31 | 200 | 18 | 100kA | 8 | Loose MCCB (OEM) | 2 | Distribution Protection | 1 | 600Vac (Y/D) | 2 | 100% | 2 | 433182122 | XT4XQ3200AFF000XXX | XT4XQ3200BFF000XXX | XT4XQ3225EFF000XXX | XT4XQ3225FFF000XXX | XT4XQ3225GFF000XXX | XT4XQ3225PFF000XXX | XT4XQ3225QFF000XXX | XT4XQ3225TFF000XXX | XT4XQ3225UFF000XXX
SG | SGPA26AT0400 | 43 | SRPG400A200 | 31 | 200 | 18 | 100kA | 8 | Panelboard MRO | 1 | Distribution Protection | 1 | 480Vac (Y/D) | 1 | 80% | 1 | 433181111 | XT4LU3200AFF000XXX + SRFB6XT4FPX | XT4LU3200BFF000XXX + SRFB6XT4FPX | XT4LU3225EFF000XXX + SRFB3XT4FPX | XT4LU3225FFF000XXX + SRFB3XT4FPX | XT4LU3225GFF000XXX + SRFB3XT4FPX | XT4LU3225PFF000XXX + SRFB3XT4FPX | XT4LU3225QFF000XXX + SRFB3XT4FPX | XT4LU3225TFF000XXX + SRFB3XT4FPX | XT4LU3225UFF000XXX + SRFB3XT4FPX
SG | SGPA26AT0400 | 43 | SRPG400A200 | 31 | 200 | 18 | 100kA | 8 | Panelboard MRO | 1 | Distribution Protection | 1 | 600Vac (Y/D) | 2 | 80% | 1 | 433181121 | XT4XU3200AFF000XXX + SRFB6XT4FPX | XT4XU3200BFF000XXX + SRFB6XT4FPX | XT4XU3225EFF000XXX + SRFB3XT4FPX | XT4XU3225FFF000XXX + SRFB3XT4FPX | XT4XU3225GFF000XXX + SRFB3XT4FPX | XT4XU3225PFF000XXX + SRFB3XT4FPX | XT4XU3225QFF000XXX + SRFB3XT4FPX | XT4XU3225TFF000XXX + SRFB3XT4FPX | XT4XU3225UFF000XXX + SRFB3XT4FPX
SG | SGPA26AT0400 | 43 | SRPG400A200 | 31 | 200 | 18 | 100kA | 8 | Panelboard MRO | 1 | Distribution Protection | 1 | 480Vac (Y/D) | 1 | 100% | 2 | 433181112 | XT4LQ3200AFF000XXX + SRFB6XT4FPX | XT4LQ3200BFF000XXX + SRFB6XT4FPX | XT4LQ3225EFF000XXX + SRFB3XT4FPX | XT4LQ3225FFF000XXX + SRFB3XT4FPX | XT4LQ3225GFF000XXX + SRFB3XT4FPX | XT4LQ3225PFF000XXX + SRFB3XT4FPX | XT4LQ3225QFF000XXX + SRFB3XT4FPX | XT4LQ3225TFF000XXX + SRFB3XT4FPX | XT4LQ3225UFF000XXX + SRFB3XT4FPX
SG | SGPA26AT0400 | 43 | SRPG400A200 | 31 | 200 | 18 | 100kA | 8 | Panelboard MRO | 1 | Distribution Protection | 1 | 600Vac (Y/D) | 2 | 100% | 2 | 433181122 | XT4XQ3200AFF000XXX + SRFB6XT4FPX | XT4XQ3200BFF000XXX + SRFB6XT4FPX | XT4XQ3225EFF000XXX + SRFB3XT4FPX | XT4XQ3225FFF000XXX + SRFB3XT4FPX | XT4XQ3225GFF000XXX + SRFB3XT4FPX | XT4XQ3225PFF000XXX + SRFB3XT4FPX | XT4XQ3225QFF000XXX + SRFB3XT4FPX | XT4XQ3225TFF000XXX + SRFB3XT4FPX | XT4XQ3225UFF000XXX + SRFB3XT4FPX
SG | SGPA26AT0400 | 43 | SRPG400A225 | 32 | 225 | 19 | 100kA | 8 | Loose MCCB (OEM) | 2 | Distribution Protection | 1 | 480Vac (Y/D) | 1 | 80% | 1 | 433282111 | XT4LU3225AFF000XXX | XT4LU3225BFF000XXX | XT4LU3225EFF000XXX | XT4LU3225FFF000XXX | XT4LU3225GFF000XXX | XT4LU3225PFF000XXX | XT4LU3225QFF000XXX | XT4LU3225TFF000XXX | XT4LU3225UFF000XXX
SG | SGPA26AT0400 | 43 | SRPG400A225 | 32 | 225 | 19 | 100kA | 8 | Loose MCCB (OEM) | 2 | Distribution Protection | 1 | 600Vac (Y/D) | 2 | 80% | 1 | 433282121 | XT4XU3225AFF000XXX | XT4XU3225BFF000XXX | XT4XU3225EFF000XXX | XT4XU3225FFF000XXX | XT4XU3225GFF000XXX | XT4XU3225PFF000XXX | XT4XU3225QFF000XXX | XT4XU3225TFF000XXX | XT4XU3225UFF000XXX
SG | SGPA26AT0400 | 43 | SRPG400A225 | 32 | 225 | 19 | 100kA | 8 | Loose MCCB (OEM) | 2 | Distribution Protection | 1 | 480Vac (Y/D) | 1 | 100% | 2 | 433282112 | XT4LQ3225AFF000XXX | XT4LQ3225BFF000XXX | XT4LQ3225EFF000XXX | XT4LQ3225FFF000XXX | XT4LQ3225GFF000XXX | XT4LQ3225PFF000XXX | XT4LQ3225QFF000XXX | XT4LQ3225TFF000XXX | XT4LQ3225UFF000XXX
SG | SGPA26AT0400 | 43 | SRPG400A225 | 32 | 225 | 19 | 100kA | 8 | Loose MCCB (OEM) | 2 | Distribution Protection | 1 | 600Vac (Y/D) | 2 | 100% | 2 | 433282122 | XT4XQ3225AFF000XXX | XT4XQ3225BFF000XXX | XT4XQ3225EFF000XXX | XT4XQ3225FFF000XXX | XT4XQ3225GFF000XXX | XT4XQ3225PFF000XXX | XT4XQ3225QFF000XXX | XT4XQ3225TFF000XXX | XT4XQ3225UFF000XXX
SG | SGPA26AT0400 | 43 | SRPG400A225 | 32 | 225 | 19 | 100kA | 8 | Panelboard MRO | 1 | Distribution Protection | 1 | 480Vac (Y/D) | 1 | 80% | 1 | 433281111 | XT4LU3225AFF000XXX + SRFB6XT4FPX | XT4LU3225BFF000XXX + SRFB6XT4FPX | XT4LU3225EFF000XXX + SRFB3XT4FPX | XT4LU3225FFF000XXX + SRFB3XT4FPX | XT4LU3225GFF000XXX + SRFB3XT4FPX | XT4LU3225PFF000XXX + SRFB3XT4FPX | XT4LU3225QFF000XXX + SRFB3XT4FPX | XT4LU3225TFF000XXX + SRFB3XT4FPX | XT4LU3225UFF000XXX + SRFB3XT4FPX
SG | SGPA26AT0400 | 43 | SRPG400A225 | 32 | 225 | 19 | 100kA | 8 | Panelboard MRO | 1 | Distribution Protection | 1 | 600Vac (Y/D) | 2 | 80% | 1 | 433281121 | XT4XU3225AFF000XXX + SRFB6XT4FPX | XT4XU3225BFF000XXX + SRFB6XT4FPX | XT4XU3225EFF000XXX + SRFB3XT4FPX | XT4XU3225FFF000XXX + SRFB3XT4FPX | XT4XU3225GFF000XXX + SRFB3XT4FPX | XT4XU3225PFF000XXX + SRFB3XT4FPX | XT4XU3225QFF000XXX + SRFB3XT4FPX | XT4XU3225TFF000XXX + SRFB3XT4FPX | XT4XU3225UFF000XXX + SRFB3XT4FPX
SG | SGPA26AT0400 | 43 | SRPG400A225 | 32 | 225 | 19 | 100kA | 8 | Panelboard MRO | 1 | Distribution Protection | 1 | 480Vac (Y/D) | 1 | 100% | 2 | 433281112 | XT4LQ3225AFF000XXX + SRFB6XT4FPX | XT4LQ3225BFF000XXX + SRFB6XT4FPX | XT4LQ3225EFF000XXX + SRFB3XT4FPX | XT4LQ3225FFF000XXX + SRFB3XT4FPX | XT4LQ3225GFF000XXX + SRFB3XT4FPX | XT4LQ3225PFF000XXX + SRFB3XT4FPX | XT4LQ3225QFF000XXX + SRFB3XT4FPX | XT4LQ3225TFF000XXX + SRFB3XT4FPX | XT4LQ3225UFF000XXX + SRFB3XT4FPX
SG | SGPA26AT0400 | 43 | SRPG400A225 | 32 | 225 | 19 | 100kA | 8 | Panelboard MRO | 1 | Distribution Protection | 1 | 600Vac (Y/D) | 2 | 100% | 2 | 433281122 | XT4XQ3225AFF000XXX + SRFB6XT4FPX | XT4XQ3225BFF000XXX + SRFB6XT4FPX | XT4XQ3225EFF000XXX + SRFB3XT4FPX | XT4XQ3225FFF000XXX + SRFB3XT4FPX | XT4XQ3225GFF000XXX + SRFB3XT4FPX | XT4XQ3225PFF000XXX + SRFB3XT4FPX | XT4XQ3225QFF000XXX + SRFB3XT4FPX | XT4XQ3225TFF000XXX + SRFB3XT4FPX | XT4XQ3225UFF000XXX + SRFB3XT4FPX
SG | SGPA26AT0400 | 43 | SRPG400A250 | 33 | 250 | 20 | 100kA | 8 | Loose MCCB (OEM) | 2 | Distribution Protection | 1 | 480Vac (Y/D) | 1 | 80% | 1 | 433382111 | XT4LU3250AFF000XXX | XT4LU3250BFF000XXX | XT4LU3250EFF000XXX | XT4LU3250FFF000XXX | XT4LU3250GFF000XXX | XT4LU3250PFF000XXX | XT4LU3250QFF000XXX | XT4LU3250TFF000XXX | XT4LU3250UFF000XXX
SG | SGPA26AT0400 | 43 | SRPG400A250 | 33 | 250 | 20 | 100kA | 8 | Loose MCCB (OEM) | 2 | Distribution Protection | 1 | 600Vac (Y/D) | 2 | 80% | 1 | 433382121 | XT4XU3250AFF000XXX | XT4XU3250BFF000XXX | XT4XU3250EFF000XXX | XT4XU3250FFF000XXX | XT4XU3250GFF000XXX | XT4XU3250PFF000XXX | XT4XU3250QFF000XXX | XT4XU3250TFF000XXX | XT4XU3250UFF000XXX
SG | SGPA26AT0400 | 43 | SRPG400A250 | 33 | 250 | 20 | 100kA | 8 | Loose MCCB (OEM) | 2 | Distribution Protection | 1 | 480Vac (Y/D) | 1 | 100% | 2 | 433382112 | XT4LQ3250AFF000XXX | XT4LQ3250BFF000XXX | XT4LQ3250EFF000XXX | XT4LQ3250FFF000XXX | XT4LQ3250GFF000XXX | XT4LQ3250PFF000XXX | XT4LQ3250QFF000XXX | XT4LQ3250TFF000XXX | XT4LQ3250UFF000XXX
SG | SGPA26AT0400 | 43 | SRPG400A250 | 33 | 250 | 20 | 100kA | 8 | Loose MCCB (OEM) | 2 | Distribution Protection | 1 | 600Vac (Y/D) | 2 | 100% | 2 | 433382122 | XT4XQ3250AFF000XXX | XT4XQ3250BFF000XXX | XT4XQ3250EFF000XXX | XT4XQ3250FFF000XXX | XT4XQ3250GFF000XXX | XT4XQ3250PFF000XXX | XT4XQ3250QFF000XXX | XT4XQ3250TFF000XXX | XT4XQ3250UFF000XXX
SG | SGPA26AT0400 | 43 | SRPG400A250 | 33 | 250 | 20 | 100kA | 8 | Panelboard MRO | 1 | Distribution Protection | 1 | 480Vac (Y/D) | 1 | 80% | 1 | 433381111 | XT4LU3250AFF000XXX + SRFB6XT4FPX | XT4LU3250BFF000XXX + SRFB6XT4FPX | XT4LU3250EFF000XXX + SRFB3XT4FPX | XT4LU3250FFF000XXX + SRFB3XT4FPX | XT4LU3250GFF000XXX + SRFB3XT4FPX | XT4LU3250PFF000XXX + SRFB3XT4FPX | XT4LU3250QFF000XXX + SRFB3XT4FPX | XT4LU3250TFF000XXX + SRFB3XT4FPX | XT4LU3250UFF000XXX + SRFB3XT4FPX
SG | SGPA26AT0400 | 43 | SRPG400A250 | 33 | 250 | 20 | 100kA | 8 | Panelboard MRO | 1 | Distribution Protection | 1 | 600Vac (Y/D) | 2 | 80% | 1 | 433381121 | XT4XU3250AFF000XXX + SRFB6XT4FPX | XT4XU3250BFF000XXX + SRFB6XT4FPX | XT4XU3250EFF000XXX + SRFB3XT4FPX | XT4XU3250FFF000XXX + SRFB3XT4FPX | XT4XU3250GFF000XXX + SRFB3XT4FPX | XT4XU3250PFF000XXX + SRFB3XT4FPX | XT4XU3250QFF000XXX + SRFB3XT4FPX | XT4XU3250TFF000XXX + SRFB3XT4FPX | XT4XU3250UFF000XXX + SRFB3XT4FPX
SG | SGPA26AT0400 | 43 | SRPG400A250 | 33 | 250 | 20 | 100kA | 8 | Panelboard MRO | 1 | Distribution Protection | 1 | 480Vac (Y/D) | 1 | 100% | 2 | 433381112 | XT4LQ3250AFF000XXX + SRFB6XT4FPX | XT4LQ3250BFF000XXX + SRFB6XT4FPX | XT4LQ3250EFF000XXX + SRFB3XT4FPX | XT4LQ3250FFF000XXX + SRFB3XT4FPX | XT4LQ3250GFF000XXX + SRFB3XT4FPX | XT4LQ3250PFF000XXX + SRFB3XT4FPX | XT4LQ3250QFF000XXX + SRFB3XT4FPX | XT4LQ3250TFF000XXX + SRFB3XT4FPX | XT4LQ3250UFF000XXX + SRFB3XT4FPX
SG | SGPA26AT0400 | 43 | SRPG400A250 | 33 | 250 | 20 | 100kA | 8 | Panelboard MRO | 1 | Distribution Protection | 1 | 600Vac (Y/D) | 2 | 100% | 2 | 433381122 | XT4XQ3250AFF000XXX + SRFB6XT4FPX | XT4XQ3250BFF000XXX + SRFB6XT4FPX | XT4XQ3250EFF000XXX + SRFB3XT4FPX | XT4XQ3250FFF000XXX + SRFB3XT4FPX | XT4XQ3250GFF000XXX + SRFB3XT4FPX | XT4XQ3250PFF000XXX + SRFB3XT4FPX | XT4XQ3250QFF000XXX + SRFB3XT4FPX | XT4XQ3250TFF000XXX + SRFB3XT4FPX | XT4XQ3250UFF000XXX + SRFB3XT4FPX
SG | SGPA26AT0400 | 43 | SRPG400A300 | 34 | 300 | 21 | 100kA | 8 | Loose MCCB (OEM) | 2 | Distribution Protection | 1 | 480Vac (Y/D) | 1 | 80% | 1 | 433482111 | No Equivalent Cross Available Based on Selections | XT5LU330ABFF000XXX | XT5LU330AEFF000XXX | XT5LU330AFFF000XXX | XT5LU330AGFF000XXX | XT5LU330APFF000XXX | XT5LU330AQFF000XXX | XT5LU330ATFF000XXX | XT5LU330AUFF000XXX
SG | SGPA26AT0400 | 43 | SRPG400A300 | 34 | 300 | 21 | 100kA | 8 | Loose MCCB (OEM) | 2 | Distribution Protection | 1 | 600Vac (Y/D) | 2 | 80% | 1 | 433482121 | No Equivalent Cross Available Based on Selections | XT5VU330ABFF000XXX | XT5VU330AEFF000XXX | XT5VU330AFFF000XXX | XT5VU330AGFF000XXX | XT5VU330APFF000XXX | XT5VU330AQFF000XXX | XT5VU330ATFF000XXX | XT5VU330AUFF000XXX
SG | SGPA26AT0400 | 43 | SRPG400A300 | 34 | 300 | 21 | 100kA | 8 | Loose MCCB (OEM) | 2 | Distribution Protection | 1 | 480Vac (Y/D) | 1 | 100% | 2 | 433482112 | No Equivalent Cross Available Based on Selections | XT5LQ330ABFF000XXX | XT5LQ330AEFF000XXX | XT5LQ330AFFF000XXX | XT5LQ330AGFF000XXX | XT5LQ330APFF000XXX | XT5LQ330AQFF000XXX | XT5LQ330ATFF000XXX | XT5LQ330AUFF000XXX
SG | SGPA26AT0400 | 43 | SRPG400A300 | 34 | 300 | 21 | 100kA | 8 | Loose MCCB (OEM) | 2 | Distribution Protection | 1 | 600Vac (Y/D) | 2 | 100% | 2 | 433482122 | No Equivalent Cross Available Based on Selections | XT5VQ330ABFF000XXX | XT5VQ330AEFF000XXX | XT5VQ330AFFF000XXX | XT5VQ330AGFF000XXX | XT5VQ330APFF000XXX | XT5VQ330AQFF000XXX | XT5VQ330ATFF000XXX | XT5VQ330AUFF000XXX
SG | SGPA26AT0400 | 43 | SRPG400A300 | 34 | 300 | 21 | 100kA | 8 | Panelboard MRO | 1 | Distribution Protection | 1 | 480Vac (Y/D) | 1 | 80% | 1 | 433481111 | No Equivalent Cross Available Based on Selections | XT5LU330ABFF000XXX | XT5LU330AEFF000XXX + SRFB3XT5MFPX | XT5LU330AFFF000XXX + SRFB3XT5MFPX | XT5LU330AGFF000XXX + SRFB3XT5MFPX | XT5LU330APFF000XXX + SRFB3XT5MFPX | XT5LU330AQFF000XXX + SRFB3XT5MFPX | XT5LU330ATFF000XXX + SRFB3XT5MFPX | XT5LU330AUFF000XXX + SRFB3XT5MFPX
SG | SGPA26AT0400 | 43 | SRPG400A300 | 34 | 300 | 21 | 100kA | 8 | Panelboard MRO | 1 | Distribution Protection | 1 | 600Vac (Y/D) | 2 | 80% | 1 | 433481121 | No Equivalent Cross Available Based on Selections | XT5VU330ABFF000XXX | XT5VU330AEFF000XXX + SRFB3XT5MFPX | XT5VU330AFFF000XXX + SRFB3XT5MFPX | XT5VU330AGFF000XXX + SRFB3XT5MFPX | XT5VU330APFF000XXX + SRFB3XT5MFPX | XT5VU330AQFF000XXX + SRFB3XT5MFPX | XT5VU330ATFF000XXX + SRFB3XT5MFPX | XT5VU330AUFF000XXX + SRFB3XT5MFPX
SG | SGPA26AT0400 | 43 | SRPG400A300 | 34 | 300 | 21 | 100kA | 8 | Panelboard MRO | 1 | Distribution Protection | 1 | 480Vac (Y/D) | 1 | 100% | 2 | 433481112 | No Equivalent Cross Available Based on Selections | XT5LQ330ABFF000XXX | XT5LQ330AEFF000XXX + SRFB3XT5MFPX | XT5LQ330AFFF000XXX + SRFB3XT5MFPX | XT5LQ330AGFF000XXX + SRFB3XT5MFPX | XT5LQ330APFF000XXX + SRFB3XT5MFPX | XT5LQ330AQFF000XXX + SRFB3XT5MFPX | XT5LQ330ATFF000XXX + SRFB3XT5MFPX | XT5LQ330AUFF000XXX + SRFB3XT5MFPX
SG | SGPA26AT0400 | 43 | SRPG400A300 | 34 | 300 | 21 | 100kA | 8 | Panelboard MRO | 1 | Distribution Protection | 1 | 600Vac (Y/D) | 2 | 100% | 2 | 433481122 | No Equivalent Cross Available Based on Selections | XT5VQ330ABFF000XXX | XT5VQ330AEFF000XXX + SRFB3XT5MFPX | XT5VQ330AFFF000XXX + SRFB3XT5MFPX | XT5VQ330AGFF000XXX + SRFB3XT5MFPX | XT5VQ330APFF000XXX + SRFB3XT5MFPX | XT5VQ330AQFF000XXX + SRFB3XT5MFPX | XT5VQ330ATFF000XXX + SRFB3XT5MFPX | XT5VQ330AUFF000XXX + SRFB3XT5MFPX
SG | SGPA26AT0400 | 43 | SRPG400A350 | 35 | 350 | 22 | 100kA | 8 | Loose MCCB (OEM) | 2 | Distribution Protection | 1 | 480Vac (Y/D) | 1 | 80% | 1 | 433582111 | No Equivalent Cross Available Based on Selections | XT5LU340ABFF000XXX | XT5LU340AEFF000XXX | XT5LU340AFFF000XXX | XT5LU340AGFF000XXX | XT5LU340APFF000XXX | XT5LU340AQFF000XXX | XT5LU340ATFF000XXX | XT5LU340AUFF000XXX
SG | SGPA26AT0400 | 43 | SRPG400A350 | 35 | 350 | 22 | 100kA | 8 | Loose MCCB (OEM) | 2 | Distribution Protection | 1 | 600Vac (Y/D) | 2 | 80% | 1 | 433582121 | No Equivalent Cross Available Based on Selections | XT5VU340ABFF000XXX | XT5VU340AEFF000XXX | XT5VU340AFFF000XXX | XT5VU340AGFF000XXX | XT5VU340APFF000XXX | XT5VU340AQFF000XXX | XT5VU340ATFF000XXX | XT5VU340AUFF000XXX
SG | SGPA26AT0400 | 43 | SRPG400A350 | 35 | 350 | 22 | 100kA | 8 | Loose MCCB (OEM) | 2 | Distribution Protection | 1 | 480Vac (Y/D) | 1 | 100% | 2 | 433582112 | No Equivalent Cross Available Based on Selections | XT5LQ340ABFF000XXX | XT5LQ340AEFF000XXX | XT5LQ340AFFF000XXX | XT5LQ340AGFF000XXX | XT5LQ340APFF000XXX | XT5LQ340AQFF000XXX | XT5LQ340ATFF000XXX | XT5LQ340AUFF000XXX
SG | SGPA26AT0400 | 43 | SRPG400A350 | 35 | 350 | 22 | 100kA | 8 | Loose MCCB (OEM) | 2 | Distribution Protection | 1 | 600Vac (Y/D) | 2 | 100% | 2 | 433582122 | No Equivalent Cross Available Based on Selections | XT5VQ340ABFF000XXX | XT5VQ340AEFF000XXX | XT5VQ340AFFF000XXX | XT5VQ340AGFF000XXX | XT5VQ340APFF000XXX | XT5VQ340AQFF000XXX | XT5VQ340ATFF000XXX | XT5VQ340AUFF000XXX
SG | SGPA26AT0400 | 43 | SRPG400A350 | 35 | 350 | 22 | 100kA | 8 | Panelboard MRO | 1 | Distribution Protection | 1 | 480Vac (Y/D) | 1 | 80% | 1 | 433581111 | No Equivalent Cross Available Based on Selections | XT5LU340ABFF000XXX | XT5LU340AEFF000XXX + SRFB3XT5MFPX | XT5LU340AFFF000XXX + SRFB3XT5MFPX | XT5LU340AGFF000XXX + SRFB3XT5MFPX | XT5LU340APFF000XXX + SRFB3XT5MFPX | XT5LU340AQFF000XXX + SRFB3XT5MFPX | XT5LU340ATFF000XXX + SRFB3XT5MFPX | XT5LU340AUFF000XXX + SRFB3XT5MFPX
SG | SGPA26AT0400 | 43 | SRPG400A350 | 35 | 350 | 22 | 100kA | 8 | Panelboard MRO | 1 | Distribution Protection | 1 | 600Vac (Y/D) | 2 | 80% | 1 | 433581121 | No Equivalent Cross Available Based on Selections | XT5VU340ABFF000XXX | XT5VU340AEFF000XXX + SRFB3XT5MFPX | XT5VU340AFFF000XXX + SRFB3XT5MFPX | XT5VU340AGFF000XXX + SRFB3XT5MFPX | XT5VU340APFF000XXX + SRFB3XT5MFPX | XT5VU340AQFF000XXX + SRFB3XT5MFPX | XT5VU340ATFF000XXX + SRFB3XT5MFPX | XT5VU340AUFF000XXX + SRFB3XT5MFPX
SG | SGPA26AT0400 | 43 | SRPG400A350 | 35 | 350 | 22 | 100kA | 8 | Panelboard MRO | 1 | Distribution Protection | 1 | 480Vac (Y/D) | 1 | 100% | 2 | 433581112 | No Equivalent Cross Available Based on Selections | XT5LQ340ABFF000XXX | XT5LQ340AEFF000XXX + SRFB3XT5MFPX | XT5LQ340AFFF000XXX + SRFB3XT5MFPX | XT5LQ340AGFF000XXX + SRFB3XT5MFPX | XT5LQ340APFF000XXX + SRFB3XT5MFPX | XT5LQ340AQFF000XXX + SRFB3XT5MFPX | XT5LQ340ATFF000XXX + SRFB3XT5MFPX | XT5LQ340AUFF000XXX + SRFB3XT5MFPX
SG | SGPA26AT0400 | 43 | SRPG400A350 | 35 | 350 | 22 | 100kA | 8 | Panelboard MRO | 1 | Distribution Protection | 1 | 600Vac (Y/D) | 2 | 100% | 2 | 433581122 | No Equivalent Cross Available Based on Selections | XT5VQ340ABFF000XXX | XT5VQ340AEFF000XXX + SRFB3XT5MFPX | XT5VQ340AFFF000XXX + SRFB3XT5MFPX | XT5VQ340AGFF000XXX + SRFB3XT5MFPX | XT5VQ340APFF000XXX + SRFB3XT5MFPX | XT5VQ340AQFF000XXX + SRFB3XT5MFPX | XT5VQ340ATFF000XXX + SRFB3XT5MFPX | XT5VQ340AUFF000XXX + SRFB3XT5MFPX
SG | SGPA26AT0400 | 43 | SRPG400A400 | 36 | 400 | 23 | 100kA | 8 | Loose MCCB (OEM) | 2 | Distribution Protection | 1 | 480Vac (Y/D) | 1 | 80% | 1 | 433682111 | No Equivalent Cross Available Based on Selections | XT5LU340ABFF000XXX | XT5LU340AEFF000XXX | XT5LU340AFFF000XXX | XT5LU340AGFF000XXX | XT5LU340APFF000XXX | XT5LU340AQFF000XXX | XT5LU340ATFF000XXX | XT5LU340AUFF000XXX
SG | SGPA26AT0400 | 43 | SRPG400A400 | 36 | 400 | 23 | 100kA | 8 | Loose MCCB (OEM) | 2 | Distribution Protection | 1 | 600Vac (Y/D) | 2 | 80% | 1 | 433682121 | No Equivalent Cross Available Based on Selections | XT5VU340ABFF000XXX | XT5VU340AEFF000XXX | XT5VU340AFFF000XXX | XT5VU340AGFF000XXX | XT5VU340APFF000XXX | XT5VU340AQFF000XXX | XT5VU340ATFF000XXX | XT5VU340AUFF000XXX
SG | SGPA26AT0400 | 43 | SRPG400A400 | 36 | 400 | 23 | 100kA | 8 | Loose MCCB (OEM) | 2 | Distribution Protection | 1 | 480Vac (Y/D) | 1 | 100% | 2 | 433682112 | No Equivalent Cross Available Based on Selections | XT5LQ340ABFF000XXX | XT5LQ340AEFF000XXX | XT5LQ340AFFF000XXX | XT5LQ340AGFF000XXX | XT5LQ340APFF000XXX | XT5LQ340AQFF000XXX | XT5LQ340ATFF000XXX | XT5LQ340AUFF000XXX
SG | SGPA26AT0400 | 43 | SRPG400A400 | 36 | 400 | 23 | 100kA | 8 | Loose MCCB (OEM) | 2 | Distribution Protection | 1 | 600Vac (Y/D) | 2 | 100% | 2 | 433682122 | No Equivalent Cross Available Based on Selections | XT5VQ340ABFF000XXX | XT5VQ340AEFF000XXX | XT5VQ340AFFF000XXX | XT5VQ340AGFF000XXX | XT5VQ340APFF000XXX | XT5VQ340AQFF000XXX | XT5VQ340ATFF000XXX | XT5VQ340AUFF000XXX
SG | SGPA26AT0400 | 43 | SRPG400A400 | 36 | 400 | 23 | 100kA | 8 | Panelboard MRO | 1 | Distribution Protection | 1 | 480Vac (Y/D) | 1 | 80% | 1 | 433681111 | No Equivalent Cross Available Based on Selections | XT5LU340ABFF000XXX | XT5LU340AEFF000XXX + SRFB3XT5MFPX | XT5LU340AFFF000XXX + SRFB3XT5MFPX | XT5LU340AGFF000XXX + SRFB3XT5MFPX | XT5LU340APFF000XXX + SRFB3XT5MFPX | XT5LU340AQFF000XXX + SRFB3XT5MFPX | XT5LU340ATFF000XXX + SRFB3XT5MFPX | XT5LU340AUFF000XXX + SRFB3XT5MFPX
SG | SGPA26AT0400 | 43 | SRPG400A400 | 36 | 400 | 23 | 100kA | 8 | Panelboard MRO | 1 | Distribution Protection | 1 | 600Vac (Y/D) | 2 | 80% | 1 | 433681121 | No Equivalent Cross Available Based on Selections | XT5VU340ABFF000XXX | XT5VU340AEFF000XXX + SRFB3XT5MFPX | XT5VU340AFFF000XXX + SRFB3XT5MFPX | XT5VU340AGFF000XXX + SRFB3XT5MFPX | XT5VU340APFF000XXX + SRFB3XT5MFPX | XT5VU340AQFF000XXX + SRFB3XT5MFPX | XT5VU340ATFF000XXX + SRFB3XT5MFPX | XT5VU340AUFF000XXX + SRFB3XT5MFPX
SG | SGPA26AT0400 | 43 | SRPG400A400 | 36 | 400 | 23 | 100kA | 8 | Panelboard MRO | 1 | Distribution Protection | 1 | 480Vac (Y/D) | 1 | 100% | 2 | 433681112 | No Equivalent Cross Available Based on Selections | XT5LQ340ABFF000XXX | XT5LQ340AEFF000XXX + SRFB3XT5MFPX | XT5LQ340AFFF000XXX + SRFB3XT5MFPX | XT5LQ340AGFF000XXX + SRFB3XT5MFPX | XT5LQ340APFF000XXX + SRFB3XT5MFPX | XT5LQ340AQFF000XXX + SRFB3XT5MFPX | XT5LQ340ATFF000XXX + SRFB3XT5MFPX | XT5LQ340AUFF000XXX + SRFB3XT5MFPX
SG | SGPA26AT0400 | 43 | SRPG400A400 | 36 | 400 | 23 | 100kA | 8 | Panelboard MRO | 1 | Distribution Protection | 1 | 600Vac (Y/D) | 2 | 100% | 2 | 433681122 | No Equivalent Cross Available Based on Selections | XT5VQ340ABFF000XXX | XT5VQ340AEFF000XXX + SRFB3XT5MFPX | XT5VQ340AFFF000XXX + SRFB3XT5MFPX | XT5VQ340AGFF000XXX + SRFB3XT5MFPX | XT5VQ340APFF000XXX + SRFB3XT5MFPX | XT5VQ340AQFF000XXX + SRFB3XT5MFPX | XT5VQ340ATFF000XXX + SRFB3XT5MFPX | XT5VQ340AUFF000XXX + SRFB3XT5MFPX
SG | SGHA36AT0400 | 44 | SRPG400A125 | 28 | 125 | 15 | 35kA | 5 | Loose MCCB (OEM) | 2 | Distribution Protection | 1 | 600Vac (Y/D) | 2 | 100% | 2 | 442852122 | XT4LQ3125AFF000XXX | XT4LQ3125BFF000XXX | XT4LQ3150EFF000XXX | XT4LQ3150FFF000XXX | XT4LQ3150GFF000XXX | XT4LQ3150PFF000XXX | XT4LQ3150QFF000XXX | XT4LQ3150TFF000XXX | XT4LQ3150UFF000XXX
SG | SGHA36AT0400 | 44 | SRPG400A125 | 28 | 125 | 15 | 35kA | 5 | Loose MCCB (OEM) | 2 | Distribution Protection | 1 | 480Vac (Y/D) | 1 | 100% | 2 | 442852112 | XT3SQ3125AFF000XXX | XT4HQ3125BFF000XXX | XT4HQ3150EFF000XXX | XT4HQ3150FFF000XXX | XT4HQ3150GFF000XXX | XT4HQ3150PFF000XXX | XT4HQ3150QFF000XXX | XT4HQ3150TFF000XXX | XT4HQ3150UFF000XXX
SG | SGHA36AT0400 | 44 | SRPG400A125 | 28 | 125 | 15 | 35kA | 5 | Loose MCCB (OEM) | 2 | Distribution Protection | 1 | 480Vac (Y/D) | 1 | 80% | 1 | 442852111 | XT1SU3125AFF000XXX | XT2SU3125BFF000XXX | XT2SU3125EFF000XXX | XT2SU3125FFF000XXX | XT2SU3125GFF000XXX | XT2SU3125PFF000XXX | XT2SU3125QFF000XXX | XT2SU3125TFF000XXX | XT2SU3125UFF000XXX
SG | SGHA36AT0400 | 44 | SRPG400A125 | 28 | 125 | 15 | 35kA | 5 | Loose MCCB (OEM) | 2 | Distribution Protection | 1 | 600Vac (Y/D) | 2 | 80% | 1 | 442852121 | XT4LU3125AFF000XXX | XT2LU3125BFF000XXX | XT2LU3125EFF000XXX | XT2LU3125FFF000XXX | XT2LU3125GFF000XXX | XT2LU3125PFF000XXX | XT2LU3125QFF000XXX | XT2LU3125TFF000XXX | XT2LU3125UFF000XXX
SG | SGHA36AT0400 | 44 | SRPG400A125 | 28 | 125 | 15 | 35kA | 5 | Loose MCCB (OEM) | 2 | Distribution Protection | 1 | 600Vac (Y/D) | 2 | 100% | 2 | 442852122 | XT4LQ3125AFF000XXX | XT4LQ3125BFF000XXX | XT4LQ3150EFF000XXX | XT4LQ3150FFF000XXX | XT4LQ3150GFF000XXX | XT4LQ3150PFF000XXX | XT4LQ3150QFF000XXX | XT4LQ3150TFF000XXX | XT4LQ3150UFF000XXX
SG | SGHA36AT0400 | 44 | SRPG400A125 | 28 | 125 | 15 | 35kA | 5 | Loose MCCB (OEM) | 2 | Distribution Protection | 1 | 480Vac (Y/D) | 1 | 100% | 2 | 442852112 | XT3SQ3125AFF000XXX | XT4HQ3125BFF000XXX | XT4HQ3150EFF000XXX | XT4HQ3150FFF000XXX | XT4HQ3150GFF000XXX | XT4HQ3150PFF000XXX | XT4HQ3150QFF000XXX | XT4HQ3150TFF000XXX | XT4HQ3150UFF000XXX
SG | SGHA36AT0400 | 44 | SRPG400A125 | 28 | 125 | 15 | 35kA | 5 | Loose MCCB (OEM) | 2 | Distribution Protection | 1 | 480Vac (Y/D) | 1 | 80% | 1 | 442852111 | XT1SU3125AFF000XXX | XT2SU3125BFF000XXX | XT2SU3125EFF000XXX | XT2SU3125FFF000XXX | XT2SU3125GFF000XXX | XT2SU3125PFF000XXX | XT2SU3125QFF000XXX | XT2SU3125TFF000XXX | XT2SU3125UFF000XXX
SG | SGHA36AT0400 | 44 | SRPG400A125 | 28 | 125 | 15 | 35kA | 5 | Loose MCCB (OEM) | 2 | Distribution Protection | 1 | 600Vac (Y/D) | 2 | 80% | 1 | 442852121 | XT4LU3125AFF000XXX | XT2LU3125BFF000XXX | XT2LU3125EFF000XXX | XT2LU3125FFF000XXX | XT2LU3125GFF000XXX | XT2LU3125PFF000XXX | XT2LU3125QFF000XXX | XT2LU3125TFF000XXX | XT2LU3125UFF000XXX
SG | SGHA36AT0400 | 44 | SRPG400A125 | 28 | 125 | 15 | 35kA | 5 | Panelboard MRO | 1 | Distribution Protection | 1 | 480Vac (Y/D) | 1 | 100% | 2 | 442851112 | XT4SQ3125AFF000XXX + SRFB6XT4FPX | XT4SQ3125BFF000XXX + SRFB6XT4FPX | XT4SQ3150EFF000XXX + SRFB3XT4FPX | XT4SQ3150FFF000XXX + SRFB3XT4FPX | XT4SQ3150GFF000XXX + SRFB3XT4FPX | XT4SQ3150PFF000XXX + SRFB3XT4FPX | XT4SQ3150QFF000XXX + SRFB3XT4FPX | XT4SQ3150TFF000XXX + SRFB3XT4FPX | XT4SQ3150UFF000XXX + SRFB3XT4FPX
SG | SGHA36AT0400 | 44 | SRPG400A125 | 28 | 125 | 15 | 35kA | 5 | Panelboard MRO | 1 | Distribution Protection | 1 | 480Vac (Y/D) | 1 | 80% | 1 | 442851111 | XT1SU3125AFF000XXX + SRFB6XT1FPX | XT4SU3125BFF000XXX + SRFB6XT4FPX | XT4SU3150EFF000XXX + SRFB3XT4FPX | XT4SU3150FFF000XXX + SRFB3XT4FPX | XT4SU3150GFF000XXX + SRFB3XT4FPX | XT4SU3150PFF000XXX + SRFB3XT4FPX | XT4SU3150QFF000XXX + SRFB3XT4FPX | XT4SU3150TFF000XXX + SRFB3XT4FPX | XT4SU3150UFF000XXX + SRFB3XT4FPX
SG | SGHA36AT0400 | 44 | SRPG400A125 | 28 | 125 | 15 | 35kA | 5 | Panelboard MRO | 1 | Distribution Protection | 1 | 600Vac (Y/D) | 2 | 80% | 1 | 442851121 | XT4LU3150AFF000XXX + SRFB6XT4FPX | XT4LU3150BFF000XXX + SRFB6XT4FPX | XT4LU3150EFF000XXX + SRFB3XT4FPX | XT4LU3150FFF000XXX + SRFB3XT4FPX | XT4LU3150GFF000XXX + SRFB3XT4FPX | XT4LU3150PFF000XXX + SRFB3XT4FPX | XT4LU3150QFF000XXX + SRFB3XT4FPX | XT4LU3150TFF000XXX + SRFB3XT4FPX | XT4LU3150UFF000XXX + SRFB3XT4FPX
SG | SGHA36AT0400 | 44 | SRPG400A125 | 28 | 125 | 15 | 35kA | 5 | Panelboard MRO | 1 | Distribution Protection | 1 | 600Vac (Y/D) | 2 | 100% | 2 | 442851122 | XT4LQ3150AFF000XXX + SRFB6XT4FPX | XT4LQ3150BFF000XXX + SRFB6XT4FPX | XT4LQ3150EFF000XXX + SRFB3XT4FPX | XT4LQ3150FFF000XXX + SRFB3XT4FPX | XT4LQ3150GFF000XXX + SRFB3XT4FPX | XT4LQ3150PFF000XXX + SRFB3XT4FPX | XT4LQ3150QFF000XXX + SRFB3XT4FPX | XT4LQ3150TFF000XXX + SRFB3XT4FPX | XT4LQ3150UFF000XXX + SRFB3XT4FPX
SG | SGHA36AT0400 | 44 | SRPG400A125 | 28 | 125 | 15 | 35kA | 5 | Panelboard MRO | 1 | Distribution Protection | 1 | 480Vac (Y/D) | 1 | 100% | 2 | 442851112 | XT4SQ3125AFF000XXX + SRFB6XT4FPX | XT4SQ3125BFF000XXX + SRFB6XT4FPX | XT4SQ3150EFF000XXX + SRFB3XT4FPX | XT4SQ3150FFF000XXX + SRFB3XT4FPX | XT4SQ3150GFF000XXX + SRFB3XT4FPX | XT4SQ3150PFF000XXX + SRFB3XT4FPX | XT4SQ3150QFF000XXX + SRFB3XT4FPX | XT4SQ3150TFF000XXX + SRFB3XT4FPX | XT4SQ3150UFF000XXX + SRFB3XT4FPX
SG | SGHA36AT0400 | 44 | SRPG400A125 | 28 | 125 | 15 | 35kA | 5 | Panelboard MRO | 1 | Distribution Protection | 1 | 480Vac (Y/D) | 1 | 80% | 1 | 442851111 | XT1SU3125AFF000XXX + SRFB6XT1FPX | XT4SU3125BFF000XXX + SRFB6XT4FPX | XT4SU3150EFF000XXX + SRFB3XT4FPX | XT4SU3150FFF000XXX + SRFB3XT4FPX | XT4SU3150GFF000XXX + SRFB3XT4FPX | XT4SU3150PFF000XXX + SRFB3XT4FPX | XT4SU3150QFF000XXX + SRFB3XT4FPX | XT4SU3150TFF000XXX + SRFB3XT4FPX | XT4SU3150UFF000XXX + SRFB3XT4FPX
SG | SGHA36AT0400 | 44 | SRPG400A125 | 28 | 125 | 15 | 35kA | 5 | Panelboard MRO | 1 | Distribution Protection | 1 | 600Vac (Y/D) | 2 | 80% | 1 | 442851121 | XT4LU3150AFF000XXX + SRFB6XT4FPX | XT4LU3150BFF000XXX + SRFB6XT4FPX | XT4LU3150EFF000XXX + SRFB3XT4FPX | XT4LU3150FFF000XXX + SRFB3XT4FPX | XT4LU3150GFF000XXX + SRFB3XT4FPX | XT4LU3150PFF000XXX + SRFB3XT4FPX | XT4LU3150QFF000XXX + SRFB3XT4FPX | XT4LU3150TFF000XXX + SRFB3XT4FPX | XT4LU3150UFF000XXX + SRFB3XT4FPX
SG | SGHA36AT0400 | 44 | SRPG400A125 | 28 | 125 | 15 | 35kA | 5 | Panelboard MRO | 1 | Distribution Protection | 1 | 600Vac (Y/D) | 2 | 100% | 2 | 442851122 | XT4LQ3150AFF000XXX + SRFB6XT4FPX | XT4LQ3150BFF000XXX + SRFB6XT4FPX | XT4LQ3150EFF000XXX + SRFB3XT4FPX | XT4LQ3150FFF000XXX + SRFB3XT4FPX | XT4LQ3150GFF000XXX + SRFB3XT4FPX | XT4LQ3150PFF000XXX + SRFB3XT4FPX | XT4LQ3150QFF000XXX + SRFB3XT4FPX | XT4LQ3150TFF000XXX + SRFB3XT4FPX | XT4LQ3150UFF000XXX + SRFB3XT4FPX
SG | SGHA36AT0400 | 44 | SRPG400A150 | 29 | 150 | 16 | 35kA | 5 | Loose MCCB (OEM) | 2 | Distribution Protection | 1 | 480Vac (Y/D) | 1 | 80% | 1 | 442952111 | XT3SU3150AFF000XXX | XT4SU3150BFF000XXX | XT4SU3150EFF000XXX | XT4SU3150FFF000XXX | XT4SU3150GFF000XXX | XT4SU3150PFF000XXX | XT4SU3150QFF000XXX | XT4SU3150TFF000XXX | XT4SU3150UFF000XXX
SG | SGHA36AT0400 | 44 | SRPG400A150 | 29 | 150 | 16 | 35kA | 5 | Loose MCCB (OEM) | 2 | Distribution Protection | 1 | 600Vac (Y/D) | 2 | 80% | 1 | 442952121 | XT4LU3150AFF000XXX | XT4LU3150BFF000XXX | XT4LU3150EFF000XXX | XT4LU3150FFF000XXX | XT4LU3150GFF000XXX | XT4LU3150PFF000XXX | XT4LU3150QFF000XXX | XT4LU3150TFF000XXX | XT4LU3150UFF000XXX
SG | SGHA36AT0400 | 44 | SRPG400A150 | 29 | 150 | 16 | 35kA | 5 | Loose MCCB (OEM) | 2 | Distribution Protection | 1 | 480Vac (Y/D) | 1 | 100% | 2 | 442952112 | XT3SQ3150AFF000XXX | XT4SQ3150BFF000XXX | XT4SQ3150EFF000XXX | XT4SQ3150FFF000XXX | XT4SQ3150GFF000XXX | XT4SQ3150PFF000XXX | XT4SQ3150QFF000XXX | XT4SQ3150TFF000XXX | XT4SQ3150UFF000XXX
SG | SGHA36AT0400 | 44 | SRPG400A150 | 29 | 150 | 16 | 35kA | 5 | Loose MCCB (OEM) | 2 | Distribution Protection | 1 | 600Vac (Y/D) | 2 | 100% | 2 | 442952122 | XT4LQ3150AFF000XXX | XT4LQ3150BFF000XXX | XT4LQ3150EFF000XXX | XT4LQ3150FFF000XXX | XT4LQ3150GFF000XXX | XT4LQ3150PFF000XXX | XT4LQ3150QFF000XXX | XT4LQ3150TFF000XXX | XT4LQ3150UFF000XXX
SG | SGHA36AT0400 | 44 | SRPG400A150 | 29 | 150 | 16 | 35kA | 5 | Loose MCCB (OEM) | 2 | Distribution Protection | 1 | 480Vac (Y/D) | 1 | 80% | 1 | 442952111 | XT3SU3150AFF000XXX | XT4SU3150BFF000XXX | XT4SU3150EFF000XXX | XT4SU3150FFF000XXX | XT4SU3150GFF000XXX | XT4SU3150PFF000XXX | XT4SU3150QFF000XXX | XT4SU3150TFF000XXX | XT4SU3150UFF000XXX
SG | SGHA36AT0400 | 44 | SRPG400A150 | 29 | 150 | 16 | 35kA | 5 | Loose MCCB (OEM) | 2 | Distribution Protection | 1 | 600Vac (Y/D) | 2 | 80% | 1 | 442952121 | XT4LU3150AFF000XXX | XT4LU3150BFF000XXX | XT4LU3150EFF000XXX | XT4LU3150FFF000XXX | XT4LU3150GFF000XXX | XT4LU3150PFF000XXX | XT4LU3150QFF000XXX | XT4LU3150TFF000XXX | XT4LU3150UFF000XXX
SG | SGHA36AT0400 | 44 | SRPG400A150 | 29 | 150 | 16 | 35kA | 5 | Loose MCCB (OEM) | 2 | Distribution Protection | 1 | 480Vac (Y/D) | 1 | 100% | 2 | 442952112 | XT3SQ3150AFF000XXX | XT4SQ3150BFF000XXX | XT4SQ3150EFF000XXX | XT4SQ3150FFF000XXX | XT4SQ3150GFF000XXX | XT4SQ3150PFF000XXX | XT4SQ3150QFF000XXX | XT4SQ3150TFF000XXX | XT4SQ3150UFF000XXX
SG | SGHA36AT0400 | 44 | SRPG400A150 | 29 | 150 | 16 | 35kA | 5 | Loose MCCB (OEM) | 2 | Distribution Protection | 1 | 600Vac (Y/D) | 2 | 100% | 2 | 442952122 | XT4LQ3150AFF000XXX | XT4LQ3150BFF000XXX | XT4LQ3150EFF000XXX | XT4LQ3150FFF000XXX | XT4LQ3150GFF000XXX | XT4LQ3150PFF000XXX | XT4LQ3150QFF000XXX | XT4LQ3150TFF000XXX | XT4LQ3150UFF000XXX
SG | SGHA36AT0400 | 44 | SRPG400A150 | 29 | 150 | 16 | 35kA | 5 | Panelboard MRO | 1 | Distribution Protection | 1 | 480Vac (Y/D) | 1 | 80% | 1 | 442951111 | XT4SU3150AFF000XXX + SRFB6XT4FPX | XT4SU3150BFF000XXX + SRFB6XT4FPX | XT4SU3150EFF000XXX + SRFB3XT4FPX | XT4SU3150FFF000XXX + SRFB3XT4FPX | XT4SU3150GFF000XXX + SRFB3XT4FPX | XT4SU3150PFF000XXX + SRFB3XT4FPX | XT4SU3150QFF000XXX + SRFB3XT4FPX | XT4SU3150TFF000XXX + SRFB3XT4FPX | XT4SU3150UFF000XXX + SRFB3XT4FPX
SG | SGHA36AT0400 | 44 | SRPG400A150 | 29 | 150 | 16 | 35kA | 5 | Panelboard MRO | 1 | Distribution Protection | 1 | 600Vac (Y/D) | 2 | 80% | 1 | 442951121 | XT4LU3150AFF000XXX + SRFB6XT4FPX | XT4LU3150BFF000XXX + SRFB6XT4FPX | XT4LU3150EFF000XXX + SRFB3XT4FPX | XT4LU3150FFF000XXX + SRFB3XT4FPX | XT4LU3150GFF000XXX + SRFB3XT4FPX | XT4LU3150PFF000XXX + SRFB3XT4FPX | XT4LU3150QFF000XXX + SRFB3XT4FPX | XT4LU3150TFF000XXX + SRFB3XT4FPX | XT4LU3150UFF000XXX + SRFB3XT4FPX
SG | SGHA36AT0400 | 44 | SRPG400A150 | 29 | 150 | 16 | 35kA | 5 | Panelboard MRO | 1 | Distribution Protection | 1 | 480Vac (Y/D) | 1 | 100% | 2 | 442951112 | XT4SQ3150AFF000XXX + SRFB6XT4FPX | XT4SQ3150BFF000XXX + SRFB6XT4FPX | XT4SQ3150EFF000XXX + SRFB3XT4FPX | XT4SQ3150FFF000XXX + SRFB3XT4FPX | XT4SQ3150GFF000XXX + SRFB3XT4FPX | XT4SQ3150PFF000XXX + SRFB3XT4FPX | XT4SQ3150QFF000XXX + SRFB3XT4FPX | XT4SQ3150TFF000XXX + SRFB3XT4FPX | XT4SQ3150UFF000XXX + SRFB3XT4FPX
SG | SGHA36AT0400 | 44 | SRPG400A150 | 29 | 150 | 16 | 35kA | 5 | Panelboard MRO | 1 | Distribution Protection | 1 | 600Vac (Y/D) | 2 | 100% | 2 | 442951122 | XT4LQ3150AFF000XXX + SRFB6XT4FPX | XT4LQ3150BFF000XXX + SRFB6XT4FPX | XT4LQ3150EFF000XXX + SRFB3XT4FPX | XT4LQ3150FFF000XXX + SRFB3XT4FPX | XT4LQ3150GFF000XXX + SRFB3XT4FPX | XT4LQ3150PFF000XXX + SRFB3XT4FPX | XT4LQ3150QFF000XXX + SRFB3XT4FPX | XT4LQ3150TFF000XXX + SRFB3XT4FPX | XT4LQ3150UFF000XXX + SRFB3XT4FPX
SG | SGHA36AT0400 | 44 | SRPG400A150 | 29 | 150 | 16 | 35kA | 5 | Panelboard MRO | 1 | Distribution Protection | 1 | 480Vac (Y/D) | 1 | 80% | 1 | 442951111 | XT4SU3150AFF000XXX + SRFB6XT4FPX | XT4SU3150BFF000XXX + SRFB6XT4FPX | XT4SU3150EFF000XXX + SRFB3XT4FPX | XT4SU3150FFF000XXX + SRFB3XT4FPX | XT4SU3150GFF000XXX + SRFB3XT4FPX | XT4SU3150PFF000XXX + SRFB3XT4FPX | XT4SU3150QFF000XXX + SRFB3XT4FPX | XT4SU3150TFF000XXX + SRFB3XT4FPX | XT4SU3150UFF000XXX + SRFB3XT4FPX
SG | SGHA36AT0400 | 44 | SRPG400A150 | 29 | 150 | 16 | 35kA | 5 | Panelboard MRO | 1 | Distribution Protection | 1 | 600Vac (Y/D) | 2 | 80% | 1 | 442951121 | XT4LU3150AFF000XXX + SRFB6XT4FPX | XT4LU3150BFF000XXX + SRFB6XT4FPX | XT4LU3150EFF000XXX + SRFB3XT4FPX | XT4LU3150FFF000XXX + SRFB3XT4FPX | XT4LU3150GFF000XXX + SRFB3XT4FPX | XT4LU3150PFF000XXX + SRFB3XT4FPX | XT4LU3150QFF000XXX + SRFB3XT4FPX | XT4LU3150TFF000XXX + SRFB3XT4FPX | XT4LU3150UFF000XXX + SRFB3XT4FPX
SG | SGHA36AT0400 | 44 | SRPG400A150 | 29 | 150 | 16 | 35kA | 5 | Panelboard MRO | 1 | Distribution Protection | 1 | 480Vac (Y/D) | 1 | 100% | 2 | 442951112 | XT4SQ3150AFF000XXX + SRFB6XT4FPX | XT4SQ3150BFF000XXX + SRFB6XT4FPX | XT4SQ3150EFF000XXX + SRFB3XT4FPX | XT4SQ3150FFF000XXX + SRFB3XT4FPX | XT4SQ3150GFF000XXX + SRFB3XT4FPX | XT4SQ3150PFF000XXX + SRFB3XT4FPX | XT4SQ3150QFF000XXX + SRFB3XT4FPX | XT4SQ3150TFF000XXX + SRFB3XT4FPX | XT4SQ3150UFF000XXX + SRFB3XT4FPX
SG | SGHA36AT0400 | 44 | SRPG400A150 | 29 | 150 | 16 | 35kA | 5 | Panelboard MRO | 1 | Distribution Protection | 1 | 600Vac (Y/D) | 2 | 100% | 2 | 442951122 | XT4LQ3150AFF000XXX + SRFB6XT4FPX | XT4LQ3150BFF000XXX + SRFB6XT4FPX | XT4LQ3150EFF000XXX + SRFB3XT4FPX | XT4LQ3150FFF000XXX + SRFB3XT4FPX | XT4LQ3150GFF000XXX + SRFB3XT4FPX | XT4LQ3150PFF000XXX + SRFB3XT4FPX | XT4LQ3150QFF000XXX + SRFB3XT4FPX | XT4LQ3150TFF000XXX + SRFB3XT4FPX | XT4LQ3150UFF000XXX + SRFB3XT4FPX
SG | SGHA36AT0400 | 44 | SRPG400A175 | 30 | 175 | 17 | 35kA | 5 | Loose MCCB (OEM) | 2 | Distribution Protection | 1 | 480Vac (Y/D) | 1 | 80% | 1 | 443052111 | XT3SU3175AFF000XXX | XT4SU3175BFF000XXX | XT4SU3225EFF000XXX | XT4SU3225FFF000XXX | XT4SU3225GFF000XXX | XT4SU3225PFF000XXX | XT4SU3225QFF000XXX | XT4SU3225TFF000XXX | XT4SU3225UFF000XXX
SG | SGHA36AT0400 | 44 | SRPG400A175 | 30 | 175 | 17 | 35kA | 5 | Loose MCCB (OEM) | 2 | Distribution Protection | 1 | 600Vac (Y/D) | 2 | 80% | 1 | 443052121 | XT4LU3175AFF000XXX | XT4LU3175BFF000XXX | XT4LU3225EFF000XXX | XT4LU3225FFF000XXX | XT4LU3225GFF000XXX | XT4LU3225PFF000XXX | XT4LU3225QFF000XXX | XT4LU3225TFF000XXX | XT4LU3225UFF000XXX
SG | SGHA36AT0400 | 44 | SRPG400A175 | 30 | 175 | 17 | 35kA | 5 | Loose MCCB (OEM) | 2 | Distribution Protection | 1 | 480Vac (Y/D) | 1 | 100% | 2 | 443052112 | XT3SQ3175AFF000XXX | XT4SQ3175BFF000XXX | XT4SQ3225EFF000XXX | XT4SQ3225FFF000XXX | XT4SQ3225GFF000XXX | XT4SQ3225PFF000XXX | XT4SQ3225QFF000XXX | XT4SQ3225TFF000XXX | XT4SQ3225UFF000XXX
SG | SGHA36AT0400 | 44 | SRPG400A175 | 30 | 175 | 17 | 35kA | 5 | Loose MCCB (OEM) | 2 | Distribution Protection | 1 | 600Vac (Y/D) | 2 | 100% | 2 | 443052122 | XT4LQ3175AFF000XXX | XT4LQ3175BFF000XXX | XT4LQ3225EFF000XXX | XT4LQ3225FFF000XXX | XT4LQ3225GFF000XXX | XT4LQ3225PFF000XXX | XT4LQ3225QFF000XXX | XT4LQ3225TFF000XXX | XT4LQ3225UFF000XXX
SG | SGHA36AT0400 | 44 | SRPG400A175 | 30 | 175 | 17 | 35kA | 5 | Loose MCCB (OEM) | 2 | Distribution Protection | 1 | 480Vac (Y/D) | 1 | 80% | 1 | 443052111 | XT3SU3175AFF000XXX | XT4SU3175BFF000XXX | XT4SU3225EFF000XXX | XT4SU3225FFF000XXX | XT4SU3225GFF000XXX | XT4SU3225PFF000XXX | XT4SU3225QFF000XXX | XT4SU3225TFF000XXX | XT4SU3225UFF000XXX
SG | SGHA36AT0400 | 44 | SRPG400A175 | 30 | 175 | 17 | 35kA | 5 | Loose MCCB (OEM) | 2 | Distribution Protection | 1 | 600Vac (Y/D) | 2 | 80% | 1 | 443052121 | XT4LU3175AFF000XXX | XT4LU3175BFF000XXX | XT4LU3225EFF000XXX | XT4LU3225FFF000XXX | XT4LU3225GFF000XXX | XT4LU3225PFF000XXX | XT4LU3225QFF000XXX | XT4LU3225TFF000XXX | XT4LU3225UFF000XXX
SG | SGHA36AT0400 | 44 | SRPG400A175 | 30 | 175 | 17 | 35kA | 5 | Loose MCCB (OEM) | 2 | Distribution Protection | 1 | 480Vac (Y/D) | 1 | 100% | 2 | 443052112 | XT3SQ3175AFF000XXX | XT4SQ3175BFF000XXX | XT4SQ3225EFF000XXX | XT4SQ3225FFF000XXX | XT4SQ3225GFF000XXX | XT4SQ3225PFF000XXX | XT4SQ3225QFF000XXX | XT4SQ3225TFF000XXX | XT4SQ3225UFF000XXX
SG | SGHA36AT0400 | 44 | SRPG400A175 | 30 | 175 | 17 | 35kA | 5 | Loose MCCB (OEM) | 2 | Distribution Protection | 1 | 600Vac (Y/D) | 2 | 100% | 2 | 443052122 | XT4LQ3175AFF000XXX | XT4LQ3175BFF000XXX | XT4LQ3225EFF000XXX | XT4LQ3225FFF000XXX | XT4LQ3225GFF000XXX | XT4LQ3225PFF000XXX | XT4LQ3225QFF000XXX | XT4LQ3225TFF000XXX | XT4LQ3225UFF000XXX
SG | SGHA36AT0400 | 44 | SRPG400A175 | 30 | 175 | 17 | 35kA | 5 | Panelboard MRO | 1 | Distribution Protection | 1 | 480Vac (Y/D) | 1 | 80% | 1 | 443051111 | XT4SU3175AFF000XXX + SRFB6XT4FPX | XT4SU3175BFF000XXX + SRFB6XT4FPX | XT4SU3225EFF000XXX + SRFB3XT4FPX | XT4SU3225FFF000XXX + SRFB3XT4FPX | XT4SU3225GFF000XXX + SRFB3XT4FPX | XT4SU3225PFF000XXX + SRFB3XT4FPX | XT4SU3225QFF000XXX + SRFB3XT4FPX | XT4SU3225TFF000XXX + SRFB3XT4FPX | XT4SU3225UFF000XXX + SRFB3XT4FPX
SG | SGHA36AT0400 | 44 | SRPG400A175 | 30 | 175 | 17 | 35kA | 5 | Panelboard MRO | 1 | Distribution Protection | 1 | 600Vac (Y/D) | 2 | 80% | 1 | 443051121 | XT4LU3175AFF000XXX + SRFB6XT4FPX | XT4LU3175BFF000XXX + SRFB6XT4FPX | XT4LU3225EFF000XXX + SRFB3XT4FPX | XT4LU3225FFF000XXX + SRFB3XT4FPX | XT4LU3225GFF000XXX + SRFB3XT4FPX | XT4LU3225PFF000XXX + SRFB3XT4FPX | XT4LU3225QFF000XXX + SRFB3XT4FPX | XT4LU3225TFF000XXX + SRFB3XT4FPX | XT4LU3225UFF000XXX + SRFB3XT4FPX
SG | SGHA36AT0400 | 44 | SRPG400A175 | 30 | 175 | 17 | 35kA | 5 | Panelboard MRO | 1 | Distribution Protection | 1 | 480Vac (Y/D) | 1 | 100% | 2 | 443051112 | XT4SQ3175AFF000XXX + SRFB6XT4FPX | XT4SQ3175BFF000XXX + SRFB6XT4FPX | XT4SQ3225EFF000XXX + SRFB3XT4FPX | XT4SQ3225FFF000XXX + SRFB3XT4FPX | XT4SQ3225GFF000XXX + SRFB3XT4FPX | XT4SQ3225PFF000XXX + SRFB3XT4FPX | XT4SQ3225QFF000XXX + SRFB3XT4FPX | XT4SQ3225TFF000XXX + SRFB3XT4FPX | XT4SQ3225UFF000XXX + SRFB3XT4FPX
SG | SGHA36AT0400 | 44 | SRPG400A175 | 30 | 175 | 17 | 35kA | 5 | Panelboard MRO | 1 | Distribution Protection | 1 | 600Vac (Y/D) | 2 | 100% | 2 | 443051122 | XT4LQ3175AFF000XXX + SRFB6XT4FPX | XT4LQ3175BFF000XXX + SRFB6XT4FPX | XT4LQ3225EFF000XXX + SRFB3XT4FPX | XT4LQ3225FFF000XXX + SRFB3XT4FPX | XT4LQ3225GFF000XXX + SRFB3XT4FPX | XT4LQ3225PFF000XXX + SRFB3XT4FPX | XT4LQ3225QFF000XXX + SRFB3XT4FPX | XT4LQ3225TFF000XXX + SRFB3XT4FPX | XT4LQ3225UFF000XXX + SRFB3XT4FPX
SG | SGHA36AT0400 | 44 | SRPG400A175 | 30 | 175 | 17 | 35kA | 5 | Panelboard MRO | 1 | Distribution Protection | 1 | 480Vac (Y/D) | 1 | 80% | 1 | 443051111 | XT4SU3175AFF000XXX + SRFB6XT4FPX | XT4SU3175BFF000XXX + SRFB6XT4FPX | XT4SU3225EFF000XXX + SRFB3XT4FPX | XT4SU3225FFF000XXX + SRFB3XT4FPX | XT4SU3225GFF000XXX + SRFB3XT4FPX | XT4SU3225PFF000XXX + SRFB3XT4FPX | XT4SU3225QFF000XXX + SRFB3XT4FPX | XT4SU3225TFF000XXX + SRFB3XT4FPX | XT4SU3225UFF000XXX + SRFB3XT4FPX
SG | SGHA36AT0400 | 44 | SRPG400A175 | 30 | 175 | 17 | 35kA | 5 | Panelboard MRO | 1 | Distribution Protection | 1 | 600Vac (Y/D) | 2 | 80% | 1 | 443051121 | XT4LU3175AFF000XXX + SRFB6XT4FPX | XT4LU3175BFF000XXX + SRFB6XT4FPX | XT4LU3225EFF000XXX + SRFB3XT4FPX | XT4LU3225FFF000XXX + SRFB3XT4FPX | XT4LU3225GFF000XXX + SRFB3XT4FPX | XT4LU3225PFF000XXX + SRFB3XT4FPX | XT4LU3225QFF000XXX + SRFB3XT4FPX | XT4LU3225TFF000XXX + SRFB3XT4FPX | XT4LU3225UFF000XXX + SRFB3XT4FPX
SG | SGHA36AT0400 | 44 | SRPG400A175 | 30 | 175 | 17 | 35kA | 5 | Panelboard MRO | 1 | Distribution Protection | 1 | 480Vac (Y/D) | 1 | 100% | 2 | 443051112 | XT4SQ3175AFF000XXX + SRFB6XT4FPX | XT4SQ3175BFF000XXX + SRFB6XT4FPX | XT4SQ3225EFF000XXX + SRFB3XT4FPX | XT4SQ3225FFF000XXX + SRFB3XT4FPX | XT4SQ3225GFF000XXX + SRFB3XT4FPX | XT4SQ3225PFF000XXX + SRFB3XT4FPX | XT4SQ3225QFF000XXX + SRFB3XT4FPX | XT4SQ3225TFF000XXX + SRFB3XT4FPX | XT4SQ3225UFF000XXX + SRFB3XT4FPX
SG | SGHA36AT0400 | 44 | SRPG400A175 | 30 | 175 | 17 | 35kA | 5 | Panelboard MRO | 1 | Distribution Protection | 1 | 600Vac (Y/D) | 2 | 100% | 2 | 443051122 | XT4LQ3175AFF000XXX + SRFB6XT4FPX | XT4LQ3175BFF000XXX + SRFB6XT4FPX | XT4LQ3225EFF000XXX + SRFB3XT4FPX | XT4LQ3225FFF000XXX + SRFB3XT4FPX | XT4LQ3225GFF000XXX + SRFB3XT4FPX | XT4LQ3225PFF000XXX + SRFB3XT4FPX | XT4LQ3225QFF000XXX + SRFB3XT4FPX | XT4LQ3225TFF000XXX + SRFB3XT4FPX | XT4LQ3225UFF000XXX + SRFB3XT4FPX
SG | SGHA36AT0400 | 44 | SRPG400A200 | 31 | 200 | 18 | 35kA | 5 | Loose MCCB (OEM) | 2 | Distribution Protection | 1 | 480Vac (Y/D) | 1 | 80% | 1 | 443152111 | XT3SU3200AFF000XXX | XT4SU3200BFF000XXX | XT4SU3225EFF000XXX | XT4SU3225FFF000XXX | XT4SU3225GFF000XXX | XT4SU3225PFF000XXX | XT4SU3225QFF000XXX | XT4SU3225TFF000XXX | XT4SU3225UFF000XXX
SG | SGHA36AT0400 | 44 | SRPG400A200 | 31 | 200 | 18 | 35kA | 5 | Loose MCCB (OEM) | 2 | Distribution Protection | 1 | 600Vac (Y/D) | 2 | 80% | 1 | 443152121 | XT4LU3200AFF000XXX | XT4LU3200BFF000XXX | XT4LU3225EFF000XXX | XT4LU3225FFF000XXX | XT4LU3225GFF000XXX | XT4LU3225PFF000XXX | XT4LU3225QFF000XXX | XT4LU3225TFF000XXX | XT4LU3225UFF000XXX
SG | SGHA36AT0400 | 44 | SRPG400A200 | 31 | 200 | 18 | 35kA | 5 | Loose MCCB (OEM) | 2 | Distribution Protection | 1 | 480Vac (Y/D) | 1 | 100% | 2 | 443152112 | XT3SQ3200AFF000XXX | XT4SQ3200BFF000XXX | XT4SQ3225EFF000XXX | XT4SQ3225FFF000XXX | XT4SQ3225GFF000XXX | XT4SQ3225PFF000XXX | XT4SQ3225QFF000XXX | XT4SQ3225TFF000XXX | XT4SQ3225UFF000XXX
SG | SGHA36AT0400 | 44 | SRPG400A200 | 31 | 200 | 18 | 35kA | 5 | Loose MCCB (OEM) | 2 | Distribution Protection | 1 | 600Vac (Y/D) | 2 | 100% | 2 | 443152122 | XT4LQ3200AFF000XXX | XT4LQ3200BFF000XXX | XT4LQ3225EFF000XXX | XT4LQ3225FFF000XXX | XT4LQ3225GFF000XXX | XT4LQ3225PFF000XXX | XT4LQ3225QFF000XXX | XT4LQ3225TFF000XXX | XT4LQ3225UFF000XXX
SG | SGHA36AT0400 | 44 | SRPG400A200 | 31 | 200 | 18 | 35kA | 5 | Loose MCCB (OEM) | 2 | Distribution Protection | 1 | 480Vac (Y/D) | 1 | 80% | 1 | 443152111 | XT3SU3200AFF000XXX | XT4SU3200BFF000XXX | XT4SU3225EFF000XXX | XT4SU3225FFF000XXX | XT4SU3225GFF000XXX | XT4SU3225PFF000XXX | XT4SU3225QFF000XXX | XT4SU3225TFF000XXX | XT4SU3225UFF000XXX
SG | SGHA36AT0400 | 44 | SRPG400A200 | 31 | 200 | 18 | 35kA | 5 | Loose MCCB (OEM) | 2 | Distribution Protection | 1 | 600Vac (Y/D) | 2 | 80% | 1 | 443152121 | XT4LU3200AFF000XXX | XT4LU3200BFF000XXX | XT4LU3225EFF000XXX | XT4LU3225FFF000XXX | XT4LU3225GFF000XXX | XT4LU3225PFF000XXX | XT4LU3225QFF000XXX | XT4LU3225TFF000XXX | XT4LU3225UFF000XXX
SG | SGHA36AT0400 | 44 | SRPG400A200 | 31 | 200 | 18 | 35kA | 5 | Loose MCCB (OEM) | 2 | Distribution Protection | 1 | 480Vac (Y/D) | 1 | 100% | 2 | 443152112 | XT3SQ3200AFF000XXX | XT4SQ3200BFF000XXX | XT4SQ3225EFF000XXX | XT4SQ3225FFF000XXX | XT4SQ3225GFF000XXX | XT4SQ3225PFF000XXX | XT4SQ3225QFF000XXX | XT4SQ3225TFF000XXX | XT4SQ3225UFF000XXX
SG | SGHA36AT0400 | 44 | SRPG400A200 | 31 | 200 | 18 | 35kA | 5 | Loose MCCB (OEM) | 2 | Distribution Protection | 1 | 600Vac (Y/D) | 2 | 100% | 2 | 443152122 | XT4LQ3200AFF000XXX | XT4LQ3200BFF000XXX | XT4LQ3225EFF000XXX | XT4LQ3225FFF000XXX | XT4LQ3225GFF000XXX | XT4LQ3225PFF000XXX | XT4LQ3225QFF000XXX | XT4LQ3225TFF000XXX | XT4LQ3225UFF000XXX
SG | SGHA36AT0400 | 44 | SRPG400A200 | 31 | 200 | 18 | 35kA | 5 | Panelboard MRO | 1 | Distribution Protection | 1 | 480Vac (Y/D) | 1 | 80% | 1 | 443151111 | XT4SU3200AFF000XXX + SRFB6XT4FPX | XT4SU3200BFF000XXX + SRFB6XT4FPX | XT4SU3225EFF000XXX + SRFB3XT4FPX | XT4SU3225FFF000XXX + SRFB3XT4FPX | XT4SU3225GFF000XXX + SRFB3XT4FPX | XT4SU3225PFF000XXX + SRFB3XT4FPX | XT4SU3225QFF000XXX + SRFB3XT4FPX | XT4SU3225TFF000XXX + SRFB3XT4FPX | XT4SU3225UFF000XXX + SRFB3XT4FPX
SG | SGHA36AT0400 | 44 | SRPG400A200 | 31 | 200 | 18 | 35kA | 5 | Panelboard MRO | 1 | Distribution Protection | 1 | 600Vac (Y/D) | 2 | 80% | 1 | 443151121 | XT4LU3200AFF000XXX + SRFB6XT4FPX | XT4LU3200BFF000XXX + SRFB6XT4FPX | XT4LU3225EFF000XXX + SRFB3XT4FPX | XT4LU3225FFF000XXX + SRFB3XT4FPX | XT4LU3225GFF000XXX + SRFB3XT4FPX | XT4LU3225PFF000XXX + SRFB3XT4FPX | XT4LU3225QFF000XXX + SRFB3XT4FPX | XT4LU3225TFF000XXX + SRFB3XT4FPX | XT4LU3225UFF000XXX + SRFB3XT4FPX
SG | SGHA36AT0400 | 44 | SRPG400A200 | 31 | 200 | 18 | 35kA | 5 | Panelboard MRO | 1 | Distribution Protection | 1 | 480Vac (Y/D) | 1 | 100% | 2 | 443151112 | XT4SQ3200AFF000XXX + SRFB6XT4FPX | XT4SQ3200BFF000XXX + SRFB6XT4FPX | XT4SQ3225EFF000XXX + SRFB3XT4FPX | XT4SQ3225FFF000XXX + SRFB3XT4FPX | XT4SQ3225GFF000XXX + SRFB3XT4FPX | XT4SQ3225PFF000XXX + SRFB3XT4FPX | XT4SQ3225QFF000XXX + SRFB3XT4FPX | XT4SQ3225TFF000XXX + SRFB3XT4FPX | XT4SQ3225UFF000XXX + SRFB3XT4FPX
SG | SGHA36AT0400 | 44 | SRPG400A200 | 31 | 200 | 18 | 35kA | 5 | Panelboard MRO | 1 | Distribution Protection | 1 | 600Vac (Y/D) | 2 | 100% | 2 | 443151122 | XT4LQ3200AFF000XXX + SRFB6XT4FPX | XT4LQ3200BFF000XXX + SRFB6XT4FPX | XT4LQ3225EFF000XXX + SRFB3XT4FPX | XT4LQ3225FFF000XXX + SRFB3XT4FPX | XT4LQ3225GFF000XXX + SRFB3XT4FPX | XT4LQ3225PFF000XXX + SRFB3XT4FPX | XT4LQ3225QFF000XXX + SRFB3XT4FPX | XT4LQ3225TFF000XXX + SRFB3XT4FPX | XT4LQ3225UFF000XXX + SRFB3XT4FPX
SG | SGHA36AT0400 | 44 | SRPG400A200 | 31 | 200 | 18 | 35kA | 5 | Panelboard MRO | 1 | Distribution Protection | 1 | 480Vac (Y/D) | 1 | 80% | 1 | 443151111 | XT4SU3200AFF000XXX + SRFB6XT4FPX | XT4SU3200BFF000XXX + SRFB6XT4FPX | XT4SU3225EFF000XXX + SRFB3XT4FPX | XT4SU3225FFF000XXX + SRFB3XT4FPX | XT4SU3225GFF000XXX + SRFB3XT4FPX | XT4SU3225PFF000XXX + SRFB3XT4FPX | XT4SU3225QFF000XXX + SRFB3XT4FPX | XT4SU3225TFF000XXX + SRFB3XT4FPX | XT4SU3225UFF000XXX + SRFB3XT4FPX
SG | SGHA36AT0400 | 44 | SRPG400A200 | 31 | 200 | 18 | 35kA | 5 | Panelboard MRO | 1 | Distribution Protection | 1 | 600Vac (Y/D) | 2 | 80% | 1 | 443151121 | XT4LU3200AFF000XXX + SRFB6XT4FPX | XT4LU3200BFF000XXX + SRFB6XT4FPX | XT4LU3225EFF000XXX + SRFB3XT4FPX | XT4LU3225FFF000XXX + SRFB3XT4FPX | XT4LU3225GFF000XXX + SRFB3XT4FPX | XT4LU3225PFF000XXX + SRFB3XT4FPX | XT4LU3225QFF000XXX + SRFB3XT4FPX | XT4LU3225TFF000XXX + SRFB3XT4FPX | XT4LU3225UFF000XXX + SRFB3XT4FPX
SG | SGHA36AT0400 | 44 | SRPG400A200 | 31 | 200 | 18 | 35kA | 5 | Panelboard MRO | 1 | Distribution Protection | 1 | 480Vac (Y/D) | 1 | 100% | 2 | 443151112 | XT4SQ3200AFF000XXX + SRFB6XT4FPX | XT4SQ3200BFF000XXX + SRFB6XT4FPX | XT4SQ3225EFF000XXX + SRFB3XT4FPX | XT4SQ3225FFF000XXX + SRFB3XT4FPX | XT4SQ3225GFF000XXX + SRFB3XT4FPX | XT4SQ3225PFF000XXX + SRFB3XT4FPX | XT4SQ3225QFF000XXX + SRFB3XT4FPX | XT4SQ3225TFF000XXX + SRFB3XT4FPX | XT4SQ3225UFF000XXX + SRFB3XT4FPX
SG | SGHA36AT0400 | 44 | SRPG400A200 | 31 | 200 | 18 | 35kA | 5 | Panelboard MRO | 1 | Distribution Protection | 1 | 600Vac (Y/D) | 2 | 100% | 2 | 443151122 | XT4LQ3200AFF000XXX + SRFB6XT4FPX | XT4LQ3200BFF000XXX + SRFB6XT4FPX | XT4LQ3225EFF000XXX + SRFB3XT4FPX | XT4LQ3225FFF000XXX + SRFB3XT4FPX | XT4LQ3225GFF000XXX + SRFB3XT4FPX | XT4LQ3225PFF000XXX + SRFB3XT4FPX | XT4LQ3225QFF000XXX + SRFB3XT4FPX | XT4LQ3225TFF000XXX + SRFB3XT4FPX | XT4LQ3225UFF000XXX + SRFB3XT4FPX
SG | SGHA36AT0400 | 44 | SRPG400A225 | 32 | 225 | 19 | 35kA | 5 | Loose MCCB (OEM) | 2 | Distribution Protection | 1 | 480Vac (Y/D) | 1 | 80% | 1 | 443252111 | XT3SU3225AFF000XXX | XT4SU3225BFF000XXX | XT4SU3225EFF000XXX | XT4SU3225FFF000XXX | XT4SU3225GFF000XXX | XT4SU3225PFF000XXX | XT4SU3225QFF000XXX | XT4SU3225TFF000XXX | XT4SU3225UFF000XXX
SG | SGHA36AT0400 | 44 | SRPG400A225 | 32 | 225 | 19 | 35kA | 5 | Loose MCCB (OEM) | 2 | Distribution Protection | 1 | 600Vac (Y/D) | 2 | 80% | 1 | 443252121 | XT4LU3225AFF000XXX | XT4LU3225BFF000XXX | XT4LU3225EFF000XXX | XT4LU3225FFF000XXX | XT4LU3225GFF000XXX | XT4LU3225PFF000XXX | XT4LU3225QFF000XXX | XT4LU3225TFF000XXX | XT4LU3225UFF000XXX
SG | SGHA36AT0400 | 44 | SRPG400A225 | 32 | 225 | 19 | 35kA | 5 | Loose MCCB (OEM) | 2 | Distribution Protection | 1 | 480Vac (Y/D) | 1 | 100% | 2 | 443252112 | XT3SQ3225AFF000XXX | XT4SQ3225BFF000XXX | XT4SQ3225EFF000XXX | XT4SQ3225FFF000XXX | XT4SQ3225GFF000XXX | XT4SQ3225PFF000XXX | XT4SQ3225QFF000XXX | XT4SQ3225TFF000XXX | XT4SQ3225UFF000XXX
SG | SGHA36AT0400 | 44 | SRPG400A225 | 32 | 225 | 19 | 35kA | 5 | Loose MCCB (OEM) | 2 | Distribution Protection | 1 | 600Vac (Y/D) | 2 | 100% | 2 | 443252122 | XT4LQ3225AFF000XXX | XT4LQ3225BFF000XXX | XT4LQ3225EFF000XXX | XT4LQ3225FFF000XXX | XT4LQ3225GFF000XXX | XT4LQ3225PFF000XXX | XT4LQ3225QFF000XXX | XT4LQ3225TFF000XXX | XT4LQ3225UFF000XXX
SG | SGHA36AT0400 | 44 | SRPG400A225 | 32 | 225 | 19 | 35kA | 5 | Loose MCCB (OEM) | 2 | Distribution Protection | 1 | 480Vac (Y/D) | 1 | 80% | 1 | 443252111 | XT3SU3225AFF000XXX | XT4SU3225BFF000XXX | XT4SU3225EFF000XXX | XT4SU3225FFF000XXX | XT4SU3225GFF000XXX | XT4SU3225PFF000XXX | XT4SU3225QFF000XXX | XT4SU3225TFF000XXX | XT4SU3225UFF000XXX
SG | SGHA36AT0400 | 44 | SRPG400A225 | 32 | 225 | 19 | 35kA | 5 | Loose MCCB (OEM) | 2 | Distribution Protection | 1 | 600Vac (Y/D) | 2 | 80% | 1 | 443252121 | XT4LU3225AFF000XXX | XT4LU3225BFF000XXX | XT4LU3225EFF000XXX | XT4LU3225FFF000XXX | XT4LU3225GFF000XXX | XT4LU3225PFF000XXX | XT4LU3225QFF000XXX | XT4LU3225TFF000XXX | XT4LU3225UFF000XXX
SG | SGHA36AT0400 | 44 | SRPG400A225 | 32 | 225 | 19 | 35kA | 5 | Loose MCCB (OEM) | 2 | Distribution Protection | 1 | 480Vac (Y/D) | 1 | 100% | 2 | 443252112 | XT3SQ3225AFF000XXX | XT4SQ3225BFF000XXX | XT4SQ3225EFF000XXX | XT4SQ3225FFF000XXX | XT4SQ3225GFF000XXX | XT4SQ3225PFF000XXX | XT4SQ3225QFF000XXX | XT4SQ3225TFF000XXX | XT4SQ3225UFF000XXX
SG | SGHA36AT0400 | 44 | SRPG400A225 | 32 | 225 | 19 | 35kA | 5 | Loose MCCB (OEM) | 2 | Distribution Protection | 1 | 600Vac (Y/D) | 2 | 100% | 2 | 443252122 | XT4LQ3225AFF000XXX | XT4LQ3225BFF000XXX | XT4LQ3225EFF000XXX | XT4LQ3225FFF000XXX | XT4LQ3225GFF000XXX | XT4LQ3225PFF000XXX | XT4LQ3225QFF000XXX | XT4LQ3225TFF000XXX | XT4LQ3225UFF000XXX
SG | SGHA36AT0400 | 44 | SRPG400A225 | 32 | 225 | 19 | 35kA | 5 | Panelboard MRO | 1 | Distribution Protection | 1 | 480Vac (Y/D) | 1 | 80% | 1 | 443251111 | XT4SU3225AFF000XXX + SRFB6XT4FPX | XT4SU3225BFF000XXX + SRFB6XT4FPX | XT4SU3225EFF000XXX + SRFB3XT4FPX | XT4SU3225FFF000XXX + SRFB3XT4FPX | XT4SU3225GFF000XXX + SRFB3XT4FPX | XT4SU3225PFF000XXX + SRFB3XT4FPX | XT4SU3225QFF000XXX + SRFB3XT4FPX | XT4SU3225TFF000XXX + SRFB3XT4FPX | XT4SU3225UFF000XXX + SRFB3XT4FPX
SG | SGHA36AT0400 | 44 | SRPG400A225 | 32 | 225 | 19 | 35kA | 5 | Panelboard MRO | 1 | Distribution Protection | 1 | 600Vac (Y/D) | 2 | 80% | 1 | 443251121 | XT4LU3225AFF000XXX + SRFB6XT4FPX | XT4LU3225BFF000XXX + SRFB6XT4FPX | XT4LU3225EFF000XXX + SRFB3XT4FPX | XT4LU3225FFF000XXX + SRFB3XT4FPX | XT4LU3225GFF000XXX + SRFB3XT4FPX | XT4LU3225PFF000XXX + SRFB3XT4FPX | XT4LU3225QFF000XXX + SRFB3XT4FPX | XT4LU3225TFF000XXX + SRFB3XT4FPX | XT4LU3225UFF000XXX + SRFB3XT4FPX
SG | SGHA36AT0400 | 44 | SRPG400A225 | 32 | 225 | 19 | 35kA | 5 | Panelboard MRO | 1 | Distribution Protection | 1 | 480Vac (Y/D) | 1 | 100% | 2 | 443251112 | XT4SQ3225AFF000XXX + SRFB6XT4FPX | XT4SQ3225BFF000XXX + SRFB6XT4FPX | XT4SQ3225EFF000XXX + SRFB3XT4FPX | XT4SQ3225FFF000XXX + SRFB3XT4FPX | XT4SQ3225GFF000XXX + SRFB3XT4FPX | XT4SQ3225PFF000XXX + SRFB3XT4FPX | XT4SQ3225QFF000XXX + SRFB3XT4FPX | XT4SQ3225TFF000XXX + SRFB3XT4FPX | XT4SQ3225UFF000XXX + SRFB3XT4FPX
SG | SGHA36AT0400 | 44 | SRPG400A225 | 32 | 225 | 19 | 35kA | 5 | Panelboard MRO | 1 | Distribution Protection | 1 | 600Vac (Y/D) | 2 | 100% | 2 | 443251122 | XT4LQ3225AFF000XXX + SRFB6XT4FPX | XT4LQ3225BFF000XXX + SRFB6XT4FPX | XT4LQ3225EFF000XXX + SRFB3XT4FPX | XT4LQ3225FFF000XXX + SRFB3XT4FPX | XT4LQ3225GFF000XXX + SRFB3XT4FPX | XT4LQ3225PFF000XXX + SRFB3XT4FPX | XT4LQ3225QFF000XXX + SRFB3XT4FPX | XT4LQ3225TFF000XXX + SRFB3XT4FPX | XT4LQ3225UFF000XXX + SRFB3XT4FPX
SG | SGHA36AT0400 | 44 | SRPG400A225 | 32 | 225 | 19 | 35kA | 5 | Panelboard MRO | 1 | Distribution Protection | 1 | 480Vac (Y/D) | 1 | 80% | 1 | 443251111 | XT4SU3225AFF000XXX + SRFB6XT4FPX | XT4SU3225BFF000XXX + SRFB6XT4FPX | XT4SU3225EFF000XXX + SRFB3XT4FPX | XT4SU3225FFF000XXX + SRFB3XT4FPX | XT4SU3225GFF000XXX + SRFB3XT4FPX | XT4SU3225PFF000XXX + SRFB3XT4FPX | XT4SU3225QFF000XXX + SRFB3XT4FPX | XT4SU3225TFF000XXX + SRFB3XT4FPX | XT4SU3225UFF000XXX + SRFB3XT4FPX
SG | SGHA36AT0400 | 44 | SRPG400A225 | 32 | 225 | 19 | 35kA | 5 | Panelboard MRO | 1 | Distribution Protection | 1 | 600Vac (Y/D) | 2 | 80% | 1 | 443251121 | XT4LU3225AFF000XXX + SRFB6XT4FPX | XT4LU3225BFF000XXX + SRFB6XT4FPX | XT4LU3225EFF000XXX + SRFB3XT4FPX | XT4LU3225FFF000XXX + SRFB3XT4FPX | XT4LU3225GFF000XXX + SRFB3XT4FPX | XT4LU3225PFF000XXX + SRFB3XT4FPX | XT4LU3225QFF000XXX + SRFB3XT4FPX | XT4LU3225TFF000XXX + SRFB3XT4FPX | XT4LU3225UFF000XXX + SRFB3XT4FPX
SG | SGHA36AT0400 | 44 | SRPG400A225 | 32 | 225 | 19 | 35kA | 5 | Panelboard MRO | 1 | Distribution Protection | 1 | 480Vac (Y/D) | 1 | 100% | 2 | 443251112 | XT4SQ3225AFF000XXX + SRFB6XT4FPX | XT4SQ3225BFF000XXX + SRFB6XT4FPX | XT4SQ3225EFF000XXX + SRFB3XT4FPX | XT4SQ3225FFF000XXX + SRFB3XT4FPX | XT4SQ3225GFF000XXX + SRFB3XT4FPX | XT4SQ3225PFF000XXX + SRFB3XT4FPX | XT4SQ3225QFF000XXX + SRFB3XT4FPX | XT4SQ3225TFF000XXX + SRFB3XT4FPX | XT4SQ3225UFF000XXX + SRFB3XT4FPX
SG | SGHA36AT0400 | 44 | SRPG400A225 | 32 | 225 | 19 | 35kA | 5 | Panelboard MRO | 1 | Distribution Protection | 1 | 600Vac (Y/D) | 2 | 100% | 2 | 443251122 | XT4LQ3225AFF000XXX + SRFB6XT4FPX | XT4LQ3225BFF000XXX + SRFB6XT4FPX | XT4LQ3225EFF000XXX + SRFB3XT4FPX | XT4LQ3225FFF000XXX + SRFB3XT4FPX | XT4LQ3225GFF000XXX + SRFB3XT4FPX | XT4LQ3225PFF000XXX + SRFB3XT4FPX | XT4LQ3225QFF000XXX + SRFB3XT4FPX | XT4LQ3225TFF000XXX + SRFB3XT4FPX | XT4LQ3225UFF000XXX + SRFB3XT4FPX
SG | SGHA36AT0400 | 44 | SRPG400A250 | 33 | 250 | 20 | 35kA | 5 | Loose MCCB (OEM) | 2 | Distribution Protection | 1 | 480Vac (Y/D) | 1 | 80% | 1 | 443352111 | XT4SU3250AFF000XXX | XT4SU3250BFF000XXX | XT4SU3250EFF000XXX | XT4SU3250FFF000XXX | XT4SU3250GFF000XXX | XT4SU3250PFF000XXX | XT4SU3250QFF000XXX | XT4SU3250TFF000XXX | XT4SU3250UFF000XXX
SG | SGHA36AT0400 | 44 | SRPG400A250 | 33 | 250 | 20 | 35kA | 5 | Loose MCCB (OEM) | 2 | Distribution Protection | 1 | 600Vac (Y/D) | 2 | 80% | 1 | 443352121 | XT4LU3250AFF000XXX | XT4LU3250BFF000XXX | XT4LU3250EFF000XXX | XT4LU3250FFF000XXX | XT4LU3250GFF000XXX | XT4LU3250PFF000XXX | XT4LU3250QFF000XXX | XT4LU3250TFF000XXX | XT4LU3250UFF000XXX
SG | SGHA36AT0400 | 44 | SRPG400A250 | 33 | 250 | 20 | 35kA | 5 | Loose MCCB (OEM) | 2 | Distribution Protection | 1 | 480Vac (Y/D) | 1 | 100% | 2 | 443352112 | XT4SQ3250AFF000XXX | XT4SQ3250BFF000XXX | XT4SQ3250EFF000XXX | XT4SQ3250FFF000XXX | XT4SQ3250GFF000XXX | XT4SQ3250PFF000XXX | XT4SQ3250QFF000XXX | XT4SQ3250TFF000XXX | XT4SQ3250UFF000XXX
SG | SGHA36AT0400 | 44 | SRPG400A250 | 33 | 250 | 20 | 35kA | 5 | Loose MCCB (OEM) | 2 | Distribution Protection | 1 | 600Vac (Y/D) | 2 | 100% | 2 | 443352122 | XT4LQ3250AFF000XXX | XT4LQ3250BFF000XXX | XT4LQ3250EFF000XXX | XT4LQ3250FFF000XXX | XT4LQ3250GFF000XXX | XT4LQ3250PFF000XXX | XT4LQ3250QFF000XXX | XT4LQ3250TFF000XXX | XT4LQ3250UFF000XXX
SG | SGHA36AT0400 | 44 | SRPG400A250 | 33 | 250 | 20 | 35kA | 5 | Loose MCCB (OEM) | 2 | Distribution Protection | 1 | 480Vac (Y/D) | 1 | 80% | 1 | 443352111 | XT4SU3250AFF000XXX | XT4SU3250BFF000XXX | XT4SU3250EFF000XXX | XT4SU3250FFF000XXX | XT4SU3250GFF000XXX | XT4SU3250PFF000XXX | XT4SU3250QFF000XXX | XT4SU3250TFF000XXX | XT4SU3250UFF000XXX
SG | SGHA36AT0400 | 44 | SRPG400A250 | 33 | 250 | 20 | 35kA | 5 | Loose MCCB (OEM) | 2 | Distribution Protection | 1 | 600Vac (Y/D) | 2 | 80% | 1 | 443352121 | XT4LU3250AFF000XXX | XT4LU3250BFF000XXX | XT4LU3250EFF000XXX | XT4LU3250FFF000XXX | XT4LU3250GFF000XXX | XT4LU3250PFF000XXX | XT4LU3250QFF000XXX | XT4LU3250TFF000XXX | XT4LU3250UFF000XXX
SG | SGHA36AT0400 | 44 | SRPG400A250 | 33 | 250 | 20 | 35kA | 5 | Loose MCCB (OEM) | 2 | Distribution Protection | 1 | 480Vac (Y/D) | 1 | 100% | 2 | 443352112 | XT4SQ3250AFF000XXX | XT4SQ3250BFF000XXX | XT4SQ3250EFF000XXX | XT4SQ3250FFF000XXX | XT4SQ3250GFF000XXX | XT4SQ3250PFF000XXX | XT4SQ3250QFF000XXX | XT4SQ3250TFF000XXX | XT4SQ3250UFF000XXX
SG | SGHA36AT0400 | 44 | SRPG400A250 | 33 | 250 | 20 | 35kA | 5 | Loose MCCB (OEM) | 2 | Distribution Protection | 1 | 600Vac (Y/D) | 2 | 100% | 2 | 443352122 | XT4LQ3250AFF000XXX | XT4LQ3250BFF000XXX | XT4LQ3250EFF000XXX | XT4LQ3250FFF000XXX | XT4LQ3250GFF000XXX | XT4LQ3250PFF000XXX | XT4LQ3250QFF000XXX | XT4LQ3250TFF000XXX | XT4LQ3250UFF000XXX
SG | SGHA36AT0400 | 44 | SRPG400A250 | 33 | 250 | 20 | 35kA | 5 | Panelboard MRO | 1 | Distribution Protection | 1 | 480Vac (Y/D) | 1 | 80% | 1 | 443351111 | XT4SU3250AFF000XXX + SRFB6XT4FPX | XT4SU3250BFF000XXX + SRFB6XT4FPX | XT4SU3250EFF000XXX + SRFB3XT4FPX | XT4SU3250FFF000XXX + SRFB3XT4FPX | XT4SU3250GFF000XXX + SRFB3XT4FPX | XT4SU3250PFF000XXX + SRFB3XT4FPX | XT4SU3250QFF000XXX + SRFB3XT4FPX | XT4SU3250TFF000XXX + SRFB3XT4FPX | XT4SU3250UFF000XXX + SRFB3XT4FPX
SG | SGHA36AT0400 | 44 | SRPG400A250 | 33 | 250 | 20 | 35kA | 5 | Panelboard MRO | 1 | Distribution Protection | 1 | 600Vac (Y/D) | 2 | 80% | 1 | 443351121 | XT4LU3250AFF000XXX + SRFB6XT4FPX | XT4LU3250BFF000XXX + SRFB6XT4FPX | XT4LU3250EFF000XXX + SRFB3XT4FPX | XT4LU3250FFF000XXX + SRFB3XT4FPX | XT4LU3250GFF000XXX + SRFB3XT4FPX | XT4LU3250PFF000XXX + SRFB3XT4FPX | XT4LU3250QFF000XXX + SRFB3XT4FPX | XT4LU3250TFF000XXX + SRFB3XT4FPX | XT4LU3250UFF000XXX + SRFB3XT4FPX
SG | SGHA36AT0400 | 44 | SRPG400A250 | 33 | 250 | 20 | 35kA | 5 | Panelboard MRO | 1 | Distribution Protection | 1 | 480Vac (Y/D) | 1 | 100% | 2 | 443351112 | XT4SQ3250AFF000XXX + SRFB6XT4FPX | XT4SQ3250BFF000XXX + SRFB6XT4FPX | XT4SQ3250EFF000XXX + SRFB3XT4FPX | XT4SQ3250FFF000XXX + SRFB3XT4FPX | XT4SQ3250GFF000XXX + SRFB3XT4FPX | XT4SQ3250PFF000XXX + SRFB3XT4FPX | XT4SQ3250QFF000XXX + SRFB3XT4FPX | XT4SQ3250TFF000XXX + SRFB3XT4FPX | XT4SQ3250UFF000XXX + SRFB3XT4FPX
SG | SGHA36AT0400 | 44 | SRPG400A250 | 33 | 250 | 20 | 35kA | 5 | Panelboard MRO | 1 | Distribution Protection | 1 | 600Vac (Y/D) | 2 | 100% | 2 | 443351122 | XT4LQ3250AFF000XXX + SRFB6XT4FPX | XT4LQ3250BFF000XXX + SRFB6XT4FPX | XT4LQ3250EFF000XXX + SRFB3XT4FPX | XT4LQ3250FFF000XXX + SRFB3XT4FPX | XT4LQ3250GFF000XXX + SRFB3XT4FPX | XT4LQ3250PFF000XXX + SRFB3XT4FPX | XT4LQ3250QFF000XXX + SRFB3XT4FPX | XT4LQ3250TFF000XXX + SRFB3XT4FPX | XT4LQ3250UFF000XXX + SRFB3XT4FPX
SG | SGHA36AT0400 | 44 | SRPG400A250 | 33 | 250 | 20 | 35kA | 5 | Panelboard MRO | 1 | Distribution Protection | 1 | 480Vac (Y/D) | 1 | 80% | 1 | 443351111 | XT4SU3250AFF000XXX + SRFB6XT4FPX | XT4SU3250BFF000XXX + SRFB6XT4FPX | XT4SU3250EFF000XXX + SRFB3XT4FPX | XT4SU3250FFF000XXX + SRFB3XT4FPX | XT4SU3250GFF000XXX + SRFB3XT4FPX | XT4SU3250PFF000XXX + SRFB3XT4FPX | XT4SU3250QFF000XXX + SRFB3XT4FPX | XT4SU3250TFF000XXX + SRFB3XT4FPX | XT4SU3250UFF000XXX + SRFB3XT4FPX
SG | SGHA36AT0400 | 44 | SRPG400A250 | 33 | 250 | 20 | 35kA | 5 | Panelboard MRO | 1 | Distribution Protection | 1 | 600Vac (Y/D) | 2 | 80% | 1 | 443351121 | XT4LU3250AFF000XXX + SRFB6XT4FPX | XT4LU3250BFF000XXX + SRFB6XT4FPX | XT4LU3250EFF000XXX + SRFB3XT4FPX | XT4LU3250FFF000XXX + SRFB3XT4FPX | XT4LU3250GFF000XXX + SRFB3XT4FPX | XT4LU3250PFF000XXX + SRFB3XT4FPX | XT4LU3250QFF000XXX + SRFB3XT4FPX | XT4LU3250TFF000XXX + SRFB3XT4FPX | XT4LU3250UFF000XXX + SRFB3XT4FPX
SG | SGHA36AT0400 | 44 | SRPG400A250 | 33 | 250 | 20 | 35kA | 5 | Panelboard MRO | 1 | Distribution Protection | 1 | 480Vac (Y/D) | 1 | 100% | 2 | 443351112 | XT4SQ3250AFF000XXX + SRFB6XT4FPX | XT4SQ3250BFF000XXX + SRFB6XT4FPX | XT4SQ3250EFF000XXX + SRFB3XT4FPX | XT4SQ3250FFF000XXX + SRFB3XT4FPX | XT4SQ3250GFF000XXX + SRFB3XT4FPX | XT4SQ3250PFF000XXX + SRFB3XT4FPX | XT4SQ3250QFF000XXX + SRFB3XT4FPX | XT4SQ3250TFF000XXX + SRFB3XT4FPX | XT4SQ3250UFF000XXX + SRFB3XT4FPX
SG | SGHA36AT0400 | 44 | SRPG400A250 | 33 | 250 | 20 | 35kA | 5 | Panelboard MRO | 1 | Distribution Protection | 1 | 600Vac (Y/D) | 2 | 100% | 2 | 443351122 | XT4LQ3250AFF000XXX + SRFB6XT4FPX | XT4LQ3250BFF000XXX + SRFB6XT4FPX | XT4LQ3250EFF000XXX + SRFB3XT4FPX | XT4LQ3250FFF000XXX + SRFB3XT4FPX | XT4LQ3250GFF000XXX + SRFB3XT4FPX | XT4LQ3250PFF000XXX + SRFB3XT4FPX | XT4LQ3250QFF000XXX + SRFB3XT4FPX | XT4LQ3250TFF000XXX + SRFB3XT4FPX | XT4LQ3250UFF000XXX + SRFB3XT4FPX
SG | SGHA36AT0400 | 44 | SRPG400A300 | 34 | 300 | 21 | 35kA | 5 | Loose MCCB (OEM) | 2 | Distribution Protection | 1 | 480Vac (Y/D) | 1 | 80% | 1 | 443452111 | No Equivalent Cross Available Based on Selections | XT5NU330ABFF000XXX | XT5NU330AEFF000XXX | XT5NU330AFFF000XXX | XT5NU330AGFF000XXX | XT5NU330APFF000XXX | XT5NU330AQFF000XXX | XT5NU330ATFF000XXX | XT5NU330AUFF000XXX
SG | SGHA36AT0400 | 44 | SRPG400A300 | 34 | 300 | 21 | 35kA | 5 | Loose MCCB (OEM) | 2 | Distribution Protection | 1 | 600Vac (Y/D) | 2 | 80% | 1 | 443452121 | No Equivalent Cross Available Based on Selections | XT5HU330ABFF000XXX | XT5HU330AEFF000XXX | XT5HU330AFFF000XXX | XT5HU330AGFF000XXX | XT5HU330APFF000XXX | XT5HU330AQFF000XXX | XT5HU330ATFF000XXX | XT5HU330AUFF000XXX
SG | SGHA36AT0400 | 44 | SRPG400A300 | 34 | 300 | 21 | 35kA | 5 | Loose MCCB (OEM) | 2 | Distribution Protection | 1 | 480Vac (Y/D) | 1 | 100% | 2 | 443452112 | No Equivalent Cross Available Based on Selections | XT5NQ330ABFF000XXX | XT5NQ330AEFF000XXX | XT5NQ330AFFF000XXX | XT5NQ330AGFF000XXX | XT5NQ330APFF000XXX | XT5NQ330AQFF000XXX | XT5NQ330ATFF000XXX | XT5NQ330AUFF000XXX
SG | SGHA36AT0400 | 44 | SRPG400A300 | 34 | 300 | 21 | 35kA | 5 | Loose MCCB (OEM) | 2 | Distribution Protection | 1 | 600Vac (Y/D) | 2 | 100% | 2 | 443452122 | No Equivalent Cross Available Based on Selections | XT5HQ330ABFF000XXX | XT5HQ330AEFF000XXX | XT5HQ330AFFF000XXX | XT5HQ330AGFF000XXX | XT5HQ330APFF000XXX | XT5HQ330AQFF000XXX | XT5HQ330ATFF000XXX | XT5HQ330AUFF000XXX
SG | SGHA36AT0400 | 44 | SRPG400A300 | 34 | 300 | 21 | 35kA | 5 | Loose MCCB (OEM) | 2 | Distribution Protection | 1 | 480Vac (Y/D) | 1 | 80% | 1 | 443452111 | No Equivalent Cross Available Based on Selections | XT5NU330ABFF000XXX | XT5NU330AEFF000XXX | XT5NU330AFFF000XXX | XT5NU330AGFF000XXX | XT5NU330APFF000XXX | XT5NU330AQFF000XXX | XT5NU330ATFF000XXX | XT5NU330AUFF000XXX
SG | SGHA36AT0400 | 44 | SRPG400A300 | 34 | 300 | 21 | 35kA | 5 | Loose MCCB (OEM) | 2 | Distribution Protection | 1 | 600Vac (Y/D) | 2 | 80% | 1 | 443452121 | No Equivalent Cross Available Based on Selections | XT5HU330ABFF000XXX | XT5HU330AEFF000XXX | XT5HU330AFFF000XXX | XT5HU330AGFF000XXX | XT5HU330APFF000XXX | XT5HU330AQFF000XXX | XT5HU330ATFF000XXX | XT5HU330AUFF000XXX
SG | SGHA36AT0400 | 44 | SRPG400A300 | 34 | 300 | 21 | 35kA | 5 | Loose MCCB (OEM) | 2 | Distribution Protection | 1 | 480Vac (Y/D) | 1 | 100% | 2 | 443452112 | No Equivalent Cross Available Based on Selections | XT5NQ330ABFF000XXX | XT5NQ330AEFF000XXX | XT5NQ330AFFF000XXX | XT5NQ330AGFF000XXX | XT5NQ330APFF000XXX | XT5NQ330AQFF000XXX | XT5NQ330ATFF000XXX | XT5NQ330AUFF000XXX
SG | SGHA36AT0400 | 44 | SRPG400A300 | 34 | 300 | 21 | 35kA | 5 | Loose MCCB (OEM) | 2 | Distribution Protection | 1 | 600Vac (Y/D) | 2 | 100% | 2 | 443452122 | No Equivalent Cross Available Based on Selections | XT5HQ330ABFF000XXX | XT5HQ330AEFF000XXX | XT5HQ330AFFF000XXX | XT5HQ330AGFF000XXX | XT5HQ330APFF000XXX | XT5HQ330AQFF000XXX | XT5HQ330ATFF000XXX | XT5HQ330AUFF000XXX
SG | SGHA36AT0400 | 44 | SRPG400A300 | 34 | 300 | 21 | 35kA | 5 | Panelboard MRO | 1 | Distribution Protection | 1 | 480Vac (Y/D) | 1 | 80% | 1 | 443451111 | No Equivalent Cross Available Based on Selections | XT5NU330ABFF000XXX | XT5NU330AEFF000XXX + SRFB3XT5MFPX | XT5NU330AFFF000XXX + SRFB3XT5MFPX | XT5NU330AGFF000XXX + SRFB3XT5MFPX | XT5NU330APFF000XXX + SRFB3XT5MFPX | XT5NU330AQFF000XXX + SRFB3XT5MFPX | XT5NU330ATFF000XXX + SRFB3XT5MFPX | XT5NU330AUFF000XXX + SRFB3XT5MFPX
SG | SGHA36AT0400 | 44 | SRPG400A300 | 34 | 300 | 21 | 35kA | 5 | Panelboard MRO | 1 | Distribution Protection | 1 | 600Vac (Y/D) | 2 | 80% | 1 | 443451121 | No Equivalent Cross Available Based on Selections | XT5HU330ABFF000XXX | XT5HU330AEFF000XXX + SRFB3XT5MFPX | XT5HU330AFFF000XXX + SRFB3XT5MFPX | XT5HU330AGFF000XXX + SRFB3XT5MFPX | XT5HU330APFF000XXX + SRFB3XT5MFPX | XT5HU330AQFF000XXX + SRFB3XT5MFPX | XT5HU330ATFF000XXX + SRFB3XT5MFPX | XT5HU330AUFF000XXX + SRFB3XT5MFPX
SG | SGHA36AT0400 | 44 | SRPG400A300 | 34 | 300 | 21 | 35kA | 5 | Panelboard MRO | 1 | Distribution Protection | 1 | 480Vac (Y/D) | 1 | 100% | 2 | 443451112 | No Equivalent Cross Available Based on Selections | XT5NQ330ABFF000XXX | XT5NQ330AEFF000XXX + SRFB3XT5MFPX | XT5NQ330AFFF000XXX + SRFB3XT5MFPX | XT5NQ330AGFF000XXX + SRFB3XT5MFPX | XT5NQ330APFF000XXX + SRFB3XT5MFPX | XT5NQ330AQFF000XXX + SRFB3XT5MFPX | XT5NQ330ATFF000XXX + SRFB3XT5MFPX | XT5NQ330AUFF000XXX + SRFB3XT5MFPX
SG | SGHA36AT0400 | 44 | SRPG400A300 | 34 | 300 | 21 | 35kA | 5 | Panelboard MRO | 1 | Distribution Protection | 1 | 600Vac (Y/D) | 2 | 100% | 2 | 443451122 | No Equivalent Cross Available Based on Selections | XT5HQ330ABFF000XXX | XT5HQ330AEFF000XXX + SRFB3XT5MFPX | XT5HQ330AFFF000XXX + SRFB3XT5MFPX | XT5HQ330AGFF000XXX + SRFB3XT5MFPX | XT5HQ330APFF000XXX + SRFB3XT5MFPX | XT5HQ330AQFF000XXX + SRFB3XT5MFPX | XT5HQ330ATFF000XXX + SRFB3XT5MFPX | XT5HQ330AUFF000XXX + SRFB3XT5MFPX
SG | SGHA36AT0400 | 44 | SRPG400A300 | 34 | 300 | 21 | 35kA | 5 | Panelboard MRO | 1 | Distribution Protection | 1 | 480Vac (Y/D) | 1 | 80% | 1 | 443451111 | No Equivalent Cross Available Based on Selections | XT5NU330ABFF000XXX | XT5NU330AEFF000XXX + SRFB3XT5MFPX | XT5NU330AFFF000XXX + SRFB3XT5MFPX | XT5NU330AGFF000XXX + SRFB3XT5MFPX | XT5NU330APFF000XXX + SRFB3XT5MFPX | XT5NU330AQFF000XXX + SRFB3XT5MFPX | XT5NU330ATFF000XXX + SRFB3XT5MFPX | XT5NU330AUFF000XXX + SRFB3XT5MFPX
SG | SGHA36AT0400 | 44 | SRPG400A300 | 34 | 300 | 21 | 35kA | 5 | Panelboard MRO | 1 | Distribution Protection | 1 | 600Vac (Y/D) | 2 | 80% | 1 | 443451121 | No Equivalent Cross Available Based on Selections | XT5HU330ABFF000XXX | XT5HU330AEFF000XXX + SRFB3XT5MFPX | XT5HU330AFFF000XXX + SRFB3XT5MFPX | XT5HU330AGFF000XXX + SRFB3XT5MFPX | XT5HU330APFF000XXX + SRFB3XT5MFPX | XT5HU330AQFF000XXX + SRFB3XT5MFPX | XT5HU330ATFF000XXX + SRFB3XT5MFPX | XT5HU330AUFF000XXX + SRFB3XT5MFPX
SG | SGHA36AT0400 | 44 | SRPG400A300 | 34 | 300 | 21 | 35kA | 5 | Panelboard MRO | 1 | Distribution Protection | 1 | 480Vac (Y/D) | 1 | 100% | 2 | 443451112 | No Equivalent Cross Available Based on Selections | XT5NQ330ABFF000XXX | XT5NQ330AEFF000XXX + SRFB3XT5MFPX | XT5NQ330AFFF000XXX + SRFB3XT5MFPX | XT5NQ330AGFF000XXX + SRFB3XT5MFPX | XT5NQ330APFF000XXX + SRFB3XT5MFPX | XT5NQ330AQFF000XXX + SRFB3XT5MFPX | XT5NQ330ATFF000XXX + SRFB3XT5MFPX | XT5NQ330AUFF000XXX + SRFB3XT5MFPX
SG | SGHA36AT0400 | 44 | SRPG400A300 | 34 | 300 | 21 | 35kA | 5 | Panelboard MRO | 1 | Distribution Protection | 1 | 600Vac (Y/D) | 2 | 100% | 2 | 443451122 | No Equivalent Cross Available Based on Selections | XT5HQ330ABFF000XXX | XT5HQ330AEFF000XXX + SRFB3XT5MFPX | XT5HQ330AFFF000XXX + SRFB3XT5MFPX | XT5HQ330AGFF000XXX + SRFB3XT5MFPX | XT5HQ330APFF000XXX + SRFB3XT5MFPX | XT5HQ330AQFF000XXX + SRFB3XT5MFPX | XT5HQ330ATFF000XXX + SRFB3XT5MFPX | XT5HQ330AUFF000XXX + SRFB3XT5MFPX
SG | SGHA36AT0400 | 44 | SRPG400A350 | 35 | 350 | 22 | 35kA | 5 | Loose MCCB (OEM) | 2 | Distribution Protection | 1 | 480Vac (Y/D) | 1 | 80% | 1 | 443552111 | No Equivalent Cross Available Based on Selections | XT5NU340ABFF000XXX | XT5NU340AEFF000XXX | XT5NU340AFFF000XXX | XT5NU340AGFF000XXX | XT5NU340APFF000XXX | XT5NU340AQFF000XXX | XT5NU340ATFF000XXX | XT5NU340AUFF000XXX
SG | SGHA36AT0400 | 44 | SRPG400A350 | 35 | 350 | 22 | 35kA | 5 | Loose MCCB (OEM) | 2 | Distribution Protection | 1 | 600Vac (Y/D) | 2 | 80% | 1 | 443552121 | No Equivalent Cross Available Based on Selections | XT5HU340ABFF000XXX | XT5HU340AEFF000XXX | XT5HU340AFFF000XXX | XT5HU340AGFF000XXX | XT5HU340APFF000XXX | XT5HU340AQFF000XXX | XT5HU340ATFF000XXX | XT5HU340AUFF000XXX
SG | SGHA36AT0400 | 44 | SRPG400A350 | 35 | 350 | 22 | 35kA | 5 | Loose MCCB (OEM) | 2 | Distribution Protection | 1 | 480Vac (Y/D) | 1 | 100% | 2 | 443552112 | No Equivalent Cross Available Based on Selections | XT5NQ340ABFF000XXX | XT5NQ340AEFF000XXX | XT5NQ340AFFF000XXX | XT5NQ340AGFF000XXX | XT5NQ340APFF000XXX | XT5NQ340AQFF000XXX | XT5NQ340ATFF000XXX | XT5NQ340AUFF000XXX
SG | SGHA36AT0400 | 44 | SRPG400A350 | 35 | 350 | 22 | 35kA | 5 | Loose MCCB (OEM) | 2 | Distribution Protection | 1 | 600Vac (Y/D) | 2 | 100% | 2 | 443552122 | No Equivalent Cross Available Based on Selections | XT5HQ340ABFF000XXX | XT5HQ340AEFF000XXX | XT5HQ340AFFF000XXX | XT5HQ340AGFF000XXX | XT5HQ340APFF000XXX | XT5HQ340AQFF000XXX | XT5HQ340ATFF000XXX | XT5HQ340AUFF000XXX
SG | SGHA36AT0400 | 44 | SRPG400A350 | 35 | 350 | 22 | 35kA | 5 | Loose MCCB (OEM) | 2 | Distribution Protection | 1 | 480Vac (Y/D) | 1 | 80% | 1 | 443552111 | No Equivalent Cross Available Based on Selections | XT5NU340ABFF000XXX | XT5NU340AEFF000XXX | XT5NU340AFFF000XXX | XT5NU340AGFF000XXX | XT5NU340APFF000XXX | XT5NU340AQFF000XXX | XT5NU340ATFF000XXX | XT5NU340AUFF000XXX
SG | SGHA36AT0400 | 44 | SRPG400A350 | 35 | 350 | 22 | 35kA | 5 | Loose MCCB (OEM) | 2 | Distribution Protection | 1 | 600Vac (Y/D) | 2 | 80% | 1 | 443552121 | No Equivalent Cross Available Based on Selections | XT5HU340ABFF000XXX | XT5HU340AEFF000XXX | XT5HU340AFFF000XXX | XT5HU340AGFF000XXX | XT5HU340APFF000XXX | XT5HU340AQFF000XXX | XT5HU340ATFF000XXX | XT5HU340AUFF000XXX
SG | SGHA36AT0400 | 44 | SRPG400A350 | 35 | 350 | 22 | 35kA | 5 | Loose MCCB (OEM) | 2 | Distribution Protection | 1 | 480Vac (Y/D) | 1 | 100% | 2 | 443552112 | No Equivalent Cross Available Based on Selections | XT5NQ340ABFF000XXX | XT5NQ340AEFF000XXX | XT5NQ340AFFF000XXX | XT5NQ340AGFF000XXX | XT5NQ340APFF000XXX | XT5NQ340AQFF000XXX | XT5NQ340ATFF000XXX | XT5NQ340AUFF000XXX
SG | SGHA36AT0400 | 44 | SRPG400A350 | 35 | 350 | 22 | 35kA | 5 | Loose MCCB (OEM) | 2 | Distribution Protection | 1 | 600Vac (Y/D) | 2 | 100% | 2 | 443552122 | No Equivalent Cross Available Based on Selections | XT5HQ340ABFF000XXX | XT5HQ340AEFF000XXX | XT5HQ340AFFF000XXX | XT5HQ340AGFF000XXX | XT5HQ340APFF000XXX | XT5HQ340AQFF000XXX | XT5HQ340ATFF000XXX | XT5HQ340AUFF000XXX
SG | SGHA36AT0400 | 44 | SRPG400A350 | 35 | 350 | 22 | 35kA | 5 | Panelboard MRO | 1 | Distribution Protection | 1 | 480Vac (Y/D) | 1 | 80% | 1 | 443551111 | No Equivalent Cross Available Based on Selections | XT5NU340ABFF000XXX | XT5NU340AEFF000XXX + SRFB3XT5MFPX | XT5NU340AFFF000XXX + SRFB3XT5MFPX | XT5NU340AGFF000XXX + SRFB3XT5MFPX | XT5NU340APFF000XXX + SRFB3XT5MFPX | XT5NU340AQFF000XXX + SRFB3XT5MFPX | XT5NU340ATFF000XXX + SRFB3XT5MFPX | XT5NU340AUFF000XXX + SRFB3XT5MFPX
SG | SGHA36AT0400 | 44 | SRPG400A350 | 35 | 350 | 22 | 35kA | 5 | Panelboard MRO | 1 | Distribution Protection | 1 | 600Vac (Y/D) | 2 | 80% | 1 | 443551121 | No Equivalent Cross Available Based on Selections | XT5HU340ABFF000XXX | XT5HU340AEFF000XXX + SRFB3XT5MFPX | XT5HU340AFFF000XXX + SRFB3XT5MFPX | XT5HU340AGFF000XXX + SRFB3XT5MFPX | XT5HU340APFF000XXX + SRFB3XT5MFPX | XT5HU340AQFF000XXX + SRFB3XT5MFPX | XT5HU340ATFF000XXX + SRFB3XT5MFPX | XT5HU340AUFF000XXX + SRFB3XT5MFPX
SG | SGHA36AT0400 | 44 | SRPG400A350 | 35 | 350 | 22 | 35kA | 5 | Panelboard MRO | 1 | Distribution Protection | 1 | 480Vac (Y/D) | 1 | 100% | 2 | 443551112 | No Equivalent Cross Available Based on Selections | XT5NQ340ABFF000XXX | XT5NQ340AEFF000XXX + SRFB3XT5MFPX | XT5NQ340AFFF000XXX + SRFB3XT5MFPX | XT5NQ340AGFF000XXX + SRFB3XT5MFPX | XT5NQ340APFF000XXX + SRFB3XT5MFPX | XT5NQ340AQFF000XXX + SRFB3XT5MFPX | XT5NQ340ATFF000XXX + SRFB3XT5MFPX | XT5NQ340AUFF000XXX + SRFB3XT5MFPX
SG | SGHA36AT0400 | 44 | SRPG400A350 | 35 | 350 | 22 | 35kA | 5 | Panelboard MRO | 1 | Distribution Protection | 1 | 600Vac (Y/D) | 2 | 100% | 2 | 443551122 | No Equivalent Cross Available Based on Selections | XT5HQ340ABFF000XXX | XT5HQ340AEFF000XXX + SRFB3XT5MFPX | XT5HQ340AFFF000XXX + SRFB3XT5MFPX | XT5HQ340AGFF000XXX + SRFB3XT5MFPX | XT5HQ340APFF000XXX + SRFB3XT5MFPX | XT5HQ340AQFF000XXX + SRFB3XT5MFPX | XT5HQ340ATFF000XXX + SRFB3XT5MFPX | XT5HQ340AUFF000XXX + SRFB3XT5MFPX
SG | SGHA36AT0400 | 44 | SRPG400A350 | 35 | 350 | 22 | 35kA | 5 | Panelboard MRO | 1 | Distribution Protection | 1 | 480Vac (Y/D) | 1 | 80% | 1 | 443551111 | No Equivalent Cross Available Based on Selections | XT5NU340ABFF000XXX | XT5NU340AEFF000XXX + SRFB3XT5MFPX | XT5NU340AFFF000XXX + SRFB3XT5MFPX | XT5NU340AGFF000XXX + SRFB3XT5MFPX | XT5NU340APFF000XXX + SRFB3XT5MFPX | XT5NU340AQFF000XXX + SRFB3XT5MFPX | XT5NU340ATFF000XXX + SRFB3XT5MFPX | XT5NU340AUFF000XXX + SRFB3XT5MFPX
SG | SGHA36AT0400 | 44 | SRPG400A350 | 35 | 350 | 22 | 35kA | 5 | Panelboard MRO | 1 | Distribution Protection | 1 | 600Vac (Y/D) | 2 | 80% | 1 | 443551121 | No Equivalent Cross Available Based on Selections | XT5HU340ABFF000XXX | XT5HU340AEFF000XXX + SRFB3XT5MFPX | XT5HU340AFFF000XXX + SRFB3XT5MFPX | XT5HU340AGFF000XXX + SRFB3XT5MFPX | XT5HU340APFF000XXX + SRFB3XT5MFPX | XT5HU340AQFF000XXX + SRFB3XT5MFPX | XT5HU340ATFF000XXX + SRFB3XT5MFPX | XT5HU340AUFF000XXX + SRFB3XT5MFPX
SG | SGHA36AT0400 | 44 | SRPG400A350 | 35 | 350 | 22 | 35kA | 5 | Panelboard MRO | 1 | Distribution Protection | 1 | 480Vac (Y/D) | 1 | 100% | 2 | 443551112 | No Equivalent Cross Available Based on Selections | XT5NQ340ABFF000XXX | XT5NQ340AEFF000XXX + SRFB3XT5MFPX | XT5NQ340AFFF000XXX + SRFB3XT5MFPX | XT5NQ340AGFF000XXX + SRFB3XT5MFPX | XT5NQ340APFF000XXX + SRFB3XT5MFPX | XT5NQ340AQFF000XXX + SRFB3XT5MFPX | XT5NQ340ATFF000XXX + SRFB3XT5MFPX | XT5NQ340AUFF000XXX + SRFB3XT5MFPX
SG | SGHA36AT0400 | 44 | SRPG400A350 | 35 | 350 | 22 | 35kA | 5 | Panelboard MRO | 1 | Distribution Protection | 1 | 600Vac (Y/D) | 2 | 100% | 2 | 443551122 | No Equivalent Cross Available Based on Selections | XT5HQ340ABFF000XXX | XT5HQ340AEFF000XXX + SRFB3XT5MFPX | XT5HQ340AFFF000XXX + SRFB3XT5MFPX | XT5HQ340AGFF000XXX + SRFB3XT5MFPX | XT5HQ340APFF000XXX + SRFB3XT5MFPX | XT5HQ340AQFF000XXX + SRFB3XT5MFPX | XT5HQ340ATFF000XXX + SRFB3XT5MFPX | XT5HQ340AUFF000XXX + SRFB3XT5MFPX
SG | SGHA36AT0400 | 44 | SRPG400A400 | 36 | 400 | 23 | 35kA | 5 | Loose MCCB (OEM) | 2 | Distribution Protection | 1 | 480Vac (Y/D) | 1 | 80% | 1 | 443652111 | No Equivalent Cross Available Based on Selections | XT5NU340ABFF000XXX | XT5NU340AEFF000XXX | XT5NU340AFFF000XXX | XT5NU340AGFF000XXX | XT5NU340APFF000XXX | XT5NU340AQFF000XXX | XT5NU340ATFF000XXX | XT5NU340AUFF000XXX
SG | SGHA36AT0400 | 44 | SRPG400A400 | 36 | 400 | 23 | 35kA | 5 | Loose MCCB (OEM) | 2 | Distribution Protection | 1 | 600Vac (Y/D) | 2 | 80% | 1 | 443652121 | No Equivalent Cross Available Based on Selections | XT5HU340ABFF000XXX | XT5HU340AEFF000XXX | XT5HU340AFFF000XXX | XT5HU340AGFF000XXX | XT5HU340APFF000XXX | XT5HU340AQFF000XXX | XT5HU340ATFF000XXX | XT5HU340AUFF000XXX
SG | SGHA36AT0400 | 44 | SRPG400A400 | 36 | 400 | 23 | 35kA | 5 | Loose MCCB (OEM) | 2 | Distribution Protection | 1 | 480Vac (Y/D) | 1 | 100% | 2 | 443652112 | No Equivalent Cross Available Based on Selections | XT5NQ340ABFF000XXX | XT5NQ340AEFF000XXX | XT5NQ340AFFF000XXX | XT5NQ340AGFF000XXX | XT5NQ340APFF000XXX | XT5NQ340AQFF000XXX | XT5NQ340ATFF000XXX | XT5NQ340AUFF000XXX
SG | SGHA36AT0400 | 44 | SRPG400A400 | 36 | 400 | 23 | 35kA | 5 | Loose MCCB (OEM) | 2 | Distribution Protection | 1 | 600Vac (Y/D) | 2 | 100% | 2 | 443652122 | No Equivalent Cross Available Based on Selections | XT5HQ340ABFF000XXX | XT5HQ340AEFF000XXX | XT5HQ340AFFF000XXX | XT5HQ340AGFF000XXX | XT5HQ340APFF000XXX | XT5HQ340AQFF000XXX | XT5HQ340ATFF000XXX | XT5HQ340AUFF000XXX
SG | SGHA36AT0400 | 44 | SRPG400A400 | 36 | 400 | 23 | 35kA | 5 | Loose MCCB (OEM) | 2 | Distribution Protection | 1 | 480Vac (Y/D) | 1 | 80% | 1 | 443652111 | No Equivalent Cross Available Based on Selections | XT5NU340ABFF000XXX | XT5NU340AEFF000XXX | XT5NU340AFFF000XXX | XT5NU340AGFF000XXX | XT5NU340APFF000XXX | XT5NU340AQFF000XXX | XT5NU340ATFF000XXX | XT5NU340AUFF000XXX
SG | SGHA36AT0400 | 44 | SRPG400A400 | 36 | 400 | 23 | 35kA | 5 | Loose MCCB (OEM) | 2 | Distribution Protection | 1 | 600Vac (Y/D) | 2 | 80% | 1 | 443652121 | No Equivalent Cross Available Based on Selections | XT5HU340ABFF000XXX | XT5HU340AEFF000XXX | XT5HU340AFFF000XXX | XT5HU340AGFF000XXX | XT5HU340APFF000XXX | XT5HU340AQFF000XXX | XT5HU340ATFF000XXX | XT5HU340AUFF000XXX
SG | SGHA36AT0400 | 44 | SRPG400A400 | 36 | 400 | 23 | 35kA | 5 | Loose MCCB (OEM) | 2 | Distribution Protection | 1 | 480Vac (Y/D) | 1 | 100% | 2 | 443652112 | No Equivalent Cross Available Based on Selections | XT5NQ340ABFF000XXX | XT5NQ340AEFF000XXX | XT5NQ340AFFF000XXX | XT5NQ340AGFF000XXX | XT5NQ340APFF000XXX | XT5NQ340AQFF000XXX | XT5NQ340ATFF000XXX | XT5NQ340AUFF000XXX
SG | SGHA36AT0400 | 44 | SRPG400A400 | 36 | 400 | 23 | 35kA | 5 | Loose MCCB (OEM) | 2 | Distribution Protection | 1 | 600Vac (Y/D) | 2 | 100% | 2 | 443652122 | No Equivalent Cross Available Based on Selections | XT5HQ340ABFF000XXX | XT5HQ340AEFF000XXX | XT5HQ340AFFF000XXX | XT5HQ340AGFF000XXX | XT5HQ340APFF000XXX | XT5HQ340AQFF000XXX | XT5HQ340ATFF000XXX | XT5HQ340AUFF000XXX
SG | SGHA36AT0400 | 44 | SRPG400A400 | 36 | 400 | 23 | 35kA | 5 | Panelboard MRO | 1 | Distribution Protection | 1 | 480Vac (Y/D) | 1 | 80% | 1 | 443651111 | No Equivalent Cross Available Based on Selections | XT5NU340ABFF000XXX | XT5NU340AEFF000XXX + SRFB3XT5MFPX | XT5NU340AFFF000XXX + SRFB3XT5MFPX | XT5NU340AGFF000XXX + SRFB3XT5MFPX | XT5NU340APFF000XXX + SRFB3XT5MFPX | XT5NU340AQFF000XXX + SRFB3XT5MFPX | XT5NU340ATFF000XXX + SRFB3XT5MFPX | XT5NU340AUFF000XXX + SRFB3XT5MFPX
SG | SGHA36AT0400 | 44 | SRPG400A400 | 36 | 400 | 23 | 35kA | 5 | Panelboard MRO | 1 | Distribution Protection | 1 | 600Vac (Y/D) | 2 | 80% | 1 | 443651121 | No Equivalent Cross Available Based on Selections | XT5HU340ABFF000XXX | XT5HU340AEFF000XXX + SRFB3XT5MFPX | XT5HU340AFFF000XXX + SRFB3XT5MFPX | XT5HU340AGFF000XXX + SRFB3XT5MFPX | XT5HU340APFF000XXX + SRFB3XT5MFPX | XT5HU340AQFF000XXX + SRFB3XT5MFPX | XT5HU340ATFF000XXX + SRFB3XT5MFPX | XT5HU340AUFF000XXX + SRFB3XT5MFPX
SG | SGHA36AT0400 | 44 | SRPG400A400 | 36 | 400 | 23 | 35kA | 5 | Panelboard MRO | 1 | Distribution Protection | 1 | 480Vac (Y/D) | 1 | 100% | 2 | 443651112 | No Equivalent Cross Available Based on Selections | XT5NQ340ABFF000XXX | XT5NQ340AEFF000XXX + SRFB3XT5MFPX | XT5NQ340AFFF000XXX + SRFB3XT5MFPX | XT5NQ340AGFF000XXX + SRFB3XT5MFPX | XT5NQ340APFF000XXX + SRFB3XT5MFPX | XT5NQ340AQFF000XXX + SRFB3XT5MFPX | XT5NQ340ATFF000XXX + SRFB3XT5MFPX | XT5NQ340AUFF000XXX + SRFB3XT5MFPX
SG | SGHA36AT0400 | 44 | SRPG400A400 | 36 | 400 | 23 | 35kA | 5 | Panelboard MRO | 1 | Distribution Protection | 1 | 600Vac (Y/D) | 2 | 100% | 2 | 443651122 | No Equivalent Cross Available Based on Selections | XT5HQ340ABFF000XXX | XT5HQ340AEFF000XXX + SRFB3XT5MFPX | XT5HQ340AFFF000XXX + SRFB3XT5MFPX | XT5HQ340AGFF000XXX + SRFB3XT5MFPX | XT5HQ340APFF000XXX + SRFB3XT5MFPX | XT5HQ340AQFF000XXX + SRFB3XT5MFPX | XT5HQ340ATFF000XXX + SRFB3XT5MFPX | XT5HQ340AUFF000XXX + SRFB3XT5MFPX
SG | SGHA36AT0400 | 44 | SRPG400A400 | 36 | 400 | 23 | 35kA | 5 | Panelboard MRO | 1 | Distribution Protection | 1 | 480Vac (Y/D) | 1 | 80% | 1 | 443651111 | No Equivalent Cross Available Based on Selections | XT5NU340ABFF000XXX | XT5NU340AEFF000XXX + SRFB3XT5MFPX | XT5NU340AFFF000XXX + SRFB3XT5MFPX | XT5NU340AGFF000XXX + SRFB3XT5MFPX | XT5NU340APFF000XXX + SRFB3XT5MFPX | XT5NU340AQFF000XXX + SRFB3XT5MFPX | XT5NU340ATFF000XXX + SRFB3XT5MFPX | XT5NU340AUFF000XXX + SRFB3XT5MFPX
SG | SGHA36AT0400 | 44 | SRPG400A400 | 36 | 400 | 23 | 35kA | 5 | Panelboard MRO | 1 | Distribution Protection | 1 | 600Vac (Y/D) | 2 | 80% | 1 | 443651121 | No Equivalent Cross Available Based on Selections | XT5HU340ABFF000XXX | XT5HU340AEFF000XXX + SRFB3XT5MFPX | XT5HU340AFFF000XXX + SRFB3XT5MFPX | XT5HU340AGFF000XXX + SRFB3XT5MFPX | XT5HU340APFF000XXX + SRFB3XT5MFPX | XT5HU340AQFF000XXX + SRFB3XT5MFPX | XT5HU340ATFF000XXX + SRFB3XT5MFPX | XT5HU340AUFF000XXX + SRFB3XT5MFPX
SG | SGHA36AT0400 | 44 | SRPG400A400 | 36 | 400 | 23 | 35kA | 5 | Panelboard MRO | 1 | Distribution Protection | 1 | 480Vac (Y/D) | 1 | 100% | 2 | 443651112 | No Equivalent Cross Available Based on Selections | XT5NQ340ABFF000XXX | XT5NQ340AEFF000XXX + SRFB3XT5MFPX | XT5NQ340AFFF000XXX + SRFB3XT5MFPX | XT5NQ340AGFF000XXX + SRFB3XT5MFPX | XT5NQ340APFF000XXX + SRFB3XT5MFPX | XT5NQ340AQFF000XXX + SRFB3XT5MFPX | XT5NQ340ATFF000XXX + SRFB3XT5MFPX | XT5NQ340AUFF000XXX + SRFB3XT5MFPX
SG | SGHA36AT0400 | 44 | SRPG400A400 | 36 | 400 | 23 | 35kA | 5 | Panelboard MRO | 1 | Distribution Protection | 1 | 600Vac (Y/D) | 2 | 100% | 2 | 443651122 | No Equivalent Cross Available Based on Selections | XT5HQ340ABFF000XXX | XT5HQ340AEFF000XXX + SRFB3XT5MFPX | XT5HQ340AFFF000XXX + SRFB3XT5MFPX | XT5HQ340AGFF000XXX + SRFB3XT5MFPX | XT5HQ340APFF000XXX + SRFB3XT5MFPX | XT5HQ340AQFF000XXX + SRFB3XT5MFPX | XT5HQ340ATFF000XXX + SRFB3XT5MFPX | XT5HQ340AUFF000XXX + SRFB3XT5MFPX
SG | SGLA36AT0400 | 45 | SRPG400A125 | 28 | 125 | 15 | 50kA | 6 | Loose MCCB (OEM) | 2 | Distribution Protection | 1 | 480Vac (Y/D) | 1 | 100% | 2 | 452862112 | XT4HQ3125AFF000XXX | XT4HQ3125BFF000XXX | XT4HQ3150EFF000XXX | XT4HQ3150FFF000XXX | XT4HQ3150GFF000XXX | XT4HQ3150PFF000XXX | XT4HQ3150QFF000XXX | XT4HQ3150TFF000XXX | XT4HQ3150UFF000XXX
SG | SGLA36AT0400 | 45 | SRPG400A125 | 28 | 125 | 15 | 50kA | 6 | Loose MCCB (OEM) | 2 | Distribution Protection | 1 | 600Vac (Y/D) | 2 | 100% | 2 | 452862122 | XT4LQ3125AFF000XXX | XT4LQ3125BFF000XXX | XT4LQ3150EFF000XXX | XT4LQ3150FFF000XXX | XT4LQ3150GFF000XXX | XT4LQ3150PFF000XXX | XT4LQ3150QFF000XXX | XT4LQ3150TFF000XXX | XT4LQ3150UFF000XXX
SG | SGLA36AT0400 | 45 | SRPG400A125 | 28 | 125 | 15 | 50kA | 6 | Loose MCCB (OEM) | 2 | Distribution Protection | 1 | 480Vac (Y/D) | 1 | 80% | 1 | 452862111 | XT1HU3125AFF000XXX | XT2HU3125BFF000XXX | XT2HU3125EFF000XXX | XT2HU3125FFF000XXX | XT2HU3125GFF000XXX | XT2HU3125PFF000XXX | XT2HU3125QFF000XXX | XT2HU3125TFF000XXX | XT2HU3125UFF000XXX
SG | SGLA36AT0400 | 45 | SRPG400A125 | 28 | 125 | 15 | 50kA | 6 | Loose MCCB (OEM) | 2 | Distribution Protection | 1 | 600Vac (Y/D) | 2 | 80% | 1 | 452862121 | XT4LU3125AFF000XXX | XT4LU3125BFF000XXX | XT4LU3150EFF000XXX | XT4LU3150FFF000XXX | XT4LU3150GFF000XXX | XT4LU3150PFF000XXX | XT4LU3150QFF000XXX | XT4LU3150TFF000XXX | XT4LU3150UFF000XXX
SG | SGLA36AT0400 | 45 | SRPG400A125 | 28 | 125 | 15 | 50kA | 6 | Panelboard MRO | 1 | Distribution Protection | 1 | 480Vac (Y/D) | 1 | 100% | 2 | 452861112 | XT4HQ3125AFF000XXX + SRFB6XT4FPX | XT4HQ3125BFF000XXX + SRFB6XT4FPX | XT4HQ3150EFF000XXX + SRFB3XT4FPX | XT4HQ3150FFF000XXX + SRFB3XT4FPX | XT4HQ3150GFF000XXX + SRFB3XT4FPX | XT4HQ3150PFF000XXX + SRFB3XT4FPX | XT4HQ3150QFF000XXX + SRFB3XT4FPX | XT4HQ3150TFF000XXX + SRFB3XT4FPX | XT4HQ3150UFF000XXX + SRFB3XT4FPX
SG | SGLA36AT0400 | 45 | SRPG400A125 | 28 | 125 | 15 | 50kA | 6 | Panelboard MRO | 1 | Distribution Protection | 1 | 480Vac (Y/D) | 1 | 80% | 1 | 452861111 | XT1HU3125AFF000XXX + SRFB6XT1FPX | XT4HU3125BFF000XXX + SRFB6XT4FPX | XT4HU3150EFF000XXX + SRFB3XT4FPX | XT4HU3150FFF000XXX + SRFB3XT4FPX | XT4HU3150GFF000XXX + SRFB3XT4FPX | XT4HU3150PFF000XXX + SRFB3XT4FPX | XT4HU3150QFF000XXX + SRFB3XT4FPX | XT4HU3150TFF000XXX + SRFB3XT4FPX | XT4HU3150UFF000XXX + SRFB3XT4FPX
SG | SGLA36AT0400 | 45 | SRPG400A125 | 28 | 125 | 15 | 50kA | 6 | Panelboard MRO | 1 | Distribution Protection | 1 | 600Vac (Y/D) | 2 | 80% | 1 | 452861121 | XT4LU3125AFF000XXX + SRFB6XT4FPX | XT4LU3125BFF000XXX + SRFB6XT4FPX | XT4LU3150EFF000XXX + SRFB3XT4FPX | XT4LU3150FFF000XXX + SRFB3XT4FPX | XT4LU3150GFF000XXX + SRFB3XT4FPX | XT4LU3150PFF000XXX + SRFB3XT4FPX | XT4LU3150QFF000XXX + SRFB3XT4FPX | XT4LU3150TFF000XXX + SRFB3XT4FPX | XT4LU3150UFF000XXX + SRFB3XT4FPX
SG | SGLA36AT0400 | 45 | SRPG400A125 | 28 | 125 | 15 | 50kA | 6 | Panelboard MRO | 1 | Distribution Protection | 1 | 600Vac (Y/D) | 2 | 100% | 2 | 452861122 | XT4LQ3125AFF000XXX + SRFB6XT4FPX | XT4LQ3125BFF000XXX + SRFB6XT4FPX | XT4LQ3150EFF000XXX + SRFB3XT4FPX | XT4LQ3150FFF000XXX + SRFB3XT4FPX | XT4LQ3150GFF000XXX + SRFB3XT4FPX | XT4LQ3150PFF000XXX + SRFB3XT4FPX | XT4LQ3150QFF000XXX + SRFB3XT4FPX | XT4LQ3150TFF000XXX + SRFB3XT4FPX | XT4LQ3150UFF000XXX + SRFB3XT4FPX
SG | SGLA36AT0400 | 45 | SRPG400A125 | 28 | 125 | 15 | 65kA | 7 | Loose MCCB (OEM) | 2 | Distribution Protection | 1 | 480Vac (Y/D) | 1 | 100% | 2 | 452872112 | XT4HQ3125AFF000XXX | XT4HQ3125BFF000XXX | XT4HQ3150EFF000XXX | XT4HQ3150FFF000XXX | XT4HQ3150GFF000XXX | XT4HQ3150PFF000XXX | XT4HQ3150QFF000XXX | XT4HQ3150TFF000XXX | XT4HQ3150UFF000XXX
SG | SGLA36AT0400 | 45 | SRPG400A125 | 28 | 125 | 15 | 65kA | 7 | Loose MCCB (OEM) | 2 | Distribution Protection | 1 | 600Vac (Y/D) | 2 | 100% | 2 | 452872122 | XT4VQ3125AFF000XXX | XT4VQ3125BFF000XXX | XT4VQ3150EFF000XXX | XT4VQ3150FFF000XXX | XT4VQ3150GFF000XXX | XT4VQ3150PFF000XXX | XT4VQ3150QFF000XXX | XT4VQ3150TFF000XXX | XT4VQ3150UFF000XXX
SG | SGLA36AT0400 | 45 | SRPG400A125 | 28 | 125 | 15 | 65kA | 7 | Loose MCCB (OEM) | 2 | Distribution Protection | 1 | 480Vac (Y/D) | 1 | 80% | 1 | 452872111 | XT1HU3125AFF000XXX | XT2HU3125BFF000XXX | XT2HU3125EFF000XXX | XT2HU3125FFF000XXX | XT2HU3125GFF000XXX | XT2HU3125PFF000XXX | XT2HU3125QFF000XXX | XT2HU3125TFF000XXX | XT2HU3125UFF000XXX
SG | SGLA36AT0400 | 45 | SRPG400A125 | 28 | 125 | 15 | 65kA | 7 | Loose MCCB (OEM) | 2 | Distribution Protection | 1 | 600Vac (Y/D) | 2 | 80% | 1 | 452872121 | XT4VU3125AFF000XXX | XT4VU3125BFF000XXX | XT4VU3150EFF000XXX | XT4VU3150FFF000XXX | XT4VU3150GFF000XXX | XT4VU3150PFF000XXX | XT4VU3150QFF000XXX | XT4VU3150TFF000XXX | XT4VU3150UFF000XXX
SG | SGLA36AT0400 | 45 | SRPG400A125 | 28 | 125 | 15 | 65kA | 7 | Panelboard MRO | 1 | Distribution Protection | 1 | 480Vac (Y/D) | 1 | 100% | 2 | 452871112 | XT4HQ3125AFF000XXX + SRFB6XT4FPX | XT4HQ3125BFF000XXX + SRFB6XT4FPX | XT4HQ3150EFF000XXX + SRFB3XT4FPX | XT4HQ3150FFF000XXX + SRFB3XT4FPX | XT4HQ3150GFF000XXX + SRFB3XT4FPX | XT4HQ3150PFF000XXX + SRFB3XT4FPX | XT4HQ3150QFF000XXX + SRFB3XT4FPX | XT4HQ3150TFF000XXX + SRFB3XT4FPX | XT4HQ3150UFF000XXX + SRFB3XT4FPX
SG | SGLA36AT0400 | 45 | SRPG400A125 | 28 | 125 | 15 | 65kA | 7 | Panelboard MRO | 1 | Distribution Protection | 1 | 480Vac (Y/D) | 1 | 80% | 1 | 452871111 | XT1HU3125AFF000XXX + SRFB6XT1FPX | XT4HU3125BFF000XXX + SRFB6XT4FPX | XT4HU3150EFF000XXX + SRFB3XT4FPX | XT4HU3150FFF000XXX + SRFB3XT4FPX | XT4HU3150GFF000XXX + SRFB3XT4FPX | XT4HU3150PFF000XXX + SRFB3XT4FPX | XT4HU3150QFF000XXX + SRFB3XT4FPX | XT4HU3150TFF000XXX + SRFB3XT4FPX | XT4HU3150UFF000XXX + SRFB3XT4FPX
SG | SGLA36AT0400 | 45 | SRPG400A125 | 28 | 125 | 15 | 65kA | 7 | Panelboard MRO | 1 | Distribution Protection | 1 | 600Vac (Y/D) | 2 | 80% | 1 | 452871121 | XT4VU3125AFF000XXX + SRFB6XT4FPX | XT4VU3125BFF000XXX + SRFB6XT4FPX | XT4VU3150EFF000XXX + SRFB3XT4FPX | XT4VU3150FFF000XXX + SRFB3XT4FPX | XT4VU3150GFF000XXX + SRFB3XT4FPX | XT4VU3150PFF000XXX + SRFB3XT4FPX | XT4VU3150QFF000XXX + SRFB3XT4FPX | XT4VU3150TFF000XXX + SRFB3XT4FPX | XT4VU3150UFF000XXX + SRFB3XT4FPX
SG | SGLA36AT0400 | 45 | SRPG400A125 | 28 | 125 | 15 | 65kA | 7 | Panelboard MRO | 1 | Distribution Protection | 1 | 600Vac (Y/D) | 2 | 100% | 2 | 452871122 | XT4VQ3125AFF000XXX + SRFB6XT4FPX | XT4VQ3125BFF000XXX + SRFB6XT4FPX | XT4VQ3150EFF000XXX + SRFB3XT4FPX | XT4VQ3150FFF000XXX + SRFB3XT4FPX | XT4VQ3150GFF000XXX + SRFB3XT4FPX | XT4VQ3150PFF000XXX + SRFB3XT4FPX | XT4VQ3150QFF000XXX + SRFB3XT4FPX | XT4VQ3150TFF000XXX + SRFB3XT4FPX | XT4VQ3150UFF000XXX + SRFB3XT4FPX
SG | SGLA36AT0400 | 45 | SRPG400A150 | 29 | 150 | 16 | 50kA | 6 | Loose MCCB (OEM) | 2 | Distribution Protection | 1 | 480Vac (Y/D) | 1 | 80% | 1 | 452962111 | XT4HU3150AFF000XXX | XT4HU3150BFF000XXX | XT4HU3150EFF000XXX | XT4HU3150FFF000XXX | XT4HU3150GFF000XXX | XT4HU3150PFF000XXX | XT4HU3150QFF000XXX | XT4HU3150TFF000XXX | XT4HU3150UFF000XXX
SG | SGLA36AT0400 | 45 | SRPG400A150 | 29 | 150 | 16 | 50kA | 6 | Loose MCCB (OEM) | 2 | Distribution Protection | 1 | 600Vac (Y/D) | 2 | 80% | 1 | 452962121 | XT4LU3150AFF000XXX | XT4LU3150BFF000XXX | XT4LU3225EFF000XXX | XT4LU3225FFF000XXX | XT4LU3225GFF000XXX | XT4LU3225PFF000XXX | XT4LU3225QFF000XXX | XT4LU3225TFF000XXX | XT4LU3225UFF000XXX
SG | SGLA36AT0400 | 45 | SRPG400A150 | 29 | 150 | 16 | 50kA | 6 | Loose MCCB (OEM) | 2 | Distribution Protection | 1 | 480Vac (Y/D) | 1 | 100% | 2 | 452962112 | XT4HQ3150AFF000XXX | XT4HQ3150BFF000XXX | XT4HQ3150EFF000XXX | XT4HQ3150FFF000XXX | XT4HQ3150GFF000XXX | XT4HQ3150PFF000XXX | XT4HQ3150QFF000XXX | XT4HQ3150TFF000XXX | XT4HQ3150UFF000XXX
SG | SGLA36AT0400 | 45 | SRPG400A150 | 29 | 150 | 16 | 50kA | 6 | Loose MCCB (OEM) | 2 | Distribution Protection | 1 | 600Vac (Y/D) | 2 | 100% | 2 | 452962122 | XT4LQ3150AFF000XXX | XT4LQ3150BFF000XXX | XT4LQ3225EFF000XXX | XT4LQ3225FFF000XXX | XT4LQ3225GFF000XXX | XT4LQ3225PFF000XXX | XT4LQ3225QFF000XXX | XT4LQ3225TFF000XXX | XT4LQ3225UFF000XXX
SG | SGLA36AT0400 | 45 | SRPG400A150 | 29 | 150 | 16 | 50kA | 6 | Panelboard MRO | 1 | Distribution Protection | 1 | 480Vac (Y/D) | 1 | 80% | 1 | 452961111 | XT4HU3150AFF000XXX + SRFB6XT4FPX | XT4HU3150BFF000XXX + SRFB6XT4FPX | XT4HU3150EFF000XXX + SRFB3XT4FPX | XT4HU3150FFF000XXX + SRFB3XT4FPX | XT4HU3150GFF000XXX + SRFB3XT4FPX | XT4HU3150PFF000XXX + SRFB3XT4FPX | XT4HU3150QFF000XXX + SRFB3XT4FPX | XT4HU3150TFF000XXX + SRFB3XT4FPX | XT4HU3150UFF000XXX + SRFB3XT4FPX
SG | SGLA36AT0400 | 45 | SRPG400A150 | 29 | 150 | 16 | 50kA | 6 | Panelboard MRO | 1 | Distribution Protection | 1 | 600Vac (Y/D) | 2 | 80% | 1 | 452961121 | XT4LU3150AFF000XXX + SRFB6XT4FPX | XT4LU3150BFF000XXX + SRFB6XT4FPX | XT4LU3225EFF000XXX + SRFB3XT4FPX | XT4LU3225FFF000XXX + SRFB3XT4FPX | XT4LU3225GFF000XXX + SRFB3XT4FPX | XT4LU3225PFF000XXX + SRFB3XT4FPX | XT4LU3225QFF000XXX + SRFB3XT4FPX | XT4LU3225TFF000XXX + SRFB3XT4FPX | XT4LU3225UFF000XXX + SRFB3XT4FPX
SG | SGLA36AT0400 | 45 | SRPG400A150 | 29 | 150 | 16 | 50kA | 6 | Panelboard MRO | 1 | Distribution Protection | 1 | 480Vac (Y/D) | 1 | 100% | 2 | 452961112 | XT4HQ3150AFF000XXX + SRFB6XT4FPX | XT4HQ3150BFF000XXX + SRFB6XT4FPX | XT4HQ3150EFF000XXX + SRFB3XT4FPX | XT4HQ3150FFF000XXX + SRFB3XT4FPX | XT4HQ3150GFF000XXX + SRFB3XT4FPX | XT4HQ3150PFF000XXX + SRFB3XT4FPX | XT4HQ3150QFF000XXX + SRFB3XT4FPX | XT4HQ3150TFF000XXX + SRFB3XT4FPX | XT4HQ3150UFF000XXX + SRFB3XT4FPX
SG | SGLA36AT0400 | 45 | SRPG400A150 | 29 | 150 | 16 | 50kA | 6 | Panelboard MRO | 1 | Distribution Protection | 1 | 600Vac (Y/D) | 2 | 100% | 2 | 452961122 | XT4LQ3150AFF000XXX + SRFB6XT4FPX | XT4LQ3150BFF000XXX + SRFB6XT4FPX | XT4LQ3225EFF000XXX + SRFB3XT4FPX | XT4LQ3225FFF000XXX + SRFB3XT4FPX | XT4LQ3225GFF000XXX + SRFB3XT4FPX | XT4LQ3225PFF000XXX + SRFB3XT4FPX | XT4LQ3225QFF000XXX + SRFB3XT4FPX | XT4LQ3225TFF000XXX + SRFB3XT4FPX | XT4LQ3225UFF000XXX + SRFB3XT4FPX
SG | SGLA36AT0400 | 45 | SRPG400A150 | 29 | 150 | 16 | 65kA | 7 | Loose MCCB (OEM) | 2 | Distribution Protection | 1 | 480Vac (Y/D) | 1 | 80% | 1 | 452972111 | XT4HU3150AFF000XXX | XT4HU3150BFF000XXX | XT4HU3150EFF000XXX | XT4HU3150FFF000XXX | XT4HU3150GFF000XXX | XT4HU3150PFF000XXX | XT4HU3150QFF000XXX | XT4HU3150TFF000XXX | XT4HU3150UFF000XXX
SG | SGLA36AT0400 | 45 | SRPG400A150 | 29 | 150 | 16 | 65kA | 7 | Loose MCCB (OEM) | 2 | Distribution Protection | 1 | 600Vac (Y/D) | 2 | 80% | 1 | 452972121 | XT4VU3150AFF000XXX | XT4VU3150BFF000XXX | XT4VU3225EFF000XXX | XT4VU3225FFF000XXX | XT4VU3225GFF000XXX | XT4VU3225PFF000XXX | XT4VU3225QFF000XXX | XT4VU3225TFF000XXX | XT4VU3225UFF000XXX
SG | SGLA36AT0400 | 45 | SRPG400A150 | 29 | 150 | 16 | 65kA | 7 | Loose MCCB (OEM) | 2 | Distribution Protection | 1 | 480Vac (Y/D) | 1 | 100% | 2 | 452972112 | XT4HQ3150AFF000XXX | XT4HQ3150BFF000XXX | XT4HQ3150EFF000XXX | XT4HQ3150FFF000XXX | XT4HQ3150GFF000XXX | XT4HQ3150PFF000XXX | XT4HQ3150QFF000XXX | XT4HQ3150TFF000XXX | XT4HQ3150UFF000XXX
SG | SGLA36AT0400 | 45 | SRPG400A150 | 29 | 150 | 16 | 65kA | 7 | Loose MCCB (OEM) | 2 | Distribution Protection | 1 | 600Vac (Y/D) | 2 | 100% | 2 | 452972122 | XT4VQ3150AFF000XXX | XT4VQ3150BFF000XXX | XT4VQ3225EFF000XXX | XT4VQ3225FFF000XXX | XT4VQ3225GFF000XXX | XT4VQ3225PFF000XXX | XT4VQ3225QFF000XXX | XT4VQ3225TFF000XXX | XT4VQ3225UFF000XXX
SG | SGLA36AT0400 | 45 | SRPG400A150 | 29 | 150 | 16 | 65kA | 7 | Panelboard MRO | 1 | Distribution Protection | 1 | 480Vac (Y/D) | 1 | 80% | 1 | 452971111 | XT4HU3150AFF000XXX + SRFB6XT4FPX | XT4HU3150BFF000XXX + SRFB6XT4FPX | XT4HU3150EFF000XXX + SRFB3XT4FPX | XT4HU3150FFF000XXX + SRFB3XT4FPX | XT4HU3150GFF000XXX + SRFB3XT4FPX | XT4HU3150PFF000XXX + SRFB3XT4FPX | XT4HU3150QFF000XXX + SRFB3XT4FPX | XT4HU3150TFF000XXX + SRFB3XT4FPX | XT4HU3150UFF000XXX + SRFB3XT4FPX
SG | SGLA36AT0400 | 45 | SRPG400A150 | 29 | 150 | 16 | 65kA | 7 | Panelboard MRO | 1 | Distribution Protection | 1 | 600Vac (Y/D) | 2 | 80% | 1 | 452971121 | XT4VU3150AFF000XXX + SRFB6XT4FPX | XT4VU3150BFF000XXX + SRFB6XT4FPX | XT4VU3225EFF000XXX + SRFB3XT4FPX | XT4VU3225FFF000XXX + SRFB3XT4FPX | XT4VU3225GFF000XXX + SRFB3XT4FPX | XT4VU3225PFF000XXX + SRFB3XT4FPX | XT4VU3225QFF000XXX + SRFB3XT4FPX | XT4VU3225TFF000XXX + SRFB3XT4FPX | XT4VU3225UFF000XXX + SRFB3XT4FPX
SG | SGLA36AT0400 | 45 | SRPG400A150 | 29 | 150 | 16 | 65kA | 7 | Panelboard MRO | 1 | Distribution Protection | 1 | 480Vac (Y/D) | 1 | 100% | 2 | 452971112 | XT4HQ3150AFF000XXX + SRFB6XT4FPX | XT4HQ3150BFF000XXX + SRFB6XT4FPX | XT4HQ3150EFF000XXX + SRFB3XT4FPX | XT4HQ3150FFF000XXX + SRFB3XT4FPX | XT4HQ3150GFF000XXX + SRFB3XT4FPX | XT4HQ3150PFF000XXX + SRFB3XT4FPX | XT4HQ3150QFF000XXX + SRFB3XT4FPX | XT4HQ3150TFF000XXX + SRFB3XT4FPX | XT4HQ3150UFF000XXX + SRFB3XT4FPX
SG | SGLA36AT0400 | 45 | SRPG400A150 | 29 | 150 | 16 | 65kA | 7 | Panelboard MRO | 1 | Distribution Protection | 1 | 600Vac (Y/D) | 2 | 100% | 2 | 452971122 | XT4VQ3150AFF000XXX + SRFB6XT4FPX | XT4VQ3150BFF000XXX + SRFB6XT4FPX | XT4VQ3225EFF000XXX + SRFB3XT4FPX | XT4VQ3225FFF000XXX + SRFB3XT4FPX | XT4VQ3225GFF000XXX + SRFB3XT4FPX | XT4VQ3225PFF000XXX + SRFB3XT4FPX | XT4VQ3225QFF000XXX + SRFB3XT4FPX | XT4VQ3225TFF000XXX + SRFB3XT4FPX | XT4VQ3225UFF000XXX + SRFB3XT4FPX
SG | SGLA36AT0400 | 45 | SRPG400A175 | 30 | 175 | 17 | 50kA | 6 | Loose MCCB (OEM) | 2 | Distribution Protection | 1 | 480Vac (Y/D) | 1 | 80% | 1 | 453062111 | XT4HU3175AFF000XXX | XT4HU3175BFF000XXX | XT4HU3225EFF000XXX | XT4HU3225FFF000XXX | XT4HU3225GFF000XXX | XT4HU3225PFF000XXX | XT4HU3225QFF000XXX | XT4HU3225TFF000XXX | XT4HU3225UFF000XXX
SG | SGLA36AT0400 | 45 | SRPG400A175 | 30 | 175 | 17 | 50kA | 6 | Loose MCCB (OEM) | 2 | Distribution Protection | 1 | 600Vac (Y/D) | 2 | 80% | 1 | 453062121 | XT4LU3175AFF000XXX | XT4LU3175BFF000XXX | XT4LU3225EFF000XXX | XT4LU3225FFF000XXX | XT4LU3225GFF000XXX | XT4LU3225PFF000XXX | XT4LU3225QFF000XXX | XT4LU3225TFF000XXX | XT4LU3225UFF000XXX
SG | SGLA36AT0400 | 45 | SRPG400A175 | 30 | 175 | 17 | 50kA | 6 | Loose MCCB (OEM) | 2 | Distribution Protection | 1 | 480Vac (Y/D) | 1 | 100% | 2 | 453062112 | XT4HQ3175AFF000XXX | XT4HQ3175BFF000XXX | XT4HQ3225EFF000XXX | XT4HQ3225FFF000XXX | XT4HQ3225GFF000XXX | XT4HQ3225PFF000XXX | XT4HQ3225QFF000XXX | XT4HQ3225TFF000XXX | XT4HQ3225UFF000XXX
SG | SGLA36AT0400 | 45 | SRPG400A175 | 30 | 175 | 17 | 50kA | 6 | Loose MCCB (OEM) | 2 | Distribution Protection | 1 | 600Vac (Y/D) | 2 | 100% | 2 | 453062122 | XT4LQ3175AFF000XXX | XT4LQ3175BFF000XXX | XT4LQ3225EFF000XXX | XT4LQ3225FFF000XXX | XT4LQ3225GFF000XXX | XT4LQ3225PFF000XXX | XT4LQ3225QFF000XXX | XT4LQ3225TFF000XXX | XT4LQ3225UFF000XXX
SG | SGLA36AT0400 | 45 | SRPG400A175 | 30 | 175 | 17 | 50kA | 6 | Panelboard MRO | 1 | Distribution Protection | 1 | 480Vac (Y/D) | 1 | 80% | 1 | 453061111 | XT4HU3175AFF000XXX + SRFB6XT4FPX | XT4HU3175BFF000XXX + SRFB6XT4FPX | XT4HU3225EFF000XXX + SRFB3XT4FPX | XT4HU3225FFF000XXX + SRFB3XT4FPX | XT4HU3225GFF000XXX + SRFB3XT4FPX | XT4HU3225PFF000XXX + SRFB3XT4FPX | XT4HU3225QFF000XXX + SRFB3XT4FPX | XT4HU3225TFF000XXX + SRFB3XT4FPX | XT4HU3225UFF000XXX + SRFB3XT4FPX
SG | SGLA36AT0400 | 45 | SRPG400A175 | 30 | 175 | 17 | 50kA | 6 | Panelboard MRO | 1 | Distribution Protection | 1 | 600Vac (Y/D) | 2 | 80% | 1 | 453061121 | XT4LU3175AFF000XXX + SRFB6XT4FPX | XT4LU3175BFF000XXX + SRFB6XT4FPX | XT4LU3225EFF000XXX + SRFB3XT4FPX | XT4LU3225FFF000XXX + SRFB3XT4FPX | XT4LU3225GFF000XXX + SRFB3XT4FPX | XT4LU3225PFF000XXX + SRFB3XT4FPX | XT4LU3225QFF000XXX + SRFB3XT4FPX | XT4LU3225TFF000XXX + SRFB3XT4FPX | XT4LU3225UFF000XXX + SRFB3XT4FPX
SG | SGLA36AT0400 | 45 | SRPG400A175 | 30 | 175 | 17 | 50kA | 6 | Panelboard MRO | 1 | Distribution Protection | 1 | 480Vac (Y/D) | 1 | 100% | 2 | 453061112 | XT4HQ3175AFF000XXX + SRFB6XT4FPX | XT4HQ3175BFF000XXX + SRFB6XT4FPX | XT4HQ3225EFF000XXX + SRFB3XT4FPX | XT4HQ3225FFF000XXX + SRFB3XT4FPX | XT4HQ3225GFF000XXX + SRFB3XT4FPX | XT4HQ3225PFF000XXX + SRFB3XT4FPX | XT4HQ3225QFF000XXX + SRFB3XT4FPX | XT4HQ3225TFF000XXX + SRFB3XT4FPX | XT4HQ3225UFF000XXX + SRFB3XT4FPX
SG | SGLA36AT0400 | 45 | SRPG400A175 | 30 | 175 | 17 | 50kA | 6 | Panelboard MRO | 1 | Distribution Protection | 1 | 600Vac (Y/D) | 2 | 100% | 2 | 453061122 | XT4LQ3175AFF000XXX + SRFB6XT4FPX | XT4LQ3175BFF000XXX + SRFB6XT4FPX | XT4LQ3225EFF000XXX + SRFB3XT4FPX | XT4LQ3225FFF000XXX + SRFB3XT4FPX | XT4LQ3225GFF000XXX + SRFB3XT4FPX | XT4LQ3225PFF000XXX + SRFB3XT4FPX | XT4LQ3225QFF000XXX + SRFB3XT4FPX | XT4LQ3225TFF000XXX + SRFB3XT4FPX | XT4LQ3225UFF000XXX + SRFB3XT4FPX
SG | SGLA36AT0400 | 45 | SRPG400A175 | 30 | 175 | 17 | 65kA | 7 | Loose MCCB (OEM) | 2 | Distribution Protection | 1 | 480Vac (Y/D) | 1 | 80% | 1 | 453072111 | XT4HU3175AFF000XXX | XT4HU3175BFF000XXX | XT4HU3225EFF000XXX | XT4HU3225FFF000XXX | XT4HU3225GFF000XXX | XT4HU3225PFF000XXX | XT4HU3225QFF000XXX | XT4HU3225TFF000XXX | XT4HU3225UFF000XXX
SG | SGLA36AT0400 | 45 | SRPG400A175 | 30 | 175 | 17 | 65kA | 7 | Loose MCCB (OEM) | 2 | Distribution Protection | 1 | 600Vac (Y/D) | 2 | 80% | 1 | 453072121 | XT4VU3175AFF000XXX | XT4VU3175BFF000XXX | XT4VU3225EFF000XXX | XT4VU3225FFF000XXX | XT4VU3225GFF000XXX | XT4VU3225PFF000XXX | XT4VU3225QFF000XXX | XT4VU3225TFF000XXX | XT4VU3225UFF000XXX
SG | SGLA36AT0400 | 45 | SRPG400A175 | 30 | 175 | 17 | 65kA | 7 | Loose MCCB (OEM) | 2 | Distribution Protection | 1 | 480Vac (Y/D) | 1 | 100% | 2 | 453072112 | XT4HQ3175AFF000XXX | XT4HQ3175BFF000XXX | XT4HQ3225EFF000XXX | XT4HQ3225FFF000XXX | XT4HQ3225GFF000XXX | XT4HQ3225PFF000XXX | XT4HQ3225QFF000XXX | XT4HQ3225TFF000XXX | XT4HQ3225UFF000XXX
SG | SGLA36AT0400 | 45 | SRPG400A175 | 30 | 175 | 17 | 65kA | 7 | Loose MCCB (OEM) | 2 | Distribution Protection | 1 | 600Vac (Y/D) | 2 | 100% | 2 | 453072122 | XT4VQ3175AFF000XXX | XT4VQ3175BFF000XXX | XT4VQ3225EFF000XXX | XT4VQ3225FFF000XXX | XT4VQ3225GFF000XXX | XT4VQ3225PFF000XXX | XT4VQ3225QFF000XXX | XT4VQ3225TFF000XXX | XT4VQ3225UFF000XXX
SG | SGLA36AT0400 | 45 | SRPG400A175 | 30 | 175 | 17 | 65kA | 7 | Panelboard MRO | 1 | Distribution Protection | 1 | 480Vac (Y/D) | 1 | 80% | 1 | 453071111 | XT4HU3175AFF000XXX + SRFB6XT4FPX | XT4HU3175BFF000XXX + SRFB6XT4FPX | XT4HU3225EFF000XXX + SRFB3XT4FPX | XT4HU3225FFF000XXX + SRFB3XT4FPX | XT4HU3225GFF000XXX + SRFB3XT4FPX | XT4HU3225PFF000XXX + SRFB3XT4FPX | XT4HU3225QFF000XXX + SRFB3XT4FPX | XT4HU3225TFF000XXX + SRFB3XT4FPX | XT4HU3225UFF000XXX + SRFB3XT4FPX
SG | SGLA36AT0400 | 45 | SRPG400A175 | 30 | 175 | 17 | 65kA | 7 | Panelboard MRO | 1 | Distribution Protection | 1 | 600Vac (Y/D) | 2 | 80% | 1 | 453071121 | XT4VU3175AFF000XXX + SRFB6XT4FPX | XT4VU3175BFF000XXX + SRFB6XT4FPX | XT4VU3225EFF000XXX + SRFB3XT4FPX | XT4VU3225FFF000XXX + SRFB3XT4FPX | XT4VU3225GFF000XXX + SRFB3XT4FPX | XT4VU3225PFF000XXX + SRFB3XT4FPX | XT4VU3225QFF000XXX + SRFB3XT4FPX | XT4VU3225TFF000XXX + SRFB3XT4FPX | XT4VU3225UFF000XXX + SRFB3XT4FPX
SG | SGLA36AT0400 | 45 | SRPG400A175 | 30 | 175 | 17 | 65kA | 7 | Panelboard MRO | 1 | Distribution Protection | 1 | 480Vac (Y/D) | 1 | 100% | 2 | 453071112 | XT4HQ3175AFF000XXX + SRFB6XT4FPX | XT4HQ3175BFF000XXX + SRFB6XT4FPX | XT4HQ3225EFF000XXX + SRFB3XT4FPX | XT4HQ3225FFF000XXX + SRFB3XT4FPX | XT4HQ3225GFF000XXX + SRFB3XT4FPX | XT4HQ3225PFF000XXX + SRFB3XT4FPX | XT4HQ3225QFF000XXX + SRFB3XT4FPX | XT4HQ3225TFF000XXX + SRFB3XT4FPX | XT4HQ3225UFF000XXX + SRFB3XT4FPX
SG | SGLA36AT0400 | 45 | SRPG400A175 | 30 | 175 | 17 | 65kA | 7 | Panelboard MRO | 1 | Distribution Protection | 1 | 600Vac (Y/D) | 2 | 100% | 2 | 453071122 | XT4VQ3175AFF000XXX + SRFB6XT4FPX | XT4VQ3175BFF000XXX + SRFB6XT4FPX | XT4VQ3225EFF000XXX + SRFB3XT4FPX | XT4VQ3225FFF000XXX + SRFB3XT4FPX | XT4VQ3225GFF000XXX + SRFB3XT4FPX | XT4VQ3225PFF000XXX + SRFB3XT4FPX | XT4VQ3225QFF000XXX + SRFB3XT4FPX | XT4VQ3225TFF000XXX + SRFB3XT4FPX | XT4VQ3225UFF000XXX + SRFB3XT4FPX
SG | SGLA36AT0400 | 45 | SRPG400A200 | 31 | 200 | 18 | 50kA | 6 | Loose MCCB (OEM) | 2 | Distribution Protection | 1 | 480Vac (Y/D) | 1 | 80% | 1 | 453162111 | XT4HU3200AFF000XXX | XT4HU3200BFF000XXX | XT4HU3225EFF000XXX | XT4HU3225FFF000XXX | XT4HU3225GFF000XXX | XT4HU3225PFF000XXX | XT4HU3225QFF000XXX | XT4HU3225TFF000XXX | XT4HU3225UFF000XXX
SG | SGLA36AT0400 | 45 | SRPG400A200 | 31 | 200 | 18 | 50kA | 6 | Loose MCCB (OEM) | 2 | Distribution Protection | 1 | 600Vac (Y/D) | 2 | 80% | 1 | 453162121 | XT4LU3200AFF000XXX | XT4LU3200BFF000XXX | XT4LU3225EFF000XXX | XT4LU3225FFF000XXX | XT4LU3225GFF000XXX | XT4LU3225PFF000XXX | XT4LU3225QFF000XXX | XT4LU3225TFF000XXX | XT4LU3225UFF000XXX
SG | SGLA36AT0400 | 45 | SRPG400A200 | 31 | 200 | 18 | 50kA | 6 | Loose MCCB (OEM) | 2 | Distribution Protection | 1 | 480Vac (Y/D) | 1 | 100% | 2 | 453162112 | XT4HQ3200AFF000XXX | XT4HQ3200BFF000XXX | XT4HQ3225EFF000XXX | XT4HQ3225FFF000XXX | XT4HQ3225GFF000XXX | XT4HQ3225PFF000XXX | XT4HQ3225QFF000XXX | XT4HQ3225TFF000XXX | XT4HQ3225UFF000XXX
SG | SGLA36AT0400 | 45 | SRPG400A200 | 31 | 200 | 18 | 50kA | 6 | Loose MCCB (OEM) | 2 | Distribution Protection | 1 | 600Vac (Y/D) | 2 | 100% | 2 | 453162122 | XT4LQ3200AFF000XXX | XT4LQ3200BFF000XXX | XT4LQ3225EFF000XXX | XT4LQ3225FFF000XXX | XT4LQ3225GFF000XXX | XT4LQ3225PFF000XXX | XT4LQ3225QFF000XXX | XT4LQ3225TFF000XXX | XT4LQ3225UFF000XXX
SG | SGLA36AT0400 | 45 | SRPG400A200 | 31 | 200 | 18 | 50kA | 6 | Panelboard MRO | 1 | Distribution Protection | 1 | 480Vac (Y/D) | 1 | 80% | 1 | 453161111 | XT4HU3200AFF000XXX + SRFB6XT4FPX | XT4HU3200BFF000XXX + SRFB6XT4FPX | XT4HU3225EFF000XXX + SRFB3XT4FPX | XT4HU3225FFF000XXX + SRFB3XT4FPX | XT4HU3225GFF000XXX + SRFB3XT4FPX | XT4HU3225PFF000XXX + SRFB3XT4FPX | XT4HU3225QFF000XXX + SRFB3XT4FPX | XT4HU3225TFF000XXX + SRFB3XT4FPX | XT4HU3225UFF000XXX + SRFB3XT4FPX
SG | SGLA36AT0400 | 45 | SRPG400A200 | 31 | 200 | 18 | 50kA | 6 | Panelboard MRO | 1 | Distribution Protection | 1 | 600Vac (Y/D) | 2 | 80% | 1 | 453161121 | XT4LU3200AFF000XXX + SRFB6XT4FPX | XT4LU3200BFF000XXX + SRFB6XT4FPX | XT4LU3225EFF000XXX + SRFB3XT4FPX | XT4LU3225FFF000XXX + SRFB3XT4FPX | XT4LU3225GFF000XXX + SRFB3XT4FPX | XT4LU3225PFF000XXX + SRFB3XT4FPX | XT4LU3225QFF000XXX + SRFB3XT4FPX | XT4LU3225TFF000XXX + SRFB3XT4FPX | XT4LU3225UFF000XXX + SRFB3XT4FPX
SG | SGLA36AT0400 | 45 | SRPG400A200 | 31 | 200 | 18 | 50kA | 6 | Panelboard MRO | 1 | Distribution Protection | 1 | 480Vac (Y/D) | 1 | 100% | 2 | 453161112 | XT4HQ3200AFF000XXX + SRFB6XT4FPX | XT4HQ3200BFF000XXX + SRFB6XT4FPX | XT4HQ3225EFF000XXX + SRFB3XT4FPX | XT4HQ3225FFF000XXX + SRFB3XT4FPX | XT4HQ3225GFF000XXX + SRFB3XT4FPX | XT4HQ3225PFF000XXX + SRFB3XT4FPX | XT4HQ3225QFF000XXX + SRFB3XT4FPX | XT4HQ3225TFF000XXX + SRFB3XT4FPX | XT4HQ3225UFF000XXX + SRFB3XT4FPX
SG | SGLA36AT0400 | 45 | SRPG400A200 | 31 | 200 | 18 | 50kA | 6 | Panelboard MRO | 1 | Distribution Protection | 1 | 600Vac (Y/D) | 2 | 100% | 2 | 453161122 | XT4LQ3200AFF000XXX + SRFB6XT4FPX | XT4LQ3200BFF000XXX + SRFB6XT4FPX | XT4LQ3225EFF000XXX + SRFB3XT4FPX | XT4LQ3225FFF000XXX + SRFB3XT4FPX | XT4LQ3225GFF000XXX + SRFB3XT4FPX | XT4LQ3225PFF000XXX + SRFB3XT4FPX | XT4LQ3225QFF000XXX + SRFB3XT4FPX | XT4LQ3225TFF000XXX + SRFB3XT4FPX | XT4LQ3225UFF000XXX + SRFB3XT4FPX
SG | SGLA36AT0400 | 45 | SRPG400A200 | 31 | 200 | 18 | 65kA | 7 | Loose MCCB (OEM) | 2 | Distribution Protection | 1 | 480Vac (Y/D) | 1 | 80% | 1 | 453172111 | XT4HU3200AFF000XXX | XT4HU3200BFF000XXX | XT4HU3225EFF000XXX | XT4HU3225FFF000XXX | XT4HU3225GFF000XXX | XT4HU3225PFF000XXX | XT4HU3225QFF000XXX | XT4HU3225TFF000XXX | XT4HU3225UFF000XXX
SG | SGLA36AT0400 | 45 | SRPG400A200 | 31 | 200 | 18 | 65kA | 7 | Loose MCCB (OEM) | 2 | Distribution Protection | 1 | 600Vac (Y/D) | 2 | 80% | 1 | 453172121 | XT4VU3200AFF000XXX | XT4VU3200BFF000XXX | XT4VU3225EFF000XXX | XT4VU3225FFF000XXX | XT4VU3225GFF000XXX | XT4VU3225PFF000XXX | XT4VU3225QFF000XXX | XT4VU3225TFF000XXX | XT4VU3225UFF000XXX
SG | SGLA36AT0400 | 45 | SRPG400A200 | 31 | 200 | 18 | 65kA | 7 | Loose MCCB (OEM) | 2 | Distribution Protection | 1 | 480Vac (Y/D) | 1 | 100% | 2 | 453172112 | XT4HQ3200AFF000XXX | XT4HQ3200BFF000XXX | XT4HQ3225EFF000XXX | XT4HQ3225FFF000XXX | XT4HQ3225GFF000XXX | XT4HQ3225PFF000XXX | XT4HQ3225QFF000XXX | XT4HQ3225TFF000XXX | XT4HQ3225UFF000XXX
SG | SGLA36AT0400 | 45 | SRPG400A200 | 31 | 200 | 18 | 65kA | 7 | Loose MCCB (OEM) | 2 | Distribution Protection | 1 | 600Vac (Y/D) | 2 | 100% | 2 | 453172122 | XT4VQ3200AFF000XXX | XT4VQ3200BFF000XXX | XT4VQ3225EFF000XXX | XT4VQ3225FFF000XXX | XT4VQ3225GFF000XXX | XT4VQ3225PFF000XXX | XT4VQ3225QFF000XXX | XT4VQ3225TFF000XXX | XT4VQ3225UFF000XXX
SG | SGLA36AT0400 | 45 | SRPG400A200 | 31 | 200 | 18 | 65kA | 7 | Panelboard MRO | 1 | Distribution Protection | 1 | 480Vac (Y/D) | 1 | 80% | 1 | 453171111 | XT4HU3200AFF000XXX + SRFB6XT4FPX | XT4HU3200BFF000XXX + SRFB6XT4FPX | XT4HU3225EFF000XXX + SRFB3XT4FPX | XT4HU3225FFF000XXX + SRFB3XT4FPX | XT4HU3225GFF000XXX + SRFB3XT4FPX | XT4HU3225PFF000XXX + SRFB3XT4FPX | XT4HU3225QFF000XXX + SRFB3XT4FPX | XT4HU3225TFF000XXX + SRFB3XT4FPX | XT4HU3225UFF000XXX + SRFB3XT4FPX
SG | SGLA36AT0400 | 45 | SRPG400A200 | 31 | 200 | 18 | 65kA | 7 | Panelboard MRO | 1 | Distribution Protection | 1 | 600Vac (Y/D) | 2 | 80% | 1 | 453171121 | XT4VU3200AFF000XXX + SRFB6XT4FPX | XT4VU3200BFF000XXX + SRFB6XT4FPX | XT4VU3225EFF000XXX + SRFB3XT4FPX | XT4VU3225FFF000XXX + SRFB3XT4FPX | XT4VU3225GFF000XXX + SRFB3XT4FPX | XT4VU3225PFF000XXX + SRFB3XT4FPX | XT4VU3225QFF000XXX + SRFB3XT4FPX | XT4VU3225TFF000XXX + SRFB3XT4FPX | XT4VU3225UFF000XXX + SRFB3XT4FPX
SG | SGLA36AT0400 | 45 | SRPG400A200 | 31 | 200 | 18 | 65kA | 7 | Panelboard MRO | 1 | Distribution Protection | 1 | 480Vac (Y/D) | 1 | 100% | 2 | 453171112 | XT4HQ3200AFF000XXX + SRFB6XT4FPX | XT4HQ3200BFF000XXX + SRFB6XT4FPX | XT4HQ3225EFF000XXX + SRFB3XT4FPX | XT4HQ3225FFF000XXX + SRFB3XT4FPX | XT4HQ3225GFF000XXX + SRFB3XT4FPX | XT4HQ3225PFF000XXX + SRFB3XT4FPX | XT4HQ3225QFF000XXX + SRFB3XT4FPX | XT4HQ3225TFF000XXX + SRFB3XT4FPX | XT4HQ3225UFF000XXX + SRFB3XT4FPX
SG | SGLA36AT0400 | 45 | SRPG400A200 | 31 | 200 | 18 | 65kA | 7 | Panelboard MRO | 1 | Distribution Protection | 1 | 600Vac (Y/D) | 2 | 100% | 2 | 453171122 | XT4VQ3200AFF000XXX + SRFB6XT4FPX | XT4VQ3200BFF000XXX + SRFB6XT4FPX | XT4VQ3225EFF000XXX + SRFB3XT4FPX | XT4VQ3225FFF000XXX + SRFB3XT4FPX | XT4VQ3225GFF000XXX + SRFB3XT4FPX | XT4VQ3225PFF000XXX + SRFB3XT4FPX | XT4VQ3225QFF000XXX + SRFB3XT4FPX | XT4VQ3225TFF000XXX + SRFB3XT4FPX | XT4VQ3225UFF000XXX + SRFB3XT4FPX
SG | SGLA36AT0400 | 45 | SRPG400A225 | 32 | 225 | 19 | 50kA | 6 | Loose MCCB (OEM) | 2 | Distribution Protection | 1 | 480Vac (Y/D) | 1 | 80% | 1 | 453262111 | XT4HU3225AFF000XXX | XT4HU3225BFF000XXX | XT4HU3225EFF000XXX | XT4HU3225FFF000XXX | XT4HU3225GFF000XXX | XT4HU3225PFF000XXX | XT4HU3225QFF000XXX | XT4HU3225TFF000XXX | XT4HU3225UFF000XXX
SG | SGLA36AT0400 | 45 | SRPG400A225 | 32 | 225 | 19 | 50kA | 6 | Loose MCCB (OEM) | 2 | Distribution Protection | 1 | 600Vac (Y/D) | 2 | 80% | 1 | 453262121 | XT4LU3225AFF000XXX | XT4LU3225BFF000XXX | XT4LU3225EFF000XXX | XT4LU3225FFF000XXX | XT4LU3225GFF000XXX | XT4LU3225PFF000XXX | XT4LU3225QFF000XXX | XT4LU3225TFF000XXX | XT4LU3225UFF000XXX
SG | SGLA36AT0400 | 45 | SRPG400A225 | 32 | 225 | 19 | 50kA | 6 | Loose MCCB (OEM) | 2 | Distribution Protection | 1 | 480Vac (Y/D) | 1 | 100% | 2 | 453262112 | XT4HQ3225AFF000XXX | XT4HQ3225BFF000XXX | XT4HQ3225EFF000XXX | XT4HQ3225FFF000XXX | XT4HQ3225GFF000XXX | XT4HQ3225PFF000XXX | XT4HQ3225QFF000XXX | XT4HQ3225TFF000XXX | XT4HQ3225UFF000XXX
SG | SGLA36AT0400 | 45 | SRPG400A225 | 32 | 225 | 19 | 50kA | 6 | Loose MCCB (OEM) | 2 | Distribution Protection | 1 | 600Vac (Y/D) | 2 | 100% | 2 | 453262122 | XT4LQ3225AFF000XXX | XT4LQ3225BFF000XXX | XT4LQ3225EFF000XXX | XT4LQ3225FFF000XXX | XT4LQ3225GFF000XXX | XT4LQ3225PFF000XXX | XT4LQ3225QFF000XXX | XT4LQ3225TFF000XXX | XT4LQ3225UFF000XXX
SG | SGLA36AT0400 | 45 | SRPG400A225 | 32 | 225 | 19 | 50kA | 6 | Panelboard MRO | 1 | Distribution Protection | 1 | 480Vac (Y/D) | 1 | 80% | 1 | 453261111 | XT4HU3225AFF000XXX + SRFB6XT4FPX | XT4HU3225BFF000XXX + SRFB6XT4FPX | XT4HU3225EFF000XXX + SRFB3XT4FPX | XT4HU3225FFF000XXX + SRFB3XT4FPX | XT4HU3225GFF000XXX + SRFB3XT4FPX | XT4HU3225PFF000XXX + SRFB3XT4FPX | XT4HU3225QFF000XXX + SRFB3XT4FPX | XT4HU3225TFF000XXX + SRFB3XT4FPX | XT4HU3225UFF000XXX + SRFB3XT4FPX
SG | SGLA36AT0400 | 45 | SRPG400A225 | 32 | 225 | 19 | 50kA | 6 | Panelboard MRO | 1 | Distribution Protection | 1 | 600Vac (Y/D) | 2 | 80% | 1 | 453261121 | XT4LU3225AFF000XXX + SRFB6XT4FPX | XT4LU3225BFF000XXX + SRFB6XT4FPX | XT4LU3225EFF000XXX + SRFB3XT4FPX | XT4LU3225FFF000XXX + SRFB3XT4FPX | XT4LU3225GFF000XXX + SRFB3XT4FPX | XT4LU3225PFF000XXX + SRFB3XT4FPX | XT4LU3225QFF000XXX + SRFB3XT4FPX | XT4LU3225TFF000XXX + SRFB3XT4FPX | XT4LU3225UFF000XXX + SRFB3XT4FPX
SG | SGLA36AT0400 | 45 | SRPG400A225 | 32 | 225 | 19 | 50kA | 6 | Panelboard MRO | 1 | Distribution Protection | 1 | 480Vac (Y/D) | 1 | 100% | 2 | 453261112 | XT4HQ3225AFF000XXX + SRFB6XT4FPX | XT4HQ3225BFF000XXX + SRFB6XT4FPX | XT4HQ3225EFF000XXX + SRFB3XT4FPX | XT4HQ3225FFF000XXX + SRFB3XT4FPX | XT4HQ3225GFF000XXX + SRFB3XT4FPX | XT4HQ3225PFF000XXX + SRFB3XT4FPX | XT4HQ3225QFF000XXX + SRFB3XT4FPX | XT4HQ3225TFF000XXX + SRFB3XT4FPX | XT4HQ3225UFF000XXX + SRFB3XT4FPX
SG | SGLA36AT0400 | 45 | SRPG400A225 | 32 | 225 | 19 | 50kA | 6 | Panelboard MRO | 1 | Distribution Protection | 1 | 600Vac (Y/D) | 2 | 100% | 2 | 453261122 | XT4LQ3225AFF000XXX + SRFB6XT4FPX | XT4LQ3225BFF000XXX + SRFB6XT4FPX | XT4LQ3225EFF000XXX + SRFB3XT4FPX | XT4LQ3225FFF000XXX + SRFB3XT4FPX | XT4LQ3225GFF000XXX + SRFB3XT4FPX | XT4LQ3225PFF000XXX + SRFB3XT4FPX | XT4LQ3225QFF000XXX + SRFB3XT4FPX | XT4LQ3225TFF000XXX + SRFB3XT4FPX | XT4LQ3225UFF000XXX + SRFB3XT4FPX
SG | SGLA36AT0400 | 45 | SRPG400A225 | 32 | 225 | 19 | 65kA | 7 | Loose MCCB (OEM) | 2 | Distribution Protection | 1 | 480Vac (Y/D) | 1 | 80% | 1 | 453272111 | XT4HU3225AFF000XXX | XT4HU3225BFF000XXX | XT4HU3225EFF000XXX | XT4HU3225FFF000XXX | XT4HU3225GFF000XXX | XT4HU3225PFF000XXX | XT4HU3225QFF000XXX | XT4HU3225TFF000XXX | XT4HU3225UFF000XXX
SG | SGLA36AT0400 | 45 | SRPG400A225 | 32 | 225 | 19 | 65kA | 7 | Loose MCCB (OEM) | 2 | Distribution Protection | 1 | 600Vac (Y/D) | 2 | 80% | 1 | 453272121 | XT4VU3225AFF000XXX | XT4VU3225BFF000XXX | XT4VU3225EFF000XXX | XT4VU3225FFF000XXX | XT4VU3225GFF000XXX | XT4VU3225PFF000XXX | XT4VU3225QFF000XXX | XT4VU3225TFF000XXX | XT4VU3225UFF000XXX
SG | SGLA36AT0400 | 45 | SRPG400A225 | 32 | 225 | 19 | 65kA | 7 | Loose MCCB (OEM) | 2 | Distribution Protection | 1 | 480Vac (Y/D) | 1 | 100% | 2 | 453272112 | XT4HQ3225AFF000XXX | XT4HQ3225BFF000XXX | XT4HQ3225EFF000XXX | XT4HQ3225FFF000XXX | XT4HQ3225GFF000XXX | XT4HQ3225PFF000XXX | XT4HQ3225QFF000XXX | XT4HQ3225TFF000XXX | XT4HQ3225UFF000XXX
SG | SGLA36AT0400 | 45 | SRPG400A225 | 32 | 225 | 19 | 65kA | 7 | Loose MCCB (OEM) | 2 | Distribution Protection | 1 | 600Vac (Y/D) | 2 | 100% | 2 | 453272122 | XT4VQ3225AFF000XXX | XT4VQ3225BFF000XXX | XT4VQ3225EFF000XXX | XT4VQ3225FFF000XXX | XT4VQ3225GFF000XXX | XT4VQ3225PFF000XXX | XT4VQ3225QFF000XXX | XT4VQ3225TFF000XXX | XT4VQ3225UFF000XXX
SG | SGLA36AT0400 | 45 | SRPG400A225 | 32 | 225 | 19 | 65kA | 7 | Panelboard MRO | 1 | Distribution Protection | 1 | 480Vac (Y/D) | 1 | 80% | 1 | 453271111 | XT4HU3225AFF000XXX + SRFB6XT4FPX | XT4HU3225BFF000XXX + SRFB6XT4FPX | XT4HU3225EFF000XXX + SRFB3XT4FPX | XT4HU3225FFF000XXX + SRFB3XT4FPX | XT4HU3225GFF000XXX + SRFB3XT4FPX | XT4HU3225PFF000XXX + SRFB3XT4FPX | XT4HU3225QFF000XXX + SRFB3XT4FPX | XT4HU3225TFF000XXX + SRFB3XT4FPX | XT4HU3225UFF000XXX + SRFB3XT4FPX
SG | SGLA36AT0400 | 45 | SRPG400A225 | 32 | 225 | 19 | 65kA | 7 | Panelboard MRO | 1 | Distribution Protection | 1 | 600Vac (Y/D) | 2 | 80% | 1 | 453271121 | XT4VU3225AFF000XXX + SRFB6XT4FPX | XT4VU3225BFF000XXX + SRFB6XT4FPX | XT4VU3225EFF000XXX + SRFB3XT4FPX | XT4VU3225FFF000XXX + SRFB3XT4FPX | XT4VU3225GFF000XXX + SRFB3XT4FPX | XT4VU3225PFF000XXX + SRFB3XT4FPX | XT4VU3225QFF000XXX + SRFB3XT4FPX | XT4VU3225TFF000XXX + SRFB3XT4FPX | XT4VU3225UFF000XXX + SRFB3XT4FPX
SG | SGLA36AT0400 | 45 | SRPG400A225 | 32 | 225 | 19 | 65kA | 7 | Panelboard MRO | 1 | Distribution Protection | 1 | 480Vac (Y/D) | 1 | 100% | 2 | 453271112 | XT4HQ3225AFF000XXX + SRFB6XT4FPX | XT4HQ3225BFF000XXX + SRFB6XT4FPX | XT4HQ3225EFF000XXX + SRFB3XT4FPX | XT4HQ3225FFF000XXX + SRFB3XT4FPX | XT4HQ3225GFF000XXX + SRFB3XT4FPX | XT4HQ3225PFF000XXX + SRFB3XT4FPX | XT4HQ3225QFF000XXX + SRFB3XT4FPX | XT4HQ3225TFF000XXX + SRFB3XT4FPX | XT4HQ3225UFF000XXX + SRFB3XT4FPX
SG | SGLA36AT0400 | 45 | SRPG400A225 | 32 | 225 | 19 | 65kA | 7 | Panelboard MRO | 1 | Distribution Protection | 1 | 600Vac (Y/D) | 2 | 100% | 2 | 453271122 | XT4VQ3225AFF000XXX + SRFB6XT4FPX | XT4VQ3225BFF000XXX + SRFB6XT4FPX | XT4VQ3225EFF000XXX + SRFB3XT4FPX | XT4VQ3225FFF000XXX + SRFB3XT4FPX | XT4VQ3225GFF000XXX + SRFB3XT4FPX | XT4VQ3225PFF000XXX + SRFB3XT4FPX | XT4VQ3225QFF000XXX + SRFB3XT4FPX | XT4VQ3225TFF000XXX + SRFB3XT4FPX | XT4VQ3225UFF000XXX + SRFB3XT4FPX
SG | SGLA36AT0400 | 45 | SRPG400A250 | 33 | 250 | 20 | 50kA | 6 | Loose MCCB (OEM) | 2 | Distribution Protection | 1 | 480Vac (Y/D) | 1 | 80% | 1 | 453362111 | XT4HU3250AFF000XXX | XT4HU3250BFF000XXX | XT4HU3250EFF000XXX | XT4HU3250FFF000XXX | XT4HU3250GFF000XXX | XT4HU3250PFF000XXX | XT4HU3250QFF000XXX | XT4HU3250TFF000XXX | XT4HU3250UFF000XXX
SG | SGLA36AT0400 | 45 | SRPG400A250 | 33 | 250 | 20 | 50kA | 6 | Loose MCCB (OEM) | 2 | Distribution Protection | 1 | 600Vac (Y/D) | 2 | 80% | 1 | 453362121 | XT4LU3250AFF000XXX | XT4LU3250BFF000XXX | XT4LU3250EFF000XXX | XT4LU3250FFF000XXX | XT4LU3250GFF000XXX | XT4LU3250PFF000XXX | XT4LU3250QFF000XXX | XT4LU3250TFF000XXX | XT4LU3250UFF000XXX
SG | SGLA36AT0400 | 45 | SRPG400A250 | 33 | 250 | 20 | 50kA | 6 | Loose MCCB (OEM) | 2 | Distribution Protection | 1 | 480Vac (Y/D) | 1 | 100% | 2 | 453362112 | XT4HQ3250AFF000XXX | XT4HQ3250BFF000XXX | XT4HQ3250EFF000XXX | XT4HQ3250FFF000XXX | XT4HQ3250GFF000XXX | XT4HQ3250PFF000XXX | XT4HQ3250QFF000XXX | XT4HQ3250TFF000XXX | XT4HQ3250UFF000XXX
SG | SGLA36AT0400 | 45 | SRPG400A250 | 33 | 250 | 20 | 50kA | 6 | Loose MCCB (OEM) | 2 | Distribution Protection | 1 | 600Vac (Y/D) | 2 | 100% | 2 | 453362122 | XT4LQ3250AFF000XXX | XT4LQ3250BFF000XXX | XT4LQ3250EFF000XXX | XT4LQ3250FFF000XXX | XT4LQ3250GFF000XXX | XT4LQ3250PFF000XXX | XT4LQ3250QFF000XXX | XT4LQ3250TFF000XXX | XT4LQ3250UFF000XXX
SG | SGLA36AT0400 | 45 | SRPG400A250 | 33 | 250 | 20 | 50kA | 6 | Panelboard MRO | 1 | Distribution Protection | 1 | 480Vac (Y/D) | 1 | 80% | 1 | 453361111 | XT4HU3250AFF000XXX + SRFB6XT4FPX | XT4HU3250BFF000XXX + SRFB6XT4FPX | XT4HU3250EFF000XXX + SRFB3XT4FPX | XT4HU3250FFF000XXX + SRFB3XT4FPX | XT4HU3250GFF000XXX + SRFB3XT4FPX | XT4HU3250PFF000XXX + SRFB3XT4FPX | XT4HU3250QFF000XXX + SRFB3XT4FPX | XT4HU3250TFF000XXX + SRFB3XT4FPX | XT4HU3250UFF000XXX + SRFB3XT4FPX
SG | SGLA36AT0400 | 45 | SRPG400A250 | 33 | 250 | 20 | 50kA | 6 | Panelboard MRO | 1 | Distribution Protection | 1 | 600Vac (Y/D) | 2 | 80% | 1 | 453361121 | XT4LU3250AFF000XXX + SRFB6XT4FPX | XT4LU3250BFF000XXX + SRFB6XT4FPX | XT4LU3250EFF000XXX + SRFB3XT4FPX | XT4LU3250FFF000XXX + SRFB3XT4FPX | XT4LU3250GFF000XXX + SRFB3XT4FPX | XT4LU3250PFF000XXX + SRFB3XT4FPX | XT4LU3250QFF000XXX + SRFB3XT4FPX | XT4LU3250TFF000XXX + SRFB3XT4FPX | XT4LU3250UFF000XXX + SRFB3XT4FPX
SG | SGLA36AT0400 | 45 | SRPG400A250 | 33 | 250 | 20 | 50kA | 6 | Panelboard MRO | 1 | Distribution Protection | 1 | 480Vac (Y/D) | 1 | 100% | 2 | 453361112 | XT4HQ3250AFF000XXX + SRFB6XT4FPX | XT4HQ3250BFF000XXX + SRFB6XT4FPX | XT4HQ3250EFF000XXX + SRFB3XT4FPX | XT4HQ3250FFF000XXX + SRFB3XT4FPX | XT4HQ3250GFF000XXX + SRFB3XT4FPX | XT4HQ3250PFF000XXX + SRFB3XT4FPX | XT4HQ3250QFF000XXX + SRFB3XT4FPX | XT4HQ3250TFF000XXX + SRFB3XT4FPX | XT4HQ3250UFF000XXX + SRFB3XT4FPX
SG | SGLA36AT0400 | 45 | SRPG400A250 | 33 | 250 | 20 | 50kA | 6 | Panelboard MRO | 1 | Distribution Protection | 1 | 600Vac (Y/D) | 2 | 100% | 2 | 453361122 | XT4LQ3250AFF000XXX + SRFB6XT4FPX | XT4LQ3250BFF000XXX + SRFB6XT4FPX | XT4LQ3250EFF000XXX + SRFB3XT4FPX | XT4LQ3250FFF000XXX + SRFB3XT4FPX | XT4LQ3250GFF000XXX + SRFB3XT4FPX | XT4LQ3250PFF000XXX + SRFB3XT4FPX | XT4LQ3250QFF000XXX + SRFB3XT4FPX | XT4LQ3250TFF000XXX + SRFB3XT4FPX | XT4LQ3250UFF000XXX + SRFB3XT4FPX
SG | SGLA36AT0400 | 45 | SRPG400A250 | 33 | 250 | 20 | 65kA | 7 | Loose MCCB (OEM) | 2 | Distribution Protection | 1 | 480Vac (Y/D) | 1 | 80% | 1 | 453372111 | XT4HU3250AFF000XXX | XT4HU3250BFF000XXX | XT4HU3250EFF000XXX | XT4HU3250FFF000XXX | XT4HU3250GFF000XXX | XT4HU3250PFF000XXX | XT4HU3250QFF000XXX | XT4HU3250TFF000XXX | XT4HU3250UFF000XXX
SG | SGLA36AT0400 | 45 | SRPG400A250 | 33 | 250 | 20 | 65kA | 7 | Loose MCCB (OEM) | 2 | Distribution Protection | 1 | 600Vac (Y/D) | 2 | 80% | 1 | 453372121 | XT4VU3250AFF000XXX | XT4VU3250BFF000XXX | XT4VU3250EFF000XXX | XT4VU3250FFF000XXX | XT4VU3250GFF000XXX | XT4VU3250PFF000XXX | XT4VU3250QFF000XXX | XT4VU3250TFF000XXX | XT4VU3250UFF000XXX
SG | SGLA36AT0400 | 45 | SRPG400A250 | 33 | 250 | 20 | 65kA | 7 | Loose MCCB (OEM) | 2 | Distribution Protection | 1 | 480Vac (Y/D) | 1 | 100% | 2 | 453372112 | XT4HQ3250AFF000XXX | XT4HQ3250BFF000XXX | XT4HQ3250EFF000XXX | XT4HQ3250FFF000XXX | XT4HQ3250GFF000XXX | XT4HQ3250PFF000XXX | XT4HQ3250QFF000XXX | XT4HQ3250TFF000XXX | XT4HQ3250UFF000XXX
SG | SGLA36AT0400 | 45 | SRPG400A250 | 33 | 250 | 20 | 65kA | 7 | Loose MCCB (OEM) | 2 | Distribution Protection | 1 | 600Vac (Y/D) | 2 | 100% | 2 | 453372122 | XT4VQ3250AFF000XXX | XT4VQ3250BFF000XXX | XT4VQ3250EFF000XXX | XT4VQ3250FFF000XXX | XT4VQ3250GFF000XXX | XT4VQ3250PFF000XXX | XT4VQ3250QFF000XXX | XT4VQ3250TFF000XXX | XT4VQ3250UFF000XXX
SG | SGLA36AT0400 | 45 | SRPG400A250 | 33 | 250 | 20 | 65kA | 7 | Panelboard MRO | 1 | Distribution Protection | 1 | 480Vac (Y/D) | 1 | 80% | 1 | 453371111 | XT4HU3250AFF000XXX + SRFB6XT4FPX | XT4HU3250BFF000XXX + SRFB6XT4FPX | XT4HU3250EFF000XXX + SRFB3XT4FPX | XT4HU3250FFF000XXX + SRFB3XT4FPX | XT4HU3250GFF000XXX + SRFB3XT4FPX | XT4HU3250PFF000XXX + SRFB3XT4FPX | XT4HU3250QFF000XXX + SRFB3XT4FPX | XT4HU3250TFF000XXX + SRFB3XT4FPX | XT4HU3250UFF000XXX + SRFB3XT4FPX
SG | SGLA36AT0400 | 45 | SRPG400A250 | 33 | 250 | 20 | 65kA | 7 | Panelboard MRO | 1 | Distribution Protection | 1 | 600Vac (Y/D) | 2 | 80% | 1 | 453371121 | XT4VU3250AFF000XXX + SRFB6XT4FPX | XT4VU3250BFF000XXX + SRFB6XT4FPX | XT4VU3250EFF000XXX + SRFB3XT4FPX | XT4VU3250FFF000XXX + SRFB3XT4FPX | XT4VU3250GFF000XXX + SRFB3XT4FPX | XT4VU3250PFF000XXX + SRFB3XT4FPX | XT4VU3250QFF000XXX + SRFB3XT4FPX | XT4VU3250TFF000XXX + SRFB3XT4FPX | XT4VU3250UFF000XXX + SRFB3XT4FPX
SG | SGLA36AT0400 | 45 | SRPG400A250 | 33 | 250 | 20 | 65kA | 7 | Panelboard MRO | 1 | Distribution Protection | 1 | 480Vac (Y/D) | 1 | 100% | 2 | 453371112 | XT4HQ3250AFF000XXX + SRFB6XT4FPX | XT4HQ3250BFF000XXX + SRFB6XT4FPX | XT4HQ3250EFF000XXX + SRFB3XT4FPX | XT4HQ3250FFF000XXX + SRFB3XT4FPX | XT4HQ3250GFF000XXX + SRFB3XT4FPX | XT4HQ3250PFF000XXX + SRFB3XT4FPX | XT4HQ3250QFF000XXX + SRFB3XT4FPX | XT4HQ3250TFF000XXX + SRFB3XT4FPX | XT4HQ3250UFF000XXX + SRFB3XT4FPX
SG | SGLA36AT0400 | 45 | SRPG400A250 | 33 | 250 | 20 | 65kA | 7 | Panelboard MRO | 1 | Distribution Protection | 1 | 600Vac (Y/D) | 2 | 100% | 2 | 453371122 | XT4VQ3250AFF000XXX + SRFB6XT4FPX | XT4VQ3250BFF000XXX + SRFB6XT4FPX | XT4VQ3250EFF000XXX + SRFB3XT4FPX | XT4VQ3250FFF000XXX + SRFB3XT4FPX | XT4VQ3250GFF000XXX + SRFB3XT4FPX | XT4VQ3250PFF000XXX + SRFB3XT4FPX | XT4VQ3250QFF000XXX + SRFB3XT4FPX | XT4VQ3250TFF000XXX + SRFB3XT4FPX | XT4VQ3250UFF000XXX + SRFB3XT4FPX
SG | SGLA36AT0400 | 45 | SRPG400A300 | 34 | 300 | 21 | 50kA | 6 | Loose MCCB (OEM) | 2 | Distribution Protection | 1 | 480Vac (Y/D) | 1 | 80% | 1 | 453462111 | No Equivalent Cross Available Based on Selections | XT5SU330ABFF000XXX | XT5SU330AEFF000XXX | XT5SU330AFFF000XXX | XT5SU330AGFF000XXX | XT5SU330APFF000XXX | XT5SU330AQFF000XXX | XT5SU330ATFF000XXX | XT5SU330AUFF000XXX
SG | SGLA36AT0400 | 45 | SRPG400A300 | 34 | 300 | 21 | 50kA | 6 | Loose MCCB (OEM) | 2 | Distribution Protection | 1 | 600Vac (Y/D) | 2 | 80% | 1 | 453462121 | No Equivalent Cross Available Based on Selections | XT5LU330ABFF000XXX | XT5LU330AEFF000XXX | XT5LU330AFFF000XXX | XT5LU330AGFF000XXX | XT5LU330APFF000XXX | XT5LU330AQFF000XXX | XT5LU330ATFF000XXX | XT5LU330AUFF000XXX
SG | SGLA36AT0400 | 45 | SRPG400A300 | 34 | 300 | 21 | 50kA | 6 | Loose MCCB (OEM) | 2 | Distribution Protection | 1 | 480Vac (Y/D) | 1 | 100% | 2 | 453462112 | No Equivalent Cross Available Based on Selections | XT5SQ330ABFF000XXX | XT5SQ330AEFF000XXX | XT5SQ330AFFF000XXX | XT5SQ330AGFF000XXX | XT5SQ330APFF000XXX | XT5SQ330AQFF000XXX | XT5SQ330ATFF000XXX | XT5SQ330AUFF000XXX
SG | SGLA36AT0400 | 45 | SRPG400A300 | 34 | 300 | 21 | 50kA | 6 | Loose MCCB (OEM) | 2 | Distribution Protection | 1 | 600Vac (Y/D) | 2 | 100% | 2 | 453462122 | No Equivalent Cross Available Based on Selections | XT5LQ330ABFF000XXX | XT5LQ330AEFF000XXX | XT5LQ330AFFF000XXX | XT5LQ330AGFF000XXX | XT5LQ330APFF000XXX | XT5LQ330AQFF000XXX | XT5LQ330ATFF000XXX | XT5LQ330AUFF000XXX
SG | SGLA36AT0400 | 45 | SRPG400A300 | 34 | 300 | 21 | 50kA | 6 | Panelboard MRO | 1 | Distribution Protection | 1 | 480Vac (Y/D) | 1 | 80% | 1 | 453461111 | No Equivalent Cross Available Based on Selections | XT5SU330ABFF000XXX | XT5SU330AEFF000XXX + SRFB3XT5MFPX | XT5SU330AFFF000XXX + SRFB3XT5MFPX | XT5SU330AGFF000XXX + SRFB3XT5MFPX | XT5SU330APFF000XXX + SRFB3XT5MFPX | XT5SU330AQFF000XXX + SRFB3XT5MFPX | XT5SU330ATFF000XXX + SRFB3XT5MFPX | XT5SU330AUFF000XXX + SRFB3XT5MFPX
SG | SGLA36AT0400 | 45 | SRPG400A300 | 34 | 300 | 21 | 50kA | 6 | Panelboard MRO | 1 | Distribution Protection | 1 | 600Vac (Y/D) | 2 | 80% | 1 | 453461121 | No Equivalent Cross Available Based on Selections | XT5LU330ABFF000XXX | XT5LU330AEFF000XXX + SRFB3XT5MFPX | XT5LU330AFFF000XXX + SRFB3XT5MFPX | XT5LU330AGFF000XXX + SRFB3XT5MFPX | XT5LU330APFF000XXX + SRFB3XT5MFPX | XT5LU330AQFF000XXX + SRFB3XT5MFPX | XT5LU330ATFF000XXX + SRFB3XT5MFPX | XT5LU330AUFF000XXX + SRFB3XT5MFPX
SG | SGLA36AT0400 | 45 | SRPG400A300 | 34 | 300 | 21 | 50kA | 6 | Panelboard MRO | 1 | Distribution Protection | 1 | 480Vac (Y/D) | 1 | 100% | 2 | 453461112 | No Equivalent Cross Available Based on Selections | XT5SQ330ABFF000XXX | XT5SQ330AEFF000XXX + SRFB3XT5MFPX | XT5SQ330AFFF000XXX + SRFB3XT5MFPX | XT5SQ330AGFF000XXX + SRFB3XT5MFPX | XT5SQ330APFF000XXX + SRFB3XT5MFPX | XT5SQ330AQFF000XXX + SRFB3XT5MFPX | XT5SQ330ATFF000XXX + SRFB3XT5MFPX | XT5SQ330AUFF000XXX + SRFB3XT5MFPX
SG | SGLA36AT0400 | 45 | SRPG400A300 | 34 | 300 | 21 | 50kA | 6 | Panelboard MRO | 1 | Distribution Protection | 1 | 600Vac (Y/D) | 2 | 100% | 2 | 453461122 | No Equivalent Cross Available Based on Selections | XT5LQ330ABFF000XXX | XT5LQ330AEFF000XXX + SRFB3XT5MFPX | XT5LQ330AFFF000XXX + SRFB3XT5MFPX | XT5LQ330AGFF000XXX + SRFB3XT5MFPX | XT5LQ330APFF000XXX + SRFB3XT5MFPX | XT5LQ330AQFF000XXX + SRFB3XT5MFPX | XT5LQ330ATFF000XXX + SRFB3XT5MFPX | XT5LQ330AUFF000XXX + SRFB3XT5MFPX
SG | SGLA36AT0400 | 45 | SRPG400A300 | 34 | 300 | 21 | 65kA | 7 | Loose MCCB (OEM) | 2 | Distribution Protection | 1 | 480Vac (Y/D) | 1 | 80% | 1 | 453472111 | No Equivalent Cross Available Based on Selections | XT5HU330ABFF000XXX | XT5HU330AEFF000XXX | XT5HU330AFFF000XXX | XT5HU330AGFF000XXX | XT5HU330APFF000XXX | XT5HU330AQFF000XXX | XT5HU330ATFF000XXX | XT5HU330AUFF000XXX
SG | SGLA36AT0400 | 45 | SRPG400A300 | 34 | 300 | 21 | 65kA | 7 | Loose MCCB (OEM) | 2 | Distribution Protection | 1 | 600Vac (Y/D) | 2 | 80% | 1 | 453472121 | No Equivalent Cross Available Based on Selections | XT5LU330ABFF000XXX | XT5LU330AEFF000XXX | XT5LU330AFFF000XXX | XT5LU330AGFF000XXX | XT5LU330APFF000XXX | XT5LU330AQFF000XXX | XT5LU330ATFF000XXX | XT5LU330AUFF000XXX
SG | SGLA36AT0400 | 45 | SRPG400A300 | 34 | 300 | 21 | 65kA | 7 | Loose MCCB (OEM) | 2 | Distribution Protection | 1 | 480Vac (Y/D) | 1 | 100% | 2 | 453472112 | No Equivalent Cross Available Based on Selections | XT5HQ330ABFF000XXX | XT5HQ330AEFF000XXX | XT5HQ330AFFF000XXX | XT5HQ330AGFF000XXX | XT5HQ330APFF000XXX | XT5HQ330AQFF000XXX | XT5HQ330ATFF000XXX | XT5HQ330AUFF000XXX
SG | SGLA36AT0400 | 45 | SRPG400A300 | 34 | 300 | 21 | 65kA | 7 | Loose MCCB (OEM) | 2 | Distribution Protection | 1 | 600Vac (Y/D) | 2 | 100% | 2 | 453472122 | No Equivalent Cross Available Based on Selections | XT5LQ330ABFF000XXX | XT5LQ330AEFF000XXX | XT5LQ330AFFF000XXX | XT5LQ330AGFF000XXX | XT5LQ330APFF000XXX | XT5LQ330AQFF000XXX | XT5LQ330ATFF000XXX | XT5LQ330AUFF000XXX
SG | SGLA36AT0400 | 45 | SRPG400A300 | 34 | 300 | 21 | 65kA | 7 | Panelboard MRO | 1 | Distribution Protection | 1 | 480Vac (Y/D) | 1 | 80% | 1 | 453471111 | No Equivalent Cross Available Based on Selections | XT5HU330ABFF000XXX | XT5HU330AEFF000XXX + SRFB3XT5MFPX | XT5HU330AFFF000XXX + SRFB3XT5MFPX | XT5HU330AGFF000XXX + SRFB3XT5MFPX | XT5HU330APFF000XXX + SRFB3XT5MFPX | XT5HU330AQFF000XXX + SRFB3XT5MFPX | XT5HU330ATFF000XXX + SRFB3XT5MFPX | XT5HU330AUFF000XXX + SRFB3XT5MFPX
SG | SGLA36AT0400 | 45 | SRPG400A300 | 34 | 300 | 21 | 65kA | 7 | Panelboard MRO | 1 | Distribution Protection | 1 | 600Vac (Y/D) | 2 | 80% | 1 | 453471121 | No Equivalent Cross Available Based on Selections | XT5LU330ABFF000XXX | XT5LU330AEFF000XXX + SRFB3XT5MFPX | XT5LU330AFFF000XXX + SRFB3XT5MFPX | XT5LU330AGFF000XXX + SRFB3XT5MFPX | XT5LU330APFF000XXX + SRFB3XT5MFPX | XT5LU330AQFF000XXX + SRFB3XT5MFPX | XT5LU330ATFF000XXX + SRFB3XT5MFPX | XT5LU330AUFF000XXX + SRFB3XT5MFPX
SG | SGLA36AT0400 | 45 | SRPG400A300 | 34 | 300 | 21 | 65kA | 7 | Panelboard MRO | 1 | Distribution Protection | 1 | 480Vac (Y/D) | 1 | 100% | 2 | 453471112 | No Equivalent Cross Available Based on Selections | XT5HQ330ABFF000XXX | XT5HQ330AEFF000XXX + SRFB3XT5MFPX | XT5HQ330AFFF000XXX + SRFB3XT5MFPX | XT5HQ330AGFF000XXX + SRFB3XT5MFPX | XT5HQ330APFF000XXX + SRFB3XT5MFPX | XT5HQ330AQFF000XXX + SRFB3XT5MFPX | XT5HQ330ATFF000XXX + SRFB3XT5MFPX | XT5HQ330AUFF000XXX + SRFB3XT5MFPX
SG | SGLA36AT0400 | 45 | SRPG400A300 | 34 | 300 | 21 | 65kA | 7 | Panelboard MRO | 1 | Distribution Protection | 1 | 600Vac (Y/D) | 2 | 100% | 2 | 453471122 | No Equivalent Cross Available Based on Selections | XT5LQ330ABFF000XXX | XT5LQ330AEFF000XXX + SRFB3XT5MFPX | XT5LQ330AFFF000XXX + SRFB3XT5MFPX | XT5LQ330AGFF000XXX + SRFB3XT5MFPX | XT5LQ330APFF000XXX + SRFB3XT5MFPX | XT5LQ330AQFF000XXX + SRFB3XT5MFPX | XT5LQ330ATFF000XXX + SRFB3XT5MFPX | XT5LQ330AUFF000XXX + SRFB3XT5MFPX
SG | SGLA36AT0400 | 45 | SRPG400A350 | 35 | 350 | 22 | 50kA | 6 | Loose MCCB (OEM) | 2 | Distribution Protection | 1 | 480Vac (Y/D) | 1 | 80% | 1 | 453562111 | No Equivalent Cross Available Based on Selections | XT5SU340ABFF000XXX | XT5SU340AEFF000XXX | XT5SU340AFFF000XXX | XT5SU340AGFF000XXX | XT5SU340APFF000XXX | XT5SU340AQFF000XXX | XT5SU340ATFF000XXX | XT5SU340AUFF000XXX
SG | SGLA36AT0400 | 45 | SRPG400A350 | 35 | 350 | 22 | 50kA | 6 | Loose MCCB (OEM) | 2 | Distribution Protection | 1 | 600Vac (Y/D) | 2 | 80% | 1 | 453562121 | No Equivalent Cross Available Based on Selections | XT5LU340ABFF000XXX | XT5LU340AEFF000XXX | XT5LU340AFFF000XXX | XT5LU340AGFF000XXX | XT5LU340APFF000XXX | XT5LU340AQFF000XXX | XT5LU340ATFF000XXX | XT5LU340AUFF000XXX
SG | SGLA36AT0400 | 45 | SRPG400A350 | 35 | 350 | 22 | 50kA | 6 | Loose MCCB (OEM) | 2 | Distribution Protection | 1 | 480Vac (Y/D) | 1 | 100% | 2 | 453562112 | No Equivalent Cross Available Based on Selections | XT5SQ340ABFF000XXX | XT5SQ340AEFF000XXX | XT5SQ340AFFF000XXX | XT5SQ340AGFF000XXX | XT5SQ340APFF000XXX | XT5SQ340AQFF000XXX | XT5SQ340ATFF000XXX | XT5SQ340AUFF000XXX
SG | SGLA36AT0400 | 45 | SRPG400A350 | 35 | 350 | 22 | 50kA | 6 | Loose MCCB (OEM) | 2 | Distribution Protection | 1 | 600Vac (Y/D) | 2 | 100% | 2 | 453562122 | No Equivalent Cross Available Based on Selections | XT5LQ340ABFF000XXX | XT5LQ340AEFF000XXX | XT5LQ340AFFF000XXX | XT5LQ340AGFF000XXX | XT5LQ340APFF000XXX | XT5LQ340AQFF000XXX | XT5LQ340ATFF000XXX | XT5LQ340AUFF000XXX
SG | SGLA36AT0400 | 45 | SRPG400A350 | 35 | 350 | 22 | 50kA | 6 | Panelboard MRO | 1 | Distribution Protection | 1 | 480Vac (Y/D) | 1 | 80% | 1 | 453561111 | No Equivalent Cross Available Based on Selections | XT5SU340ABFF000XXX | XT5SU340AEFF000XXX + SRFB3XT5MFPX | XT5SU340AFFF000XXX + SRFB3XT5MFPX | XT5SU340AGFF000XXX + SRFB3XT5MFPX | XT5SU340APFF000XXX + SRFB3XT5MFPX | XT5SU340AQFF000XXX + SRFB3XT5MFPX | XT5SU340ATFF000XXX + SRFB3XT5MFPX | XT5SU340AUFF000XXX + SRFB3XT5MFPX
SG | SGLA36AT0400 | 45 | SRPG400A350 | 35 | 350 | 22 | 50kA | 6 | Panelboard MRO | 1 | Distribution Protection | 1 | 600Vac (Y/D) | 2 | 80% | 1 | 453561121 | No Equivalent Cross Available Based on Selections | XT5LU340ABFF000XXX | XT5LU340AEFF000XXX + SRFB3XT5MFPX | XT5LU340AFFF000XXX + SRFB3XT5MFPX | XT5LU340AGFF000XXX + SRFB3XT5MFPX | XT5LU340APFF000XXX + SRFB3XT5MFPX | XT5LU340AQFF000XXX + SRFB3XT5MFPX | XT5LU340ATFF000XXX + SRFB3XT5MFPX | XT5LU340AUFF000XXX + SRFB3XT5MFPX
SG | SGLA36AT0400 | 45 | SRPG400A350 | 35 | 350 | 22 | 50kA | 6 | Panelboard MRO | 1 | Distribution Protection | 1 | 480Vac (Y/D) | 1 | 100% | 2 | 453561112 | No Equivalent Cross Available Based on Selections | XT5SQ340ABFF000XXX | XT5SQ340AEFF000XXX + SRFB3XT5MFPX | XT5SQ340AFFF000XXX + SRFB3XT5MFPX | XT5SQ340AGFF000XXX + SRFB3XT5MFPX | XT5SQ340APFF000XXX + SRFB3XT5MFPX | XT5SQ340AQFF000XXX + SRFB3XT5MFPX | XT5SQ340ATFF000XXX + SRFB3XT5MFPX | XT5SQ340AUFF000XXX + SRFB3XT5MFPX
SG | SGLA36AT0400 | 45 | SRPG400A350 | 35 | 350 | 22 | 50kA | 6 | Panelboard MRO | 1 | Distribution Protection | 1 | 600Vac (Y/D) | 2 | 100% | 2 | 453561122 | No Equivalent Cross Available Based on Selections | XT5LQ340ABFF000XXX | XT5LQ340AEFF000XXX + SRFB3XT5MFPX | XT5LQ340AFFF000XXX + SRFB3XT5MFPX | XT5LQ340AGFF000XXX + SRFB3XT5MFPX | XT5LQ340APFF000XXX + SRFB3XT5MFPX | XT5LQ340AQFF000XXX + SRFB3XT5MFPX | XT5LQ340ATFF000XXX + SRFB3XT5MFPX | XT5LQ340AUFF000XXX + SRFB3XT5MFPX
SG | SGLA36AT0400 | 45 | SRPG400A350 | 35 | 350 | 22 | 65kA | 7 | Loose MCCB (OEM) | 2 | Distribution Protection | 1 | 480Vac (Y/D) | 1 | 80% | 1 | 453572111 | No Equivalent Cross Available Based on Selections | XT5HU340ABFF000XXX | XT5HU340AEFF000XXX | XT5HU340AFFF000XXX | XT5HU340AGFF000XXX | XT5HU340APFF000XXX | XT5HU340AQFF000XXX | XT5HU340ATFF000XXX | XT5HU340AUFF000XXX
SG | SGLA36AT0400 | 45 | SRPG400A350 | 35 | 350 | 22 | 65kA | 7 | Loose MCCB (OEM) | 2 | Distribution Protection | 1 | 600Vac (Y/D) | 2 | 80% | 1 | 453572121 | No Equivalent Cross Available Based on Selections | XT5LU340ABFF000XXX | XT5LU340AEFF000XXX | XT5LU340AFFF000XXX | XT5LU340AGFF000XXX | XT5LU340APFF000XXX | XT5LU340AQFF000XXX | XT5LU340ATFF000XXX | XT5LU340AUFF000XXX
SG | SGLA36AT0400 | 45 | SRPG400A350 | 35 | 350 | 22 | 65kA | 7 | Loose MCCB (OEM) | 2 | Distribution Protection | 1 | 480Vac (Y/D) | 1 | 100% | 2 | 453572112 | No Equivalent Cross Available Based on Selections | XT5HQ340ABFF000XXX | XT5HQ340AEFF000XXX | XT5HQ340AFFF000XXX | XT5HQ340AGFF000XXX | XT5HQ340APFF000XXX | XT5HQ340AQFF000XXX | XT5HQ340ATFF000XXX | XT5HQ340AUFF000XXX
SG | SGLA36AT0400 | 45 | SRPG400A350 | 35 | 350 | 22 | 65kA | 7 | Loose MCCB (OEM) | 2 | Distribution Protection | 1 | 600Vac (Y/D) | 2 | 100% | 2 | 453572122 | No Equivalent Cross Available Based on Selections | XT5LQ340ABFF000XXX | XT5LQ340AEFF000XXX | XT5LQ340AFFF000XXX | XT5LQ340AGFF000XXX | XT5LQ340APFF000XXX | XT5LQ340AQFF000XXX | XT5LQ340ATFF000XXX | XT5LQ340AUFF000XXX
SG | SGLA36AT0400 | 45 | SRPG400A350 | 35 | 350 | 22 | 65kA | 7 | Panelboard MRO | 1 | Distribution Protection | 1 | 480Vac (Y/D) | 1 | 80% | 1 | 453571111 | No Equivalent Cross Available Based on Selections | XT5HU340ABFF000XXX | XT5HU340AEFF000XXX + SRFB3XT5MFPX | XT5HU340AFFF000XXX + SRFB3XT5MFPX | XT5HU340AGFF000XXX + SRFB3XT5MFPX | XT5HU340APFF000XXX + SRFB3XT5MFPX | XT5HU340AQFF000XXX + SRFB3XT5MFPX | XT5HU340ATFF000XXX + SRFB3XT5MFPX | XT5HU340AUFF000XXX + SRFB3XT5MFPX
SG | SGLA36AT0400 | 45 | SRPG400A350 | 35 | 350 | 22 | 65kA | 7 | Panelboard MRO | 1 | Distribution Protection | 1 | 600Vac (Y/D) | 2 | 80% | 1 | 453571121 | No Equivalent Cross Available Based on Selections | XT5LU340ABFF000XXX | XT5LU340AEFF000XXX + SRFB3XT5MFPX | XT5LU340AFFF000XXX + SRFB3XT5MFPX | XT5LU340AGFF000XXX + SRFB3XT5MFPX | XT5LU340APFF000XXX + SRFB3XT5MFPX | XT5LU340AQFF000XXX + SRFB3XT5MFPX | XT5LU340ATFF000XXX + SRFB3XT5MFPX | XT5LU340AUFF000XXX + SRFB3XT5MFPX
SG | SGLA36AT0400 | 45 | SRPG400A350 | 35 | 350 | 22 | 65kA | 7 | Panelboard MRO | 1 | Distribution Protection | 1 | 480Vac (Y/D) | 1 | 100% | 2 | 453571112 | No Equivalent Cross Available Based on Selections | XT5HQ340ABFF000XXX | XT5HQ340AEFF000XXX + SRFB3XT5MFPX | XT5HQ340AFFF000XXX + SRFB3XT5MFPX | XT5HQ340AGFF000XXX + SRFB3XT5MFPX | XT5HQ340APFF000XXX + SRFB3XT5MFPX | XT5HQ340AQFF000XXX + SRFB3XT5MFPX | XT5HQ340ATFF000XXX + SRFB3XT5MFPX | XT5HQ340AUFF000XXX + SRFB3XT5MFPX
SG | SGLA36AT0400 | 45 | SRPG400A350 | 35 | 350 | 22 | 65kA | 7 | Panelboard MRO | 1 | Distribution Protection | 1 | 600Vac (Y/D) | 2 | 100% | 2 | 453571122 | No Equivalent Cross Available Based on Selections | XT5LQ340ABFF000XXX | XT5LQ340AEFF000XXX + SRFB3XT5MFPX | XT5LQ340AFFF000XXX + SRFB3XT5MFPX | XT5LQ340AGFF000XXX + SRFB3XT5MFPX | XT5LQ340APFF000XXX + SRFB3XT5MFPX | XT5LQ340AQFF000XXX + SRFB3XT5MFPX | XT5LQ340ATFF000XXX + SRFB3XT5MFPX | XT5LQ340AUFF000XXX + SRFB3XT5MFPX
SG | SGLA36AT0400 | 45 | SRPG400A400 | 36 | 400 | 23 | 50kA | 6 | Loose MCCB (OEM) | 2 | Distribution Protection | 1 | 480Vac (Y/D) | 1 | 80% | 1 | 453662111 | No Equivalent Cross Available Based on Selections | XT5SU340ABFF000XXX | XT5SU340AEFF000XXX | XT5SU340AFFF000XXX | XT5SU340AGFF000XXX | XT5SU340APFF000XXX | XT5SU340AQFF000XXX | XT5SU340ATFF000XXX | XT5SU340AUFF000XXX
SG | SGLA36AT0400 | 45 | SRPG400A400 | 36 | 400 | 23 | 50kA | 6 | Loose MCCB (OEM) | 2 | Distribution Protection | 1 | 600Vac (Y/D) | 2 | 80% | 1 | 453662121 | No Equivalent Cross Available Based on Selections | XT5LU340ABFF000XXX | XT5LU340AEFF000XXX | XT5LU340AFFF000XXX | XT5LU340AGFF000XXX | XT5LU340APFF000XXX | XT5LU340AQFF000XXX | XT5LU340ATFF000XXX | XT5LU340AUFF000XXX
SG | SGLA36AT0400 | 45 | SRPG400A400 | 36 | 400 | 23 | 50kA | 6 | Loose MCCB (OEM) | 2 | Distribution Protection | 1 | 480Vac (Y/D) | 1 | 100% | 2 | 453662112 | No Equivalent Cross Available Based on Selections | XT5SQ340ABFF000XXX | XT5SQ340AEFF000XXX | XT5SQ340AFFF000XXX | XT5SQ340AGFF000XXX | XT5SQ340APFF000XXX | XT5SQ340AQFF000XXX | XT5SQ340ATFF000XXX | XT5SQ340AUFF000XXX
SG | SGLA36AT0400 | 45 | SRPG400A400 | 36 | 400 | 23 | 50kA | 6 | Loose MCCB (OEM) | 2 | Distribution Protection | 1 | 600Vac (Y/D) | 2 | 100% | 2 | 453662122 | No Equivalent Cross Available Based on Selections | XT5LQ340ABFF000XXX | XT5LQ340AEFF000XXX | XT5LQ340AFFF000XXX | XT5LQ340AGFF000XXX | XT5LQ340APFF000XXX | XT5LQ340AQFF000XXX | XT5LQ340ATFF000XXX | XT5LQ340AUFF000XXX
SG | SGLA36AT0400 | 45 | SRPG400A400 | 36 | 400 | 23 | 50kA | 6 | Panelboard MRO | 1 | Distribution Protection | 1 | 480Vac (Y/D) | 1 | 80% | 1 | 453661111 | No Equivalent Cross Available Based on Selections | XT5SU340ABFF000XXX | XT5SU340AEFF000XXX + SRFB3XT5MFPX | XT5SU340AFFF000XXX + SRFB3XT5MFPX | XT5SU340AGFF000XXX + SRFB3XT5MFPX | XT5SU340APFF000XXX + SRFB3XT5MFPX | XT5SU340AQFF000XXX + SRFB3XT5MFPX | XT5SU340ATFF000XXX + SRFB3XT5MFPX | XT5SU340AUFF000XXX + SRFB3XT5MFPX
SG | SGLA36AT0400 | 45 | SRPG400A400 | 36 | 400 | 23 | 50kA | 6 | Panelboard MRO | 1 | Distribution Protection | 1 | 600Vac (Y/D) | 2 | 80% | 1 | 453661121 | No Equivalent Cross Available Based on Selections | XT5LU340ABFF000XXX | XT5LU340AEFF000XXX + SRFB3XT5MFPX | XT5LU340AFFF000XXX + SRFB3XT5MFPX | XT5LU340AGFF000XXX + SRFB3XT5MFPX | XT5LU340APFF000XXX + SRFB3XT5MFPX | XT5LU340AQFF000XXX + SRFB3XT5MFPX | XT5LU340ATFF000XXX + SRFB3XT5MFPX | XT5LU340AUFF000XXX + SRFB3XT5MFPX
SG | SGLA36AT0400 | 45 | SRPG400A400 | 36 | 400 | 23 | 50kA | 6 | Panelboard MRO | 1 | Distribution Protection | 1 | 480Vac (Y/D) | 1 | 100% | 2 | 453661112 | No Equivalent Cross Available Based on Selections | XT5SQ340ABFF000XXX | XT5SQ340AEFF000XXX + SRFB3XT5MFPX | XT5SQ340AFFF000XXX + SRFB3XT5MFPX | XT5SQ340AGFF000XXX + SRFB3XT5MFPX | XT5SQ340APFF000XXX + SRFB3XT5MFPX | XT5SQ340AQFF000XXX + SRFB3XT5MFPX | XT5SQ340ATFF000XXX + SRFB3XT5MFPX | XT5SQ340AUFF000XXX + SRFB3XT5MFPX
SG | SGLA36AT0400 | 45 | SRPG400A400 | 36 | 400 | 23 | 50kA | 6 | Panelboard MRO | 1 | Distribution Protection | 1 | 600Vac (Y/D) | 2 | 100% | 2 | 453661122 | No Equivalent Cross Available Based on Selections | XT5LQ340ABFF000XXX | XT5LQ340AEFF000XXX + SRFB3XT5MFPX | XT5LQ340AFFF000XXX + SRFB3XT5MFPX | XT5LQ340AGFF000XXX + SRFB3XT5MFPX | XT5LQ340APFF000XXX + SRFB3XT5MFPX | XT5LQ340AQFF000XXX + SRFB3XT5MFPX | XT5LQ340ATFF000XXX + SRFB3XT5MFPX | XT5LQ340AUFF000XXX + SRFB3XT5MFPX
SG | SGLA36AT0400 | 45 | SRPG400A400 | 36 | 400 | 23 | 65kA | 7 | Loose MCCB (OEM) | 2 | Distribution Protection | 1 | 480Vac (Y/D) | 1 | 80% | 1 | 453672111 | No Equivalent Cross Available Based on Selections | XT5HU340ABFF000XXX | XT5HU340AEFF000XXX | XT5HU340AFFF000XXX | XT5HU340AGFF000XXX | XT5HU340APFF000XXX | XT5HU340AQFF000XXX | XT5HU340ATFF000XXX | XT5HU340AUFF000XXX
SG | SGLA36AT0400 | 45 | SRPG400A400 | 36 | 400 | 23 | 65kA | 7 | Loose MCCB (OEM) | 2 | Distribution Protection | 1 | 600Vac (Y/D) | 2 | 80% | 1 | 453672121 | No Equivalent Cross Available Based on Selections | XT5LU340ABFF000XXX | XT5LU340AEFF000XXX | XT5LU340AFFF000XXX | XT5LU340AGFF000XXX | XT5LU340APFF000XXX | XT5LU340AQFF000XXX | XT5LU340ATFF000XXX | XT5LU340AUFF000XXX
SG | SGLA36AT0400 | 45 | SRPG400A400 | 36 | 400 | 23 | 65kA | 7 | Loose MCCB (OEM) | 2 | Distribution Protection | 1 | 480Vac (Y/D) | 1 | 100% | 2 | 453672112 | No Equivalent Cross Available Based on Selections | XT5HQ340ABFF000XXX | XT5HQ340AEFF000XXX | XT5HQ340AFFF000XXX | XT5HQ340AGFF000XXX | XT5HQ340APFF000XXX | XT5HQ340AQFF000XXX | XT5HQ340ATFF000XXX | XT5HQ340AUFF000XXX
SG | SGLA36AT0400 | 45 | SRPG400A400 | 36 | 400 | 23 | 65kA | 7 | Loose MCCB (OEM) | 2 | Distribution Protection | 1 | 600Vac (Y/D) | 2 | 100% | 2 | 453672122 | No Equivalent Cross Available Based on Selections | XT5LQ340ABFF000XXX | XT5LQ340AEFF000XXX | XT5LQ340AFFF000XXX | XT5LQ340AGFF000XXX | XT5LQ340APFF000XXX | XT5LQ340AQFF000XXX | XT5LQ340ATFF000XXX | XT5LQ340AUFF000XXX
SG | SGLA36AT0400 | 45 | SRPG400A400 | 36 | 400 | 23 | 65kA | 7 | Panelboard MRO | 1 | Distribution Protection | 1 | 480Vac (Y/D) | 1 | 80% | 1 | 453671111 | No Equivalent Cross Available Based on Selections | XT5HU340ABFF000XXX | XT5HU340AEFF000XXX + SRFB3XT5MFPX | XT5HU340AFFF000XXX + SRFB3XT5MFPX | XT5HU340AGFF000XXX + SRFB3XT5MFPX | XT5HU340APFF000XXX + SRFB3XT5MFPX | XT5HU340AQFF000XXX + SRFB3XT5MFPX | XT5HU340ATFF000XXX + SRFB3XT5MFPX | XT5HU340AUFF000XXX + SRFB3XT5MFPX
SG | SGLA36AT0400 | 45 | SRPG400A400 | 36 | 400 | 23 | 65kA | 7 | Panelboard MRO | 1 | Distribution Protection | 1 | 600Vac (Y/D) | 2 | 80% | 1 | 453671121 | No Equivalent Cross Available Based on Selections | XT5LU340ABFF000XXX | XT5LU340AEFF000XXX + SRFB3XT5MFPX | XT5LU340AFFF000XXX + SRFB3XT5MFPX | XT5LU340AGFF000XXX + SRFB3XT5MFPX | XT5LU340APFF000XXX + SRFB3XT5MFPX | XT5LU340AQFF000XXX + SRFB3XT5MFPX | XT5LU340ATFF000XXX + SRFB3XT5MFPX | XT5LU340AUFF000XXX + SRFB3XT5MFPX
SG | SGLA36AT0400 | 45 | SRPG400A400 | 36 | 400 | 23 | 65kA | 7 | Panelboard MRO | 1 | Distribution Protection | 1 | 480Vac (Y/D) | 1 | 100% | 2 | 453671112 | No Equivalent Cross Available Based on Selections | XT5HQ340ABFF000XXX | XT5HQ340AEFF000XXX + SRFB3XT5MFPX | XT5HQ340AFFF000XXX + SRFB3XT5MFPX | XT5HQ340AGFF000XXX + SRFB3XT5MFPX | XT5HQ340APFF000XXX + SRFB3XT5MFPX | XT5HQ340AQFF000XXX + SRFB3XT5MFPX | XT5HQ340ATFF000XXX + SRFB3XT5MFPX | XT5HQ340AUFF000XXX + SRFB3XT5MFPX
SG | SGLA36AT0400 | 45 | SRPG400A400 | 36 | 400 | 23 | 65kA | 7 | Panelboard MRO | 1 | Distribution Protection | 1 | 600Vac (Y/D) | 2 | 100% | 2 | 453671122 | No Equivalent Cross Available Based on Selections | XT5LQ340ABFF000XXX | XT5LQ340AEFF000XXX + SRFB3XT5MFPX | XT5LQ340AFFF000XXX + SRFB3XT5MFPX | XT5LQ340AGFF000XXX + SRFB3XT5MFPX | XT5LQ340APFF000XXX + SRFB3XT5MFPX | XT5LQ340AQFF000XXX + SRFB3XT5MFPX | XT5LQ340ATFF000XXX + SRFB3XT5MFPX | XT5LQ340AUFF000XXX + SRFB3XT5MFPX
SG | SGPA36AT0400 | 46 | SRPG400A125 | 28 | 125 | 15 | 100kA | 8 | Loose MCCB (OEM) | 2 | Distribution Protection | 1 | 480Vac (Y/D) | 1 | 100% | 2 | 462882112 | XT4LQ3125AFF000XXX | XT4LQ3125BFF000XXX | XT4LQ3150EFF000XXX | XT4LQ3150FFF000XXX | XT4LQ3150GFF000XXX | XT4LQ3150PFF000XXX | XT4LQ3150QFF000XXX | XT4LQ3150TFF000XXX | XT4LQ3150UFF000XXX
SG | SGPA36AT0400 | 46 | SRPG400A125 | 28 | 125 | 15 | 100kA | 8 | Loose MCCB (OEM) | 2 | Distribution Protection | 1 | 480Vac (Y/D) | 1 | 80% | 1 | 462882111 | XT4LU3125AFF000XXX | XT4LU3125BFF000XXX | XT4LU3150EFF000XXX | XT4LU3150FFF000XXX | XT4LU3150GFF000XXX | XT4LU3150PFF000XXX | XT4LU3150QFF000XXX | XT4LU3150TFF000XXX | XT4LU3150UFF000XXX
SG | SGPA36AT0400 | 46 | SRPG400A125 | 28 | 125 | 15 | 100kA | 8 | Loose MCCB (OEM) | 2 | Distribution Protection | 1 | 600Vac (Y/D) | 2 | 80% | 1 | 462882121 | XT4XU3125AFF000XXX | XT4XU3125BFF000XXX | XT4XU3150EFF000XXX | XT4XU3150FFF000XXX | XT4XU3150GFF000XXX | XT4XU3150PFF000XXX | XT4XU3150QFF000XXX | XT4XU3150TFF000XXX | XT4XU3150UFF000XXX
SG | SGPA36AT0400 | 46 | SRPG400A125 | 28 | 125 | 15 | 100kA | 8 | Loose MCCB (OEM) | 2 | Distribution Protection | 1 | 600Vac (Y/D) | 2 | 100% | 2 | 462882122 | XT4XQ3125AFF000XXX | XT4XQ3125BFF000XXX | XT4XQ3150EFF000XXX | XT4XQ3150FFF000XXX | XT4XQ3150GFF000XXX | XT4XQ3150PFF000XXX | XT4XQ3150QFF000XXX | XT4XQ3150TFF000XXX | XT4XQ3150UFF000XXX
SG | SGPA36AT0400 | 46 | SRPG400A125 | 28 | 125 | 15 | 100kA | 8 | Panelboard MRO | 1 | Distribution Protection | 1 | 480Vac (Y/D) | 1 | 100% | 2 | 462881112 | XT4LQ3125AFF000XXX + SRFB6XT4FPX | XT4LQ3125BFF000XXX + SRFB6XT4FPX | XT4LQ3150EFF000XXX + SRFB3XT4FPX | XT4LQ3150FFF000XXX + SRFB3XT4FPX | XT4LQ3150GFF000XXX + SRFB3XT4FPX | XT4LQ3150PFF000XXX + SRFB3XT4FPX | XT4LQ3150QFF000XXX + SRFB3XT4FPX | XT4LQ3150TFF000XXX + SRFB3XT4FPX | XT4LQ3150UFF000XXX + SRFB3XT4FPX
SG | SGPA36AT0400 | 46 | SRPG400A125 | 28 | 125 | 15 | 100kA | 8 | Panelboard MRO | 1 | Distribution Protection | 1 | 480Vac (Y/D) | 1 | 80% | 1 | 462881111 | XT4LU3125AFF000XXX + SRFB6XT4FPX | XT4LU3125BFF000XXX + SRFB6XT4FPX | XT4LU3150EFF000XXX + SRFB3XT4FPX | XT4LU3150FFF000XXX + SRFB3XT4FPX | XT4LU3150GFF000XXX + SRFB3XT4FPX | XT4LU3150PFF000XXX + SRFB3XT4FPX | XT4LU3150QFF000XXX + SRFB3XT4FPX | XT4LU3150TFF000XXX + SRFB3XT4FPX | XT4LU3150UFF000XXX + SRFB3XT4FPX
SG | SGPA36AT0400 | 46 | SRPG400A125 | 28 | 125 | 15 | 100kA | 8 | Panelboard MRO | 1 | Distribution Protection | 1 | 600Vac (Y/D) | 2 | 80% | 1 | 462881121 | XT4XU3125AFF000XXX + SRFB6XT4FPX | XT4XU3125BFF000XXX + SRFB6XT4FPX | XT4XU3150EFF000XXX + SRFB3XT4FPX | XT4XU3150FFF000XXX + SRFB3XT4FPX | XT4XU3150GFF000XXX + SRFB3XT4FPX | XT4XU3150PFF000XXX + SRFB3XT4FPX | XT4XU3150QFF000XXX + SRFB3XT4FPX | XT4XU3150TFF000XXX + SRFB3XT4FPX | XT4XU3150UFF000XXX + SRFB3XT4FPX
SG | SGPA36AT0400 | 46 | SRPG400A125 | 28 | 125 | 15 | 100kA | 8 | Panelboard MRO | 1 | Distribution Protection | 1 | 600Vac (Y/D) | 2 | 100% | 2 | 462881122 | XT4XQ3125AFF000XXX + SRFB6XT4FPX | XT4XQ3125BFF000XXX + SRFB6XT4FPX | XT4XQ3150EFF000XXX + SRFB3XT4FPX | XT4XQ3150FFF000XXX + SRFB3XT4FPX | XT4XQ3150GFF000XXX + SRFB3XT4FPX | XT4XQ3150PFF000XXX + SRFB3XT4FPX | XT4XQ3150QFF000XXX + SRFB3XT4FPX | XT4XQ3150TFF000XXX + SRFB3XT4FPX | XT4XQ3150UFF000XXX + SRFB3XT4FPX
SG | SGPA36AT0400 | 46 | SRPG400A150 | 29 | 150 | 16 | 100kA | 8 | Loose MCCB (OEM) | 2 | Distribution Protection | 1 | 480Vac (Y/D) | 1 | 80% | 1 | 462982111 | XT4LU3150AFF000XXX | XT4LU3150BFF000XXX | XT4LU3150EFF000XXX | XT4LU3150FFF000XXX | XT4LU3150GFF000XXX | XT4LU3150PFF000XXX | XT4LU3150QFF000XXX | XT4LU3150TFF000XXX | XT4LU3150UFF000XXX
SG | SGPA36AT0400 | 46 | SRPG400A150 | 29 | 150 | 16 | 100kA | 8 | Loose MCCB (OEM) | 2 | Distribution Protection | 1 | 600Vac (Y/D) | 2 | 80% | 1 | 462982121 | XT4XU3150AFF000XXX | XT4XU3150BFF000XXX | XT4XU3150EFF000XXX | XT4XU3150FFF000XXX | XT4XU3150GFF000XXX | XT4XU3150PFF000XXX | XT4XU3150QFF000XXX | XT4XU3150TFF000XXX | XT4XU3150UFF000XXX
SG | SGPA36AT0400 | 46 | SRPG400A150 | 29 | 150 | 16 | 100kA | 8 | Loose MCCB (OEM) | 2 | Distribution Protection | 1 | 480Vac (Y/D) | 1 | 100% | 2 | 462982112 | XT4LQ3150AFF000XXX | XT4LQ3150BFF000XXX | XT4LQ3150EFF000XXX | XT4LQ3150FFF000XXX | XT4LQ3150GFF000XXX | XT4LQ3150PFF000XXX | XT4LQ3150QFF000XXX | XT4LQ3150TFF000XXX | XT4LQ3150UFF000XXX
SG | SGPA36AT0400 | 46 | SRPG400A150 | 29 | 150 | 16 | 100kA | 8 | Loose MCCB (OEM) | 2 | Distribution Protection | 1 | 600Vac (Y/D) | 2 | 100% | 2 | 462982122 | XT4XQ3150AFF000XXX | XT4XQ3150BFF000XXX | XT4XQ3150EFF000XXX | XT4XQ3150FFF000XXX | XT4XQ3150GFF000XXX | XT4XQ3150PFF000XXX | XT4XQ3150QFF000XXX | XT4XQ3150TFF000XXX | XT4XQ3150UFF000XXX
SG | SGPA36AT0400 | 46 | SRPG400A150 | 29 | 150 | 16 | 100kA | 8 | Panelboard MRO | 1 | Distribution Protection | 1 | 480Vac (Y/D) | 1 | 80% | 1 | 462981111 | XT4LU3150AFF000XXX + SRFB6XT4FPX | XT4LU3150BFF000XXX + SRFB6XT4FPX | XT4LU3150EFF000XXX + SRFB3XT4FPX | XT4LU3150FFF000XXX + SRFB3XT4FPX | XT4LU3150GFF000XXX + SRFB3XT4FPX | XT4LU3150PFF000XXX + SRFB3XT4FPX | XT4LU3150QFF000XXX + SRFB3XT4FPX | XT4LU3150TFF000XXX + SRFB3XT4FPX | XT4LU3150UFF000XXX + SRFB3XT4FPX
SG | SGPA36AT0400 | 46 | SRPG400A150 | 29 | 150 | 16 | 100kA | 8 | Panelboard MRO | 1 | Distribution Protection | 1 | 600Vac (Y/D) | 2 | 80% | 1 | 462981121 | XT4XU3150AFF000XXX + SRFB6XT4FPX | XT4XU3150BFF000XXX + SRFB6XT4FPX | XT4XU3150EFF000XXX + SRFB3XT4FPX | XT4XU3150FFF000XXX + SRFB3XT4FPX | XT4XU3150GFF000XXX + SRFB3XT4FPX | XT4XU3150PFF000XXX + SRFB3XT4FPX | XT4XU3150QFF000XXX + SRFB3XT4FPX | XT4XU3150TFF000XXX + SRFB3XT4FPX | XT4XU3150UFF000XXX + SRFB3XT4FPX
SG | SGPA36AT0400 | 46 | SRPG400A150 | 29 | 150 | 16 | 100kA | 8 | Panelboard MRO | 1 | Distribution Protection | 1 | 480Vac (Y/D) | 1 | 100% | 2 | 462981112 | XT4LQ3150AFF000XXX + SRFB6XT4FPX | XT4LQ3150BFF000XXX + SRFB6XT4FPX | XT4LQ3150EFF000XXX + SRFB3XT4FPX | XT4LQ3150FFF000XXX + SRFB3XT4FPX | XT4LQ3150GFF000XXX + SRFB3XT4FPX | XT4LQ3150PFF000XXX + SRFB3XT4FPX | XT4LQ3150QFF000XXX + SRFB3XT4FPX | XT4LQ3150TFF000XXX + SRFB3XT4FPX | XT4LQ3150UFF000XXX + SRFB3XT4FPX
SG | SGPA36AT0400 | 46 | SRPG400A150 | 29 | 150 | 16 | 100kA | 8 | Panelboard MRO | 1 | Distribution Protection | 1 | 600Vac (Y/D) | 2 | 100% | 2 | 462981122 | XT4XQ3150AFF000XXX + SRFB6XT4FPX | XT4XQ3150BFF000XXX + SRFB6XT4FPX | XT4XQ3150EFF000XXX + SRFB3XT4FPX | XT4XQ3150FFF000XXX + SRFB3XT4FPX | XT4XQ3150GFF000XXX + SRFB3XT4FPX | XT4XQ3150PFF000XXX + SRFB3XT4FPX | XT4XQ3150QFF000XXX + SRFB3XT4FPX | XT4XQ3150TFF000XXX + SRFB3XT4FPX | XT4XQ3150UFF000XXX + SRFB3XT4FPX
SG | SGPA36AT0400 | 46 | SRPG400A175 | 30 | 175 | 17 | 100kA | 8 | Loose MCCB (OEM) | 2 | Distribution Protection | 1 | 480Vac (Y/D) | 1 | 80% | 1 | 463082111 | XT4LU3175AFF000XXX | XT4LU3175BFF000XXX | XT4LU3225EFF000XXX | XT4LU3225FFF000XXX | XT4LU3225GFF000XXX | XT4LU3225PFF000XXX | XT4LU3225QFF000XXX | XT4LU3225TFF000XXX | XT4LU3225UFF000XXX
SG | SGPA36AT0400 | 46 | SRPG400A175 | 30 | 175 | 17 | 100kA | 8 | Loose MCCB (OEM) | 2 | Distribution Protection | 1 | 600Vac (Y/D) | 2 | 80% | 1 | 463082121 | XT4XU3175AFF000XXX | XT4XU3175BFF000XXX | XT4XU3225EFF000XXX | XT4XU3225FFF000XXX | XT4XU3225GFF000XXX | XT4XU3225PFF000XXX | XT4XU3225QFF000XXX | XT4XU3225TFF000XXX | XT4XU3225UFF000XXX
SG | SGPA36AT0400 | 46 | SRPG400A175 | 30 | 175 | 17 | 100kA | 8 | Loose MCCB (OEM) | 2 | Distribution Protection | 1 | 480Vac (Y/D) | 1 | 100% | 2 | 463082112 | XT4LQ3175AFF000XXX | XT4LQ3175BFF000XXX | XT4LQ3225EFF000XXX | XT4LQ3225FFF000XXX | XT4LQ3225GFF000XXX | XT4LQ3225PFF000XXX | XT4LQ3225QFF000XXX | XT4LQ3225TFF000XXX | XT4LQ3225UFF000XXX
SG | SGPA36AT0400 | 46 | SRPG400A175 | 30 | 175 | 17 | 100kA | 8 | Loose MCCB (OEM) | 2 | Distribution Protection | 1 | 600Vac (Y/D) | 2 | 100% | 2 | 463082122 | XT4XQ3175AFF000XXX | XT4XQ3175BFF000XXX | XT4XQ3225EFF000XXX | XT4XQ3225FFF000XXX | XT4XQ3225GFF000XXX | XT4XQ3225PFF000XXX | XT4XQ3225QFF000XXX | XT4XQ3225TFF000XXX | XT4XQ3225UFF000XXX
SG | SGPA36AT0400 | 46 | SRPG400A175 | 30 | 175 | 17 | 100kA | 8 | Panelboard MRO | 1 | Distribution Protection | 1 | 480Vac (Y/D) | 1 | 80% | 1 | 463081111 | XT4LU3175AFF000XXX + SRFB6XT4FPX | XT4LU3175BFF000XXX + SRFB6XT4FPX | XT4LU3225EFF000XXX + SRFB3XT4FPX | XT4LU3225FFF000XXX + SRFB3XT4FPX | XT4LU3225GFF000XXX + SRFB3XT4FPX | XT4LU3225PFF000XXX + SRFB3XT4FPX | XT4LU3225QFF000XXX + SRFB3XT4FPX | XT4LU3225TFF000XXX + SRFB3XT4FPX | XT4LU3225UFF000XXX + SRFB3XT4FPX
SG | SGPA36AT0400 | 46 | SRPG400A175 | 30 | 175 | 17 | 100kA | 8 | Panelboard MRO | 1 | Distribution Protection | 1 | 600Vac (Y/D) | 2 | 80% | 1 | 463081121 | XT4XU3175AFF000XXX + SRFB6XT4FPX | XT4XU3175BFF000XXX + SRFB6XT4FPX | XT4XU3225EFF000XXX + SRFB3XT4FPX | XT4XU3225FFF000XXX + SRFB3XT4FPX | XT4XU3225GFF000XXX + SRFB3XT4FPX | XT4XU3225PFF000XXX + SRFB3XT4FPX | XT4XU3225QFF000XXX + SRFB3XT4FPX | XT4XU3225TFF000XXX + SRFB3XT4FPX | XT4XU3225UFF000XXX + SRFB3XT4FPX
SG | SGPA36AT0400 | 46 | SRPG400A175 | 30 | 175 | 17 | 100kA | 8 | Panelboard MRO | 1 | Distribution Protection | 1 | 480Vac (Y/D) | 1 | 100% | 2 | 463081112 | XT4LQ3175AFF000XXX + SRFB6XT4FPX | XT4LQ3175BFF000XXX + SRFB6XT4FPX | XT4LQ3225EFF000XXX + SRFB3XT4FPX | XT4LQ3225FFF000XXX + SRFB3XT4FPX | XT4LQ3225GFF000XXX + SRFB3XT4FPX | XT4LQ3225PFF000XXX + SRFB3XT4FPX | XT4LQ3225QFF000XXX + SRFB3XT4FPX | XT4LQ3225TFF000XXX + SRFB3XT4FPX | XT4LQ3225UFF000XXX + SRFB3XT4FPX
SG | SGPA36AT0400 | 46 | SRPG400A175 | 30 | 175 | 17 | 100kA | 8 | Panelboard MRO | 1 | Distribution Protection | 1 | 600Vac (Y/D) | 2 | 100% | 2 | 463081122 | XT4XQ3175AFF000XXX + SRFB6XT4FPX | XT4XQ3175BFF000XXX + SRFB6XT4FPX | XT4XQ3225EFF000XXX + SRFB3XT4FPX | XT4XQ3225FFF000XXX + SRFB3XT4FPX | XT4XQ3225GFF000XXX + SRFB3XT4FPX | XT4XQ3225PFF000XXX + SRFB3XT4FPX | XT4XQ3225QFF000XXX + SRFB3XT4FPX | XT4XQ3225TFF000XXX + SRFB3XT4FPX | XT4XQ3225UFF000XXX + SRFB3XT4FPX
SG | SGPA36AT0400 | 46 | SRPG400A200 | 31 | 200 | 18 | 100kA | 8 | Loose MCCB (OEM) | 2 | Distribution Protection | 1 | 480Vac (Y/D) | 1 | 80% | 1 | 463182111 | XT4LU3200AFF000XXX | XT4LU3200BFF000XXX | XT4LU3225EFF000XXX | XT4LU3225FFF000XXX | XT4LU3225GFF000XXX | XT4LU3225PFF000XXX | XT4LU3225QFF000XXX | XT4LU3225TFF000XXX | XT4LU3225UFF000XXX
SG | SGPA36AT0400 | 46 | SRPG400A200 | 31 | 200 | 18 | 100kA | 8 | Loose MCCB (OEM) | 2 | Distribution Protection | 1 | 600Vac (Y/D) | 2 | 80% | 1 | 463182121 | XT4XU3200AFF000XXX | XT4XU3200BFF000XXX | XT4XU3225EFF000XXX | XT4XU3225FFF000XXX | XT4XU3225GFF000XXX | XT4XU3225PFF000XXX | XT4XU3225QFF000XXX | XT4XU3225TFF000XXX | XT4XU3225UFF000XXX
SG | SGPA36AT0400 | 46 | SRPG400A200 | 31 | 200 | 18 | 100kA | 8 | Loose MCCB (OEM) | 2 | Distribution Protection | 1 | 480Vac (Y/D) | 1 | 100% | 2 | 463182112 | XT4LQ3200AFF000XXX | XT4LQ3200BFF000XXX | XT4LQ3225EFF000XXX | XT4LQ3225FFF000XXX | XT4LQ3225GFF000XXX | XT4LQ3225PFF000XXX | XT4LQ3225QFF000XXX | XT4LQ3225TFF000XXX | XT4LQ3225UFF000XXX
SG | SGPA36AT0400 | 46 | SRPG400A200 | 31 | 200 | 18 | 100kA | 8 | Loose MCCB (OEM) | 2 | Distribution Protection | 1 | 600Vac (Y/D) | 2 | 100% | 2 | 463182122 | XT4XQ3200AFF000XXX | XT4XQ3200BFF000XXX | XT4XQ3225EFF000XXX | XT4XQ3225FFF000XXX | XT4XQ3225GFF000XXX | XT4XQ3225PFF000XXX | XT4XQ3225QFF000XXX | XT4XQ3225TFF000XXX | XT4XQ3225UFF000XXX
SG | SGPA36AT0400 | 46 | SRPG400A200 | 31 | 200 | 18 | 100kA | 8 | Panelboard MRO | 1 | Distribution Protection | 1 | 480Vac (Y/D) | 1 | 80% | 1 | 463181111 | XT4LU3200AFF000XXX + SRFB6XT4FPX | XT4LU3200BFF000XXX + SRFB6XT4FPX | XT4LU3225EFF000XXX + SRFB3XT4FPX | XT4LU3225FFF000XXX + SRFB3XT4FPX | XT4LU3225GFF000XXX + SRFB3XT4FPX | XT4LU3225PFF000XXX + SRFB3XT4FPX | XT4LU3225QFF000XXX + SRFB3XT4FPX | XT4LU3225TFF000XXX + SRFB3XT4FPX | XT4LU3225UFF000XXX + SRFB3XT4FPX
SG | SGPA36AT0400 | 46 | SRPG400A200 | 31 | 200 | 18 | 100kA | 8 | Panelboard MRO | 1 | Distribution Protection | 1 | 600Vac (Y/D) | 2 | 80% | 1 | 463181121 | XT4XU3200AFF000XXX + SRFB6XT4FPX | XT4XU3200BFF000XXX + SRFB6XT4FPX | XT4XU3225EFF000XXX + SRFB3XT4FPX | XT4XU3225FFF000XXX + SRFB3XT4FPX | XT4XU3225GFF000XXX + SRFB3XT4FPX | XT4XU3225PFF000XXX + SRFB3XT4FPX | XT4XU3225QFF000XXX + SRFB3XT4FPX | XT4XU3225TFF000XXX + SRFB3XT4FPX | XT4XU3225UFF000XXX + SRFB3XT4FPX
SG | SGPA36AT0400 | 46 | SRPG400A200 | 31 | 200 | 18 | 100kA | 8 | Panelboard MRO | 1 | Distribution Protection | 1 | 480Vac (Y/D) | 1 | 100% | 2 | 463181112 | XT4LQ3200AFF000XXX + SRFB6XT4FPX | XT4LQ3200BFF000XXX + SRFB6XT4FPX | XT4LQ3225EFF000XXX + SRFB3XT4FPX | XT4LQ3225FFF000XXX + SRFB3XT4FPX | XT4LQ3225GFF000XXX + SRFB3XT4FPX | XT4LQ3225PFF000XXX + SRFB3XT4FPX | XT4LQ3225QFF000XXX + SRFB3XT4FPX | XT4LQ3225TFF000XXX + SRFB3XT4FPX | XT4LQ3225UFF000XXX + SRFB3XT4FPX
SG | SGPA36AT0400 | 46 | SRPG400A200 | 31 | 200 | 18 | 100kA | 8 | Panelboard MRO | 1 | Distribution Protection | 1 | 600Vac (Y/D) | 2 | 100% | 2 | 463181122 | XT4XQ3200AFF000XXX + SRFB6XT4FPX | XT4XQ3200BFF000XXX + SRFB6XT4FPX | XT4XQ3225EFF000XXX + SRFB3XT4FPX | XT4XQ3225FFF000XXX + SRFB3XT4FPX | XT4XQ3225GFF000XXX + SRFB3XT4FPX | XT4XQ3225PFF000XXX + SRFB3XT4FPX | XT4XQ3225QFF000XXX + SRFB3XT4FPX | XT4XQ3225TFF000XXX + SRFB3XT4FPX | XT4XQ3225UFF000XXX + SRFB3XT4FPX
SG | SGPA36AT0400 | 46 | SRPG400A225 | 32 | 225 | 19 | 100kA | 8 | Loose MCCB (OEM) | 2 | Distribution Protection | 1 | 480Vac (Y/D) | 1 | 80% | 1 | 463282111 | XT4LU3225AFF000XXX | XT4LU3225BFF000XXX | XT4LU3225EFF000XXX | XT4LU3225FFF000XXX | XT4LU3225GFF000XXX | XT4LU3225PFF000XXX | XT4LU3225QFF000XXX | XT4LU3225TFF000XXX | XT4LU3225UFF000XXX
SG | SGPA36AT0400 | 46 | SRPG400A225 | 32 | 225 | 19 | 100kA | 8 | Loose MCCB (OEM) | 2 | Distribution Protection | 1 | 600Vac (Y/D) | 2 | 80% | 1 | 463282121 | XT4XU3225AFF000XXX | XT4XU3225BFF000XXX | XT4XU3225EFF000XXX | XT4XU3225FFF000XXX | XT4XU3225GFF000XXX | XT4XU3225PFF000XXX | XT4XU3225QFF000XXX | XT4XU3225TFF000XXX | XT4XU3225UFF000XXX
SG | SGPA36AT0400 | 46 | SRPG400A225 | 32 | 225 | 19 | 100kA | 8 | Loose MCCB (OEM) | 2 | Distribution Protection | 1 | 480Vac (Y/D) | 1 | 100% | 2 | 463282112 | XT4LQ3225AFF000XXX | XT4LQ3225BFF000XXX | XT4LQ3225EFF000XXX | XT4LQ3225FFF000XXX | XT4LQ3225GFF000XXX | XT4LQ3225PFF000XXX | XT4LQ3225QFF000XXX | XT4LQ3225TFF000XXX | XT4LQ3225UFF000XXX
SG | SGPA36AT0400 | 46 | SRPG400A225 | 32 | 225 | 19 | 100kA | 8 | Loose MCCB (OEM) | 2 | Distribution Protection | 1 | 600Vac (Y/D) | 2 | 100% | 2 | 463282122 | XT4XQ3225AFF000XXX | XT4XQ3225BFF000XXX | XT4XQ3225EFF000XXX | XT4XQ3225FFF000XXX | XT4XQ3225GFF000XXX | XT4XQ3225PFF000XXX | XT4XQ3225QFF000XXX | XT4XQ3225TFF000XXX | XT4XQ3225UFF000XXX
SG | SGPA36AT0400 | 46 | SRPG400A225 | 32 | 225 | 19 | 100kA | 8 | Panelboard MRO | 1 | Distribution Protection | 1 | 480Vac (Y/D) | 1 | 80% | 1 | 463281111 | XT4LU3225AFF000XXX + SRFB6XT4FPX | XT4LU3225BFF000XXX + SRFB6XT4FPX | XT4LU3225EFF000XXX + SRFB3XT4FPX | XT4LU3225FFF000XXX + SRFB3XT4FPX | XT4LU3225GFF000XXX + SRFB3XT4FPX | XT4LU3225PFF000XXX + SRFB3XT4FPX | XT4LU3225QFF000XXX + SRFB3XT4FPX | XT4LU3225TFF000XXX + SRFB3XT4FPX | XT4LU3225UFF000XXX + SRFB3XT4FPX
SG | SGPA36AT0400 | 46 | SRPG400A225 | 32 | 225 | 19 | 100kA | 8 | Panelboard MRO | 1 | Distribution Protection | 1 | 600Vac (Y/D) | 2 | 80% | 1 | 463281121 | XT4XU3225AFF000XXX + SRFB6XT4FPX | XT4XU3225BFF000XXX + SRFB6XT4FPX | XT4XU3225EFF000XXX + SRFB3XT4FPX | XT4XU3225FFF000XXX + SRFB3XT4FPX | XT4XU3225GFF000XXX + SRFB3XT4FPX | XT4XU3225PFF000XXX + SRFB3XT4FPX | XT4XU3225QFF000XXX + SRFB3XT4FPX | XT4XU3225TFF000XXX + SRFB3XT4FPX | XT4XU3225UFF000XXX + SRFB3XT4FPX
SG | SGPA36AT0400 | 46 | SRPG400A225 | 32 | 225 | 19 | 100kA | 8 | Panelboard MRO | 1 | Distribution Protection | 1 | 480Vac (Y/D) | 1 | 100% | 2 | 463281112 | XT4LQ3225AFF000XXX + SRFB6XT4FPX | XT4LQ3225BFF000XXX + SRFB6XT4FPX | XT4LQ3225EFF000XXX + SRFB3XT4FPX | XT4LQ3225FFF000XXX + SRFB3XT4FPX | XT4LQ3225GFF000XXX + SRFB3XT4FPX | XT4LQ3225PFF000XXX + SRFB3XT4FPX | XT4LQ3225QFF000XXX + SRFB3XT4FPX | XT4LQ3225TFF000XXX + SRFB3XT4FPX | XT4LQ3225UFF000XXX + SRFB3XT4FPX
SG | SGPA36AT0400 | 46 | SRPG400A225 | 32 | 225 | 19 | 100kA | 8 | Panelboard MRO | 1 | Distribution Protection | 1 | 600Vac (Y/D) | 2 | 100% | 2 | 463281122 | XT4XQ3225AFF000XXX + SRFB6XT4FPX | XT4XQ3225BFF000XXX + SRFB6XT4FPX | XT4XQ3225EFF000XXX + SRFB3XT4FPX | XT4XQ3225FFF000XXX + SRFB3XT4FPX | XT4XQ3225GFF000XXX + SRFB3XT4FPX | XT4XQ3225PFF000XXX + SRFB3XT4FPX | XT4XQ3225QFF000XXX + SRFB3XT4FPX | XT4XQ3225TFF000XXX + SRFB3XT4FPX | XT4XQ3225UFF000XXX + SRFB3XT4FPX
SG | SGPA36AT0400 | 46 | SRPG400A250 | 33 | 250 | 20 | 100kA | 8 | Loose MCCB (OEM) | 2 | Distribution Protection | 1 | 480Vac (Y/D) | 1 | 80% | 1 | 463382111 | XT4LU3250AFF000XXX | XT4LU3250BFF000XXX | XT4LU3250EFF000XXX | XT4LU3250FFF000XXX | XT4LU3250GFF000XXX | XT4LU3250PFF000XXX | XT4LU3250QFF000XXX | XT4LU3250TFF000XXX | XT4LU3250UFF000XXX
SG | SGPA36AT0400 | 46 | SRPG400A250 | 33 | 250 | 20 | 100kA | 8 | Loose MCCB (OEM) | 2 | Distribution Protection | 1 | 600Vac (Y/D) | 2 | 80% | 1 | 463382121 | XT4XU3250AFF000XXX | XT4XU3250BFF000XXX | XT4XU3250EFF000XXX | XT4XU3250FFF000XXX | XT4XU3250GFF000XXX | XT4XU3250PFF000XXX | XT4XU3250QFF000XXX | XT4XU3250TFF000XXX | XT4XU3250UFF000XXX
SG | SGPA36AT0400 | 46 | SRPG400A250 | 33 | 250 | 20 | 100kA | 8 | Loose MCCB (OEM) | 2 | Distribution Protection | 1 | 480Vac (Y/D) | 1 | 100% | 2 | 463382112 | XT4LQ3250AFF000XXX | XT4LQ3250BFF000XXX | XT4LQ3250EFF000XXX | XT4LQ3250FFF000XXX | XT4LQ3250GFF000XXX | XT4LQ3250PFF000XXX | XT4LQ3250QFF000XXX | XT4LQ3250TFF000XXX | XT4LQ3250UFF000XXX
SG | SGPA36AT0400 | 46 | SRPG400A250 | 33 | 250 | 20 | 100kA | 8 | Loose MCCB (OEM) | 2 | Distribution Protection | 1 | 600Vac (Y/D) | 2 | 100% | 2 | 463382122 | XT4XQ3250AFF000XXX | XT4XQ3250BFF000XXX | XT4XQ3250EFF000XXX | XT4XQ3250FFF000XXX | XT4XQ3250GFF000XXX | XT4XQ3250PFF000XXX | XT4XQ3250QFF000XXX | XT4XQ3250TFF000XXX | XT4XQ3250UFF000XXX
SG | SGPA36AT0400 | 46 | SRPG400A250 | 33 | 250 | 20 | 100kA | 8 | Panelboard MRO | 1 | Distribution Protection | 1 | 480Vac (Y/D) | 1 | 80% | 1 | 463381111 | XT4LU3250AFF000XXX + SRFB6XT4FPX | XT4LU3250BFF000XXX + SRFB6XT4FPX | XT4LU3250EFF000XXX + SRFB3XT4FPX | XT4LU3250FFF000XXX + SRFB3XT4FPX | XT4LU3250GFF000XXX + SRFB3XT4FPX | XT4LU3250PFF000XXX + SRFB3XT4FPX | XT4LU3250QFF000XXX + SRFB3XT4FPX | XT4LU3250TFF000XXX + SRFB3XT4FPX | XT4LU3250UFF000XXX + SRFB3XT4FPX
SG | SGPA36AT0400 | 46 | SRPG400A250 | 33 | 250 | 20 | 100kA | 8 | Panelboard MRO | 1 | Distribution Protection | 1 | 600Vac (Y/D) | 2 | 80% | 1 | 463381121 | XT4XU3250AFF000XXX + SRFB6XT4FPX | XT4XU3250BFF000XXX + SRFB6XT4FPX | XT4XU3250EFF000XXX + SRFB3XT4FPX | XT4XU3250FFF000XXX + SRFB3XT4FPX | XT4XU3250GFF000XXX + SRFB3XT4FPX | XT4XU3250PFF000XXX + SRFB3XT4FPX | XT4XU3250QFF000XXX + SRFB3XT4FPX | XT4XU3250TFF000XXX + SRFB3XT4FPX | XT4XU3250UFF000XXX + SRFB3XT4FPX
SG | SGPA36AT0400 | 46 | SRPG400A250 | 33 | 250 | 20 | 100kA | 8 | Panelboard MRO | 1 | Distribution Protection | 1 | 480Vac (Y/D) | 1 | 100% | 2 | 463381112 | XT4LQ3250AFF000XXX + SRFB6XT4FPX | XT4LQ3250BFF000XXX + SRFB6XT4FPX | XT4LQ3250EFF000XXX + SRFB3XT4FPX | XT4LQ3250FFF000XXX + SRFB3XT4FPX | XT4LQ3250GFF000XXX + SRFB3XT4FPX | XT4LQ3250PFF000XXX + SRFB3XT4FPX | XT4LQ3250QFF000XXX + SRFB3XT4FPX | XT4LQ3250TFF000XXX + SRFB3XT4FPX | XT4LQ3250UFF000XXX + SRFB3XT4FPX
SG | SGPA36AT0400 | 46 | SRPG400A250 | 33 | 250 | 20 | 100kA | 8 | Panelboard MRO | 1 | Distribution Protection | 1 | 600Vac (Y/D) | 2 | 100% | 2 | 463381122 | XT4XQ3250AFF000XXX + SRFB6XT4FPX | XT4XQ3250BFF000XXX + SRFB6XT4FPX | XT4XQ3250EFF000XXX + SRFB3XT4FPX | XT4XQ3250FFF000XXX + SRFB3XT4FPX | XT4XQ3250GFF000XXX + SRFB3XT4FPX | XT4XQ3250PFF000XXX + SRFB3XT4FPX | XT4XQ3250QFF000XXX + SRFB3XT4FPX | XT4XQ3250TFF000XXX + SRFB3XT4FPX | XT4XQ3250UFF000XXX + SRFB3XT4FPX
SG | SGPA36AT0400 | 46 | SRPG400A300 | 34 | 300 | 21 | 100kA | 8 | Loose MCCB (OEM) | 2 | Distribution Protection | 1 | 480Vac (Y/D) | 1 | 80% | 1 | 463482111 | No Equivalent Cross Available Based on Selections | XT5LU330ABFF000XXX | XT5LU330AEFF000XXX | XT5LU330AFFF000XXX | XT5LU330AGFF000XXX | XT5LU330APFF000XXX | XT5LU330AQFF000XXX | XT5LU330ATFF000XXX | XT5LU330AUFF000XXX
SG | SGPA36AT0400 | 46 | SRPG400A300 | 34 | 300 | 21 | 100kA | 8 | Loose MCCB (OEM) | 2 | Distribution Protection | 1 | 600Vac (Y/D) | 2 | 80% | 1 | 463482121 | No Equivalent Cross Available Based on Selections | XT5VU330ABFF000XXX | XT5VU330AEFF000XXX | XT5VU330AFFF000XXX | XT5VU330AGFF000XXX | XT5VU330APFF000XXX | XT5VU330AQFF000XXX | XT5VU330ATFF000XXX | XT5VU330AUFF000XXX
SG | SGPA36AT0400 | 46 | SRPG400A300 | 34 | 300 | 21 | 100kA | 8 | Loose MCCB (OEM) | 2 | Distribution Protection | 1 | 480Vac (Y/D) | 1 | 100% | 2 | 463482112 | No Equivalent Cross Available Based on Selections | XT5LQ330ABFF000XXX | XT5LQ330AEFF000XXX | XT5LQ330AFFF000XXX | XT5LQ330AGFF000XXX | XT5LQ330APFF000XXX | XT5LQ330AQFF000XXX | XT5LQ330ATFF000XXX | XT5LQ330AUFF000XXX
SG | SGPA36AT0400 | 46 | SRPG400A300 | 34 | 300 | 21 | 100kA | 8 | Loose MCCB (OEM) | 2 | Distribution Protection | 1 | 600Vac (Y/D) | 2 | 100% | 2 | 463482122 | No Equivalent Cross Available Based on Selections | XT5VQ330ABFF000XXX | XT5VQ330AEFF000XXX | XT5VQ330AFFF000XXX | XT5VQ330AGFF000XXX | XT5VQ330APFF000XXX | XT5VQ330AQFF000XXX | XT5VQ330ATFF000XXX | XT5VQ330AUFF000XXX
SG | SGPA36AT0400 | 46 | SRPG400A300 | 34 | 300 | 21 | 100kA | 8 | Panelboard MRO | 1 | Distribution Protection | 1 | 480Vac (Y/D) | 1 | 80% | 1 | 463481111 | No Equivalent Cross Available Based on Selections | XT5LU330ABFF000XXX | XT5LU330AEFF000XXX + SRFB3XT5MFPX | XT5LU330AFFF000XXX + SRFB3XT5MFPX | XT5LU330AGFF000XXX + SRFB3XT5MFPX | XT5LU330APFF000XXX + SRFB3XT5MFPX | XT5LU330AQFF000XXX + SRFB3XT5MFPX | XT5LU330ATFF000XXX + SRFB3XT5MFPX | XT5LU330AUFF000XXX + SRFB3XT5MFPX
SG | SGPA36AT0400 | 46 | SRPG400A300 | 34 | 300 | 21 | 100kA | 8 | Panelboard MRO | 1 | Distribution Protection | 1 | 600Vac (Y/D) | 2 | 80% | 1 | 463481121 | No Equivalent Cross Available Based on Selections | XT5VU330ABFF000XXX | XT5VU330AEFF000XXX + SRFB3XT5MFPX | XT5VU330AFFF000XXX + SRFB3XT5MFPX | XT5VU330AGFF000XXX + SRFB3XT5MFPX | XT5VU330APFF000XXX + SRFB3XT5MFPX | XT5VU330AQFF000XXX + SRFB3XT5MFPX | XT5VU330ATFF000XXX + SRFB3XT5MFPX | XT5VU330AUFF000XXX + SRFB3XT5MFPX
SG | SGPA36AT0400 | 46 | SRPG400A300 | 34 | 300 | 21 | 100kA | 8 | Panelboard MRO | 1 | Distribution Protection | 1 | 480Vac (Y/D) | 1 | 100% | 2 | 463481112 | No Equivalent Cross Available Based on Selections | XT5LQ330ABFF000XXX | XT5LQ330AEFF000XXX + SRFB3XT5MFPX | XT5LQ330AFFF000XXX + SRFB3XT5MFPX | XT5LQ330AGFF000XXX + SRFB3XT5MFPX | XT5LQ330APFF000XXX + SRFB3XT5MFPX | XT5LQ330AQFF000XXX + SRFB3XT5MFPX | XT5LQ330ATFF000XXX + SRFB3XT5MFPX | XT5LQ330AUFF000XXX + SRFB3XT5MFPX
SG | SGPA36AT0400 | 46 | SRPG400A300 | 34 | 300 | 21 | 100kA | 8 | Panelboard MRO | 1 | Distribution Protection | 1 | 600Vac (Y/D) | 2 | 100% | 2 | 463481122 | No Equivalent Cross Available Based on Selections | XT5VQ330ABFF000XXX | XT5VQ330AEFF000XXX + SRFB3XT5MFPX | XT5VQ330AFFF000XXX + SRFB3XT5MFPX | XT5VQ330AGFF000XXX + SRFB3XT5MFPX | XT5VQ330APFF000XXX + SRFB3XT5MFPX | XT5VQ330AQFF000XXX + SRFB3XT5MFPX | XT5VQ330ATFF000XXX + SRFB3XT5MFPX | XT5VQ330AUFF000XXX + SRFB3XT5MFPX
SG | SGPA36AT0400 | 46 | SRPG400A350 | 35 | 350 | 22 | 100kA | 8 | Loose MCCB (OEM) | 2 | Distribution Protection | 1 | 480Vac (Y/D) | 1 | 80% | 1 | 463582111 | No Equivalent Cross Available Based on Selections | XT5LU340ABFF000XXX | XT5LU340AEFF000XXX | XT5LU340AFFF000XXX | XT5LU340AGFF000XXX | XT5LU340APFF000XXX | XT5LU340AQFF000XXX | XT5LU340ATFF000XXX | XT5LU340AUFF000XXX
SG | SGPA36AT0400 | 46 | SRPG400A350 | 35 | 350 | 22 | 100kA | 8 | Loose MCCB (OEM) | 2 | Distribution Protection | 1 | 600Vac (Y/D) | 2 | 80% | 1 | 463582121 | No Equivalent Cross Available Based on Selections | XT5VU340ABFF000XXX | XT5VU340AEFF000XXX | XT5VU340AFFF000XXX | XT5VU340AGFF000XXX | XT5VU340APFF000XXX | XT5VU340AQFF000XXX | XT5VU340ATFF000XXX | XT5VU340AUFF000XXX
SG | SGPA36AT0400 | 46 | SRPG400A350 | 35 | 350 | 22 | 100kA | 8 | Loose MCCB (OEM) | 2 | Distribution Protection | 1 | 480Vac (Y/D) | 1 | 100% | 2 | 463582112 | No Equivalent Cross Available Based on Selections | XT5LQ340ABFF000XXX | XT5LQ340AEFF000XXX | XT5LQ340AFFF000XXX | XT5LQ340AGFF000XXX | XT5LQ340APFF000XXX | XT5LQ340AQFF000XXX | XT5LQ340ATFF000XXX | XT5LQ340AUFF000XXX
SG | SGPA36AT0400 | 46 | SRPG400A350 | 35 | 350 | 22 | 100kA | 8 | Loose MCCB (OEM) | 2 | Distribution Protection | 1 | 600Vac (Y/D) | 2 | 100% | 2 | 463582122 | No Equivalent Cross Available Based on Selections | XT5VQ340ABFF000XXX | XT5VQ340AEFF000XXX | XT5VQ340AFFF000XXX | XT5VQ340AGFF000XXX | XT5VQ340APFF000XXX | XT5VQ340AQFF000XXX | XT5VQ340ATFF000XXX | XT5VQ340AUFF000XXX
SG | SGPA36AT0400 | 46 | SRPG400A350 | 35 | 350 | 22 | 100kA | 8 | Panelboard MRO | 1 | Distribution Protection | 1 | 480Vac (Y/D) | 1 | 80% | 1 | 463581111 | No Equivalent Cross Available Based on Selections | XT5LU340ABFF000XXX | XT5LU340AEFF000XXX + SRFB3XT5MFPX | XT5LU340AFFF000XXX + SRFB3XT5MFPX | XT5LU340AGFF000XXX + SRFB3XT5MFPX | XT5LU340APFF000XXX + SRFB3XT5MFPX | XT5LU340AQFF000XXX + SRFB3XT5MFPX | XT5LU340ATFF000XXX + SRFB3XT5MFPX | XT5LU340AUFF000XXX + SRFB3XT5MFPX
SG | SGPA36AT0400 | 46 | SRPG400A350 | 35 | 350 | 22 | 100kA | 8 | Panelboard MRO | 1 | Distribution Protection | 1 | 600Vac (Y/D) | 2 | 80% | 1 | 463581121 | No Equivalent Cross Available Based on Selections | XT5VU340ABFF000XXX | XT5VU340AEFF000XXX + SRFB3XT5MFPX | XT5VU340AFFF000XXX + SRFB3XT5MFPX | XT5VU340AGFF000XXX + SRFB3XT5MFPX | XT5VU340APFF000XXX + SRFB3XT5MFPX | XT5VU340AQFF000XXX + SRFB3XT5MFPX | XT5VU340ATFF000XXX + SRFB3XT5MFPX | XT5VU340AUFF000XXX + SRFB3XT5MFPX
SG | SGPA36AT0400 | 46 | SRPG400A350 | 35 | 350 | 22 | 100kA | 8 | Panelboard MRO | 1 | Distribution Protection | 1 | 480Vac (Y/D) | 1 | 100% | 2 | 463581112 | No Equivalent Cross Available Based on Selections | XT5LQ340ABFF000XXX | XT5LQ340AEFF000XXX + SRFB3XT5MFPX | XT5LQ340AFFF000XXX + SRFB3XT5MFPX | XT5LQ340AGFF000XXX + SRFB3XT5MFPX | XT5LQ340APFF000XXX + SRFB3XT5MFPX | XT5LQ340AQFF000XXX + SRFB3XT5MFPX | XT5LQ340ATFF000XXX + SRFB3XT5MFPX | XT5LQ340AUFF000XXX + SRFB3XT5MFPX
SG | SGPA36AT0400 | 46 | SRPG400A350 | 35 | 350 | 22 | 100kA | 8 | Panelboard MRO | 1 | Distribution Protection | 1 | 600Vac (Y/D) | 2 | 100% | 2 | 463581122 | No Equivalent Cross Available Based on Selections | XT5VQ340ABFF000XXX | XT5VQ340AEFF000XXX + SRFB3XT5MFPX | XT5VQ340AFFF000XXX + SRFB3XT5MFPX | XT5VQ340AGFF000XXX + SRFB3XT5MFPX | XT5VQ340APFF000XXX + SRFB3XT5MFPX | XT5VQ340AQFF000XXX + SRFB3XT5MFPX | XT5VQ340ATFF000XXX + SRFB3XT5MFPX | XT5VQ340AUFF000XXX + SRFB3XT5MFPX
SG | SGPA36AT0400 | 46 | SRPG400A400 | 36 | 400 | 23 | 100kA | 8 | Loose MCCB (OEM) | 2 | Distribution Protection | 1 | 480Vac (Y/D) | 1 | 80% | 1 | 463682111 | No Equivalent Cross Available Based on Selections | XT5LU340ABFF000XXX | XT5LU340AEFF000XXX | XT5LU340AFFF000XXX | XT5LU340AGFF000XXX | XT5LU340APFF000XXX | XT5LU340AQFF000XXX | XT5LU340ATFF000XXX | XT5LU340AUFF000XXX
SG | SGPA36AT0400 | 46 | SRPG400A400 | 36 | 400 | 23 | 100kA | 8 | Loose MCCB (OEM) | 2 | Distribution Protection | 1 | 600Vac (Y/D) | 2 | 80% | 1 | 463682121 | No Equivalent Cross Available Based on Selections | XT5VU340ABFF000XXX | XT5VU340AEFF000XXX | XT5VU340AFFF000XXX | XT5VU340AGFF000XXX | XT5VU340APFF000XXX | XT5VU340AQFF000XXX | XT5VU340ATFF000XXX | XT5VU340AUFF000XXX
SG | SGPA36AT0400 | 46 | SRPG400A400 | 36 | 400 | 23 | 100kA | 8 | Loose MCCB (OEM) | 2 | Distribution Protection | 1 | 480Vac (Y/D) | 1 | 100% | 2 | 463682112 | No Equivalent Cross Available Based on Selections | XT5LQ340ABFF000XXX | XT5LQ340AEFF000XXX | XT5LQ340AFFF000XXX | XT5LQ340AGFF000XXX | XT5LQ340APFF000XXX | XT5LQ340AQFF000XXX | XT5LQ340ATFF000XXX | XT5LQ340AUFF000XXX
SG | SGPA36AT0400 | 46 | SRPG400A400 | 36 | 400 | 23 | 100kA | 8 | Loose MCCB (OEM) | 2 | Distribution Protection | 1 | 600Vac (Y/D) | 2 | 100% | 2 | 463682122 | No Equivalent Cross Available Based on Selections | XT5VQ340ABFF000XXX | XT5VQ340AEFF000XXX | XT5VQ340AFFF000XXX | XT5VQ340AGFF000XXX | XT5VQ340APFF000XXX | XT5VQ340AQFF000XXX | XT5VQ340ATFF000XXX | XT5VQ340AUFF000XXX
SG | SGPA36AT0400 | 46 | SRPG400A400 | 36 | 400 | 23 | 100kA | 8 | Panelboard MRO | 1 | Distribution Protection | 1 | 480Vac (Y/D) | 1 | 80% | 1 | 463681111 | No Equivalent Cross Available Based on Selections | XT5LU340ABFF000XXX | XT5LU340AEFF000XXX + SRFB3XT5MFPX | XT5LU340AFFF000XXX + SRFB3XT5MFPX | XT5LU340AGFF000XXX + SRFB3XT5MFPX | XT5LU340APFF000XXX + SRFB3XT5MFPX | XT5LU340AQFF000XXX + SRFB3XT5MFPX | XT5LU340ATFF000XXX + SRFB3XT5MFPX | XT5LU340AUFF000XXX + SRFB3XT5MFPX
SG | SGPA36AT0400 | 46 | SRPG400A400 | 36 | 400 | 23 | 100kA | 8 | Panelboard MRO | 1 | Distribution Protection | 1 | 600Vac (Y/D) | 2 | 80% | 1 | 463681121 | No Equivalent Cross Available Based on Selections | XT5VU340ABFF000XXX | XT5VU340AEFF000XXX + SRFB3XT5MFPX | XT5VU340AFFF000XXX + SRFB3XT5MFPX | XT5VU340AGFF000XXX + SRFB3XT5MFPX | XT5VU340APFF000XXX + SRFB3XT5MFPX | XT5VU340AQFF000XXX + SRFB3XT5MFPX | XT5VU340ATFF000XXX + SRFB3XT5MFPX | XT5VU340AUFF000XXX + SRFB3XT5MFPX
SG | SGPA36AT0400 | 46 | SRPG400A400 | 36 | 400 | 23 | 100kA | 8 | Panelboard MRO | 1 | Distribution Protection | 1 | 480Vac (Y/D) | 1 | 100% | 2 | 463681112 | No Equivalent Cross Available Based on Selections | XT5LQ340ABFF000XXX | XT5LQ340AEFF000XXX + SRFB3XT5MFPX | XT5LQ340AFFF000XXX + SRFB3XT5MFPX | XT5LQ340AGFF000XXX + SRFB3XT5MFPX | XT5LQ340APFF000XXX + SRFB3XT5MFPX | XT5LQ340AQFF000XXX + SRFB3XT5MFPX | XT5LQ340ATFF000XXX + SRFB3XT5MFPX | XT5LQ340AUFF000XXX + SRFB3XT5MFPX
SG | SGPA36AT0400 | 46 | SRPG400A400 | 36 | 400 | 23 | 100kA | 8 | Panelboard MRO | 1 | Distribution Protection | 1 | 600Vac (Y/D) | 2 | 100% | 2 | 463681122 | No Equivalent Cross Available Based on Selections | XT5VQ340ABFF000XXX | XT5VQ340AEFF000XXX + SRFB3XT5MFPX | XT5VQ340AFFF000XXX + SRFB3XT5MFPX | XT5VQ340AGFF000XXX + SRFB3XT5MFPX | XT5VQ340APFF000XXX + SRFB3XT5MFPX | XT5VQ340AQFF000XXX + SRFB3XT5MFPX | XT5VQ340ATFF000XXX + SRFB3XT5MFPX | XT5VQ340AUFF000XXX + SRFB3XT5MFPX
SG | SGHA26AT0600 | 47 | SRPG600A250 | 37 | 250 | 20 | 35kA | 5 | Loose MCCB (OEM) | 2 | Distribution Protection | 1 | 480Vac (Y/D) | 1 | 80% | 1 | 473752111 | XT4SU3250AFF000XXX | XT4SU3250BFF000XXX | XT4SU3250EFF000XXX | XT4SU3250FFF000XXX | XT4SU3250GFF000XXX | XT4SU3250PFF000XXX | XT4SU3250QFF000XXX | XT4SU3250TFF000XXX | XT4SU3250UFF000XXX
SG | SGHA26AT0600 | 47 | SRPG600A250 | 37 | 250 | 20 | 35kA | 5 | Loose MCCB (OEM) | 2 | Distribution Protection | 1 | 600Vac (Y/D) | 2 | 80% | 1 | 473752121 | XT4LU3250AFF000XXX | XT4LU3250BFF000XXX | XT4LU3250EFF000XXX | XT4LU3250FFF000XXX | XT4LU3250GFF000XXX | XT4LU3250PFF000XXX | XT4LU3250QFF000XXX | XT4LU3250TFF000XXX | XT4LU3250UFF000XXX
SG | SGHA26AT0600 | 47 | SRPG600A250 | 37 | 250 | 20 | 35kA | 5 | Loose MCCB (OEM) | 2 | Distribution Protection | 1 | 480Vac (Y/D) | 1 | 100% | 2 | 473752112 | XT4SQ3250AFF000XXX | XT4SQ3250BFF000XXX | XT4SQ3250EFF000XXX | XT4SQ3250FFF000XXX | XT4SQ3250GFF000XXX | XT4SQ3250PFF000XXX | XT4SQ3250QFF000XXX | XT4SQ3250TFF000XXX | XT4SQ3250UFF000XXX
SG | SGHA26AT0600 | 47 | SRPG600A250 | 37 | 250 | 20 | 35kA | 5 | Loose MCCB (OEM) | 2 | Distribution Protection | 1 | 600Vac (Y/D) | 2 | 100% | 2 | 473752122 | XT4LQ3250AFF000XXX | XT4LQ3250BFF000XXX | XT4LQ3250EFF000XXX | XT4LQ3250FFF000XXX | XT4LQ3250GFF000XXX | XT4LQ3250PFF000XXX | XT4LQ3250QFF000XXX | XT4LQ3250TFF000XXX | XT4LQ3250UFF000XXX
SG | SGHA26AT0600 | 47 | SRPG600A250 | 37 | 250 | 20 | 35kA | 5 | Loose MCCB (OEM) | 2 | Distribution Protection | 1 | 480Vac (Y/D) | 1 | 80% | 1 | 473752111 | XT4SU3250AFF000XXX | XT4SU3250BFF000XXX | XT4SU3250EFF000XXX | XT4SU3250FFF000XXX | XT4SU3250GFF000XXX | XT4SU3250PFF000XXX | XT4SU3250QFF000XXX | XT4SU3250TFF000XXX | XT4SU3250UFF000XXX
SG | SGHA26AT0600 | 47 | SRPG600A250 | 37 | 250 | 20 | 35kA | 5 | Loose MCCB (OEM) | 2 | Distribution Protection | 1 | 600Vac (Y/D) | 2 | 80% | 1 | 473752121 | XT4LU3250AFF000XXX | XT4LU3250BFF000XXX | XT4LU3250EFF000XXX | XT4LU3250FFF000XXX | XT4LU3250GFF000XXX | XT4LU3250PFF000XXX | XT4LU3250QFF000XXX | XT4LU3250TFF000XXX | XT4LU3250UFF000XXX
SG | SGHA26AT0600 | 47 | SRPG600A250 | 37 | 250 | 20 | 35kA | 5 | Loose MCCB (OEM) | 2 | Distribution Protection | 1 | 480Vac (Y/D) | 1 | 100% | 2 | 473752112 | XT4SQ3250AFF000XXX | XT4SQ3250BFF000XXX | XT4SQ3250EFF000XXX | XT4SQ3250FFF000XXX | XT4SQ3250GFF000XXX | XT4SQ3250PFF000XXX | XT4SQ3250QFF000XXX | XT4SQ3250TFF000XXX | XT4SQ3250UFF000XXX
SG | SGHA26AT0600 | 47 | SRPG600A250 | 37 | 250 | 20 | 35kA | 5 | Loose MCCB (OEM) | 2 | Distribution Protection | 1 | 600Vac (Y/D) | 2 | 100% | 2 | 473752122 | XT4LQ3250AFF000XXX | XT4LQ3250BFF000XXX | XT4LQ3250EFF000XXX | XT4LQ3250FFF000XXX | XT4LQ3250GFF000XXX | XT4LQ3250PFF000XXX | XT4LQ3250QFF000XXX | XT4LQ3250TFF000XXX | XT4LQ3250UFF000XXX
SG | SGHA26AT0600 | 47 | SRPG600A250 | 37 | 250 | 20 | 35kA | 5 | Panelboard MRO | 1 | Distribution Protection | 1 | 480Vac (Y/D) | 1 | 80% | 1 | 473751111 | XT4SU3250AFF000XXX + SRFB6XT4FPX | XT4SU3250BFF000XXX + SRFB6XT4FPX | XT4SU3250EFF000XXX + SRFB3XT4FPX | XT4SU3250FFF000XXX + SRFB3XT4FPX | XT4SU3250GFF000XXX + SRFB3XT4FPX | XT4SU3250PFF000XXX + SRFB3XT4FPX | XT4SU3250QFF000XXX + SRFB3XT4FPX | XT4SU3250TFF000XXX + SRFB3XT4FPX | XT4SU3250UFF000XXX + SRFB3XT4FPX
SG | SGHA26AT0600 | 47 | SRPG600A250 | 37 | 250 | 20 | 35kA | 5 | Panelboard MRO | 1 | Distribution Protection | 1 | 600Vac (Y/D) | 2 | 80% | 1 | 473751121 | XT4LU3150AFF000XXX + SRFB6XT4FPX | XT4LU3250BFF000XXX + SRFB6XT4FPX | XT4LU3250EFF000XXX + SRFB3XT4FPX | XT4LU3250FFF000XXX + SRFB3XT4FPX | XT4LU3250GFF000XXX + SRFB3XT4FPX | XT4LU3250PFF000XXX + SRFB3XT4FPX | XT4LU3250QFF000XXX + SRFB3XT4FPX | XT4LU3250TFF000XXX + SRFB3XT4FPX | XT4LU3250UFF000XXX + SRFB3XT4FPX
SG | SGHA26AT0600 | 47 | SRPG600A250 | 37 | 250 | 20 | 35kA | 5 | Panelboard MRO | 1 | Distribution Protection | 1 | 480Vac (Y/D) | 1 | 100% | 2 | 473751112 | XT4SQ3250AFF000XXX + SRFB6XT4FPX | XT4SQ3250BFF000XXX + SRFB6XT4FPX | XT4SQ3250EFF000XXX + SRFB3XT4FPX | XT4SQ3250FFF000XXX + SRFB3XT4FPX | XT4SQ3250GFF000XXX + SRFB3XT4FPX | XT4SQ3250PFF000XXX + SRFB3XT4FPX | XT4SQ3250QFF000XXX + SRFB3XT4FPX | XT4SQ3250TFF000XXX + SRFB3XT4FPX | XT4SQ3250UFF000XXX + SRFB3XT4FPX
SG | SGHA26AT0600 | 47 | SRPG600A250 | 37 | 250 | 20 | 35kA | 5 | Panelboard MRO | 1 | Distribution Protection | 1 | 600Vac (Y/D) | 2 | 100% | 2 | 473751122 | XT4LQ3250AFF000XXX + SRFB6XT4FPX | XT4LQ3250BFF000XXX + SRFB6XT4FPX | XT4LQ3250EFF000XXX + SRFB3XT4FPX | XT4LQ3250FFF000XXX + SRFB3XT4FPX | XT4LQ3250GFF000XXX + SRFB3XT4FPX | XT4LQ3250PFF000XXX + SRFB3XT4FPX | XT4LQ3250QFF000XXX + SRFB3XT4FPX | XT4LQ3250TFF000XXX + SRFB3XT4FPX | XT4LQ3250UFF000XXX + SRFB3XT4FPX
SG | SGHA26AT0600 | 47 | SRPG600A250 | 37 | 250 | 20 | 35kA | 5 | Panelboard MRO | 1 | Distribution Protection | 1 | 480Vac (Y/D) | 1 | 80% | 1 | 473751111 | XT4SU3250AFF000XXX + SRFB6XT4FPX | XT4SU3250BFF000XXX + SRFB6XT4FPX | XT4SU3250EFF000XXX + SRFB3XT4FPX | XT4SU3250FFF000XXX + SRFB3XT4FPX | XT4SU3250GFF000XXX + SRFB3XT4FPX | XT4SU3250PFF000XXX + SRFB3XT4FPX | XT4SU3250QFF000XXX + SRFB3XT4FPX | XT4SU3250TFF000XXX + SRFB3XT4FPX | XT4SU3250UFF000XXX + SRFB3XT4FPX
SG | SGHA26AT0600 | 47 | SRPG600A250 | 37 | 250 | 20 | 35kA | 5 | Panelboard MRO | 1 | Distribution Protection | 1 | 600Vac (Y/D) | 2 | 80% | 1 | 473751121 | XT4LU3150AFF000XXX + SRFB6XT4FPX | XT4LU3250BFF000XXX + SRFB6XT4FPX | XT4LU3250EFF000XXX + SRFB3XT4FPX | XT4LU3250FFF000XXX + SRFB3XT4FPX | XT4LU3250GFF000XXX + SRFB3XT4FPX | XT4LU3250PFF000XXX + SRFB3XT4FPX | XT4LU3250QFF000XXX + SRFB3XT4FPX | XT4LU3250TFF000XXX + SRFB3XT4FPX | XT4LU3250UFF000XXX + SRFB3XT4FPX
SG | SGHA26AT0600 | 47 | SRPG600A250 | 37 | 250 | 20 | 35kA | 5 | Panelboard MRO | 1 | Distribution Protection | 1 | 480Vac (Y/D) | 1 | 100% | 2 | 473751112 | XT4SQ3250AFF000XXX + SRFB6XT4FPX | XT4SQ3250BFF000XXX + SRFB6XT4FPX | XT4SQ3250EFF000XXX + SRFB3XT4FPX | XT4SQ3250FFF000XXX + SRFB3XT4FPX | XT4SQ3250GFF000XXX + SRFB3XT4FPX | XT4SQ3250PFF000XXX + SRFB3XT4FPX | XT4SQ3250QFF000XXX + SRFB3XT4FPX | XT4SQ3250TFF000XXX + SRFB3XT4FPX | XT4SQ3250UFF000XXX + SRFB3XT4FPX
SG | SGHA26AT0600 | 47 | SRPG600A250 | 37 | 250 | 20 | 35kA | 5 | Panelboard MRO | 1 | Distribution Protection | 1 | 600Vac (Y/D) | 2 | 100% | 2 | 473751122 | XT4LQ3250AFF000XXX + SRFB6XT4FPX | XT4LQ3250BFF000XXX + SRFB6XT4FPX | XT4LQ3250EFF000XXX + SRFB3XT4FPX | XT4LQ3250FFF000XXX + SRFB3XT4FPX | XT4LQ3250GFF000XXX + SRFB3XT4FPX | XT4LQ3250PFF000XXX + SRFB3XT4FPX | XT4LQ3250QFF000XXX + SRFB3XT4FPX | XT4LQ3250TFF000XXX + SRFB3XT4FPX | XT4LQ3250UFF000XXX + SRFB3XT4FPX
SG | SGHA26AT0600 | 47 | SRPG600A300 | 38 | 300 | 21 | 35kA | 5 | Loose MCCB (OEM) | 2 | Distribution Protection | 1 | 480Vac (Y/D) | 1 | 80% | 1 | 473852111 | No Equivalent Cross Available Based on Selections | XT5NU330ABFF000XXX | XT5NU330AEFF000XXX | XT5NU330AFFF000XXX | XT5NU330AGFF000XXX | XT5NU330APFF000XXX | XT5NU330AQFF000XXX | XT5NU330ATFF000XXX | XT5NU330AUFF000XXX
SG | SGHA26AT0600 | 47 | SRPG600A300 | 38 | 300 | 21 | 35kA | 5 | Loose MCCB (OEM) | 2 | Distribution Protection | 1 | 600Vac (Y/D) | 2 | 80% | 1 | 473852121 | No Equivalent Cross Available Based on Selections | XT5HU330ABFF000XXX | XT5HU330AEFF000XXX | XT5HU330AFFF000XXX | XT5HU330AGFF000XXX | XT5HU330APFF000XXX | XT5HU330AQFF000XXX | XT5HU330ATFF000XXX | XT5HU330AUFF000XXX
SG | SGHA26AT0600 | 47 | SRPG600A300 | 38 | 300 | 21 | 35kA | 5 | Loose MCCB (OEM) | 2 | Distribution Protection | 1 | 480Vac (Y/D) | 1 | 100% | 2 | 473852112 | No Equivalent Cross Available Based on Selections | XT5NQ330ABFF000XXX | XT5NQ330AEFF000XXX | XT5NQ330AFFF000XXX | XT5NQ330AGFF000XXX | XT5NQ330APFF000XXX | XT5NQ330AQFF000XXX | XT5NQ330ATFF000XXX | XT5NQ330AUFF000XXX
SG | SGHA26AT0600 | 47 | SRPG600A300 | 38 | 300 | 21 | 35kA | 5 | Loose MCCB (OEM) | 2 | Distribution Protection | 1 | 600Vac (Y/D) | 2 | 100% | 2 | 473852122 | No Equivalent Cross Available Based on Selections | XT5HQ330ABFF000XXX | XT5HQ330AEFF000XXX | XT5HQ330AFFF000XXX | XT5HQ330AGFF000XXX | XT5HQ330APFF000XXX | XT5HQ330AQFF000XXX | XT5HQ330ATFF000XXX | XT5HQ330AUFF000XXX
SG | SGHA26AT0600 | 47 | SRPG600A300 | 38 | 300 | 21 | 35kA | 5 | Loose MCCB (OEM) | 2 | Distribution Protection | 1 | 480Vac (Y/D) | 1 | 80% | 1 | 473852111 | No Equivalent Cross Available Based on Selections | XT5NU330ABFF000XXX | XT5NU330AEFF000XXX | XT5NU330AFFF000XXX | XT5NU330AGFF000XXX | XT5NU330APFF000XXX | XT5NU330AQFF000XXX | XT5NU330ATFF000XXX | XT5NU330AUFF000XXX
SG | SGHA26AT0600 | 47 | SRPG600A300 | 38 | 300 | 21 | 35kA | 5 | Loose MCCB (OEM) | 2 | Distribution Protection | 1 | 600Vac (Y/D) | 2 | 80% | 1 | 473852121 | No Equivalent Cross Available Based on Selections | XT5HU330ABFF000XXX | XT5HU330AEFF000XXX | XT5HU330AFFF000XXX | XT5HU330AGFF000XXX | XT5HU330APFF000XXX | XT5HU330AQFF000XXX | XT5HU330ATFF000XXX | XT5HU330AUFF000XXX
SG | SGHA26AT0600 | 47 | SRPG600A300 | 38 | 300 | 21 | 35kA | 5 | Loose MCCB (OEM) | 2 | Distribution Protection | 1 | 480Vac (Y/D) | 1 | 100% | 2 | 473852112 | No Equivalent Cross Available Based on Selections | XT5NQ330ABFF000XXX | XT5NQ330AEFF000XXX | XT5NQ330AFFF000XXX | XT5NQ330AGFF000XXX | XT5NQ330APFF000XXX | XT5NQ330AQFF000XXX | XT5NQ330ATFF000XXX | XT5NQ330AUFF000XXX
SG | SGHA26AT0600 | 47 | SRPG600A300 | 38 | 300 | 21 | 35kA | 5 | Loose MCCB (OEM) | 2 | Distribution Protection | 1 | 600Vac (Y/D) | 2 | 100% | 2 | 473852122 | No Equivalent Cross Available Based on Selections | XT5HQ330ABFF000XXX | XT5HQ330AEFF000XXX | XT5HQ330AFFF000XXX | XT5HQ330AGFF000XXX | XT5HQ330APFF000XXX | XT5HQ330AQFF000XXX | XT5HQ330ATFF000XXX | XT5HQ330AUFF000XXX
SG | SGHA26AT0600 | 47 | SRPG600A300 | 38 | 300 | 21 | 35kA | 5 | Panelboard MRO | 1 | Distribution Protection | 1 | 480Vac (Y/D) | 1 | 80% | 1 | 473851111 | No Equivalent Cross Available Based on Selections | XT5NU330ABFF000XXX | XT5NU330AEFF000XXX + SRFB3XT5MFPX | XT5NU330AFFF000XXX + SRFB3XT5MFPX | XT5NU330AGFF000XXX + SRFB3XT5MFPX | XT5NU330APFF000XXX + SRFB3XT5MFPX | XT5NU330AQFF000XXX + SRFB3XT5MFPX | XT5NU330ATFF000XXX + SRFB3XT5MFPX | XT5NU330AUFF000XXX + SRFB3XT5MFPX
SG | SGHA26AT0600 | 47 | SRPG600A300 | 38 | 300 | 21 | 35kA | 5 | Panelboard MRO | 1 | Distribution Protection | 1 | 600Vac (Y/D) | 2 | 80% | 1 | 473851121 | No Equivalent Cross Available Based on Selections | XT5HU330ABFF000XXX | XT5HU330AEFF000XXX + SRFB3XT5MFPX | XT5HU330AFFF000XXX + SRFB3XT5MFPX | XT5HU330AGFF000XXX + SRFB3XT5MFPX | XT5HU330APFF000XXX + SRFB3XT5MFPX | XT5HU330AQFF000XXX + SRFB3XT5MFPX | XT5HU330ATFF000XXX + SRFB3XT5MFPX | XT5HU330AUFF000XXX + SRFB3XT5MFPX
SG | SGHA26AT0600 | 47 | SRPG600A300 | 38 | 300 | 21 | 35kA | 5 | Panelboard MRO | 1 | Distribution Protection | 1 | 480Vac (Y/D) | 1 | 100% | 2 | 473851112 | No Equivalent Cross Available Based on Selections | XT5NQ330ABFF000XXX | XT5NQ330AEFF000XXX + SRFB3XT5MFPX | XT5NQ330AFFF000XXX + SRFB3XT5MFPX | XT5NQ330AGFF000XXX + SRFB3XT5MFPX | XT5NQ330APFF000XXX + SRFB3XT5MFPX | XT5NQ330AQFF000XXX + SRFB3XT5MFPX | XT5NQ330ATFF000XXX + SRFB3XT5MFPX | XT5NQ330AUFF000XXX + SRFB3XT5MFPX
SG | SGHA26AT0600 | 47 | SRPG600A300 | 38 | 300 | 21 | 35kA | 5 | Panelboard MRO | 1 | Distribution Protection | 1 | 600Vac (Y/D) | 2 | 100% | 2 | 473851122 | No Equivalent Cross Available Based on Selections | XT5HQ330ABFF000XXX | XT5HQ330AEFF000XXX + SRFB3XT5MFPX | XT5HQ330AFFF000XXX + SRFB3XT5MFPX | XT5HQ330AGFF000XXX + SRFB3XT5MFPX | XT5HQ330APFF000XXX + SRFB3XT5MFPX | XT5HQ330AQFF000XXX + SRFB3XT5MFPX | XT5HQ330ATFF000XXX + SRFB3XT5MFPX | XT5HQ330AUFF000XXX + SRFB3XT5MFPX
SG | SGHA26AT0600 | 47 | SRPG600A300 | 38 | 300 | 21 | 35kA | 5 | Panelboard MRO | 1 | Distribution Protection | 1 | 480Vac (Y/D) | 1 | 80% | 1 | 473851111 | No Equivalent Cross Available Based on Selections | XT5NU330ABFF000XXX | XT5NU330AEFF000XXX + SRFB3XT5MFPX | XT5NU330AFFF000XXX + SRFB3XT5MFPX | XT5NU330AGFF000XXX + SRFB3XT5MFPX | XT5NU330APFF000XXX + SRFB3XT5MFPX | XT5NU330AQFF000XXX + SRFB3XT5MFPX | XT5NU330ATFF000XXX + SRFB3XT5MFPX | XT5NU330AUFF000XXX + SRFB3XT5MFPX
SG | SGHA26AT0600 | 47 | SRPG600A300 | 38 | 300 | 21 | 35kA | 5 | Panelboard MRO | 1 | Distribution Protection | 1 | 600Vac (Y/D) | 2 | 80% | 1 | 473851121 | No Equivalent Cross Available Based on Selections | XT5HU330ABFF000XXX | XT5HU330AEFF000XXX + SRFB3XT5MFPX | XT5HU330AFFF000XXX + SRFB3XT5MFPX | XT5HU330AGFF000XXX + SRFB3XT5MFPX | XT5HU330APFF000XXX + SRFB3XT5MFPX | XT5HU330AQFF000XXX + SRFB3XT5MFPX | XT5HU330ATFF000XXX + SRFB3XT5MFPX | XT5HU330AUFF000XXX + SRFB3XT5MFPX
SG | SGHA26AT0600 | 47 | SRPG600A300 | 38 | 300 | 21 | 35kA | 5 | Panelboard MRO | 1 | Distribution Protection | 1 | 480Vac (Y/D) | 1 | 100% | 2 | 473851112 | No Equivalent Cross Available Based on Selections | XT5NQ330ABFF000XXX | XT5NQ330AEFF000XXX + SRFB3XT5MFPX | XT5NQ330AFFF000XXX + SRFB3XT5MFPX | XT5NQ330AGFF000XXX + SRFB3XT5MFPX | XT5NQ330APFF000XXX + SRFB3XT5MFPX | XT5NQ330AQFF000XXX + SRFB3XT5MFPX | XT5NQ330ATFF000XXX + SRFB3XT5MFPX | XT5NQ330AUFF000XXX + SRFB3XT5MFPX
SG | SGHA26AT0600 | 47 | SRPG600A300 | 38 | 300 | 21 | 35kA | 5 | Panelboard MRO | 1 | Distribution Protection | 1 | 600Vac (Y/D) | 2 | 100% | 2 | 473851122 | No Equivalent Cross Available Based on Selections | XT5HQ330ABFF000XXX | XT5HQ330AEFF000XXX + SRFB3XT5MFPX | XT5HQ330AFFF000XXX + SRFB3XT5MFPX | XT5HQ330AGFF000XXX + SRFB3XT5MFPX | XT5HQ330APFF000XXX + SRFB3XT5MFPX | XT5HQ330AQFF000XXX + SRFB3XT5MFPX | XT5HQ330ATFF000XXX + SRFB3XT5MFPX | XT5HQ330AUFF000XXX + SRFB3XT5MFPX
SG | SGHA26AT0600 | 47 | SRPG600A350 | 39 | 350 | 22 | 35kA | 5 | Loose MCCB (OEM) | 2 | Distribution Protection | 1 | 480Vac (Y/D) | 1 | 80% | 1 | 473952111 | No Equivalent Cross Available Based on Selections | XT5NU340ABFF000XXX | XT5NU340AEFF000XXX | XT5NU340AFFF000XXX | XT5NU340AGFF000XXX | XT5NU340APFF000XXX | XT5NU340AQFF000XXX | XT5NU340ATFF000XXX | XT5NU340AUFF000XXX
SG | SGHA26AT0600 | 47 | SRPG600A350 | 39 | 350 | 22 | 35kA | 5 | Loose MCCB (OEM) | 2 | Distribution Protection | 1 | 600Vac (Y/D) | 2 | 80% | 1 | 473952121 | No Equivalent Cross Available Based on Selections | XT5HU340ABFF000XXX | XT5HU340AEFF000XXX | XT5HU340AFFF000XXX | XT5HU340AGFF000XXX | XT5HU340APFF000XXX | XT5HU340AQFF000XXX | XT5HU340ATFF000XXX | XT5HU340AUFF000XXX
SG | SGHA26AT0600 | 47 | SRPG600A350 | 39 | 350 | 22 | 35kA | 5 | Loose MCCB (OEM) | 2 | Distribution Protection | 1 | 480Vac (Y/D) | 1 | 100% | 2 | 473952112 | No Equivalent Cross Available Based on Selections | XT5NQ340ABFF000XXX | XT5NQ340AEFF000XXX | XT5NQ340AFFF000XXX | XT5NQ340AGFF000XXX | XT5NQ340APFF000XXX | XT5NQ340AQFF000XXX | XT5NQ340ATFF000XXX | XT5NQ340AUFF000XXX
SG | SGHA26AT0600 | 47 | SRPG600A350 | 39 | 350 | 22 | 35kA | 5 | Loose MCCB (OEM) | 2 | Distribution Protection | 1 | 600Vac (Y/D) | 2 | 100% | 2 | 473952122 | No Equivalent Cross Available Based on Selections | XT5HQ340ABFF000XXX | XT5HQ340AEFF000XXX | XT5HQ340AFFF000XXX | XT5HQ340AGFF000XXX | XT5HQ340APFF000XXX | XT5HQ340AQFF000XXX | XT5HQ340ATFF000XXX | XT5HQ340AUFF000XXX
SG | SGHA26AT0600 | 47 | SRPG600A350 | 39 | 350 | 22 | 35kA | 5 | Loose MCCB (OEM) | 2 | Distribution Protection | 1 | 480Vac (Y/D) | 1 | 80% | 1 | 473952111 | No Equivalent Cross Available Based on Selections | XT5NU340ABFF000XXX | XT5NU340AEFF000XXX | XT5NU340AFFF000XXX | XT5NU340AGFF000XXX | XT5NU340APFF000XXX | XT5NU340AQFF000XXX | XT5NU340ATFF000XXX | XT5NU340AUFF000XXX
SG | SGHA26AT0600 | 47 | SRPG600A350 | 39 | 350 | 22 | 35kA | 5 | Loose MCCB (OEM) | 2 | Distribution Protection | 1 | 600Vac (Y/D) | 2 | 80% | 1 | 473952121 | No Equivalent Cross Available Based on Selections | XT5HU340ABFF000XXX | XT5HU340AEFF000XXX | XT5HU340AFFF000XXX | XT5HU340AGFF000XXX | XT5HU340APFF000XXX | XT5HU340AQFF000XXX | XT5HU340ATFF000XXX | XT5HU340AUFF000XXX
SG | SGHA26AT0600 | 47 | SRPG600A350 | 39 | 350 | 22 | 35kA | 5 | Loose MCCB (OEM) | 2 | Distribution Protection | 1 | 480Vac (Y/D) | 1 | 100% | 2 | 473952112 | No Equivalent Cross Available Based on Selections | XT5NQ340ABFF000XXX | XT5NQ340AEFF000XXX | XT5NQ340AFFF000XXX | XT5NQ340AGFF000XXX | XT5NQ340APFF000XXX | XT5NQ340AQFF000XXX | XT5NQ340ATFF000XXX | XT5NQ340AUFF000XXX
SG | SGHA26AT0600 | 47 | SRPG600A350 | 39 | 350 | 22 | 35kA | 5 | Loose MCCB (OEM) | 2 | Distribution Protection | 1 | 600Vac (Y/D) | 2 | 100% | 2 | 473952122 | No Equivalent Cross Available Based on Selections | XT5HQ340ABFF000XXX | XT5HQ340AEFF000XXX | XT5HQ340AFFF000XXX | XT5HQ340AGFF000XXX | XT5HQ340APFF000XXX | XT5HQ340AQFF000XXX | XT5HQ340ATFF000XXX | XT5HQ340AUFF000XXX
SG | SGHA26AT0600 | 47 | SRPG600A350 | 39 | 350 | 22 | 35kA | 5 | Panelboard MRO | 1 | Distribution Protection | 1 | 480Vac (Y/D) | 1 | 80% | 1 | 473951111 | No Equivalent Cross Available Based on Selections | XT5NU340ABFF000XXX | XT5NU340AEFF000XXX + SRFB3XT5MFPX | XT5NU340AFFF000XXX + SRFB3XT5MFPX | XT5NU340AGFF000XXX + SRFB3XT5MFPX | XT5NU340APFF000XXX + SRFB3XT5MFPX | XT5NU340AQFF000XXX + SRFB3XT5MFPX | XT5NU340ATFF000XXX + SRFB3XT5MFPX | XT5NU340AUFF000XXX + SRFB3XT5MFPX
SG | SGHA26AT0600 | 47 | SRPG600A350 | 39 | 350 | 22 | 35kA | 5 | Panelboard MRO | 1 | Distribution Protection | 1 | 600Vac (Y/D) | 2 | 80% | 1 | 473951121 | No Equivalent Cross Available Based on Selections | XT5HU340ABFF000XXX | XT5HU340AEFF000XXX + SRFB3XT5MFPX | XT5HU340AFFF000XXX + SRFB3XT5MFPX | XT5HU340AGFF000XXX + SRFB3XT5MFPX | XT5HU340APFF000XXX + SRFB3XT5MFPX | XT5HU340AQFF000XXX + SRFB3XT5MFPX | XT5HU340ATFF000XXX + SRFB3XT5MFPX | XT5HU340AUFF000XXX + SRFB3XT5MFPX
SG | SGHA26AT0600 | 47 | SRPG600A350 | 39 | 350 | 22 | 35kA | 5 | Panelboard MRO | 1 | Distribution Protection | 1 | 480Vac (Y/D) | 1 | 100% | 2 | 473951112 | No Equivalent Cross Available Based on Selections | XT5NQ340ABFF000XXX | XT5NQ340AEFF000XXX + SRFB3XT5MFPX | XT5NQ340AFFF000XXX + SRFB3XT5MFPX | XT5NQ340AGFF000XXX + SRFB3XT5MFPX | XT5NQ340APFF000XXX + SRFB3XT5MFPX | XT5NQ340AQFF000XXX + SRFB3XT5MFPX | XT5NQ340ATFF000XXX + SRFB3XT5MFPX | XT5NQ340AUFF000XXX + SRFB3XT5MFPX
SG | SGHA26AT0600 | 47 | SRPG600A350 | 39 | 350 | 22 | 35kA | 5 | Panelboard MRO | 1 | Distribution Protection | 1 | 600Vac (Y/D) | 2 | 100% | 2 | 473951122 | No Equivalent Cross Available Based on Selections | XT5HQ340ABFF000XXX | XT5HQ340AEFF000XXX + SRFB3XT5MFPX | XT5HQ340AFFF000XXX + SRFB3XT5MFPX | XT5HQ340AGFF000XXX + SRFB3XT5MFPX | XT5HQ340APFF000XXX + SRFB3XT5MFPX | XT5HQ340AQFF000XXX + SRFB3XT5MFPX | XT5HQ340ATFF000XXX + SRFB3XT5MFPX | XT5HQ340AUFF000XXX + SRFB3XT5MFPX
SG | SGHA26AT0600 | 47 | SRPG600A350 | 39 | 350 | 22 | 35kA | 5 | Panelboard MRO | 1 | Distribution Protection | 1 | 480Vac (Y/D) | 1 | 80% | 1 | 473951111 | No Equivalent Cross Available Based on Selections | XT5NU340ABFF000XXX | XT5NU340AEFF000XXX + SRFB3XT5MFPX | XT5NU340AFFF000XXX + SRFB3XT5MFPX | XT5NU340AGFF000XXX + SRFB3XT5MFPX | XT5NU340APFF000XXX + SRFB3XT5MFPX | XT5NU340AQFF000XXX + SRFB3XT5MFPX | XT5NU340ATFF000XXX + SRFB3XT5MFPX | XT5NU340AUFF000XXX + SRFB3XT5MFPX
SG | SGHA26AT0600 | 47 | SRPG600A350 | 39 | 350 | 22 | 35kA | 5 | Panelboard MRO | 1 | Distribution Protection | 1 | 600Vac (Y/D) | 2 | 80% | 1 | 473951121 | No Equivalent Cross Available Based on Selections | XT5HU340ABFF000XXX | XT5HU340AEFF000XXX + SRFB3XT5MFPX | XT5HU340AFFF000XXX + SRFB3XT5MFPX | XT5HU340AGFF000XXX + SRFB3XT5MFPX | XT5HU340APFF000XXX + SRFB3XT5MFPX | XT5HU340AQFF000XXX + SRFB3XT5MFPX | XT5HU340ATFF000XXX + SRFB3XT5MFPX | XT5HU340AUFF000XXX + SRFB3XT5MFPX
SG | SGHA26AT0600 | 47 | SRPG600A350 | 39 | 350 | 22 | 35kA | 5 | Panelboard MRO | 1 | Distribution Protection | 1 | 480Vac (Y/D) | 1 | 100% | 2 | 473951112 | No Equivalent Cross Available Based on Selections | XT5NQ340ABFF000XXX | XT5NQ340AEFF000XXX + SRFB3XT5MFPX | XT5NQ340AFFF000XXX + SRFB3XT5MFPX | XT5NQ340AGFF000XXX + SRFB3XT5MFPX | XT5NQ340APFF000XXX + SRFB3XT5MFPX | XT5NQ340AQFF000XXX + SRFB3XT5MFPX | XT5NQ340ATFF000XXX + SRFB3XT5MFPX | XT5NQ340AUFF000XXX + SRFB3XT5MFPX
SG | SGHA26AT0600 | 47 | SRPG600A350 | 39 | 350 | 22 | 35kA | 5 | Panelboard MRO | 1 | Distribution Protection | 1 | 600Vac (Y/D) | 2 | 100% | 2 | 473951122 | No Equivalent Cross Available Based on Selections | XT5HQ340ABFF000XXX | XT5HQ340AEFF000XXX + SRFB3XT5MFPX | XT5HQ340AFFF000XXX + SRFB3XT5MFPX | XT5HQ340AGFF000XXX + SRFB3XT5MFPX | XT5HQ340APFF000XXX + SRFB3XT5MFPX | XT5HQ340AQFF000XXX + SRFB3XT5MFPX | XT5HQ340ATFF000XXX + SRFB3XT5MFPX | XT5HQ340AUFF000XXX + SRFB3XT5MFPX
SG | SGHA26AT0600 | 47 | SRPG600A400 | 40 | 400 | 23 | 35kA | 5 | Loose MCCB (OEM) | 2 | Distribution Protection | 1 | 480Vac (Y/D) | 1 | 80% | 1 | 474052111 | No Equivalent Cross Available Based on Selections | XT5NU340ABFF000XXX | XT5NU340AEFF000XXX | XT5NU340AFFF000XXX | XT5NU340AGFF000XXX | XT5NU340APFF000XXX | XT5NU340AQFF000XXX | XT5NU340ATFF000XXX | XT5NU340AUFF000XXX
SG | SGHA26AT0600 | 47 | SRPG600A400 | 40 | 400 | 23 | 35kA | 5 | Loose MCCB (OEM) | 2 | Distribution Protection | 1 | 600Vac (Y/D) | 2 | 80% | 1 | 474052121 | No Equivalent Cross Available Based on Selections | XT5HU340ABFF000XXX | XT5HU340AEFF000XXX | XT5HU340AFFF000XXX | XT5HU340AGFF000XXX | XT5HU340APFF000XXX | XT5HU340AQFF000XXX | XT5HU340ATFF000XXX | XT5HU340AUFF000XXX
SG | SGHA26AT0600 | 47 | SRPG600A400 | 40 | 400 | 23 | 35kA | 5 | Loose MCCB (OEM) | 2 | Distribution Protection | 1 | 480Vac (Y/D) | 1 | 100% | 2 | 474052112 | No Equivalent Cross Available Based on Selections | XT5NQ340ABFF000XXX | XT5NQ340AEFF000XXX | XT5NQ340AFFF000XXX | XT5NQ340AGFF000XXX | XT5NQ340APFF000XXX | XT5NQ340AQFF000XXX | XT5NQ340ATFF000XXX | XT5NQ340AUFF000XXX
SG | SGHA26AT0600 | 47 | SRPG600A400 | 40 | 400 | 23 | 35kA | 5 | Loose MCCB (OEM) | 2 | Distribution Protection | 1 | 600Vac (Y/D) | 2 | 100% | 2 | 474052122 | No Equivalent Cross Available Based on Selections | XT5HQ340ABFF000XXX | XT5HQ340AEFF000XXX | XT5HQ340AFFF000XXX | XT5HQ340AGFF000XXX | XT5HQ340APFF000XXX | XT5HQ340AQFF000XXX | XT5HQ340ATFF000XXX | XT5HQ340AUFF000XXX
SG | SGHA26AT0600 | 47 | SRPG600A400 | 40 | 400 | 23 | 35kA | 5 | Loose MCCB (OEM) | 2 | Distribution Protection | 1 | 480Vac (Y/D) | 1 | 80% | 1 | 474052111 | No Equivalent Cross Available Based on Selections | XT5NU340ABFF000XXX | XT5NU340AEFF000XXX | XT5NU340AFFF000XXX | XT5NU340AGFF000XXX | XT5NU340APFF000XXX | XT5NU340AQFF000XXX | XT5NU340ATFF000XXX | XT5NU340AUFF000XXX
SG | SGHA26AT0600 | 47 | SRPG600A400 | 40 | 400 | 23 | 35kA | 5 | Loose MCCB (OEM) | 2 | Distribution Protection | 1 | 600Vac (Y/D) | 2 | 80% | 1 | 474052121 | No Equivalent Cross Available Based on Selections | XT5HU340ABFF000XXX | XT5HU340AEFF000XXX | XT5HU340AFFF000XXX | XT5HU340AGFF000XXX | XT5HU340APFF000XXX | XT5HU340AQFF000XXX | XT5HU340ATFF000XXX | XT5HU340AUFF000XXX
SG | SGHA26AT0600 | 47 | SRPG600A400 | 40 | 400 | 23 | 35kA | 5 | Loose MCCB (OEM) | 2 | Distribution Protection | 1 | 480Vac (Y/D) | 1 | 100% | 2 | 474052112 | No Equivalent Cross Available Based on Selections | XT5NQ340ABFF000XXX | XT5NQ340AEFF000XXX | XT5NQ340AFFF000XXX | XT5NQ340AGFF000XXX | XT5NQ340APFF000XXX | XT5NQ340AQFF000XXX | XT5NQ340ATFF000XXX | XT5NQ340AUFF000XXX
SG | SGHA26AT0600 | 47 | SRPG600A400 | 40 | 400 | 23 | 35kA | 5 | Loose MCCB (OEM) | 2 | Distribution Protection | 1 | 600Vac (Y/D) | 2 | 100% | 2 | 474052122 | No Equivalent Cross Available Based on Selections | XT5HQ340ABFF000XXX | XT5HQ340AEFF000XXX | XT5HQ340AFFF000XXX | XT5HQ340AGFF000XXX | XT5HQ340APFF000XXX | XT5HQ340AQFF000XXX | XT5HQ340ATFF000XXX | XT5HQ340AUFF000XXX
SG | SGHA26AT0600 | 47 | SRPG600A400 | 40 | 400 | 23 | 35kA | 5 | Panelboard MRO | 1 | Distribution Protection | 1 | 480Vac (Y/D) | 1 | 80% | 1 | 474051111 | No Equivalent Cross Available Based on Selections | XT5NU340ABFF000XXX | XT5NU340AEFF000XXX + SRFB3XT5MFPX | XT5NU340AFFF000XXX + SRFB3XT5MFPX | XT5NU340AGFF000XXX + SRFB3XT5MFPX | XT5NU340APFF000XXX + SRFB3XT5MFPX | XT5NU340AQFF000XXX + SRFB3XT5MFPX | XT5NU340ATFF000XXX + SRFB3XT5MFPX | XT5NU340AUFF000XXX + SRFB3XT5MFPX
SG | SGHA26AT0600 | 47 | SRPG600A400 | 40 | 400 | 23 | 35kA | 5 | Panelboard MRO | 1 | Distribution Protection | 1 | 600Vac (Y/D) | 2 | 80% | 1 | 474051121 | No Equivalent Cross Available Based on Selections | XT5HU340ABFF000XXX | XT5HU340AEFF000XXX + SRFB3XT5MFPX | XT5HU340AFFF000XXX + SRFB3XT5MFPX | XT5HU340AGFF000XXX + SRFB3XT5MFPX | XT5HU340APFF000XXX + SRFB3XT5MFPX | XT5HU340AQFF000XXX + SRFB3XT5MFPX | XT5HU340ATFF000XXX + SRFB3XT5MFPX | XT5HU340AUFF000XXX + SRFB3XT5MFPX
SG | SGHA26AT0600 | 47 | SRPG600A400 | 40 | 400 | 23 | 35kA | 5 | Panelboard MRO | 1 | Distribution Protection | 1 | 480Vac (Y/D) | 1 | 100% | 2 | 474051112 | No Equivalent Cross Available Based on Selections | XT5NQ340ABFF000XXX | XT5NQ340AEFF000XXX + SRFB3XT5MFPX | XT5NQ340AFFF000XXX + SRFB3XT5MFPX | XT5NQ340AGFF000XXX + SRFB3XT5MFPX | XT5NQ340APFF000XXX + SRFB3XT5MFPX | XT5NQ340AQFF000XXX + SRFB3XT5MFPX | XT5NQ340ATFF000XXX + SRFB3XT5MFPX | XT5NQ340AUFF000XXX + SRFB3XT5MFPX
SG | SGHA26AT0600 | 47 | SRPG600A400 | 40 | 400 | 23 | 35kA | 5 | Panelboard MRO | 1 | Distribution Protection | 1 | 600Vac (Y/D) | 2 | 100% | 2 | 474051122 | No Equivalent Cross Available Based on Selections | XT5HQ340ABFF000XXX | XT5HQ340AEFF000XXX + SRFB3XT5MFPX | XT5HQ340AFFF000XXX + SRFB3XT5MFPX | XT5HQ340AGFF000XXX + SRFB3XT5MFPX | XT5HQ340APFF000XXX + SRFB3XT5MFPX | XT5HQ340AQFF000XXX + SRFB3XT5MFPX | XT5HQ340ATFF000XXX + SRFB3XT5MFPX | XT5HQ340AUFF000XXX + SRFB3XT5MFPX
SG | SGHA26AT0600 | 47 | SRPG600A400 | 40 | 400 | 23 | 35kA | 5 | Panelboard MRO | 1 | Distribution Protection | 1 | 480Vac (Y/D) | 1 | 80% | 1 | 474051111 | No Equivalent Cross Available Based on Selections | XT5NU340ABFF000XXX | XT5NU340AEFF000XXX + SRFB3XT5MFPX | XT5NU340AFFF000XXX + SRFB3XT5MFPX | XT5NU340AGFF000XXX + SRFB3XT5MFPX | XT5NU340APFF000XXX + SRFB3XT5MFPX | XT5NU340AQFF000XXX + SRFB3XT5MFPX | XT5NU340ATFF000XXX + SRFB3XT5MFPX | XT5NU340AUFF000XXX + SRFB3XT5MFPX
SG | SGHA26AT0600 | 47 | SRPG600A400 | 40 | 400 | 23 | 35kA | 5 | Panelboard MRO | 1 | Distribution Protection | 1 | 600Vac (Y/D) | 2 | 80% | 1 | 474051121 | No Equivalent Cross Available Based on Selections | XT5HU340ABFF000XXX | XT5HU340AEFF000XXX + SRFB3XT5MFPX | XT5HU340AFFF000XXX + SRFB3XT5MFPX | XT5HU340AGFF000XXX + SRFB3XT5MFPX | XT5HU340APFF000XXX + SRFB3XT5MFPX | XT5HU340AQFF000XXX + SRFB3XT5MFPX | XT5HU340ATFF000XXX + SRFB3XT5MFPX | XT5HU340AUFF000XXX + SRFB3XT5MFPX
SG | SGHA26AT0600 | 47 | SRPG600A400 | 40 | 400 | 23 | 35kA | 5 | Panelboard MRO | 1 | Distribution Protection | 1 | 480Vac (Y/D) | 1 | 100% | 2 | 474051112 | No Equivalent Cross Available Based on Selections | XT5NQ340ABFF000XXX | XT5NQ340AEFF000XXX + SRFB3XT5MFPX | XT5NQ340AFFF000XXX + SRFB3XT5MFPX | XT5NQ340AGFF000XXX + SRFB3XT5MFPX | XT5NQ340APFF000XXX + SRFB3XT5MFPX | XT5NQ340AQFF000XXX + SRFB3XT5MFPX | XT5NQ340ATFF000XXX + SRFB3XT5MFPX | XT5NQ340AUFF000XXX + SRFB3XT5MFPX
SG | SGHA26AT0600 | 47 | SRPG600A400 | 40 | 400 | 23 | 35kA | 5 | Panelboard MRO | 1 | Distribution Protection | 1 | 600Vac (Y/D) | 2 | 100% | 2 | 474051122 | No Equivalent Cross Available Based on Selections | XT5HQ340ABFF000XXX | XT5HQ340AEFF000XXX + SRFB3XT5MFPX | XT5HQ340AFFF000XXX + SRFB3XT5MFPX | XT5HQ340AGFF000XXX + SRFB3XT5MFPX | XT5HQ340APFF000XXX + SRFB3XT5MFPX | XT5HQ340AQFF000XXX + SRFB3XT5MFPX | XT5HQ340ATFF000XXX + SRFB3XT5MFPX | XT5HQ340AUFF000XXX + SRFB3XT5MFPX
SG | SGHA26AT0600 | 47 | SRPG600A450 | 41 | 450 | 24 | 35kA | 5 | Loose MCCB (OEM) | 2 | Distribution Protection | 1 | 480Vac (Y/D) | 1 | 80% | 1 | 474152111 | No Equivalent Cross Available Based on Selections | XT5NU350BBFF000XXX | XT5NU360BEFF000XXX | XT5NU360BFFF000XXX | XT5NU360BGFF000XXX | XT5NU360BPFF000XXX | XT5NU360BQFF000XXX | XT5NU360BTFF000XXX | XT5NU360BUFF000XXX
SG | SGHA26AT0600 | 47 | SRPG600A450 | 41 | 450 | 24 | 35kA | 5 | Loose MCCB (OEM) | 2 | Distribution Protection | 1 | 600Vac (Y/D) | 2 | 80% | 1 | 474152121 | No Equivalent Cross Available Based on Selections | XT5HU350BBFF000XXX | XT5HU360BEFF000XXX | XT5HU360BFFF000XXX | XT5HU360BGFF000XXX | XT5HU360BPFF000XXX | XT5HU360BQFF000XXX | XT5HU360BTFF000XXX | XT5HU360BUFF000XXX
SG | SGHA26AT0600 | 47 | SRPG600A450 | 41 | 450 | 24 | 35kA | 5 | Loose MCCB (OEM) | 2 | Distribution Protection | 1 | 480Vac (Y/D) | 1 | 100% | 2 | 474152112 | No Equivalent Cross Available Based on Selections | XT5NQ350BBFF000XXX | XT5NQ360BEFF000XXX | XT5NQ360BFFF000XXX | XT5NQ360BGFF000XXX | XT5NQ360BPFF000XXX | XT5NQ360BQFF000XXX | XT5NQ360BTFF000XXX | XT5NQ360BUFF000XXX
SG | SGHA26AT0600 | 47 | SRPG600A450 | 41 | 450 | 24 | 35kA | 5 | Loose MCCB (OEM) | 2 | Distribution Protection | 1 | 600Vac (Y/D) | 2 | 100% | 2 | 474152122 | No Equivalent Cross Available Based on Selections | XT5HQ350BBFF000XXX | XT5HQ360BEFF000XXX | XT5HQ360BFFF000XXX | XT5HQ360BGFF000XXX | XT5HQ360BPFF000XXX | XT5HQ360BQFF000XXX | XT5HQ360BTFF000XXX | XT5HQ360BUFF000XXX
SG | SGHA26AT0600 | 47 | SRPG600A450 | 41 | 450 | 24 | 35kA | 5 | Loose MCCB (OEM) | 2 | Distribution Protection | 1 | 480Vac (Y/D) | 1 | 80% | 1 | 474152111 | No Equivalent Cross Available Based on Selections | XT5NU350BBFF000XXX | XT5NU360BEFF000XXX | XT5NU360BFFF000XXX | XT5NU360BGFF000XXX | XT5NU360BPFF000XXX | XT5NU360BQFF000XXX | XT5NU360BTFF000XXX | XT5NU360BUFF000XXX
SG | SGHA26AT0600 | 47 | SRPG600A450 | 41 | 450 | 24 | 35kA | 5 | Loose MCCB (OEM) | 2 | Distribution Protection | 1 | 600Vac (Y/D) | 2 | 80% | 1 | 474152121 | No Equivalent Cross Available Based on Selections | XT5HU350BBFF000XXX | XT5HU360BEFF000XXX | XT5HU360BFFF000XXX | XT5HU360BGFF000XXX | XT5HU360BPFF000XXX | XT5HU360BQFF000XXX | XT5HU360BTFF000XXX | XT5HU360BUFF000XXX
SG | SGHA26AT0600 | 47 | SRPG600A450 | 41 | 450 | 24 | 35kA | 5 | Loose MCCB (OEM) | 2 | Distribution Protection | 1 | 480Vac (Y/D) | 1 | 100% | 2 | 474152112 | No Equivalent Cross Available Based on Selections | XT5NQ350BBFF000XXX | XT5NQ360BEFF000XXX | XT5NQ360BFFF000XXX | XT5NQ360BGFF000XXX | XT5NQ360BPFF000XXX | XT5NQ360BQFF000XXX | XT5NQ360BTFF000XXX | XT5NQ360BUFF000XXX
SG | SGHA26AT0600 | 47 | SRPG600A450 | 41 | 450 | 24 | 35kA | 5 | Loose MCCB (OEM) | 2 | Distribution Protection | 1 | 600Vac (Y/D) | 2 | 100% | 2 | 474152122 | No Equivalent Cross Available Based on Selections | XT5HQ350BBFF000XXX | XT5HQ360BEFF000XXX | XT5HQ360BFFF000XXX | XT5HQ360BGFF000XXX | XT5HQ360BPFF000XXX | XT5HQ360BQFF000XXX | XT5HQ360BTFF000XXX | XT5HQ360BUFF000XXX
SG | SGHA26AT0600 | 47 | SRPG600A450 | 41 | 450 | 24 | 35kA | 5 | Panelboard MRO | 1 | Distribution Protection | 1 | 480Vac (Y/D) | 1 | 80% | 1 | 474151111 | No Equivalent Cross Available Based on Selections | XT5NU350BBFF000XXX | XT5NU360BEFF000XXX + SRFB3XT5MFPX | XT5NU360BFFF000XXX + SRFB3XT5MFPX | XT5NU360BGFF000XXX + SRFB3XT5MFPX | XT5NU360BPFF000XXX + SRFB3XT5MFPX | XT5NU360BQFF000XXX + SRFB3XT5MFPX | XT5NU360BTFF000XXX + SRFB3XT5MFPX | XT5NU360BUFF000XXX + SRFB3XT5MFPX
SG | SGHA26AT0600 | 47 | SRPG600A450 | 41 | 450 | 24 | 35kA | 5 | Panelboard MRO | 1 | Distribution Protection | 1 | 600Vac (Y/D) | 2 | 80% | 1 | 474151121 | No Equivalent Cross Available Based on Selections | XT5HU350BBFF000XXX | XT5HU360BEFF000XXX + SRFB3XT5MFPX | XT5HU360BFFF000XXX + SRFB3XT5MFPX | XT5HU360BGFF000XXX + SRFB3XT5MFPX | XT5HU360BPFF000XXX + SRFB3XT5MFPX | XT5HU360BQFF000XXX + SRFB3XT5MFPX | XT5HU360BTFF000XXX + SRFB3XT5MFPX | XT5HU360BUFF000XXX + SRFB3XT5MFPX
SG | SGHA26AT0600 | 47 | SRPG600A450 | 41 | 450 | 24 | 35kA | 5 | Panelboard MRO | 1 | Distribution Protection | 1 | 480Vac (Y/D) | 1 | 100% | 2 | 474151112 | No Equivalent Cross Available Based on Selections | XT5NQ350BBFF000XXX | XT5NQ360BEFF000XXX + SRFB3XT5MFPX | XT5NQ360BFFF000XXX + SRFB3XT5MFPX | XT5NQ360BGFF000XXX + SRFB3XT5MFPX | XT5NQ360BPFF000XXX + SRFB3XT5MFPX | XT5NQ360BQFF000XXX + SRFB3XT5MFPX | XT5NQ360BTFF000XXX + SRFB3XT5MFPX | XT5NQ360BUFF000XXX + SRFB3XT5MFPX
SG | SGHA26AT0600 | 47 | SRPG600A450 | 41 | 450 | 24 | 35kA | 5 | Panelboard MRO | 1 | Distribution Protection | 1 | 600Vac (Y/D) | 2 | 100% | 2 | 474151122 | No Equivalent Cross Available Based on Selections | XT5HQ350BBFF000XXX | XT5HQ360BEFF000XXX + SRFB3XT5MFPX | XT5HQ360BFFF000XXX + SRFB3XT5MFPX | XT5HQ360BGFF000XXX + SRFB3XT5MFPX | XT5HQ360BPFF000XXX + SRFB3XT5MFPX | XT5HQ360BQFF000XXX + SRFB3XT5MFPX | XT5HQ360BTFF000XXX + SRFB3XT5MFPX | XT5HQ360BUFF000XXX + SRFB3XT5MFPX
SG | SGHA26AT0600 | 47 | SRPG600A450 | 41 | 450 | 24 | 35kA | 5 | Panelboard MRO | 1 | Distribution Protection | 1 | 480Vac (Y/D) | 1 | 80% | 1 | 474151111 | No Equivalent Cross Available Based on Selections | XT5NU350BBFF000XXX | XT5NU360BEFF000XXX + SRFB3XT5MFPX | XT5NU360BFFF000XXX + SRFB3XT5MFPX | XT5NU360BGFF000XXX + SRFB3XT5MFPX | XT5NU360BPFF000XXX + SRFB3XT5MFPX | XT5NU360BQFF000XXX + SRFB3XT5MFPX | XT5NU360BTFF000XXX + SRFB3XT5MFPX | XT5NU360BUFF000XXX + SRFB3XT5MFPX
SG | SGHA26AT0600 | 47 | SRPG600A450 | 41 | 450 | 24 | 35kA | 5 | Panelboard MRO | 1 | Distribution Protection | 1 | 600Vac (Y/D) | 2 | 80% | 1 | 474151121 | No Equivalent Cross Available Based on Selections | XT5HU350BBFF000XXX | XT5HU360BEFF000XXX + SRFB3XT5MFPX | XT5HU360BFFF000XXX + SRFB3XT5MFPX | XT5HU360BGFF000XXX + SRFB3XT5MFPX | XT5HU360BPFF000XXX + SRFB3XT5MFPX | XT5HU360BQFF000XXX + SRFB3XT5MFPX | XT5HU360BTFF000XXX + SRFB3XT5MFPX | XT5HU360BUFF000XXX + SRFB3XT5MFPX
SG | SGHA26AT0600 | 47 | SRPG600A450 | 41 | 450 | 24 | 35kA | 5 | Panelboard MRO | 1 | Distribution Protection | 1 | 480Vac (Y/D) | 1 | 100% | 2 | 474151112 | No Equivalent Cross Available Based on Selections | XT5NQ350BBFF000XXX | XT5NQ360BEFF000XXX + SRFB3XT5MFPX | XT5NQ360BFFF000XXX + SRFB3XT5MFPX | XT5NQ360BGFF000XXX + SRFB3XT5MFPX | XT5NQ360BPFF000XXX + SRFB3XT5MFPX | XT5NQ360BQFF000XXX + SRFB3XT5MFPX | XT5NQ360BTFF000XXX + SRFB3XT5MFPX | XT5NQ360BUFF000XXX + SRFB3XT5MFPX
SG | SGHA26AT0600 | 47 | SRPG600A450 | 41 | 450 | 24 | 35kA | 5 | Panelboard MRO | 1 | Distribution Protection | 1 | 600Vac (Y/D) | 2 | 100% | 2 | 474151122 | No Equivalent Cross Available Based on Selections | XT5HQ350BBFF000XXX | XT5HQ360BEFF000XXX + SRFB3XT5MFPX | XT5HQ360BFFF000XXX + SRFB3XT5MFPX | XT5HQ360BGFF000XXX + SRFB3XT5MFPX | XT5HQ360BPFF000XXX + SRFB3XT5MFPX | XT5HQ360BQFF000XXX + SRFB3XT5MFPX | XT5HQ360BTFF000XXX + SRFB3XT5MFPX | XT5HQ360BUFF000XXX + SRFB3XT5MFPX
SG | SGHA26AT0600 | 47 | SRPG600A500 | 42 | 500 | 25 | 35kA | 5 | Loose MCCB (OEM) | 2 | Distribution Protection | 1 | 480Vac (Y/D) | 1 | 80% | 1 | 474252111 | No Equivalent Cross Available Based on Selections | XT5NU350BBFF000XXX | XT5NU360BEFF000XXX | XT5NU360BFFF000XXX | XT5NU360BGFF000XXX | XT5NU360BPFF000XXX | XT5NU360BQFF000XXX | XT5NU360BTFF000XXX | XT5NU360BUFF000XXX
SG | SGHA26AT0600 | 47 | SRPG600A500 | 42 | 500 | 25 | 35kA | 5 | Loose MCCB (OEM) | 2 | Distribution Protection | 1 | 600Vac (Y/D) | 2 | 80% | 1 | 474252121 | No Equivalent Cross Available Based on Selections | XT5HU350BBFF000XXX | XT5HU360BEFF000XXX | XT5HU360BFFF000XXX | XT5HU360BGFF000XXX | XT5HU360BPFF000XXX | XT5HU360BQFF000XXX | XT5HU360BTFF000XXX | XT5HU360BUFF000XXX
SG | SGHA26AT0600 | 47 | SRPG600A500 | 42 | 500 | 25 | 35kA | 5 | Loose MCCB (OEM) | 2 | Distribution Protection | 1 | 480Vac (Y/D) | 1 | 100% | 2 | 474252112 | No Equivalent Cross Available Based on Selections | XT5NQ350BBFF000XXX | XT5NQ360BEFF000XXX | XT5NQ360BFFF000XXX | XT5NQ360BGFF000XXX | XT5NQ360BPFF000XXX | XT5NQ360BQFF000XXX | XT5NQ360BTFF000XXX | XT5NQ360BUFF000XXX
SG | SGHA26AT0600 | 47 | SRPG600A500 | 42 | 500 | 25 | 35kA | 5 | Loose MCCB (OEM) | 2 | Distribution Protection | 1 | 600Vac (Y/D) | 2 | 100% | 2 | 474252122 | No Equivalent Cross Available Based on Selections | XT5HQ350BBFF000XXX | XT5HQ360BEFF000XXX | XT5HQ360BFFF000XXX | XT5HQ360BGFF000XXX | XT5HQ360BPFF000XXX | XT5HQ360BQFF000XXX | XT5HQ360BTFF000XXX | XT5HQ360BUFF000XXX
SG | SGHA26AT0600 | 47 | SRPG600A500 | 42 | 500 | 25 | 35kA | 5 | Loose MCCB (OEM) | 2 | Distribution Protection | 1 | 480Vac (Y/D) | 1 | 80% | 1 | 474252111 | No Equivalent Cross Available Based on Selections | XT5NU350BBFF000XXX | XT5NU360BEFF000XXX | XT5NU360BFFF000XXX | XT5NU360BGFF000XXX | XT5NU360BPFF000XXX | XT5NU360BQFF000XXX | XT5NU360BTFF000XXX | XT5NU360BUFF000XXX
SG | SGHA26AT0600 | 47 | SRPG600A500 | 42 | 500 | 25 | 35kA | 5 | Loose MCCB (OEM) | 2 | Distribution Protection | 1 | 600Vac (Y/D) | 2 | 80% | 1 | 474252121 | No Equivalent Cross Available Based on Selections | XT5HU350BBFF000XXX | XT5HU360BEFF000XXX | XT5HU360BFFF000XXX | XT5HU360BGFF000XXX | XT5HU360BPFF000XXX | XT5HU360BQFF000XXX | XT5HU360BTFF000XXX | XT5HU360BUFF000XXX
SG | SGHA26AT0600 | 47 | SRPG600A500 | 42 | 500 | 25 | 35kA | 5 | Loose MCCB (OEM) | 2 | Distribution Protection | 1 | 480Vac (Y/D) | 1 | 100% | 2 | 474252112 | No Equivalent Cross Available Based on Selections | XT5NQ350BBFF000XXX | XT5NQ360BEFF000XXX | XT5NQ360BFFF000XXX | XT5NQ360BGFF000XXX | XT5NQ360BPFF000XXX | XT5NQ360BQFF000XXX | XT5NQ360BTFF000XXX | XT5NQ360BUFF000XXX
SG | SGHA26AT0600 | 47 | SRPG600A500 | 42 | 500 | 25 | 35kA | 5 | Loose MCCB (OEM) | 2 | Distribution Protection | 1 | 600Vac (Y/D) | 2 | 100% | 2 | 474252122 | No Equivalent Cross Available Based on Selections | XT5HQ350BBFF000XXX | XT5HQ360BEFF000XXX | XT5HQ360BFFF000XXX | XT5HQ360BGFF000XXX | XT5HQ360BPFF000XXX | XT5HQ360BQFF000XXX | XT5HQ360BTFF000XXX | XT5HQ360BUFF000XXX
SG | SGHA26AT0600 | 47 | SRPG600A500 | 42 | 500 | 25 | 35kA | 5 | Panelboard MRO | 1 | Distribution Protection | 1 | 480Vac (Y/D) | 1 | 80% | 1 | 474251111 | No Equivalent Cross Available Based on Selections | XT5NU350BBFF000XXX | XT5NU360BEFF000XXX + SRFB3XT5MFPX | XT5NU360BFFF000XXX + SRFB3XT5MFPX | XT5NU360BGFF000XXX + SRFB3XT5MFPX | XT5NU360BPFF000XXX + SRFB3XT5MFPX | XT5NU360BQFF000XXX + SRFB3XT5MFPX | XT5NU360BTFF000XXX + SRFB3XT5MFPX | XT5NU360BUFF000XXX + SRFB3XT5MFPX
SG | SGHA26AT0600 | 47 | SRPG600A500 | 42 | 500 | 25 | 35kA | 5 | Panelboard MRO | 1 | Distribution Protection | 1 | 600Vac (Y/D) | 2 | 80% | 1 | 474251121 | No Equivalent Cross Available Based on Selections | XT5HU350BBFF000XXX | XT5HU360BEFF000XXX + SRFB3XT5MFPX | XT5HU360BFFF000XXX + SRFB3XT5MFPX | XT5HU360BGFF000XXX + SRFB3XT5MFPX | XT5HU360BPFF000XXX + SRFB3XT5MFPX | XT5HU360BQFF000XXX + SRFB3XT5MFPX | XT5HU360BTFF000XXX + SRFB3XT5MFPX | XT5HU360BUFF000XXX + SRFB3XT5MFPX
SG | SGHA26AT0600 | 47 | SRPG600A500 | 42 | 500 | 25 | 35kA | 5 | Panelboard MRO | 1 | Distribution Protection | 1 | 480Vac (Y/D) | 1 | 100% | 2 | 474251112 | No Equivalent Cross Available Based on Selections | XT5NQ350BBFF000XXX | XT5NQ360BEFF000XXX + SRFB3XT5MFPX | XT5NQ360BFFF000XXX + SRFB3XT5MFPX | XT5NQ360BGFF000XXX + SRFB3XT5MFPX | XT5NQ360BPFF000XXX + SRFB3XT5MFPX | XT5NQ360BQFF000XXX + SRFB3XT5MFPX | XT5NQ360BTFF000XXX + SRFB3XT5MFPX | XT5NQ360BUFF000XXX + SRFB3XT5MFPX
SG | SGHA26AT0600 | 47 | SRPG600A500 | 42 | 500 | 25 | 35kA | 5 | Panelboard MRO | 1 | Distribution Protection | 1 | 600Vac (Y/D) | 2 | 100% | 2 | 474251122 | No Equivalent Cross Available Based on Selections | XT5HQ350BBFF000XXX | XT5HQ360BEFF000XXX + SRFB3XT5MFPX | XT5HQ360BFFF000XXX + SRFB3XT5MFPX | XT5HQ360BGFF000XXX + SRFB3XT5MFPX | XT5HQ360BPFF000XXX + SRFB3XT5MFPX | XT5HQ360BQFF000XXX + SRFB3XT5MFPX | XT5HQ360BTFF000XXX + SRFB3XT5MFPX | XT5HQ360BUFF000XXX + SRFB3XT5MFPX
SG | SGHA26AT0600 | 47 | SRPG600A500 | 42 | 500 | 25 | 35kA | 5 | Panelboard MRO | 1 | Distribution Protection | 1 | 480Vac (Y/D) | 1 | 80% | 1 | 474251111 | No Equivalent Cross Available Based on Selections | XT5NU350BBFF000XXX | XT5NU360BEFF000XXX + SRFB3XT5MFPX | XT5NU360BFFF000XXX + SRFB3XT5MFPX | XT5NU360BGFF000XXX + SRFB3XT5MFPX | XT5NU360BPFF000XXX + SRFB3XT5MFPX | XT5NU360BQFF000XXX + SRFB3XT5MFPX | XT5NU360BTFF000XXX + SRFB3XT5MFPX | XT5NU360BUFF000XXX + SRFB3XT5MFPX
SG | SGHA26AT0600 | 47 | SRPG600A500 | 42 | 500 | 25 | 35kA | 5 | Panelboard MRO | 1 | Distribution Protection | 1 | 600Vac (Y/D) | 2 | 80% | 1 | 474251121 | No Equivalent Cross Available Based on Selections | XT5HU350BBFF000XXX | XT5HU360BEFF000XXX + SRFB3XT5MFPX | XT5HU360BFFF000XXX + SRFB3XT5MFPX | XT5HU360BGFF000XXX + SRFB3XT5MFPX | XT5HU360BPFF000XXX + SRFB3XT5MFPX | XT5HU360BQFF000XXX + SRFB3XT5MFPX | XT5HU360BTFF000XXX + SRFB3XT5MFPX | XT5HU360BUFF000XXX + SRFB3XT5MFPX
SG | SGHA26AT0600 | 47 | SRPG600A500 | 42 | 500 | 25 | 35kA | 5 | Panelboard MRO | 1 | Distribution Protection | 1 | 480Vac (Y/D) | 1 | 100% | 2 | 474251112 | No Equivalent Cross Available Based on Selections | XT5NQ350BBFF000XXX | XT5NQ360BEFF000XXX + SRFB3XT5MFPX | XT5NQ360BFFF000XXX + SRFB3XT5MFPX | XT5NQ360BGFF000XXX + SRFB3XT5MFPX | XT5NQ360BPFF000XXX + SRFB3XT5MFPX | XT5NQ360BQFF000XXX + SRFB3XT5MFPX | XT5NQ360BTFF000XXX + SRFB3XT5MFPX | XT5NQ360BUFF000XXX + SRFB3XT5MFPX
SG | SGHA26AT0600 | 47 | SRPG600A500 | 42 | 500 | 25 | 35kA | 5 | Panelboard MRO | 1 | Distribution Protection | 1 | 600Vac (Y/D) | 2 | 100% | 2 | 474251122 | No Equivalent Cross Available Based on Selections | XT5HQ350BBFF000XXX | XT5HQ360BEFF000XXX + SRFB3XT5MFPX | XT5HQ360BFFF000XXX + SRFB3XT5MFPX | XT5HQ360BGFF000XXX + SRFB3XT5MFPX | XT5HQ360BPFF000XXX + SRFB3XT5MFPX | XT5HQ360BQFF000XXX + SRFB3XT5MFPX | XT5HQ360BTFF000XXX + SRFB3XT5MFPX | XT5HQ360BUFF000XXX + SRFB3XT5MFPX
SG | SGHA26AT0600 | 47 | SRPG600A600 | 43 | 600 | 26 | 35kA | 5 | Loose MCCB (OEM) | 2 | Distribution Protection | 1 | 480Vac (Y/D) | 1 | 80% | 1 | 474352111 | No Equivalent Cross Available Based on Selections | XT5NU360BBFF000XXX | XT5NU360BEFF000XXX | XT5NU360BFFF000XXX | XT5NU360BGFF000XXX | XT5NU360BPFF000XXX | XT5NU360BQFF000XXX | XT5NU360BTFF000XXX | XT5NU360BUFF000XXX
SG | SGHA26AT0600 | 47 | SRPG600A600 | 43 | 600 | 26 | 35kA | 5 | Loose MCCB (OEM) | 2 | Distribution Protection | 1 | 600Vac (Y/D) | 2 | 80% | 1 | 474352121 | No Equivalent Cross Available Based on Selections | XT5HU360BBFF000XXX | XT5HU360BEFF000XXX | XT5HU360BFFF000XXX | XT5HU360BGFF000XXX | XT5HU360BPFF000XXX | XT5HU360BQFF000XXX | XT5HU360BTFF000XXX | XT5HU360BUFF000XXX
SG | SGHA26AT0600 | 47 | SRPG600A600 | 43 | 600 | 26 | 35kA | 5 | Loose MCCB (OEM) | 2 | Distribution Protection | 1 | 480Vac (Y/D) | 1 | 100% | 2 | 474352112 | No Equivalent Cross Available Based on Selections | XT5NQ360BBFF000XXX | XT5NQ360BEFF000XXX | XT5NQ360BFFF000XXX | XT5NQ360BGFF000XXX | XT5NQ360BPFF000XXX | XT5NQ360BQFF000XXX | XT5NQ360BTFF000XXX | XT5NQ360BUFF000XXX
SG | SGHA26AT0600 | 47 | SRPG600A600 | 43 | 600 | 26 | 35kA | 5 | Loose MCCB (OEM) | 2 | Distribution Protection | 1 | 600Vac (Y/D) | 2 | 100% | 2 | 474352122 | No Equivalent Cross Available Based on Selections | XT5HQ360BBFF000XXX | XT5HQ360BEFF000XXX | XT5HQ360BFFF000XXX | XT5HQ360BGFF000XXX | XT5HQ360BPFF000XXX | XT5HQ360BQFF000XXX | XT5HQ360BTFF000XXX | XT5HQ360BUFF000XXX
SG | SGHA26AT0600 | 47 | SRPG600A600 | 43 | 600 | 26 | 35kA | 5 | Loose MCCB (OEM) | 2 | Distribution Protection | 1 | 480Vac (Y/D) | 1 | 80% | 1 | 474352111 | No Equivalent Cross Available Based on Selections | XT5NU360BBFF000XXX | XT5NU360BEFF000XXX | XT5NU360BFFF000XXX | XT5NU360BGFF000XXX | XT5NU360BPFF000XXX | XT5NU360BQFF000XXX | XT5NU360BTFF000XXX | XT5NU360BUFF000XXX
SG | SGHA26AT0600 | 47 | SRPG600A600 | 43 | 600 | 26 | 35kA | 5 | Loose MCCB (OEM) | 2 | Distribution Protection | 1 | 600Vac (Y/D) | 2 | 80% | 1 | 474352121 | No Equivalent Cross Available Based on Selections | XT5HU360BBFF000XXX | XT5HU360BEFF000XXX | XT5HU360BFFF000XXX | XT5HU360BGFF000XXX | XT5HU360BPFF000XXX | XT5HU360BQFF000XXX | XT5HU360BTFF000XXX | XT5HU360BUFF000XXX
SG | SGHA26AT0600 | 47 | SRPG600A600 | 43 | 600 | 26 | 35kA | 5 | Loose MCCB (OEM) | 2 | Distribution Protection | 1 | 480Vac (Y/D) | 1 | 100% | 2 | 474352112 | No Equivalent Cross Available Based on Selections | XT5NQ360BBFF000XXX | XT5NQ360BEFF000XXX | XT5NQ360BFFF000XXX | XT5NQ360BGFF000XXX | XT5NQ360BPFF000XXX | XT5NQ360BQFF000XXX | XT5NQ360BTFF000XXX | XT5NQ360BUFF000XXX
SG | SGHA26AT0600 | 47 | SRPG600A600 | 43 | 600 | 26 | 35kA | 5 | Loose MCCB (OEM) | 2 | Distribution Protection | 1 | 600Vac (Y/D) | 2 | 100% | 2 | 474352122 | No Equivalent Cross Available Based on Selections | XT5HQ360BBFF000XXX | XT5HQ360BEFF000XXX | XT5HQ360BFFF000XXX | XT5HQ360BGFF000XXX | XT5HQ360BPFF000XXX | XT5HQ360BQFF000XXX | XT5HQ360BTFF000XXX | XT5HQ360BUFF000XXX
SG | SGHA26AT0600 | 47 | SRPG600A600 | 43 | 600 | 26 | 35kA | 5 | Panelboard MRO | 1 | Distribution Protection | 1 | 480Vac (Y/D) | 1 | 80% | 1 | 474351111 | No Equivalent Cross Available Based on Selections | XT5NU360BBFF000XXX | XT5NU360BEFF000XXX + SRFB3XT5MFPX | XT5NU360BFFF000XXX + SRFB3XT5MFPX | XT5NU360BGFF000XXX + SRFB3XT5MFPX | XT5NU360BPFF000XXX + SRFB3XT5MFPX | XT5NU360BQFF000XXX + SRFB3XT5MFPX | XT5NU360BTFF000XXX + SRFB3XT5MFPX | XT5NU360BUFF000XXX + SRFB3XT5MFPX
SG | SGHA26AT0600 | 47 | SRPG600A600 | 43 | 600 | 26 | 35kA | 5 | Panelboard MRO | 1 | Distribution Protection | 1 | 600Vac (Y/D) | 2 | 80% | 1 | 474351121 | No Equivalent Cross Available Based on Selections | XT5HU360BBFF000XXX | XT5HU360BEFF000XXX + SRFB3XT5MFPX | XT5HU360BFFF000XXX + SRFB3XT5MFPX | XT5HU360BGFF000XXX + SRFB3XT5MFPX | XT5HU360BPFF000XXX + SRFB3XT5MFPX | XT5HU360BQFF000XXX + SRFB3XT5MFPX | XT5HU360BTFF000XXX + SRFB3XT5MFPX | XT5HU360BUFF000XXX + SRFB3XT5MFPX
SG | SGHA26AT0600 | 47 | SRPG600A600 | 43 | 600 | 26 | 35kA | 5 | Panelboard MRO | 1 | Distribution Protection | 1 | 480Vac (Y/D) | 1 | 100% | 2 | 474351112 | No Equivalent Cross Available Based on Selections | XT5NQ360BBFF000XXX | XT5NQ360BEFF000XXX + SRFB3XT5MFPX | XT5NQ360BFFF000XXX + SRFB3XT5MFPX | XT5NQ360BGFF000XXX + SRFB3XT5MFPX | XT5NQ360BPFF000XXX + SRFB3XT5MFPX | XT5NQ360BQFF000XXX + SRFB3XT5MFPX | XT5NQ360BTFF000XXX + SRFB3XT5MFPX | XT5NQ360BUFF000XXX + SRFB3XT5MFPX
SG | SGHA26AT0600 | 47 | SRPG600A600 | 43 | 600 | 26 | 35kA | 5 | Panelboard MRO | 1 | Distribution Protection | 1 | 600Vac (Y/D) | 2 | 100% | 2 | 474351122 | No Equivalent Cross Available Based on Selections | XT5HQ360BBFF000XXX | XT5HQ360BEFF000XXX + SRFB3XT5MFPX | XT5HQ360BFFF000XXX + SRFB3XT5MFPX | XT5HQ360BGFF000XXX + SRFB3XT5MFPX | XT5HQ360BPFF000XXX + SRFB3XT5MFPX | XT5HQ360BQFF000XXX + SRFB3XT5MFPX | XT5HQ360BTFF000XXX + SRFB3XT5MFPX | XT5HQ360BUFF000XXX + SRFB3XT5MFPX
SG | SGHA26AT0600 | 47 | SRPG600A600 | 43 | 600 | 26 | 35kA | 5 | Panelboard MRO | 1 | Distribution Protection | 1 | 480Vac (Y/D) | 1 | 80% | 1 | 474351111 | No Equivalent Cross Available Based on Selections | XT5NU360BBFF000XXX | XT5NU360BEFF000XXX + SRFB3XT5MFPX | XT5NU360BFFF000XXX + SRFB3XT5MFPX | XT5NU360BGFF000XXX + SRFB3XT5MFPX | XT5NU360BPFF000XXX + SRFB3XT5MFPX | XT5NU360BQFF000XXX + SRFB3XT5MFPX | XT5NU360BTFF000XXX + SRFB3XT5MFPX | XT5NU360BUFF000XXX + SRFB3XT5MFPX
SG | SGHA26AT0600 | 47 | SRPG600A600 | 43 | 600 | 26 | 35kA | 5 | Panelboard MRO | 1 | Distribution Protection | 1 | 600Vac (Y/D) | 2 | 80% | 1 | 474351121 | No Equivalent Cross Available Based on Selections | XT5HU360BBFF000XXX | XT5HU360BEFF000XXX + SRFB3XT5MFPX | XT5HU360BFFF000XXX + SRFB3XT5MFPX | XT5HU360BGFF000XXX + SRFB3XT5MFPX | XT5HU360BPFF000XXX + SRFB3XT5MFPX | XT5HU360BQFF000XXX + SRFB3XT5MFPX | XT5HU360BTFF000XXX + SRFB3XT5MFPX | XT5HU360BUFF000XXX + SRFB3XT5MFPX
SG | SGHA26AT0600 | 47 | SRPG600A600 | 43 | 600 | 26 | 35kA | 5 | Panelboard MRO | 1 | Distribution Protection | 1 | 480Vac (Y/D) | 1 | 100% | 2 | 474351112 | No Equivalent Cross Available Based on Selections | XT5NQ360BBFF000XXX | XT5NQ360BEFF000XXX + SRFB3XT5MFPX | XT5NQ360BFFF000XXX + SRFB3XT5MFPX | XT5NQ360BGFF000XXX + SRFB3XT5MFPX | XT5NQ360BPFF000XXX + SRFB3XT5MFPX | XT5NQ360BQFF000XXX + SRFB3XT5MFPX | XT5NQ360BTFF000XXX + SRFB3XT5MFPX | XT5NQ360BUFF000XXX + SRFB3XT5MFPX
SG | SGHA26AT0600 | 47 | SRPG600A600 | 43 | 600 | 26 | 35kA | 5 | Panelboard MRO | 1 | Distribution Protection | 1 | 600Vac (Y/D) | 2 | 100% | 2 | 474351122 | No Equivalent Cross Available Based on Selections | XT5HQ360BBFF000XXX | XT5HQ360BEFF000XXX + SRFB3XT5MFPX | XT5HQ360BFFF000XXX + SRFB3XT5MFPX | XT5HQ360BGFF000XXX + SRFB3XT5MFPX | XT5HQ360BPFF000XXX + SRFB3XT5MFPX | XT5HQ360BQFF000XXX + SRFB3XT5MFPX | XT5HQ360BTFF000XXX + SRFB3XT5MFPX | XT5HQ360BUFF000XXX + SRFB3XT5MFPX
SG | SGLA26AT0600 | 48 | SRPG600A250 | 37 | 250 | 20 | 50kA | 6 | Loose MCCB (OEM) | 2 | Distribution Protection | 1 | 480Vac (Y/D) | 1 | 80% | 1 | 483762111 | XT4HU3250AFF000XXX | XT4HU3250BFF000XXX | XT4HU3250EFF000XXX | XT4HU3250FFF000XXX | XT4HU3250GFF000XXX | XT4HU3250PFF000XXX | XT4HU3250QFF000XXX | XT4HU3250TFF000XXX | XT4HU3250UFF000XXX
SG | SGLA26AT0600 | 48 | SRPG600A250 | 37 | 250 | 20 | 50kA | 6 | Loose MCCB (OEM) | 2 | Distribution Protection | 1 | 600Vac (Y/D) | 2 | 80% | 1 | 483762121 | XT4LU3250AFF000XXX | XT4LU3250BFF000XXX | XT4LU3250EFF000XXX | XT4LU3250FFF000XXX | XT4LU3250GFF000XXX | XT4LU3250PFF000XXX | XT4LU3250QFF000XXX | XT4LU3250TFF000XXX | XT4LU3250UFF000XXX
SG | SGLA26AT0600 | 48 | SRPG600A250 | 37 | 250 | 20 | 50kA | 6 | Loose MCCB (OEM) | 2 | Distribution Protection | 1 | 480Vac (Y/D) | 1 | 100% | 2 | 483762112 | XT4HQ3250AFF000XXX | XT4HQ3250BFF000XXX | XT4HQ3250EFF000XXX | XT4HQ3250FFF000XXX | XT4HQ3250GFF000XXX | XT4HQ3250PFF000XXX | XT4HQ3250QFF000XXX | XT4HQ3250TFF000XXX | XT4HQ3250UFF000XXX
SG | SGLA26AT0600 | 48 | SRPG600A250 | 37 | 250 | 20 | 50kA | 6 | Loose MCCB (OEM) | 2 | Distribution Protection | 1 | 600Vac (Y/D) | 2 | 100% | 2 | 483762122 | XT4LQ3250AFF000XXX | XT4LQ3250BFF000XXX | XT4LQ3250EFF000XXX | XT4LQ3250FFF000XXX | XT4LQ3250GFF000XXX | XT4LQ3250PFF000XXX | XT4LQ3250QFF000XXX | XT4LQ3250TFF000XXX | XT4LQ3250UFF000XXX
SG | SGLA26AT0600 | 48 | SRPG600A250 | 37 | 250 | 20 | 50kA | 6 | Panelboard MRO | 1 | Distribution Protection | 1 | 480Vac (Y/D) | 1 | 80% | 1 | 483761111 | XT4HU3250AFF000XXX + SRFB6XT4FPX | XT4HU3250BFF000XXX + SRFB6XT4FPX | XT4HU3250EFF000XXX + SRFB3XT4FPX | XT4HU3250FFF000XXX + SRFB3XT4FPX | XT4HU3250GFF000XXX + SRFB3XT4FPX | XT4HU3250PFF000XXX + SRFB3XT4FPX | XT4HU3250QFF000XXX + SRFB3XT4FPX | XT4HU3250TFF000XXX + SRFB3XT4FPX | XT4HU3250UFF000XXX + SRFB3XT4FPX
SG | SGLA26AT0600 | 48 | SRPG600A250 | 37 | 250 | 20 | 50kA | 6 | Panelboard MRO | 1 | Distribution Protection | 1 | 600Vac (Y/D) | 2 | 80% | 1 | 483761121 | XT4LU3150AFF000XXX + SRFB6XT4FPX | XT4LU3250BFF000XXX + SRFB6XT4FPX | XT4LU3250EFF000XXX + SRFB3XT4FPX | XT4LU3250FFF000XXX + SRFB3XT4FPX | XT4LU3250GFF000XXX + SRFB3XT4FPX | XT4LU3250PFF000XXX + SRFB3XT4FPX | XT4LU3250QFF000XXX + SRFB3XT4FPX | XT4LU3250TFF000XXX + SRFB3XT4FPX | XT4LU3250UFF000XXX + SRFB3XT4FPX
SG | SGLA26AT0600 | 48 | SRPG600A250 | 37 | 250 | 20 | 50kA | 6 | Panelboard MRO | 1 | Distribution Protection | 1 | 480Vac (Y/D) | 1 | 100% | 2 | 483761112 | XT4HQ3250AFF000XXX + SRFB6XT4FPX | XT4HQ3250BFF000XXX + SRFB6XT4FPX | XT4HQ3250EFF000XXX + SRFB3XT4FPX | XT4HQ3250FFF000XXX + SRFB3XT4FPX | XT4HQ3250GFF000XXX + SRFB3XT4FPX | XT4HQ3250PFF000XXX + SRFB3XT4FPX | XT4HQ3250QFF000XXX + SRFB3XT4FPX | XT4HQ3250TFF000XXX + SRFB3XT4FPX | XT4HQ3250UFF000XXX + SRFB3XT4FPX
SG | SGLA26AT0600 | 48 | SRPG600A250 | 37 | 250 | 20 | 50kA | 6 | Panelboard MRO | 1 | Distribution Protection | 1 | 600Vac (Y/D) | 2 | 100% | 2 | 483761122 | XT4LQ3250AFF000XXX + SRFB6XT4FPX | XT4LQ3250BFF000XXX + SRFB6XT4FPX | XT4LQ3250EFF000XXX + SRFB3XT4FPX | XT4LQ3250FFF000XXX + SRFB3XT4FPX | XT4LQ3250GFF000XXX + SRFB3XT4FPX | XT4LQ3250PFF000XXX + SRFB3XT4FPX | XT4LQ3250QFF000XXX + SRFB3XT4FPX | XT4LQ3250TFF000XXX + SRFB3XT4FPX | XT4LQ3250UFF000XXX + SRFB3XT4FPX
SG | SGLA26AT0600 | 48 | SRPG600A250 | 37 | 250 | 20 | 65kA | 7 | Loose MCCB (OEM) | 2 | Distribution Protection | 1 | 480Vac (Y/D) | 1 | 80% | 1 | 483772111 | XT4HU3250AFF000XXX | XT4HU3250BFF000XXX | XT4HU3250EFF000XXX | XT4HU3250FFF000XXX | XT4HU3250GFF000XXX | XT4HU3250PFF000XXX | XT4HU3250QFF000XXX | XT4HU3250TFF000XXX | XT4HU3250UFF000XXX
SG | SGLA26AT0600 | 48 | SRPG600A250 | 37 | 250 | 20 | 65kA | 7 | Loose MCCB (OEM) | 2 | Distribution Protection | 1 | 600Vac (Y/D) | 2 | 80% | 1 | 483772121 | XT4VU3250AFF000XXX | XT4VU3250BFF000XXX | XT4VU3250EFF000XXX | XT4VU3250FFF000XXX | XT4VU3250GFF000XXX | XT4VU3250PFF000XXX | XT4VU3250QFF000XXX | XT4VU3250TFF000XXX | XT4VU3250UFF000XXX
SG | SGLA26AT0600 | 48 | SRPG600A250 | 37 | 250 | 20 | 65kA | 7 | Loose MCCB (OEM) | 2 | Distribution Protection | 1 | 480Vac (Y/D) | 1 | 100% | 2 | 483772112 | XT4HQ3250AFF000XXX | XT4HQ3250BFF000XXX | XT4HQ3250EFF000XXX | XT4HQ3250FFF000XXX | XT4HQ3250GFF000XXX | XT4HQ3250PFF000XXX | XT4HQ3250QFF000XXX | XT4HQ3250TFF000XXX | XT4HQ3250UFF000XXX
SG | SGLA26AT0600 | 48 | SRPG600A250 | 37 | 250 | 20 | 65kA | 7 | Loose MCCB (OEM) | 2 | Distribution Protection | 1 | 600Vac (Y/D) | 2 | 100% | 2 | 483772122 | XT4VQ3250AFF000XXX | XT4VQ3250BFF000XXX | XT4VQ3250EFF000XXX | XT4VQ3250FFF000XXX | XT4VQ3250GFF000XXX | XT4VQ3250PFF000XXX | XT4VQ3250QFF000XXX | XT4VQ3250TFF000XXX | XT4VQ3250UFF000XXX
SG | SGLA26AT0600 | 48 | SRPG600A250 | 37 | 250 | 20 | 65kA | 7 | Panelboard MRO | 1 | Distribution Protection | 1 | 480Vac (Y/D) | 1 | 80% | 1 | 483771111 | XT4HU3250AFF000XXX + SRFB6XT4FPX | XT4HU3250BFF000XXX + SRFB6XT4FPX | XT4HU3250EFF000XXX + SRFB3XT4FPX | XT4HU3250FFF000XXX + SRFB3XT4FPX | XT4HU3250GFF000XXX + SRFB3XT4FPX | XT4HU3250PFF000XXX + SRFB3XT4FPX | XT4HU3250QFF000XXX + SRFB3XT4FPX | XT4HU3250TFF000XXX + SRFB3XT4FPX | XT4HU3250UFF000XXX + SRFB3XT4FPX
SG | SGLA26AT0600 | 48 | SRPG600A250 | 37 | 250 | 20 | 65kA | 7 | Panelboard MRO | 1 | Distribution Protection | 1 | 600Vac (Y/D) | 2 | 80% | 1 | 483771121 | XT4VU3150AFF000XXX + SRFB6XT4FPX | XT4VU3250BFF000XXX + SRFB6XT4FPX | XT4VU3250EFF000XXX + SRFB3XT4FPX | XT4VU3250FFF000XXX + SRFB3XT4FPX | XT4VU3250GFF000XXX + SRFB3XT4FPX | XT4VU3250PFF000XXX + SRFB3XT4FPX | XT4VU3250QFF000XXX + SRFB3XT4FPX | XT4VU3250TFF000XXX + SRFB3XT4FPX | XT4VU3250UFF000XXX + SRFB3XT4FPX
SG | SGLA26AT0600 | 48 | SRPG600A250 | 37 | 250 | 20 | 65kA | 7 | Panelboard MRO | 1 | Distribution Protection | 1 | 480Vac (Y/D) | 1 | 100% | 2 | 483771112 | XT4HQ3250AFF000XXX + SRFB6XT4FPX | XT4HQ3250BFF000XXX + SRFB6XT4FPX | XT4HQ3250EFF000XXX + SRFB3XT4FPX | XT4HQ3250FFF000XXX + SRFB3XT4FPX | XT4HQ3250GFF000XXX + SRFB3XT4FPX | XT4HQ3250PFF000XXX + SRFB3XT4FPX | XT4HQ3250QFF000XXX + SRFB3XT4FPX | XT4HQ3250TFF000XXX + SRFB3XT4FPX | XT4HQ3250UFF000XXX + SRFB3XT4FPX
SG | SGLA26AT0600 | 48 | SRPG600A250 | 37 | 250 | 20 | 65kA | 7 | Panelboard MRO | 1 | Distribution Protection | 1 | 600Vac (Y/D) | 2 | 100% | 2 | 483771122 | XT4VQ3250AFF000XXX + SRFB6XT4FPX | XT4VQ3250BFF000XXX + SRFB6XT4FPX | XT4VQ3250EFF000XXX + SRFB3XT4FPX | XT4VQ3250FFF000XXX + SRFB3XT4FPX | XT4VQ3250GFF000XXX + SRFB3XT4FPX | XT4VQ3250PFF000XXX + SRFB3XT4FPX | XT4VQ3250QFF000XXX + SRFB3XT4FPX | XT4VQ3250TFF000XXX + SRFB3XT4FPX | XT4VQ3250UFF000XXX + SRFB3XT4FPX
SG | SGLA26AT0600 | 48 | SRPG600A300 | 38 | 300 | 21 | 50kA | 6 | Loose MCCB (OEM) | 2 | Distribution Protection | 1 | 480Vac (Y/D) | 1 | 80% | 1 | 483862111 | No Equivalent Cross Available Based on Selections | XT5SU330ABFF000XXX | XT5SU330AEFF000XXX | XT5SU330AFFF000XXX | XT5SU330AGFF000XXX | XT5SU330APFF000XXX | XT5SU330AQFF000XXX | XT5SU330ATFF000XXX | XT5SU330AUFF000XXX
SG | SGLA26AT0600 | 48 | SRPG600A300 | 38 | 300 | 21 | 50kA | 6 | Loose MCCB (OEM) | 2 | Distribution Protection | 1 | 600Vac (Y/D) | 2 | 80% | 1 | 483862121 | No Equivalent Cross Available Based on Selections | XT5LU330ABFF000XXX | XT5LU330AEFF000XXX | XT5LU330AFFF000XXX | XT5LU330AGFF000XXX | XT5LU330APFF000XXX | XT5LU330AQFF000XXX | XT5LU330ATFF000XXX | XT5LU330AUFF000XXX
SG | SGLA26AT0600 | 48 | SRPG600A300 | 38 | 300 | 21 | 50kA | 6 | Loose MCCB (OEM) | 2 | Distribution Protection | 1 | 480Vac (Y/D) | 1 | 100% | 2 | 483862112 | No Equivalent Cross Available Based on Selections | XT5SQ330ABFF000XXX | XT5SQ330AEFF000XXX | XT5SQ330AFFF000XXX | XT5SQ330AGFF000XXX | XT5SQ330APFF000XXX | XT5SQ330AQFF000XXX | XT5SQ330ATFF000XXX | XT5SQ330AUFF000XXX
SG | SGLA26AT0600 | 48 | SRPG600A300 | 38 | 300 | 21 | 50kA | 6 | Loose MCCB (OEM) | 2 | Distribution Protection | 1 | 600Vac (Y/D) | 2 | 100% | 2 | 483862122 | No Equivalent Cross Available Based on Selections | XT5LQ330ABFF000XXX | XT5LQ330AEFF000XXX | XT5LQ330AFFF000XXX | XT5LQ330AGFF000XXX | XT5LQ330APFF000XXX | XT5LQ330AQFF000XXX | XT5LQ330ATFF000XXX | XT5LQ330AUFF000XXX
SG | SGLA26AT0600 | 48 | SRPG600A300 | 38 | 300 | 21 | 50kA | 6 | Panelboard MRO | 1 | Distribution Protection | 1 | 480Vac (Y/D) | 1 | 80% | 1 | 483861111 | No Equivalent Cross Available Based on Selections | XT5SU330ABFF000XXX | XT5SU330AEFF000XXX + SRFB3XT5MFPX | XT5SU330AFFF000XXX + SRFB3XT5MFPX | XT5SU330AGFF000XXX + SRFB3XT5MFPX | XT5SU330APFF000XXX + SRFB3XT5MFPX | XT5SU330AQFF000XXX + SRFB3XT5MFPX | XT5SU330ATFF000XXX + SRFB3XT5MFPX | XT5SU330AUFF000XXX + SRFB3XT5MFPX
SG | SGLA26AT0600 | 48 | SRPG600A300 | 38 | 300 | 21 | 50kA | 6 | Panelboard MRO | 1 | Distribution Protection | 1 | 600Vac (Y/D) | 2 | 80% | 1 | 483861121 | No Equivalent Cross Available Based on Selections | XT5LU330ABFF000XXX | XT5LU330AEFF000XXX + SRFB3XT5MFPX | XT5LU330AFFF000XXX + SRFB3XT5MFPX | XT5LU330AGFF000XXX + SRFB3XT5MFPX | XT5LU330APFF000XXX + SRFB3XT5MFPX | XT5LU330AQFF000XXX + SRFB3XT5MFPX | XT5LU330ATFF000XXX + SRFB3XT5MFPX | XT5LU330AUFF000XXX + SRFB3XT5MFPX
SG | SGLA26AT0600 | 48 | SRPG600A300 | 38 | 300 | 21 | 50kA | 6 | Panelboard MRO | 1 | Distribution Protection | 1 | 480Vac (Y/D) | 1 | 100% | 2 | 483861112 | No Equivalent Cross Available Based on Selections | XT5SQ330ABFF000XXX | XT5SQ330AEFF000XXX + SRFB3XT5MFPX | XT5SQ330AFFF000XXX + SRFB3XT5MFPX | XT5SQ330AGFF000XXX + SRFB3XT5MFPX | XT5SQ330APFF000XXX + SRFB3XT5MFPX | XT5SQ330AQFF000XXX + SRFB3XT5MFPX | XT5SQ330ATFF000XXX + SRFB3XT5MFPX | XT5SQ330AUFF000XXX + SRFB3XT5MFPX
SG | SGLA26AT0600 | 48 | SRPG600A300 | 38 | 300 | 21 | 50kA | 6 | Panelboard MRO | 1 | Distribution Protection | 1 | 600Vac (Y/D) | 2 | 100% | 2 | 483861122 | No Equivalent Cross Available Based on Selections | XT5LQ330ABFF000XXX | XT5LQ330AEFF000XXX + SRFB3XT5MFPX | XT5LQ330AFFF000XXX + SRFB3XT5MFPX | XT5LQ330AGFF000XXX + SRFB3XT5MFPX | XT5LQ330APFF000XXX + SRFB3XT5MFPX | XT5LQ330AQFF000XXX + SRFB3XT5MFPX | XT5LQ330ATFF000XXX + SRFB3XT5MFPX | XT5LQ330AUFF000XXX + SRFB3XT5MFPX
SG | SGLA26AT0600 | 48 | SRPG600A300 | 38 | 300 | 21 | 65kA | 7 | Loose MCCB (OEM) | 2 | Distribution Protection | 1 | 480Vac (Y/D) | 1 | 80% | 1 | 483872111 | No Equivalent Cross Available Based on Selections | XT5HU330ABFF000XXX | XT5HU330AEFF000XXX | XT5HU330AFFF000XXX | XT5HU330AGFF000XXX | XT5HU330APFF000XXX | XT5HU330AQFF000XXX | XT5HU330ATFF000XXX | XT5HU330AUFF000XXX
SG | SGLA26AT0600 | 48 | SRPG600A300 | 38 | 300 | 21 | 65kA | 7 | Loose MCCB (OEM) | 2 | Distribution Protection | 1 | 600Vac (Y/D) | 2 | 80% | 1 | 483872121 | No Equivalent Cross Available Based on Selections | XT5LU330ABFF000XXX | XT5LU330AEFF000XXX | XT5LU330AFFF000XXX | XT5LU330AGFF000XXX | XT5LU330APFF000XXX | XT5LU330AQFF000XXX | XT5LU330ATFF000XXX | XT5LU330AUFF000XXX
SG | SGLA26AT0600 | 48 | SRPG600A300 | 38 | 300 | 21 | 65kA | 7 | Loose MCCB (OEM) | 2 | Distribution Protection | 1 | 480Vac (Y/D) | 1 | 100% | 2 | 483872112 | No Equivalent Cross Available Based on Selections | XT5HQ330ABFF000XXX | XT5HQ330AEFF000XXX | XT5HQ330AFFF000XXX | XT5HQ330AGFF000XXX | XT5HQ330APFF000XXX | XT5HQ330AQFF000XXX | XT5HQ330ATFF000XXX | XT5HQ330AUFF000XXX
SG | SGLA26AT0600 | 48 | SRPG600A300 | 38 | 300 | 21 | 65kA | 7 | Loose MCCB (OEM) | 2 | Distribution Protection | 1 | 600Vac (Y/D) | 2 | 100% | 2 | 483872122 | No Equivalent Cross Available Based on Selections | XT5LQ330ABFF000XXX | XT5LQ330AEFF000XXX | XT5LQ330AFFF000XXX | XT5LQ330AGFF000XXX | XT5LQ330APFF000XXX | XT5LQ330AQFF000XXX | XT5LQ330ATFF000XXX | XT5LQ330AUFF000XXX
SG | SGLA26AT0600 | 48 | SRPG600A300 | 38 | 300 | 21 | 65kA | 7 | Panelboard MRO | 1 | Distribution Protection | 1 | 480Vac (Y/D) | 1 | 80% | 1 | 483871111 | No Equivalent Cross Available Based on Selections | XT5HU330ABFF000XXX | XT5HU330AEFF000XXX + SRFB3XT5MFPX | XT5HU330AFFF000XXX + SRFB3XT5MFPX | XT5HU330AGFF000XXX + SRFB3XT5MFPX | XT5HU330APFF000XXX + SRFB3XT5MFPX | XT5HU330AQFF000XXX + SRFB3XT5MFPX | XT5HU330ATFF000XXX + SRFB3XT5MFPX | XT5HU330AUFF000XXX + SRFB3XT5MFPX
SG | SGLA26AT0600 | 48 | SRPG600A300 | 38 | 300 | 21 | 65kA | 7 | Panelboard MRO | 1 | Distribution Protection | 1 | 600Vac (Y/D) | 2 | 80% | 1 | 483871121 | No Equivalent Cross Available Based on Selections | XT5LU330ABFF000XXX | XT5LU330AEFF000XXX + SRFB3XT5MFPX | XT5LU330AFFF000XXX + SRFB3XT5MFPX | XT5LU330AGFF000XXX + SRFB3XT5MFPX | XT5LU330APFF000XXX + SRFB3XT5MFPX | XT5LU330AQFF000XXX + SRFB3XT5MFPX | XT5LU330ATFF000XXX + SRFB3XT5MFPX | XT5LU330AUFF000XXX + SRFB3XT5MFPX
SG | SGLA26AT0600 | 48 | SRPG600A300 | 38 | 300 | 21 | 65kA | 7 | Panelboard MRO | 1 | Distribution Protection | 1 | 480Vac (Y/D) | 1 | 100% | 2 | 483871112 | No Equivalent Cross Available Based on Selections | XT5HQ330ABFF000XXX | XT5HQ330AEFF000XXX + SRFB3XT5MFPX | XT5HQ330AFFF000XXX + SRFB3XT5MFPX | XT5HQ330AGFF000XXX + SRFB3XT5MFPX | XT5HQ330APFF000XXX + SRFB3XT5MFPX | XT5HQ330AQFF000XXX + SRFB3XT5MFPX | XT5HQ330ATFF000XXX + SRFB3XT5MFPX | XT5HQ330AUFF000XXX + SRFB3XT5MFPX
SG | SGLA26AT0600 | 48 | SRPG600A300 | 38 | 300 | 21 | 65kA | 7 | Panelboard MRO | 1 | Distribution Protection | 1 | 600Vac (Y/D) | 2 | 100% | 2 | 483871122 | No Equivalent Cross Available Based on Selections | XT5LQ330ABFF000XXX | XT5LQ330AEFF000XXX + SRFB3XT5MFPX | XT5LQ330AFFF000XXX + SRFB3XT5MFPX | XT5LQ330AGFF000XXX + SRFB3XT5MFPX | XT5LQ330APFF000XXX + SRFB3XT5MFPX | XT5LQ330AQFF000XXX + SRFB3XT5MFPX | XT5LQ330ATFF000XXX + SRFB3XT5MFPX | XT5LQ330AUFF000XXX + SRFB3XT5MFPX
SG | SGLA26AT0600 | 48 | SRPG600A350 | 39 | 350 | 22 | 50kA | 6 | Loose MCCB (OEM) | 2 | Distribution Protection | 1 | 480Vac (Y/D) | 1 | 80% | 1 | 483962111 | No Equivalent Cross Available Based on Selections | XT5SU340ABFF000XXX | XT5SU340AEFF000XXX | XT5SU340AFFF000XXX | XT5SU340AGFF000XXX | XT5SU340APFF000XXX | XT5SU340AQFF000XXX | XT5SU340ATFF000XXX | XT5SU340AUFF000XXX
SG | SGLA26AT0600 | 48 | SRPG600A350 | 39 | 350 | 22 | 50kA | 6 | Loose MCCB (OEM) | 2 | Distribution Protection | 1 | 600Vac (Y/D) | 2 | 80% | 1 | 483962121 | No Equivalent Cross Available Based on Selections | XT5LU340ABFF000XXX | XT5LU340AEFF000XXX | XT5LU340AFFF000XXX | XT5LU340AGFF000XXX | XT5LU340APFF000XXX | XT5LU340AQFF000XXX | XT5LU340ATFF000XXX | XT5LU340AUFF000XXX
SG | SGLA26AT0600 | 48 | SRPG600A350 | 39 | 350 | 22 | 50kA | 6 | Loose MCCB (OEM) | 2 | Distribution Protection | 1 | 480Vac (Y/D) | 1 | 100% | 2 | 483962112 | No Equivalent Cross Available Based on Selections | XT5SQ340ABFF000XXX | XT5SQ340AEFF000XXX | XT5SQ340AFFF000XXX | XT5SQ340AGFF000XXX | XT5SQ340APFF000XXX | XT5SQ340AQFF000XXX | XT5SQ340ATFF000XXX | XT5SQ340AUFF000XXX
SG | SGLA26AT0600 | 48 | SRPG600A350 | 39 | 350 | 22 | 50kA | 6 | Loose MCCB (OEM) | 2 | Distribution Protection | 1 | 600Vac (Y/D) | 2 | 100% | 2 | 483962122 | No Equivalent Cross Available Based on Selections | XT5LQ340ABFF000XXX | XT5LQ340AEFF000XXX | XT5LQ340AFFF000XXX | XT5LQ340AGFF000XXX | XT5LQ340APFF000XXX | XT5LQ340AQFF000XXX | XT5LQ340ATFF000XXX | XT5LQ340AUFF000XXX
SG | SGLA26AT0600 | 48 | SRPG600A350 | 39 | 350 | 22 | 50kA | 6 | Panelboard MRO | 1 | Distribution Protection | 1 | 480Vac (Y/D) | 1 | 80% | 1 | 483961111 | No Equivalent Cross Available Based on Selections | XT5SU340ABFF000XXX | XT5SU340AEFF000XXX + SRFB3XT5MFPX | XT5SU340AFFF000XXX + SRFB3XT5MFPX | XT5SU340AGFF000XXX + SRFB3XT5MFPX | XT5SU340APFF000XXX + SRFB3XT5MFPX | XT5SU340AQFF000XXX + SRFB3XT5MFPX | XT5SU340ATFF000XXX + SRFB3XT5MFPX | XT5SU340AUFF000XXX + SRFB3XT5MFPX
SG | SGLA26AT0600 | 48 | SRPG600A350 | 39 | 350 | 22 | 50kA | 6 | Panelboard MRO | 1 | Distribution Protection | 1 | 600Vac (Y/D) | 2 | 80% | 1 | 483961121 | No Equivalent Cross Available Based on Selections | XT5LU340ABFF000XXX | XT5LU340AEFF000XXX + SRFB3XT5MFPX | XT5LU340AFFF000XXX + SRFB3XT5MFPX | XT5LU340AGFF000XXX + SRFB3XT5MFPX | XT5LU340APFF000XXX + SRFB3XT5MFPX | XT5LU340AQFF000XXX + SRFB3XT5MFPX | XT5LU340ATFF000XXX + SRFB3XT5MFPX | XT5LU340AUFF000XXX + SRFB3XT5MFPX
SG | SGLA26AT0600 | 48 | SRPG600A350 | 39 | 350 | 22 | 50kA | 6 | Panelboard MRO | 1 | Distribution Protection | 1 | 480Vac (Y/D) | 1 | 100% | 2 | 483961112 | No Equivalent Cross Available Based on Selections | XT5SQ340ABFF000XXX | XT5SQ340AEFF000XXX + SRFB3XT5MFPX | XT5SQ340AFFF000XXX + SRFB3XT5MFPX | XT5SQ340AGFF000XXX + SRFB3XT5MFPX | XT5SQ340APFF000XXX + SRFB3XT5MFPX | XT5SQ340AQFF000XXX + SRFB3XT5MFPX | XT5SQ340ATFF000XXX + SRFB3XT5MFPX | XT5SQ340AUFF000XXX + SRFB3XT5MFPX
SG | SGLA26AT0600 | 48 | SRPG600A350 | 39 | 350 | 22 | 50kA | 6 | Panelboard MRO | 1 | Distribution Protection | 1 | 600Vac (Y/D) | 2 | 100% | 2 | 483961122 | No Equivalent Cross Available Based on Selections | XT5LQ340ABFF000XXX | XT5LQ340AEFF000XXX + SRFB3XT5MFPX | XT5LQ340AFFF000XXX + SRFB3XT5MFPX | XT5LQ340AGFF000XXX + SRFB3XT5MFPX | XT5LQ340APFF000XXX + SRFB3XT5MFPX | XT5LQ340AQFF000XXX + SRFB3XT5MFPX | XT5LQ340ATFF000XXX + SRFB3XT5MFPX | XT5LQ340AUFF000XXX + SRFB3XT5MFPX
SG | SGLA26AT0600 | 48 | SRPG600A350 | 39 | 350 | 22 | 65kA | 7 | Loose MCCB (OEM) | 2 | Distribution Protection | 1 | 480Vac (Y/D) | 1 | 80% | 1 | 483972111 | No Equivalent Cross Available Based on Selections | XT5HU340ABFF000XXX | XT5HU340AEFF000XXX | XT5HU340AFFF000XXX | XT5HU340AGFF000XXX | XT5HU340APFF000XXX | XT5HU340AQFF000XXX | XT5HU340ATFF000XXX | XT5HU340AUFF000XXX
SG | SGLA26AT0600 | 48 | SRPG600A350 | 39 | 350 | 22 | 65kA | 7 | Loose MCCB (OEM) | 2 | Distribution Protection | 1 | 600Vac (Y/D) | 2 | 80% | 1 | 483972121 | No Equivalent Cross Available Based on Selections | XT5LU340ABFF000XXX | XT5LU340AEFF000XXX | XT5LU340AFFF000XXX | XT5LU340AGFF000XXX | XT5LU340APFF000XXX | XT5LU340AQFF000XXX | XT5LU340ATFF000XXX | XT5LU340AUFF000XXX
SG | SGLA26AT0600 | 48 | SRPG600A350 | 39 | 350 | 22 | 65kA | 7 | Loose MCCB (OEM) | 2 | Distribution Protection | 1 | 480Vac (Y/D) | 1 | 100% | 2 | 483972112 | No Equivalent Cross Available Based on Selections | XT5HQ340ABFF000XXX | XT5HQ340AEFF000XXX | XT5HQ340AFFF000XXX | XT5HQ340AGFF000XXX | XT5HQ340APFF000XXX | XT5HQ340AQFF000XXX | XT5HQ340ATFF000XXX | XT5HQ340AUFF000XXX
SG | SGLA26AT0600 | 48 | SRPG600A350 | 39 | 350 | 22 | 65kA | 7 | Loose MCCB (OEM) | 2 | Distribution Protection | 1 | 600Vac (Y/D) | 2 | 100% | 2 | 483972122 | No Equivalent Cross Available Based on Selections | XT5LQ340ABFF000XXX | XT5LQ340AEFF000XXX | XT5LQ340AFFF000XXX | XT5LQ340AGFF000XXX | XT5LQ340APFF000XXX | XT5LQ340AQFF000XXX | XT5LQ340ATFF000XXX | XT5LQ340AUFF000XXX
SG | SGLA26AT0600 | 48 | SRPG600A350 | 39 | 350 | 22 | 65kA | 7 | Panelboard MRO | 1 | Distribution Protection | 1 | 480Vac (Y/D) | 1 | 80% | 1 | 483971111 | No Equivalent Cross Available Based on Selections | XT5HU340ABFF000XXX | XT5HU340AEFF000XXX + SRFB3XT5MFPX | XT5HU340AFFF000XXX + SRFB3XT5MFPX | XT5HU340AGFF000XXX + SRFB3XT5MFPX | XT5HU340APFF000XXX + SRFB3XT5MFPX | XT5HU340AQFF000XXX + SRFB3XT5MFPX | XT5HU340ATFF000XXX + SRFB3XT5MFPX | XT5HU340AUFF000XXX + SRFB3XT5MFPX
SG | SGLA26AT0600 | 48 | SRPG600A350 | 39 | 350 | 22 | 65kA | 7 | Panelboard MRO | 1 | Distribution Protection | 1 | 600Vac (Y/D) | 2 | 80% | 1 | 483971121 | No Equivalent Cross Available Based on Selections | XT5LU340ABFF000XXX | XT5LU340AEFF000XXX + SRFB3XT5MFPX | XT5LU340AFFF000XXX + SRFB3XT5MFPX | XT5LU340AGFF000XXX + SRFB3XT5MFPX | XT5LU340APFF000XXX + SRFB3XT5MFPX | XT5LU340AQFF000XXX + SRFB3XT5MFPX | XT5LU340ATFF000XXX + SRFB3XT5MFPX | XT5LU340AUFF000XXX + SRFB3XT5MFPX
SG | SGLA26AT0600 | 48 | SRPG600A350 | 39 | 350 | 22 | 65kA | 7 | Panelboard MRO | 1 | Distribution Protection | 1 | 480Vac (Y/D) | 1 | 100% | 2 | 483971112 | No Equivalent Cross Available Based on Selections | XT5HQ340ABFF000XXX | XT5HQ340AEFF000XXX + SRFB3XT5MFPX | XT5HQ340AFFF000XXX + SRFB3XT5MFPX | XT5HQ340AGFF000XXX + SRFB3XT5MFPX | XT5HQ340APFF000XXX + SRFB3XT5MFPX | XT5HQ340AQFF000XXX + SRFB3XT5MFPX | XT5HQ340ATFF000XXX + SRFB3XT5MFPX | XT5HQ340AUFF000XXX + SRFB3XT5MFPX
SG | SGLA26AT0600 | 48 | SRPG600A350 | 39 | 350 | 22 | 65kA | 7 | Panelboard MRO | 1 | Distribution Protection | 1 | 600Vac (Y/D) | 2 | 100% | 2 | 483971122 | No Equivalent Cross Available Based on Selections | XT5LQ340ABFF000XXX | XT5LQ340AEFF000XXX + SRFB3XT5MFPX | XT5LQ340AFFF000XXX + SRFB3XT5MFPX | XT5LQ340AGFF000XXX + SRFB3XT5MFPX | XT5LQ340APFF000XXX + SRFB3XT5MFPX | XT5LQ340AQFF000XXX + SRFB3XT5MFPX | XT5LQ340ATFF000XXX + SRFB3XT5MFPX | XT5LQ340AUFF000XXX + SRFB3XT5MFPX
SG | SGLA26AT0600 | 48 | SRPG600A400 | 40 | 400 | 23 | 50kA | 6 | Loose MCCB (OEM) | 2 | Distribution Protection | 1 | 480Vac (Y/D) | 1 | 80% | 1 | 484062111 | No Equivalent Cross Available Based on Selections | XT5SU340ABFF000XXX | XT5SU340AEFF000XXX | XT5SU340AFFF000XXX | XT5SU340AGFF000XXX | XT5SU340APFF000XXX | XT5SU340AQFF000XXX | XT5SU340ATFF000XXX | XT5SU340AUFF000XXX
SG | SGLA26AT0600 | 48 | SRPG600A400 | 40 | 400 | 23 | 50kA | 6 | Loose MCCB (OEM) | 2 | Distribution Protection | 1 | 600Vac (Y/D) | 2 | 80% | 1 | 484062121 | No Equivalent Cross Available Based on Selections | XT5LU340ABFF000XXX | XT5LU340AEFF000XXX | XT5LU340AFFF000XXX | XT5LU340AGFF000XXX | XT5LU340APFF000XXX | XT5LU340AQFF000XXX | XT5LU340ATFF000XXX | XT5LU340AUFF000XXX
SG | SGLA26AT0600 | 48 | SRPG600A400 | 40 | 400 | 23 | 50kA | 6 | Loose MCCB (OEM) | 2 | Distribution Protection | 1 | 480Vac (Y/D) | 1 | 100% | 2 | 484062112 | No Equivalent Cross Available Based on Selections | XT5SQ340ABFF000XXX | XT5SQ340AEFF000XXX | XT5SQ340AFFF000XXX | XT5SQ340AGFF000XXX | XT5SQ340APFF000XXX | XT5SQ340AQFF000XXX | XT5SQ340ATFF000XXX | XT5SQ340AUFF000XXX
SG | SGLA26AT0600 | 48 | SRPG600A400 | 40 | 400 | 23 | 50kA | 6 | Loose MCCB (OEM) | 2 | Distribution Protection | 1 | 600Vac (Y/D) | 2 | 100% | 2 | 484062122 | No Equivalent Cross Available Based on Selections | XT5LQ340ABFF000XXX | XT5LQ340AEFF000XXX | XT5LQ340AFFF000XXX | XT5LQ340AGFF000XXX | XT5LQ340APFF000XXX | XT5LQ340AQFF000XXX | XT5LQ340ATFF000XXX | XT5LQ340AUFF000XXX
SG | SGLA26AT0600 | 48 | SRPG600A400 | 40 | 400 | 23 | 50kA | 6 | Panelboard MRO | 1 | Distribution Protection | 1 | 480Vac (Y/D) | 1 | 80% | 1 | 484061111 | No Equivalent Cross Available Based on Selections | XT5SU340ABFF000XXX | XT5SU340AEFF000XXX + SRFB3XT5MFPX | XT5SU340AFFF000XXX + SRFB3XT5MFPX | XT5SU340AGFF000XXX + SRFB3XT5MFPX | XT5SU340APFF000XXX + SRFB3XT5MFPX | XT5SU340AQFF000XXX + SRFB3XT5MFPX | XT5SU340ATFF000XXX + SRFB3XT5MFPX | XT5SU340AUFF000XXX + SRFB3XT5MFPX
SG | SGLA26AT0600 | 48 | SRPG600A400 | 40 | 400 | 23 | 50kA | 6 | Panelboard MRO | 1 | Distribution Protection | 1 | 600Vac (Y/D) | 2 | 80% | 1 | 484061121 | No Equivalent Cross Available Based on Selections | XT5LU340ABFF000XXX | XT5LU340AEFF000XXX + SRFB3XT5MFPX | XT5LU340AFFF000XXX + SRFB3XT5MFPX | XT5LU340AGFF000XXX + SRFB3XT5MFPX | XT5LU340APFF000XXX + SRFB3XT5MFPX | XT5LU340AQFF000XXX + SRFB3XT5MFPX | XT5LU340ATFF000XXX + SRFB3XT5MFPX | XT5LU340AUFF000XXX + SRFB3XT5MFPX
SG | SGLA26AT0600 | 48 | SRPG600A400 | 40 | 400 | 23 | 50kA | 6 | Panelboard MRO | 1 | Distribution Protection | 1 | 480Vac (Y/D) | 1 | 100% | 2 | 484061112 | No Equivalent Cross Available Based on Selections | XT5SQ340ABFF000XXX | XT5SQ340AEFF000XXX + SRFB3XT5MFPX | XT5SQ340AFFF000XXX + SRFB3XT5MFPX | XT5SQ340AGFF000XXX + SRFB3XT5MFPX | XT5SQ340APFF000XXX + SRFB3XT5MFPX | XT5SQ340AQFF000XXX + SRFB3XT5MFPX | XT5SQ340ATFF000XXX + SRFB3XT5MFPX | XT5SQ340AUFF000XXX + SRFB3XT5MFPX
SG | SGLA26AT0600 | 48 | SRPG600A400 | 40 | 400 | 23 | 50kA | 6 | Panelboard MRO | 1 | Distribution Protection | 1 | 600Vac (Y/D) | 2 | 100% | 2 | 484061122 | No Equivalent Cross Available Based on Selections | XT5LQ340ABFF000XXX | XT5LQ340AEFF000XXX + SRFB3XT5MFPX | XT5LQ340AFFF000XXX + SRFB3XT5MFPX | XT5LQ340AGFF000XXX + SRFB3XT5MFPX | XT5LQ340APFF000XXX + SRFB3XT5MFPX | XT5LQ340AQFF000XXX + SRFB3XT5MFPX | XT5LQ340ATFF000XXX + SRFB3XT5MFPX | XT5LQ340AUFF000XXX + SRFB3XT5MFPX
SG | SGLA26AT0600 | 48 | SRPG600A400 | 40 | 400 | 23 | 65kA | 7 | Loose MCCB (OEM) | 2 | Distribution Protection | 1 | 480Vac (Y/D) | 1 | 80% | 1 | 484072111 | No Equivalent Cross Available Based on Selections | XT5HU340ABFF000XXX | XT5HU340AEFF000XXX | XT5HU340AFFF000XXX | XT5HU340AGFF000XXX | XT5HU340APFF000XXX | XT5HU340AQFF000XXX | XT5HU340ATFF000XXX | XT5HU340AUFF000XXX
SG | SGLA26AT0600 | 48 | SRPG600A400 | 40 | 400 | 23 | 65kA | 7 | Loose MCCB (OEM) | 2 | Distribution Protection | 1 | 600Vac (Y/D) | 2 | 80% | 1 | 484072121 | No Equivalent Cross Available Based on Selections | XT5LU340ABFF000XXX | XT5LU340AEFF000XXX | XT5LU340AFFF000XXX | XT5LU340AGFF000XXX | XT5LU340APFF000XXX | XT5LU340AQFF000XXX | XT5LU340ATFF000XXX | XT5LU340AUFF000XXX
SG | SGLA26AT0600 | 48 | SRPG600A400 | 40 | 400 | 23 | 65kA | 7 | Loose MCCB (OEM) | 2 | Distribution Protection | 1 | 480Vac (Y/D) | 1 | 100% | 2 | 484072112 | No Equivalent Cross Available Based on Selections | XT5HQ340ABFF000XXX | XT5HQ340AEFF000XXX | XT5HQ340AFFF000XXX | XT5HQ340AGFF000XXX | XT5HQ340APFF000XXX | XT5HQ340AQFF000XXX | XT5HQ340ATFF000XXX | XT5HQ340AUFF000XXX
SG | SGLA26AT0600 | 48 | SRPG600A400 | 40 | 400 | 23 | 65kA | 7 | Loose MCCB (OEM) | 2 | Distribution Protection | 1 | 600Vac (Y/D) | 2 | 100% | 2 | 484072122 | No Equivalent Cross Available Based on Selections | XT5LQ340ABFF000XXX | XT5LQ340AEFF000XXX | XT5LQ340AFFF000XXX | XT5LQ340AGFF000XXX | XT5LQ340APFF000XXX | XT5LQ340AQFF000XXX | XT5LQ340ATFF000XXX | XT5LQ340AUFF000XXX
SG | SGLA26AT0600 | 48 | SRPG600A400 | 40 | 400 | 23 | 65kA | 7 | Panelboard MRO | 1 | Distribution Protection | 1 | 480Vac (Y/D) | 1 | 80% | 1 | 484071111 | No Equivalent Cross Available Based on Selections | XT5HU340ABFF000XXX | XT5HU340AEFF000XXX + SRFB3XT5MFPX | XT5HU340AFFF000XXX + SRFB3XT5MFPX | XT5HU340AGFF000XXX + SRFB3XT5MFPX | XT5HU340APFF000XXX + SRFB3XT5MFPX | XT5HU340AQFF000XXX + SRFB3XT5MFPX | XT5HU340ATFF000XXX + SRFB3XT5MFPX | XT5HU340AUFF000XXX + SRFB3XT5MFPX
SG | SGLA26AT0600 | 48 | SRPG600A400 | 40 | 400 | 23 | 65kA | 7 | Panelboard MRO | 1 | Distribution Protection | 1 | 600Vac (Y/D) | 2 | 80% | 1 | 484071121 | No Equivalent Cross Available Based on Selections | XT5LU340ABFF000XXX | XT5LU340AEFF000XXX + SRFB3XT5MFPX | XT5LU340AFFF000XXX + SRFB3XT5MFPX | XT5LU340AGFF000XXX + SRFB3XT5MFPX | XT5LU340APFF000XXX + SRFB3XT5MFPX | XT5LU340AQFF000XXX + SRFB3XT5MFPX | XT5LU340ATFF000XXX + SRFB3XT5MFPX | XT5LU340AUFF000XXX + SRFB3XT5MFPX
SG | SGLA26AT0600 | 48 | SRPG600A400 | 40 | 400 | 23 | 65kA | 7 | Panelboard MRO | 1 | Distribution Protection | 1 | 480Vac (Y/D) | 1 | 100% | 2 | 484071112 | No Equivalent Cross Available Based on Selections | XT5HQ340ABFF000XXX | XT5HQ340AEFF000XXX + SRFB3XT5MFPX | XT5HQ340AFFF000XXX + SRFB3XT5MFPX | XT5HQ340AGFF000XXX + SRFB3XT5MFPX | XT5HQ340APFF000XXX + SRFB3XT5MFPX | XT5HQ340AQFF000XXX + SRFB3XT5MFPX | XT5HQ340ATFF000XXX + SRFB3XT5MFPX | XT5HQ340AUFF000XXX + SRFB3XT5MFPX
SG | SGLA26AT0600 | 48 | SRPG600A400 | 40 | 400 | 23 | 65kA | 7 | Panelboard MRO | 1 | Distribution Protection | 1 | 600Vac (Y/D) | 2 | 100% | 2 | 484071122 | No Equivalent Cross Available Based on Selections | XT5LQ340ABFF000XXX | XT5LQ340AEFF000XXX + SRFB3XT5MFPX | XT5LQ340AFFF000XXX + SRFB3XT5MFPX | XT5LQ340AGFF000XXX + SRFB3XT5MFPX | XT5LQ340APFF000XXX + SRFB3XT5MFPX | XT5LQ340AQFF000XXX + SRFB3XT5MFPX | XT5LQ340ATFF000XXX + SRFB3XT5MFPX | XT5LQ340AUFF000XXX + SRFB3XT5MFPX
SG | SGLA26AT0600 | 48 | SRPG600A450 | 41 | 450 | 24 | 50kA | 6 | Loose MCCB (OEM) | 2 | Distribution Protection | 1 | 480Vac (Y/D) | 1 | 80% | 1 | 484162111 | No Equivalent Cross Available Based on Selections | XT5SU350BBFF000XXX | XT5SU360BEFF000XXX | XT5SU360BFFF000XXX | XT5SU360BGFF000XXX | XT5SU360BPFF000XXX | XT5SU360BQFF000XXX | XT5SU360BTFF000XXX | XT5SU360BUFF000XXX
SG | SGLA26AT0600 | 48 | SRPG600A450 | 41 | 450 | 24 | 50kA | 6 | Loose MCCB (OEM) | 2 | Distribution Protection | 1 | 600Vac (Y/D) | 2 | 80% | 1 | 484162121 | No Equivalent Cross Available Based on Selections | XT5LU350BBFF000XXX | XT5LU360BEFF000XXX | XT5LU360BFFF000XXX | XT5LU360BGFF000XXX | XT5LU360BPFF000XXX | XT5LU360BQFF000XXX | XT5LU360BTFF000XXX | XT5LU360BUFF000XXX
SG | SGLA26AT0600 | 48 | SRPG600A450 | 41 | 450 | 24 | 50kA | 6 | Loose MCCB (OEM) | 2 | Distribution Protection | 1 | 480Vac (Y/D) | 1 | 100% | 2 | 484162112 | No Equivalent Cross Available Based on Selections | XT5SQ350BBFF000XXX | XT5SQ360BEFF000XXX | XT5SQ360BFFF000XXX | XT5SQ360BGFF000XXX | XT5SQ360BPFF000XXX | XT5SQ360BQFF000XXX | XT5SQ360BTFF000XXX | XT5SQ360BUFF000XXX
SG | SGLA26AT0600 | 48 | SRPG600A450 | 41 | 450 | 24 | 50kA | 6 | Loose MCCB (OEM) | 2 | Distribution Protection | 1 | 600Vac (Y/D) | 2 | 100% | 2 | 484162122 | No Equivalent Cross Available Based on Selections | XT5LQ360BBFF000XXX | XT5LQ360BEFF000XXX | XT5LQ360BFFF000XXX | XT5LQ360BGFF000XXX | XT5LQ360BPFF000XXX | XT5LQ360BQFF000XXX | XT5LQ360BTFF000XXX | XT5LQ360BUFF000XXX
SG | SGLA26AT0600 | 48 | SRPG600A450 | 41 | 450 | 24 | 50kA | 6 | Panelboard MRO | 1 | Distribution Protection | 1 | 480Vac (Y/D) | 1 | 80% | 1 | 484161111 | No Equivalent Cross Available Based on Selections | XT5SU350BBFF000XXX | XT5SU360BEFF000XXX + SRFB3XT5MFPX | XT5SU360BFFF000XXX + SRFB3XT5MFPX | XT5SU360BGFF000XXX + SRFB3XT5MFPX | XT5SU360BPFF000XXX + SRFB3XT5MFPX | XT5SU360BQFF000XXX + SRFB3XT5MFPX | XT5SU360BTFF000XXX + SRFB3XT5MFPX | XT5SU360BUFF000XXX + SRFB3XT5MFPX
SG | SGLA26AT0600 | 48 | SRPG600A450 | 41 | 450 | 24 | 50kA | 6 | Panelboard MRO | 1 | Distribution Protection | 1 | 600Vac (Y/D) | 2 | 80% | 1 | 484161121 | No Equivalent Cross Available Based on Selections | XT5LU350BBFF000XXX | XT5LU360BEFF000XXX + SRFB3XT5MFPX | XT5LU360BFFF000XXX + SRFB3XT5MFPX | XT5LU360BGFF000XXX + SRFB3XT5MFPX | XT5LU360BPFF000XXX + SRFB3XT5MFPX | XT5LU360BQFF000XXX + SRFB3XT5MFPX | XT5LU360BTFF000XXX + SRFB3XT5MFPX | XT5LU360BUFF000XXX + SRFB3XT5MFPX
SG | SGLA26AT0600 | 48 | SRPG600A450 | 41 | 450 | 24 | 50kA | 6 | Panelboard MRO | 1 | Distribution Protection | 1 | 480Vac (Y/D) | 1 | 100% | 2 | 484161112 | No Equivalent Cross Available Based on Selections | XT5SQ350BBFF000XXX | XT5SQ360BEFF000XXX + SRFB3XT5MFPX | XT5SQ360BFFF000XXX + SRFB3XT5MFPX | XT5SQ360BGFF000XXX + SRFB3XT5MFPX | XT5SQ360BPFF000XXX + SRFB3XT5MFPX | XT5SQ360BQFF000XXX + SRFB3XT5MFPX | XT5SQ360BTFF000XXX + SRFB3XT5MFPX | XT5SQ360BUFF000XXX + SRFB3XT5MFPX
SG | SGLA26AT0600 | 48 | SRPG600A450 | 41 | 450 | 24 | 50kA | 6 | Panelboard MRO | 1 | Distribution Protection | 1 | 600Vac (Y/D) | 2 | 100% | 2 | 484161122 | No Equivalent Cross Available Based on Selections | XT5LQ360BBFF000XXX | XT5LQ360BEFF000XXX + SRFB3XT5MFPX | XT5LQ360BFFF000XXX + SRFB3XT5MFPX | XT5LQ360BGFF000XXX + SRFB3XT5MFPX | XT5LQ360BPFF000XXX + SRFB3XT5MFPX | XT5LQ360BQFF000XXX + SRFB3XT5MFPX | XT5LQ360BTFF000XXX + SRFB3XT5MFPX | XT5LQ360BUFF000XXX + SRFB3XT5MFPX
SG | SGLA26AT0600 | 48 | SRPG600A450 | 41 | 450 | 24 | 65kA | 7 | Loose MCCB (OEM) | 2 | Distribution Protection | 1 | 480Vac (Y/D) | 1 | 80% | 1 | 484172111 | No Equivalent Cross Available Based on Selections | XT5HU350BBFF000XXX | XT5HU360BEFF000XXX | XT5HU360BFFF000XXX | XT5HU360BGFF000XXX | XT5HU360BPFF000XXX | XT5HU360BQFF000XXX | XT5HU360BTFF000XXX | XT5HU360BUFF000XXX
SG | SGLA26AT0600 | 48 | SRPG600A450 | 41 | 450 | 24 | 65kA | 7 | Loose MCCB (OEM) | 2 | Distribution Protection | 1 | 600Vac (Y/D) | 2 | 80% | 1 | 484172121 | No Equivalent Cross Available Based on Selections | XT5LU350BBFF000XXX | XT5LU360BEFF000XXX | XT5LU360BFFF000XXX | XT5LU360BGFF000XXX | XT5LU360BPFF000XXX | XT5LU360BQFF000XXX | XT5LU360BTFF000XXX | XT5LU360BUFF000XXX
SG | SGLA26AT0600 | 48 | SRPG600A450 | 41 | 450 | 24 | 65kA | 7 | Loose MCCB (OEM) | 2 | Distribution Protection | 1 | 480Vac (Y/D) | 1 | 100% | 2 | 484172112 | No Equivalent Cross Available Based on Selections | XT5HQ350BBFF000XXX | XT5HQ360BEFF000XXX | XT5HQ360BFFF000XXX | XT5HQ360BGFF000XXX | XT5HQ360BPFF000XXX | XT5HQ360BQFF000XXX | XT5HQ360BTFF000XXX | XT5HQ360BUFF000XXX
SG | SGLA26AT0600 | 48 | SRPG600A450 | 41 | 450 | 24 | 65kA | 7 | Loose MCCB (OEM) | 2 | Distribution Protection | 1 | 600Vac (Y/D) | 2 | 100% | 2 | 484172122 | No Equivalent Cross Available Based on Selections | XT5LQ360BBFF000XXX | XT5LQ360BEFF000XXX | XT5LQ360BFFF000XXX | XT5LQ360BGFF000XXX | XT5LQ360BPFF000XXX | XT5LQ360BQFF000XXX | XT5LQ360BTFF000XXX | XT5LQ360BUFF000XXX
SG | SGLA26AT0600 | 48 | SRPG600A450 | 41 | 450 | 24 | 65kA | 7 | Panelboard MRO | 1 | Distribution Protection | 1 | 480Vac (Y/D) | 1 | 80% | 1 | 484171111 | No Equivalent Cross Available Based on Selections | XT5HU350BBFF000XXX | XT5HU360BEFF000XXX + SRFB3XT5MFPX | XT5HU360BFFF000XXX + SRFB3XT5MFPX | XT5HU360BGFF000XXX + SRFB3XT5MFPX | XT5HU360BPFF000XXX + SRFB3XT5MFPX | XT5HU360BQFF000XXX + SRFB3XT5MFPX | XT5HU360BTFF000XXX + SRFB3XT5MFPX | XT5HU360BUFF000XXX + SRFB3XT5MFPX
SG | SGLA26AT0600 | 48 | SRPG600A450 | 41 | 450 | 24 | 65kA | 7 | Panelboard MRO | 1 | Distribution Protection | 1 | 600Vac (Y/D) | 2 | 80% | 1 | 484171121 | No Equivalent Cross Available Based on Selections | XT5LU350BBFF000XXX | XT5LU360BEFF000XXX + SRFB3XT5MFPX | XT5LU360BFFF000XXX + SRFB3XT5MFPX | XT5LU360BGFF000XXX + SRFB3XT5MFPX | XT5LU360BPFF000XXX + SRFB3XT5MFPX | XT5LU360BQFF000XXX + SRFB3XT5MFPX | XT5LU360BTFF000XXX + SRFB3XT5MFPX | XT5LU360BUFF000XXX + SRFB3XT5MFPX
SG | SGLA26AT0600 | 48 | SRPG600A450 | 41 | 450 | 24 | 65kA | 7 | Panelboard MRO | 1 | Distribution Protection | 1 | 480Vac (Y/D) | 1 | 100% | 2 | 484171112 | No Equivalent Cross Available Based on Selections | XT5HQ350BBFF000XXX | XT5HQ360BEFF000XXX + SRFB3XT5MFPX | XT5HQ360BFFF000XXX + SRFB3XT5MFPX | XT5HQ360BGFF000XXX + SRFB3XT5MFPX | XT5HQ360BPFF000XXX + SRFB3XT5MFPX | XT5HQ360BQFF000XXX + SRFB3XT5MFPX | XT5HQ360BTFF000XXX + SRFB3XT5MFPX | XT5HQ360BUFF000XXX + SRFB3XT5MFPX
SG | SGLA26AT0600 | 48 | SRPG600A450 | 41 | 450 | 24 | 65kA | 7 | Panelboard MRO | 1 | Distribution Protection | 1 | 600Vac (Y/D) | 2 | 100% | 2 | 484171122 | No Equivalent Cross Available Based on Selections | XT5LQ360BBFF000XXX | XT5LQ360BEFF000XXX + SRFB3XT5MFPX | XT5LQ360BFFF000XXX + SRFB3XT5MFPX | XT5LQ360BGFF000XXX + SRFB3XT5MFPX | XT5LQ360BPFF000XXX + SRFB3XT5MFPX | XT5LQ360BQFF000XXX + SRFB3XT5MFPX | XT5LQ360BTFF000XXX + SRFB3XT5MFPX | XT5LQ360BUFF000XXX + SRFB3XT5MFPX
SG | SGLA26AT0600 | 48 | SRPG600A500 | 42 | 500 | 25 | 50kA | 6 | Loose MCCB (OEM) | 2 | Distribution Protection | 1 | 480Vac (Y/D) | 1 | 80% | 1 | 484262111 | No Equivalent Cross Available Based on Selections | XT5SU350BBFF000XXX | XT5SU360BEFF000XXX | XT5SU360BFFF000XXX | XT5SU360BGFF000XXX | XT5SU360BPFF000XXX | XT5SU360BQFF000XXX | XT5SU360BTFF000XXX | XT5SU360BUFF000XXX
SG | SGLA26AT0600 | 48 | SRPG600A500 | 42 | 500 | 25 | 50kA | 6 | Loose MCCB (OEM) | 2 | Distribution Protection | 1 | 600Vac (Y/D) | 2 | 80% | 1 | 484262121 | No Equivalent Cross Available Based on Selections | XT5LU350BBFF000XXX | XT5LU360BEFF000XXX | XT5LU360BFFF000XXX | XT5LU360BGFF000XXX | XT5LU360BPFF000XXX | XT5LU360BQFF000XXX | XT5LU360BTFF000XXX | XT5LU360BUFF000XXX
SG | SGLA26AT0600 | 48 | SRPG600A500 | 42 | 500 | 25 | 50kA | 6 | Loose MCCB (OEM) | 2 | Distribution Protection | 1 | 480Vac (Y/D) | 1 | 100% | 2 | 484262112 | No Equivalent Cross Available Based on Selections | XT5SQ350BBFF000XXX | XT5SQ360BEFF000XXX | XT5SQ360BFFF000XXX | XT5SQ360BGFF000XXX | XT5SQ360BPFF000XXX | XT5SQ360BQFF000XXX | XT5SQ360BTFF000XXX | XT5SQ360BUFF000XXX
SG | SGLA26AT0600 | 48 | SRPG600A500 | 42 | 500 | 25 | 50kA | 6 | Loose MCCB (OEM) | 2 | Distribution Protection | 1 | 600Vac (Y/D) | 2 | 100% | 2 | 484262122 | No Equivalent Cross Available Based on Selections | XT5LQ360BBFF000XXX | XT5LQ360BEFF000XXX | XT5LQ360BFFF000XXX | XT5LQ360BGFF000XXX | XT5LQ360BPFF000XXX | XT5LQ360BQFF000XXX | XT5LQ360BTFF000XXX | XT5LQ360BUFF000XXX
SG | SGLA26AT0600 | 48 | SRPG600A500 | 42 | 500 | 25 | 50kA | 6 | Panelboard MRO | 1 | Distribution Protection | 1 | 480Vac (Y/D) | 1 | 80% | 1 | 484261111 | No Equivalent Cross Available Based on Selections | XT5SU350BBFF000XXX | XT5SU360BEFF000XXX + SRFB3XT5MFPX | XT5SU360BFFF000XXX + SRFB3XT5MFPX | XT5SU360BGFF000XXX + SRFB3XT5MFPX | XT5SU360BPFF000XXX + SRFB3XT5MFPX | XT5SU360BQFF000XXX + SRFB3XT5MFPX | XT5SU360BTFF000XXX + SRFB3XT5MFPX | XT5SU360BUFF000XXX + SRFB3XT5MFPX
SG | SGLA26AT0600 | 48 | SRPG600A500 | 42 | 500 | 25 | 50kA | 6 | Panelboard MRO | 1 | Distribution Protection | 1 | 600Vac (Y/D) | 2 | 80% | 1 | 484261121 | No Equivalent Cross Available Based on Selections | XT5LU350BBFF000XXX | XT5LU360BEFF000XXX + SRFB3XT5MFPX | XT5LU360BFFF000XXX + SRFB3XT5MFPX | XT5LU360BGFF000XXX + SRFB3XT5MFPX | XT5LU360BPFF000XXX + SRFB3XT5MFPX | XT5LU360BQFF000XXX + SRFB3XT5MFPX | XT5LU360BTFF000XXX + SRFB3XT5MFPX | XT5LU360BUFF000XXX + SRFB3XT5MFPX
SG | SGLA26AT0600 | 48 | SRPG600A500 | 42 | 500 | 25 | 50kA | 6 | Panelboard MRO | 1 | Distribution Protection | 1 | 480Vac (Y/D) | 1 | 100% | 2 | 484261112 | No Equivalent Cross Available Based on Selections | XT5SQ350BBFF000XXX | XT5SQ360BEFF000XXX + SRFB3XT5MFPX | XT5SQ360BFFF000XXX + SRFB3XT5MFPX | XT5SQ360BGFF000XXX + SRFB3XT5MFPX | XT5SQ360BPFF000XXX + SRFB3XT5MFPX | XT5SQ360BQFF000XXX + SRFB3XT5MFPX | XT5SQ360BTFF000XXX + SRFB3XT5MFPX | XT5SQ360BUFF000XXX + SRFB3XT5MFPX
SG | SGLA26AT0600 | 48 | SRPG600A500 | 42 | 500 | 25 | 50kA | 6 | Panelboard MRO | 1 | Distribution Protection | 1 | 600Vac (Y/D) | 2 | 100% | 2 | 484261122 | No Equivalent Cross Available Based on Selections | XT5LQ360BBFF000XXX | XT5LQ360BEFF000XXX + SRFB3XT5MFPX | XT5LQ360BFFF000XXX + SRFB3XT5MFPX | XT5LQ360BGFF000XXX + SRFB3XT5MFPX | XT5LQ360BPFF000XXX + SRFB3XT5MFPX | XT5LQ360BQFF000XXX + SRFB3XT5MFPX | XT5LQ360BTFF000XXX + SRFB3XT5MFPX | XT5LQ360BUFF000XXX + SRFB3XT5MFPX
SG | SGLA26AT0600 | 48 | SRPG600A500 | 42 | 500 | 25 | 65kA | 7 | Loose MCCB (OEM) | 2 | Distribution Protection | 1 | 480Vac (Y/D) | 1 | 80% | 1 | 484272111 | No Equivalent Cross Available Based on Selections | XT5HU350BBFF000XXX | XT5HU360BEFF000XXX | XT5HU360BFFF000XXX | XT5HU360BGFF000XXX | XT5HU360BPFF000XXX | XT5HU360BQFF000XXX | XT5HU360BTFF000XXX | XT5HU360BUFF000XXX
SG | SGLA26AT0600 | 48 | SRPG600A500 | 42 | 500 | 25 | 65kA | 7 | Loose MCCB (OEM) | 2 | Distribution Protection | 1 | 600Vac (Y/D) | 2 | 80% | 1 | 484272121 | No Equivalent Cross Available Based on Selections | XT5LU350BBFF000XXX | XT5LU360BEFF000XXX | XT5LU360BFFF000XXX | XT5LU360BGFF000XXX | XT5LU360BPFF000XXX | XT5LU360BQFF000XXX | XT5LU360BTFF000XXX | XT5LU360BUFF000XXX
SG | SGLA26AT0600 | 48 | SRPG600A500 | 42 | 500 | 25 | 65kA | 7 | Loose MCCB (OEM) | 2 | Distribution Protection | 1 | 480Vac (Y/D) | 1 | 100% | 2 | 484272112 | No Equivalent Cross Available Based on Selections | XT5HQ350BBFF000XXX | XT5HQ360BEFF000XXX | XT5HQ360BFFF000XXX | XT5HQ360BGFF000XXX | XT5HQ360BPFF000XXX | XT5HQ360BQFF000XXX | XT5HQ360BTFF000XXX | XT5HQ360BUFF000XXX
SG | SGLA26AT0600 | 48 | SRPG600A500 | 42 | 500 | 25 | 65kA | 7 | Loose MCCB (OEM) | 2 | Distribution Protection | 1 | 600Vac (Y/D) | 2 | 100% | 2 | 484272122 | No Equivalent Cross Available Based on Selections | XT5LQ360BBFF000XXX | XT5LQ360BEFF000XXX | XT5LQ360BFFF000XXX | XT5LQ360BGFF000XXX | XT5LQ360BPFF000XXX | XT5LQ360BQFF000XXX | XT5LQ360BTFF000XXX | XT5LQ360BUFF000XXX
SG | SGLA26AT0600 | 48 | SRPG600A500 | 42 | 500 | 25 | 65kA | 7 | Panelboard MRO | 1 | Distribution Protection | 1 | 480Vac (Y/D) | 1 | 80% | 1 | 484271111 | No Equivalent Cross Available Based on Selections | XT5HU350BBFF000XXX | XT5HU360BEFF000XXX + SRFB3XT5MFPX | XT5HU360BFFF000XXX + SRFB3XT5MFPX | XT5HU360BGFF000XXX + SRFB3XT5MFPX | XT5HU360BPFF000XXX + SRFB3XT5MFPX | XT5HU360BQFF000XXX + SRFB3XT5MFPX | XT5HU360BTFF000XXX + SRFB3XT5MFPX | XT5HU360BUFF000XXX + SRFB3XT5MFPX
SG | SGLA26AT0600 | 48 | SRPG600A500 | 42 | 500 | 25 | 65kA | 7 | Panelboard MRO | 1 | Distribution Protection | 1 | 600Vac (Y/D) | 2 | 80% | 1 | 484271121 | No Equivalent Cross Available Based on Selections | XT5LU350BBFF000XXX | XT5LU360BEFF000XXX + SRFB3XT5MFPX | XT5LU360BFFF000XXX + SRFB3XT5MFPX | XT5LU360BGFF000XXX + SRFB3XT5MFPX | XT5LU360BPFF000XXX + SRFB3XT5MFPX | XT5LU360BQFF000XXX + SRFB3XT5MFPX | XT5LU360BTFF000XXX + SRFB3XT5MFPX | XT5LU360BUFF000XXX + SRFB3XT5MFPX
SG | SGLA26AT0600 | 48 | SRPG600A500 | 42 | 500 | 25 | 65kA | 7 | Panelboard MRO | 1 | Distribution Protection | 1 | 480Vac (Y/D) | 1 | 100% | 2 | 484271112 | No Equivalent Cross Available Based on Selections | XT5HQ350BBFF000XXX | XT5HQ360BEFF000XXX + SRFB3XT5MFPX | XT5HQ360BFFF000XXX + SRFB3XT5MFPX | XT5HQ360BGFF000XXX + SRFB3XT5MFPX | XT5HQ360BPFF000XXX + SRFB3XT5MFPX | XT5HQ360BQFF000XXX + SRFB3XT5MFPX | XT5HQ360BTFF000XXX + SRFB3XT5MFPX | XT5HQ360BUFF000XXX + SRFB3XT5MFPX
SG | SGLA26AT0600 | 48 | SRPG600A500 | 42 | 500 | 25 | 65kA | 7 | Panelboard MRO | 1 | Distribution Protection | 1 | 600Vac (Y/D) | 2 | 100% | 2 | 484271122 | No Equivalent Cross Available Based on Selections | XT5LQ360BBFF000XXX | XT5LQ360BEFF000XXX + SRFB3XT5MFPX | XT5LQ360BFFF000XXX + SRFB3XT5MFPX | XT5LQ360BGFF000XXX + SRFB3XT5MFPX | XT5LQ360BPFF000XXX + SRFB3XT5MFPX | XT5LQ360BQFF000XXX + SRFB3XT5MFPX | XT5LQ360BTFF000XXX + SRFB3XT5MFPX | XT5LQ360BUFF000XXX + SRFB3XT5MFPX
SG | SGLA26AT0600 | 48 | SRPG600A600 | 43 | 600 | 26 | 50kA | 6 | Loose MCCB (OEM) | 2 | Distribution Protection | 1 | 480Vac (Y/D) | 1 | 80% | 1 | 484362111 | No Equivalent Cross Available Based on Selections | XT5SU360BBFF000XXX | XT5SU360BEFF000XXX | XT5SU360BFFF000XXX | XT5SU360BGFF000XXX | XT5SU360BPFF000XXX | XT5SU360BQFF000XXX | XT5SU360BTFF000XXX | XT5SU360BUFF000XXX
SG | SGLA26AT0600 | 48 | SRPG600A600 | 43 | 600 | 26 | 50kA | 6 | Loose MCCB (OEM) | 2 | Distribution Protection | 1 | 600Vac (Y/D) | 2 | 80% | 1 | 484362121 | No Equivalent Cross Available Based on Selections | XT5LU360BBFF000XXX | XT5LU360BEFF000XXX | XT5LU360BFFF000XXX | XT5LU360BGFF000XXX | XT5LU360BPFF000XXX | XT5LU360BQFF000XXX | XT5LU360BTFF000XXX | XT5LU360BUFF000XXX
SG | SGLA26AT0600 | 48 | SRPG600A600 | 43 | 600 | 26 | 50kA | 6 | Loose MCCB (OEM) | 2 | Distribution Protection | 1 | 480Vac (Y/D) | 1 | 100% | 2 | 484362112 | No Equivalent Cross Available Based on Selections | XT5SQ360BBFF000XXX | XT5SQ360BEFF000XXX | XT5SQ360BFFF000XXX | XT5SQ360BGFF000XXX | XT5SQ360BPFF000XXX | XT5SQ360BQFF000XXX | XT5SQ360BTFF000XXX | XT5SQ360BUFF000XXX
SG | SGLA26AT0600 | 48 | SRPG600A600 | 43 | 600 | 26 | 50kA | 6 | Loose MCCB (OEM) | 2 | Distribution Protection | 1 | 600Vac (Y/D) | 2 | 100% | 2 | 484362122 | No Equivalent Cross Available Based on Selections | XT5LQ360BBFF000XXX | XT5LQ360BEFF000XXX | XT5LQ360BFFF000XXX | XT5LQ360BGFF000XXX | XT5LQ360BPFF000XXX | XT5LQ360BQFF000XXX | XT5LQ360BTFF000XXX | XT5LQ360BUFF000XXX
SG | SGLA26AT0600 | 48 | SRPG600A600 | 43 | 600 | 26 | 50kA | 6 | Panelboard MRO | 1 | Distribution Protection | 1 | 480Vac (Y/D) | 1 | 80% | 1 | 484361111 | No Equivalent Cross Available Based on Selections | XT5SU360BBFF000XXX | XT5SU360BEFF000XXX + SRFB3XT5MFPX | XT5SU360BFFF000XXX + SRFB3XT5MFPX | XT5SU360BGFF000XXX + SRFB3XT5MFPX | XT5SU360BPFF000XXX + SRFB3XT5MFPX | XT5SU360BQFF000XXX + SRFB3XT5MFPX | XT5SU360BTFF000XXX + SRFB3XT5MFPX | XT5SU360BUFF000XXX + SRFB3XT5MFPX
SG | SGLA26AT0600 | 48 | SRPG600A600 | 43 | 600 | 26 | 50kA | 6 | Panelboard MRO | 1 | Distribution Protection | 1 | 600Vac (Y/D) | 2 | 80% | 1 | 484361121 | No Equivalent Cross Available Based on Selections | XT5LU360BBFF000XXX | XT5LU360BEFF000XXX + SRFB3XT5MFPX | XT5LU360BFFF000XXX + SRFB3XT5MFPX | XT5LU360BGFF000XXX + SRFB3XT5MFPX | XT5LU360BPFF000XXX + SRFB3XT5MFPX | XT5LU360BQFF000XXX + SRFB3XT5MFPX | XT5LU360BTFF000XXX + SRFB3XT5MFPX | XT5LU360BUFF000XXX + SRFB3XT5MFPX
SG | SGLA26AT0600 | 48 | SRPG600A600 | 43 | 600 | 26 | 50kA | 6 | Panelboard MRO | 1 | Distribution Protection | 1 | 480Vac (Y/D) | 1 | 100% | 2 | 484361112 | No Equivalent Cross Available Based on Selections | XT5SQ360BBFF000XXX | XT5SQ360BEFF000XXX + SRFB3XT5MFPX | XT5SQ360BFFF000XXX + SRFB3XT5MFPX | XT5SQ360BGFF000XXX + SRFB3XT5MFPX | XT5SQ360BPFF000XXX + SRFB3XT5MFPX | XT5SQ360BQFF000XXX + SRFB3XT5MFPX | XT5SQ360BTFF000XXX + SRFB3XT5MFPX | XT5SQ360BUFF000XXX + SRFB3XT5MFPX
SG | SGLA26AT0600 | 48 | SRPG600A600 | 43 | 600 | 26 | 50kA | 6 | Panelboard MRO | 1 | Distribution Protection | 1 | 600Vac (Y/D) | 2 | 100% | 2 | 484361122 | No Equivalent Cross Available Based on Selections | XT5LQ360BBFF000XXX | XT5LQ360BEFF000XXX + SRFB3XT5MFPX | XT5LQ360BFFF000XXX + SRFB3XT5MFPX | XT5LQ360BGFF000XXX + SRFB3XT5MFPX | XT5LQ360BPFF000XXX + SRFB3XT5MFPX | XT5LQ360BQFF000XXX + SRFB3XT5MFPX | XT5LQ360BTFF000XXX + SRFB3XT5MFPX | XT5LQ360BUFF000XXX + SRFB3XT5MFPX
SG | SGLA26AT0600 | 48 | SRPG600A600 | 43 | 600 | 26 | 65kA | 7 | Loose MCCB (OEM) | 2 | Distribution Protection | 1 | 480Vac (Y/D) | 1 | 80% | 1 | 484372111 | No Equivalent Cross Available Based on Selections | XT5HU360BBFF000XXX | XT5HU360BEFF000XXX | XT5HU360BFFF000XXX | XT5HU360BGFF000XXX | XT5HU360BPFF000XXX | XT5HU360BQFF000XXX | XT5HU360BTFF000XXX | XT5HU360BUFF000XXX
SG | SGLA26AT0600 | 48 | SRPG600A600 | 43 | 600 | 26 | 65kA | 7 | Loose MCCB (OEM) | 2 | Distribution Protection | 1 | 600Vac (Y/D) | 2 | 80% | 1 | 484372121 | No Equivalent Cross Available Based on Selections | XT5LU360BBFF000XXX | XT5LU360BEFF000XXX | XT5LU360BFFF000XXX | XT5LU360BGFF000XXX | XT5LU360BPFF000XXX | XT5LU360BQFF000XXX | XT5LU360BTFF000XXX | XT5LU360BUFF000XXX
SG | SGLA26AT0600 | 48 | SRPG600A600 | 43 | 600 | 26 | 65kA | 7 | Loose MCCB (OEM) | 2 | Distribution Protection | 1 | 480Vac (Y/D) | 1 | 100% | 2 | 484372112 | No Equivalent Cross Available Based on Selections | XT5HQ360BBFF000XXX | XT5HQ360BEFF000XXX | XT5HQ360BFFF000XXX | XT5HQ360BGFF000XXX | XT5HQ360BPFF000XXX | XT5HQ360BQFF000XXX | XT5HQ360BTFF000XXX | XT5HQ360BUFF000XXX
SG | SGLA26AT0600 | 48 | SRPG600A600 | 43 | 600 | 26 | 65kA | 7 | Loose MCCB (OEM) | 2 | Distribution Protection | 1 | 600Vac (Y/D) | 2 | 100% | 2 | 484372122 | No Equivalent Cross Available Based on Selections | XT5LQ360BBFF000XXX | XT5LQ360BEFF000XXX | XT5LQ360BFFF000XXX | XT5LQ360BGFF000XXX | XT5LQ360BPFF000XXX | XT5LQ360BQFF000XXX | XT5LQ360BTFF000XXX | XT5LQ360BUFF000XXX
SG | SGLA26AT0600 | 48 | SRPG600A600 | 43 | 600 | 26 | 65kA | 7 | Panelboard MRO | 1 | Distribution Protection | 1 | 480Vac (Y/D) | 1 | 80% | 1 | 484371111 | No Equivalent Cross Available Based on Selections | XT5HU360BBFF000XXX | XT5HU360BEFF000XXX + SRFB3XT5MFPX | XT5HU360BFFF000XXX + SRFB3XT5MFPX | XT5HU360BGFF000XXX + SRFB3XT5MFPX | XT5HU360BPFF000XXX + SRFB3XT5MFPX | XT5HU360BQFF000XXX + SRFB3XT5MFPX | XT5HU360BTFF000XXX + SRFB3XT5MFPX | XT5HU360BUFF000XXX + SRFB3XT5MFPX
SG | SGLA26AT0600 | 48 | SRPG600A600 | 43 | 600 | 26 | 65kA | 7 | Panelboard MRO | 1 | Distribution Protection | 1 | 600Vac (Y/D) | 2 | 80% | 1 | 484371121 | No Equivalent Cross Available Based on Selections | XT5LU360BBFF000XXX | XT5LU360BEFF000XXX + SRFB3XT5MFPX | XT5LU360BFFF000XXX + SRFB3XT5MFPX | XT5LU360BGFF000XXX + SRFB3XT5MFPX | XT5LU360BPFF000XXX + SRFB3XT5MFPX | XT5LU360BQFF000XXX + SRFB3XT5MFPX | XT5LU360BTFF000XXX + SRFB3XT5MFPX | XT5LU360BUFF000XXX + SRFB3XT5MFPX
SG | SGLA26AT0600 | 48 | SRPG600A600 | 43 | 600 | 26 | 65kA | 7 | Panelboard MRO | 1 | Distribution Protection | 1 | 480Vac (Y/D) | 1 | 100% | 2 | 484371112 | No Equivalent Cross Available Based on Selections | XT5HQ360BBFF000XXX | XT5HQ360BEFF000XXX + SRFB3XT5MFPX | XT5HQ360BFFF000XXX + SRFB3XT5MFPX | XT5HQ360BGFF000XXX + SRFB3XT5MFPX | XT5HQ360BPFF000XXX + SRFB3XT5MFPX | XT5HQ360BQFF000XXX + SRFB3XT5MFPX | XT5HQ360BTFF000XXX + SRFB3XT5MFPX | XT5HQ360BUFF000XXX + SRFB3XT5MFPX
SG | SGLA26AT0600 | 48 | SRPG600A600 | 43 | 600 | 26 | 65kA | 7 | Panelboard MRO | 1 | Distribution Protection | 1 | 600Vac (Y/D) | 2 | 100% | 2 | 484371122 | No Equivalent Cross Available Based on Selections | XT5LQ360BBFF000XXX | XT5LQ360BEFF000XXX + SRFB3XT5MFPX | XT5LQ360BFFF000XXX + SRFB3XT5MFPX | XT5LQ360BGFF000XXX + SRFB3XT5MFPX | XT5LQ360BPFF000XXX + SRFB3XT5MFPX | XT5LQ360BQFF000XXX + SRFB3XT5MFPX | XT5LQ360BTFF000XXX + SRFB3XT5MFPX | XT5LQ360BUFF000XXX + SRFB3XT5MFPX
SG | SGPA26AT0600 | 49 | SRPG600A250 | 37 | 250 | 20 | 100kA | 8 | Loose MCCB (OEM) | 2 | Distribution Protection | 1 | 480Vac (Y/D) | 1 | 80% | 1 | 493782111 | XT4LU3250AFF000XXX | XT4LU3250BFF000XXX | XT4LU3250EFF000XXX | XT4LU3250FFF000XXX | XT4LU3250GFF000XXX | XT4LU3250PFF000XXX | XT4LU3250QFF000XXX | XT4LU3250TFF000XXX | XT4LU3250UFF000XXX
SG | SGPA26AT0600 | 49 | SRPG600A250 | 37 | 250 | 20 | 100kA | 8 | Loose MCCB (OEM) | 2 | Distribution Protection | 1 | 600Vac (Y/D) | 2 | 80% | 1 | 493782121 | XT4XU3250AFF000XXX | XT4XU3250BFF000XXX | XT4XU3250EFF000XXX | XT4XU3250FFF000XXX | XT4XU3250GFF000XXX | XT4XU3250PFF000XXX | XT4XU3250QFF000XXX | XT4XU3250TFF000XXX | XT4XU3250UFF000XXX
SG | SGPA26AT0600 | 49 | SRPG600A250 | 37 | 250 | 20 | 100kA | 8 | Loose MCCB (OEM) | 2 | Distribution Protection | 1 | 480Vac (Y/D) | 1 | 100% | 2 | 493782112 | XT4LQ3250AFF000XXX | XT4LQ3250BFF000XXX | XT4LQ3250EFF000XXX | XT4LQ3250FFF000XXX | XT4LQ3250GFF000XXX | XT4LQ3250PFF000XXX | XT4LQ3250QFF000XXX | XT4LQ3250TFF000XXX | XT4LQ3250UFF000XXX
SG | SGPA26AT0600 | 49 | SRPG600A250 | 37 | 250 | 20 | 100kA | 8 | Loose MCCB (OEM) | 2 | Distribution Protection | 1 | 600Vac (Y/D) | 2 | 100% | 2 | 493782122 | XT4XQ3250AFF000XXX | XT4XQ3250BFF000XXX | XT4XQ3250EFF000XXX | XT4XQ3250FFF000XXX | XT4XQ3250GFF000XXX | XT4XQ3250PFF000XXX | XT4XQ3250QFF000XXX | XT4XQ3250TFF000XXX | XT4XQ3250UFF000XXX
SG | SGPA26AT0600 | 49 | SRPG600A250 | 37 | 250 | 20 | 100kA | 8 | Panelboard MRO | 1 | Distribution Protection | 1 | 480Vac (Y/D) | 1 | 80% | 1 | 493781111 | XT4LU3250AFF000XXX + SRFB6XT4FPX | XT4LU3250BFF000XXX + SRFB6XT4FPX | XT4LU3250EFF000XXX + SRFB3XT4FPX | XT4LU3250FFF000XXX + SRFB3XT4FPX | XT4LU3250GFF000XXX + SRFB3XT4FPX | XT4LU3250PFF000XXX + SRFB3XT4FPX | XT4LU3250QFF000XXX + SRFB3XT4FPX | XT4LU3250TFF000XXX + SRFB3XT4FPX | XT4LU3250UFF000XXX + SRFB3XT4FPX
SG | SGPA26AT0600 | 49 | SRPG600A250 | 37 | 250 | 20 | 100kA | 8 | Panelboard MRO | 1 | Distribution Protection | 1 | 600Vac (Y/D) | 2 | 80% | 1 | 493781121 | XT4XU3150AFF000XXX + SRFB6XT4FPX | XT4XU3250BFF000XXX + SRFB6XT4FPX | XT4XU3250EFF000XXX + SRFB3XT4FPX | XT4XU3250FFF000XXX + SRFB3XT4FPX | XT4XU3250GFF000XXX + SRFB3XT4FPX | XT4XU3250PFF000XXX + SRFB3XT4FPX | XT4XU3250QFF000XXX + SRFB3XT4FPX | XT4XU3250TFF000XXX + SRFB3XT4FPX | XT4XU3250UFF000XXX + SRFB3XT4FPX
SG | SGPA26AT0600 | 49 | SRPG600A250 | 37 | 250 | 20 | 100kA | 8 | Panelboard MRO | 1 | Distribution Protection | 1 | 480Vac (Y/D) | 1 | 100% | 2 | 493781112 | XT4LQ3250AFF000XXX + SRFB6XT4FPX | XT4LQ3250BFF000XXX + SRFB6XT4FPX | XT4LQ3250EFF000XXX + SRFB3XT4FPX | XT4LQ3250FFF000XXX + SRFB3XT4FPX | XT4LQ3250GFF000XXX + SRFB3XT4FPX | XT4LQ3250PFF000XXX + SRFB3XT4FPX | XT4LQ3250QFF000XXX + SRFB3XT4FPX | XT4LQ3250TFF000XXX + SRFB3XT4FPX | XT4LQ3250UFF000XXX + SRFB3XT4FPX
SG | SGPA26AT0600 | 49 | SRPG600A250 | 37 | 250 | 20 | 100kA | 8 | Panelboard MRO | 1 | Distribution Protection | 1 | 600Vac (Y/D) | 2 | 100% | 2 | 493781122 | XT4XQ3250AFF000XXX + SRFB6XT4FPX | XT4XQ3250BFF000XXX + SRFB6XT4FPX | XT4XQ3250EFF000XXX + SRFB3XT4FPX | XT4XQ3250FFF000XXX + SRFB3XT4FPX | XT4XQ3250GFF000XXX + SRFB3XT4FPX | XT4XQ3250PFF000XXX + SRFB3XT4FPX | XT4XQ3250QFF000XXX + SRFB3XT4FPX | XT4XQ3250TFF000XXX + SRFB3XT4FPX | XT4XQ3250UFF000XXX + SRFB3XT4FPX
SG | SGPA26AT0600 | 49 | SRPG600A300 | 38 | 300 | 21 | 100kA | 8 | Loose MCCB (OEM) | 2 | Distribution Protection | 1 | 480Vac (Y/D) | 1 | 80% | 1 | 493882111 | No Equivalent Cross Available Based on Selections | XT5LU330ABFF000XXX | XT5LU330AEFF000XXX | XT5LU330AFFF000XXX | XT5LU330AGFF000XXX | XT5LU330APFF000XXX | XT5LU330AQFF000XXX | XT5LU330ATFF000XXX | XT5LU330AUFF000XXX
SG | SGPA26AT0600 | 49 | SRPG600A300 | 38 | 300 | 21 | 100kA | 8 | Loose MCCB (OEM) | 2 | Distribution Protection | 1 | 600Vac (Y/D) | 2 | 80% | 1 | 493882121 | No Equivalent Cross Available Based on Selections | XT5VU330ABFF000XXX | XT5VU330AEFF000XXX | XT5VU330AFFF000XXX | XT5VU330AGFF000XXX | XT5VU330APFF000XXX | XT5VU330AQFF000XXX | XT5VU330ATFF000XXX | XT5VU330AUFF000XXX
SG | SGPA26AT0600 | 49 | SRPG600A300 | 38 | 300 | 21 | 100kA | 8 | Loose MCCB (OEM) | 2 | Distribution Protection | 1 | 480Vac (Y/D) | 1 | 100% | 2 | 493882112 | No Equivalent Cross Available Based on Selections | XT5LQ330ABFF000XXX | XT5LQ330AEFF000XXX | XT5LQ330AFFF000XXX | XT5LQ330AGFF000XXX | XT5LQ330APFF000XXX | XT5LQ330AQFF000XXX | XT5LQ330ATFF000XXX | XT5LQ330AUFF000XXX
SG | SGPA26AT0600 | 49 | SRPG600A300 | 38 | 300 | 21 | 100kA | 8 | Loose MCCB (OEM) | 2 | Distribution Protection | 1 | 600Vac (Y/D) | 2 | 100% | 2 | 493882122 | No Equivalent Cross Available Based on Selections | XT5VQ330ABFF000XXX | XT5VQ330AEFF000XXX | XT5VQ330AFFF000XXX | XT5VQ330AGFF000XXX | XT5VQ330APFF000XXX | XT5VQ330AQFF000XXX | XT5VQ330ATFF000XXX | XT5VQ330AUFF000XXX
SG | SGPA26AT0600 | 49 | SRPG600A300 | 38 | 300 | 21 | 100kA | 8 | Panelboard MRO | 1 | Distribution Protection | 1 | 480Vac (Y/D) | 1 | 80% | 1 | 493881111 | No Equivalent Cross Available Based on Selections | XT5LU330ABFF000XXX | XT5LU330AEFF000XXX + SRFB3XT5MFPX | XT5LU330AFFF000XXX + SRFB3XT5MFPX | XT5LU330AGFF000XXX + SRFB3XT5MFPX | XT5LU330APFF000XXX + SRFB3XT5MFPX | XT5LU330AQFF000XXX + SRFB3XT5MFPX | XT5LU330ATFF000XXX + SRFB3XT5MFPX | XT5LU330AUFF000XXX + SRFB3XT5MFPX
SG | SGPA26AT0600 | 49 | SRPG600A300 | 38 | 300 | 21 | 100kA | 8 | Panelboard MRO | 1 | Distribution Protection | 1 | 600Vac (Y/D) | 2 | 80% | 1 | 493881121 | No Equivalent Cross Available Based on Selections | XT5VU330ABFF000XXX | XT5VU330AEFF000XXX + SRFB3XT5MFPX | XT5VU330AFFF000XXX + SRFB3XT5MFPX | XT5VU330AGFF000XXX + SRFB3XT5MFPX | XT5VU330APFF000XXX + SRFB3XT5MFPX | XT5VU330AQFF000XXX + SRFB3XT5MFPX | XT5VU330ATFF000XXX + SRFB3XT5MFPX | XT5VU330AUFF000XXX + SRFB3XT5MFPX
SG | SGPA26AT0600 | 49 | SRPG600A300 | 38 | 300 | 21 | 100kA | 8 | Panelboard MRO | 1 | Distribution Protection | 1 | 480Vac (Y/D) | 1 | 100% | 2 | 493881112 | No Equivalent Cross Available Based on Selections | XT5LQ330ABFF000XXX | XT5LQ330AEFF000XXX + SRFB3XT5MFPX | XT5LQ330AFFF000XXX + SRFB3XT5MFPX | XT5LQ330AGFF000XXX + SRFB3XT5MFPX | XT5LQ330APFF000XXX + SRFB3XT5MFPX | XT5LQ330AQFF000XXX + SRFB3XT5MFPX | XT5LQ330ATFF000XXX + SRFB3XT5MFPX | XT5LQ330AUFF000XXX + SRFB3XT5MFPX
SG | SGPA26AT0600 | 49 | SRPG600A300 | 38 | 300 | 21 | 100kA | 8 | Panelboard MRO | 1 | Distribution Protection | 1 | 600Vac (Y/D) | 2 | 100% | 2 | 493881122 | No Equivalent Cross Available Based on Selections | XT5VQ330ABFF000XXX | XT5VQ330AEFF000XXX + SRFB3XT5MFPX | XT5VQ330AFFF000XXX + SRFB3XT5MFPX | XT5VQ330AGFF000XXX + SRFB3XT5MFPX | XT5VQ330APFF000XXX + SRFB3XT5MFPX | XT5VQ330AQFF000XXX + SRFB3XT5MFPX | XT5VQ330ATFF000XXX + SRFB3XT5MFPX | XT5VQ330AUFF000XXX + SRFB3XT5MFPX
SG | SGPA26AT0600 | 49 | SRPG600A350 | 39 | 350 | 22 | 100kA | 8 | Loose MCCB (OEM) | 2 | Distribution Protection | 1 | 480Vac (Y/D) | 1 | 80% | 1 | 493982111 | No Equivalent Cross Available Based on Selections | XT5LU340ABFF000XXX | XT5LU340AEFF000XXX | XT5LU340AFFF000XXX | XT5LU340AGFF000XXX | XT5LU340APFF000XXX | XT5LU340AQFF000XXX | XT5LU340ATFF000XXX | XT5LU340AUFF000XXX
SG | SGPA26AT0600 | 49 | SRPG600A350 | 39 | 350 | 22 | 100kA | 8 | Loose MCCB (OEM) | 2 | Distribution Protection | 1 | 600Vac (Y/D) | 2 | 80% | 1 | 493982121 | No Equivalent Cross Available Based on Selections | XT5VU340ABFF000XXX | XT5VU340AEFF000XXX | XT5VU340AFFF000XXX | XT5VU340AGFF000XXX | XT5VU340APFF000XXX | XT5VU340AQFF000XXX | XT5VU340ATFF000XXX | XT5VU340AUFF000XXX
SG | SGPA26AT0600 | 49 | SRPG600A350 | 39 | 350 | 22 | 100kA | 8 | Loose MCCB (OEM) | 2 | Distribution Protection | 1 | 480Vac (Y/D) | 1 | 100% | 2 | 493982112 | No Equivalent Cross Available Based on Selections | XT5LQ340ABFF000XXX | XT5LQ340AEFF000XXX | XT5LQ340AFFF000XXX | XT5LQ340AGFF000XXX | XT5LQ340APFF000XXX | XT5LQ340AQFF000XXX | XT5LQ340ATFF000XXX | XT5LQ340AUFF000XXX
SG | SGPA26AT0600 | 49 | SRPG600A350 | 39 | 350 | 22 | 100kA | 8 | Loose MCCB (OEM) | 2 | Distribution Protection | 1 | 600Vac (Y/D) | 2 | 100% | 2 | 493982122 | No Equivalent Cross Available Based on Selections | XT5VQ340ABFF000XXX | XT5VQ340AEFF000XXX | XT5VQ340AFFF000XXX | XT5VQ340AGFF000XXX | XT5VQ340APFF000XXX | XT5VQ340AQFF000XXX | XT5VQ340ATFF000XXX | XT5VQ340AUFF000XXX
SG | SGPA26AT0600 | 49 | SRPG600A350 | 39 | 350 | 22 | 100kA | 8 | Panelboard MRO | 1 | Distribution Protection | 1 | 480Vac (Y/D) | 1 | 80% | 1 | 493981111 | No Equivalent Cross Available Based on Selections | XT5LU340ABFF000XXX | XT5LU340AEFF000XXX + SRFB3XT5MFPX | XT5LU340AFFF000XXX + SRFB3XT5MFPX | XT5LU340AGFF000XXX + SRFB3XT5MFPX | XT5LU340APFF000XXX + SRFB3XT5MFPX | XT5LU340AQFF000XXX + SRFB3XT5MFPX | XT5LU340ATFF000XXX + SRFB3XT5MFPX | XT5LU340AUFF000XXX + SRFB3XT5MFPX
SG | SGPA26AT0600 | 49 | SRPG600A350 | 39 | 350 | 22 | 100kA | 8 | Panelboard MRO | 1 | Distribution Protection | 1 | 600Vac (Y/D) | 2 | 80% | 1 | 493981121 | No Equivalent Cross Available Based on Selections | XT5VU340ABFF000XXX | XT5VU340AEFF000XXX + SRFB3XT5MFPX | XT5VU340AFFF000XXX + SRFB3XT5MFPX | XT5VU340AGFF000XXX + SRFB3XT5MFPX | XT5VU340APFF000XXX + SRFB3XT5MFPX | XT5VU340AQFF000XXX + SRFB3XT5MFPX | XT5VU340ATFF000XXX + SRFB3XT5MFPX | XT5VU340AUFF000XXX + SRFB3XT5MFPX
SG | SGPA26AT0600 | 49 | SRPG600A350 | 39 | 350 | 22 | 100kA | 8 | Panelboard MRO | 1 | Distribution Protection | 1 | 480Vac (Y/D) | 1 | 100% | 2 | 493981112 | No Equivalent Cross Available Based on Selections | XT5LQ340ABFF000XXX | XT5LQ340AEFF000XXX + SRFB3XT5MFPX | XT5LQ340AFFF000XXX + SRFB3XT5MFPX | XT5LQ340AGFF000XXX + SRFB3XT5MFPX | XT5LQ340APFF000XXX + SRFB3XT5MFPX | XT5LQ340AQFF000XXX + SRFB3XT5MFPX | XT5LQ340ATFF000XXX + SRFB3XT5MFPX | XT5LQ340AUFF000XXX + SRFB3XT5MFPX
SG | SGPA26AT0600 | 49 | SRPG600A350 | 39 | 350 | 22 | 100kA | 8 | Panelboard MRO | 1 | Distribution Protection | 1 | 600Vac (Y/D) | 2 | 100% | 2 | 493981122 | No Equivalent Cross Available Based on Selections | XT5VQ340ABFF000XXX | XT5VQ340AEFF000XXX + SRFB3XT5MFPX | XT5VQ340AFFF000XXX + SRFB3XT5MFPX | XT5VQ340AGFF000XXX + SRFB3XT5MFPX | XT5VQ340APFF000XXX + SRFB3XT5MFPX | XT5VQ340AQFF000XXX + SRFB3XT5MFPX | XT5VQ340ATFF000XXX + SRFB3XT5MFPX | XT5VQ340AUFF000XXX + SRFB3XT5MFPX
SG | SGPA26AT0600 | 49 | SRPG600A400 | 40 | 400 | 23 | 100kA | 8 | Loose MCCB (OEM) | 2 | Distribution Protection | 1 | 480Vac (Y/D) | 1 | 80% | 1 | 494082111 | No Equivalent Cross Available Based on Selections | XT5LU340ABFF000XXX | XT5LU340AEFF000XXX | XT5LU340AFFF000XXX | XT5LU340AGFF000XXX | XT5LU340APFF000XXX | XT5LU340AQFF000XXX | XT5LU340ATFF000XXX | XT5LU340AUFF000XXX
SG | SGPA26AT0600 | 49 | SRPG600A400 | 40 | 400 | 23 | 100kA | 8 | Loose MCCB (OEM) | 2 | Distribution Protection | 1 | 600Vac (Y/D) | 2 | 80% | 1 | 494082121 | No Equivalent Cross Available Based on Selections | XT5VU340ABFF000XXX | XT5VU340AEFF000XXX | XT5VU340AFFF000XXX | XT5VU340AGFF000XXX | XT5VU340APFF000XXX | XT5VU340AQFF000XXX | XT5VU340ATFF000XXX | XT5VU340AUFF000XXX
SG | SGPA26AT0600 | 49 | SRPG600A400 | 40 | 400 | 23 | 100kA | 8 | Loose MCCB (OEM) | 2 | Distribution Protection | 1 | 480Vac (Y/D) | 1 | 100% | 2 | 494082112 | No Equivalent Cross Available Based on Selections | XT5LQ340ABFF000XXX | XT5LQ340AEFF000XXX | XT5LQ340AFFF000XXX | XT5LQ340AGFF000XXX | XT5LQ340APFF000XXX | XT5LQ340AQFF000XXX | XT5LQ340ATFF000XXX | XT5LQ340AUFF000XXX
SG | SGPA26AT0600 | 49 | SRPG600A400 | 40 | 400 | 23 | 100kA | 8 | Loose MCCB (OEM) | 2 | Distribution Protection | 1 | 600Vac (Y/D) | 2 | 100% | 2 | 494082122 | No Equivalent Cross Available Based on Selections | XT5VQ340ABFF000XXX | XT5VQ340AEFF000XXX | XT5VQ340AFFF000XXX | XT5VQ340AGFF000XXX | XT5VQ340APFF000XXX | XT5VQ340AQFF000XXX | XT5VQ340ATFF000XXX | XT5VQ340AUFF000XXX
SG | SGPA26AT0600 | 49 | SRPG600A400 | 40 | 400 | 23 | 100kA | 8 | Panelboard MRO | 1 | Distribution Protection | 1 | 480Vac (Y/D) | 1 | 80% | 1 | 494081111 | No Equivalent Cross Available Based on Selections | XT5LU340ABFF000XXX | XT5LU340AEFF000XXX + SRFB3XT5MFPX | XT5LU340AFFF000XXX + SRFB3XT5MFPX | XT5LU340AGFF000XXX + SRFB3XT5MFPX | XT5LU340APFF000XXX + SRFB3XT5MFPX | XT5LU340AQFF000XXX + SRFB3XT5MFPX | XT5LU340ATFF000XXX + SRFB3XT5MFPX | XT5LU340AUFF000XXX + SRFB3XT5MFPX
SG | SGPA26AT0600 | 49 | SRPG600A400 | 40 | 400 | 23 | 100kA | 8 | Panelboard MRO | 1 | Distribution Protection | 1 | 600Vac (Y/D) | 2 | 80% | 1 | 494081121 | No Equivalent Cross Available Based on Selections | XT5VU340ABFF000XXX | XT5VU340AEFF000XXX + SRFB3XT5MFPX | XT5VU340AFFF000XXX + SRFB3XT5MFPX | XT5VU340AGFF000XXX + SRFB3XT5MFPX | XT5VU340APFF000XXX + SRFB3XT5MFPX | XT5VU340AQFF000XXX + SRFB3XT5MFPX | XT5VU340ATFF000XXX + SRFB3XT5MFPX | XT5VU340AUFF000XXX + SRFB3XT5MFPX
SG | SGPA26AT0600 | 49 | SRPG600A400 | 40 | 400 | 23 | 100kA | 8 | Panelboard MRO | 1 | Distribution Protection | 1 | 480Vac (Y/D) | 1 | 100% | 2 | 494081112 | No Equivalent Cross Available Based on Selections | XT5LQ340ABFF000XXX | XT5LQ340AEFF000XXX + SRFB3XT5MFPX | XT5LQ340AFFF000XXX + SRFB3XT5MFPX | XT5LQ340AGFF000XXX + SRFB3XT5MFPX | XT5LQ340APFF000XXX + SRFB3XT5MFPX | XT5LQ340AQFF000XXX + SRFB3XT5MFPX | XT5LQ340ATFF000XXX + SRFB3XT5MFPX | XT5LQ340AUFF000XXX + SRFB3XT5MFPX
SG | SGPA26AT0600 | 49 | SRPG600A400 | 40 | 400 | 23 | 100kA | 8 | Panelboard MRO | 1 | Distribution Protection | 1 | 600Vac (Y/D) | 2 | 100% | 2 | 494081122 | No Equivalent Cross Available Based on Selections | XT5VQ340ABFF000XXX | XT5VQ340AEFF000XXX + SRFB3XT5MFPX | XT5VQ340AFFF000XXX + SRFB3XT5MFPX | XT5VQ340AGFF000XXX + SRFB3XT5MFPX | XT5VQ340APFF000XXX + SRFB3XT5MFPX | XT5VQ340AQFF000XXX + SRFB3XT5MFPX | XT5VQ340ATFF000XXX + SRFB3XT5MFPX | XT5VQ340AUFF000XXX + SRFB3XT5MFPX
SG | SGPA26AT0600 | 49 | SRPG600A450 | 41 | 450 | 24 | 100kA | 8 | Loose MCCB (OEM) | 2 | Distribution Protection | 1 | 480Vac (Y/D) | 1 | 80% | 1 | 494182111 | No Equivalent Cross Available Based on Selections | XT5LU350BBFF000XXX | XT5LU360BEFF000XXX | XT5LU360BFFF000XXX | XT5LU360BGFF000XXX | XT5LU360BPFF000XXX | XT5LU360BQFF000XXX | XT5LU360BTFF000XXX | XT5LU360BUFF000XXX
SG | SGPA26AT0600 | 49 | SRPG600A450 | 41 | 450 | 24 | 100kA | 8 | Loose MCCB (OEM) | 2 | Distribution Protection | 1 | 600Vac (Y/D) | 2 | 80% | 1 | 494182121 | No Equivalent Cross Available Based on Selections | XT5VU350BBFF000XXX | XT5VU360BEFF000XXX | XT5VU360BFFF000XXX | XT5VU360BGFF000XXX | XT5VU360BPFF000XXX | XT5VU360BQFF000XXX | XT5VU360BTFF000XXX | XT5VU360BUFF000XXX
SG | SGPA26AT0600 | 49 | SRPG600A450 | 41 | 450 | 24 | 100kA | 8 | Loose MCCB (OEM) | 2 | Distribution Protection | 1 | 480Vac (Y/D) | 1 | 100% | 2 | 494182112 | No Equivalent Cross Available Based on Selections | XT5LQ360BBFF000XXX | XT5LQ360BEFF000XXX | XT5LQ360BFFF000XXX | XT5LQ360BGFF000XXX | XT5LQ360BPFF000XXX | XT5LQ360BQFF000XXX | XT5LQ360BTFF000XXX | XT5LQ360BUFF000XXX
SG | SGPA26AT0600 | 49 | SRPG600A450 | 41 | 450 | 24 | 100kA | 8 | Loose MCCB (OEM) | 2 | Distribution Protection | 1 | 600Vac (Y/D) | 2 | 100% | 2 | 494182122 | No Equivalent Cross Available Based on Selections | No Equivalent Cross Available Based on Selections | No Equivalent Cross Available Based on Selections | XT5VQ360BFFF000XXX | No Equivalent Cross Available Based on Selections | No Equivalent Cross Available Based on Selections | No Equivalent Cross Available Based on Selections | No Equivalent Cross Available Based on Selections | XT5VQ360BUFF000XXX
SG | SGPA26AT0600 | 49 | SRPG600A450 | 41 | 450 | 24 | 100kA | 8 | Panelboard MRO | 1 | Distribution Protection | 1 | 480Vac (Y/D) | 1 | 80% | 1 | 494181111 | No Equivalent Cross Available Based on Selections | XT5LU350BBFF000XXX | XT5LU360BEFF000XXX + SRFB3XT5MFPX | XT5LU360BFFF000XXX + SRFB3XT5MFPX | XT5LU360BGFF000XXX + SRFB3XT5MFPX | XT5LU360BPFF000XXX + SRFB3XT5MFPX | XT5LU360BQFF000XXX + SRFB3XT5MFPX | XT5LU360BTFF000XXX + SRFB3XT5MFPX | XT5LU360BUFF000XXX + SRFB3XT5MFPX
SG | SGPA26AT0600 | 49 | SRPG600A450 | 41 | 450 | 24 | 100kA | 8 | Panelboard MRO | 1 | Distribution Protection | 1 | 600Vac (Y/D) | 2 | 80% | 1 | 494181121 | No Equivalent Cross Available Based on Selections | XT5VU350BBFF000XXX | XT5VU360BEFF000XXX + SRFB3XT5MFPX | XT5VU360BFFF000XXX + SRFB3XT5MFPX | XT5VU360BGFF000XXX + SRFB3XT5MFPX | XT5VU360BPFF000XXX + SRFB3XT5MFPX | XT5VU360BQFF000XXX + SRFB3XT5MFPX | XT5VU360BTFF000XXX + SRFB3XT5MFPX | XT5VU360BUFF000XXX + SRFB3XT5MFPX
SG | SGPA26AT0600 | 49 | SRPG600A450 | 41 | 450 | 24 | 100kA | 8 | Panelboard MRO | 1 | Distribution Protection | 1 | 480Vac (Y/D) | 1 | 100% | 2 | 494181112 | No Equivalent Cross Available Based on Selections | XT5LQ360BBFF000XXX | XT5LQ360BEFF000XXX + SRFB3XT5MFPX | XT5LQ360BFFF000XXX + SRFB3XT5MFPX | XT5LQ360BGFF000XXX + SRFB3XT5MFPX | XT5LQ360BPFF000XXX + SRFB3XT5MFPX | XT5LQ360BQFF000XXX + SRFB3XT5MFPX | XT5LQ360BTFF000XXX + SRFB3XT5MFPX | XT5LQ360BUFF000XXX + SRFB3XT5MFPX
SG | SGPA26AT0600 | 49 | SRPG600A450 | 41 | 450 | 24 | 100kA | 8 | Panelboard MRO | 1 | Distribution Protection | 1 | 600Vac (Y/D) | 2 | 100% | 2 | 494181122 | No Equivalent Cross Available Based on Selections | No Equivalent Cross Available Based on Selections | No Equivalent Cross Available Based on Selections | XT5VQ360BFFF000XXX + SRFB3XT5MFPX | No Equivalent Cross Available Based on Selections | No Equivalent Cross Available Based on Selections | No Equivalent Cross Available Based on Selections | No Equivalent Cross Available Based on Selections | XT5VQ360BUFF000XXX + SRFB3XT5MFPX
SG | SGPA26AT0600 | 49 | SRPG600A500 | 42 | 500 | 25 | 100kA | 8 | Loose MCCB (OEM) | 2 | Distribution Protection | 1 | 480Vac (Y/D) | 1 | 80% | 1 | 494282111 | No Equivalent Cross Available Based on Selections | XT5LU350BBFF000XXX | XT5LU360BEFF000XXX | XT5LU360BFFF000XXX | XT5LU360BGFF000XXX | XT5LU360BPFF000XXX | XT5LU360BQFF000XXX | XT5LU360BTFF000XXX | XT5LU360BUFF000XXX
SG | SGPA26AT0600 | 49 | SRPG600A500 | 42 | 500 | 25 | 100kA | 8 | Loose MCCB (OEM) | 2 | Distribution Protection | 1 | 600Vac (Y/D) | 2 | 80% | 1 | 494282121 | No Equivalent Cross Available Based on Selections | XT5VU350BBFF000XXX | XT5VU360BEFF000XXX | XT5VU360BFFF000XXX | XT5VU360BGFF000XXX | XT5VU360BPFF000XXX | XT5VU360BQFF000XXX | XT5VU360BTFF000XXX | XT5VU360BUFF000XXX
SG | SGPA26AT0600 | 49 | SRPG600A500 | 42 | 500 | 25 | 100kA | 8 | Loose MCCB (OEM) | 2 | Distribution Protection | 1 | 480Vac (Y/D) | 1 | 100% | 2 | 494282112 | No Equivalent Cross Available Based on Selections | XT5LQ360BBFF000XXX | XT5LQ360BEFF000XXX | XT5LQ360BFFF000XXX | XT5LQ360BGFF000XXX | XT5LQ360BPFF000XXX | XT5LQ360BQFF000XXX | XT5LQ360BTFF000XXX | XT5LQ360BUFF000XXX
SG | SGPA26AT0600 | 49 | SRPG600A500 | 42 | 500 | 25 | 100kA | 8 | Loose MCCB (OEM) | 2 | Distribution Protection | 1 | 600Vac (Y/D) | 2 | 100% | 2 | 494282122 | No Equivalent Cross Available Based on Selections | No Equivalent Cross Available Based on Selections | No Equivalent Cross Available Based on Selections | XT5VQ360BFFF000XXX | No Equivalent Cross Available Based on Selections | No Equivalent Cross Available Based on Selections | No Equivalent Cross Available Based on Selections | No Equivalent Cross Available Based on Selections | XT5VQ360BUFF000XXX
SG | SGPA26AT0600 | 49 | SRPG600A500 | 42 | 500 | 25 | 100kA | 8 | Panelboard MRO | 1 | Distribution Protection | 1 | 480Vac (Y/D) | 1 | 80% | 1 | 494281111 | No Equivalent Cross Available Based on Selections | XT5LU350BBFF000XXX | XT5LU360BEFF000XXX + SRFB3XT5MFPX | XT5LU360BFFF000XXX + SRFB3XT5MFPX | XT5LU360BGFF000XXX + SRFB3XT5MFPX | XT5LU360BPFF000XXX + SRFB3XT5MFPX | XT5LU360BQFF000XXX + SRFB3XT5MFPX | XT5LU360BTFF000XXX + SRFB3XT5MFPX | XT5LU360BUFF000XXX + SRFB3XT5MFPX
SG | SGPA26AT0600 | 49 | SRPG600A500 | 42 | 500 | 25 | 100kA | 8 | Panelboard MRO | 1 | Distribution Protection | 1 | 600Vac (Y/D) | 2 | 80% | 1 | 494281121 | No Equivalent Cross Available Based on Selections | XT5VU350BBFF000XXX | XT5VU360BEFF000XXX + SRFB3XT5MFPX | XT5VU360BFFF000XXX + SRFB3XT5MFPX | XT5VU360BGFF000XXX + SRFB3XT5MFPX | XT5VU360BPFF000XXX + SRFB3XT5MFPX | XT5VU360BQFF000XXX + SRFB3XT5MFPX | XT5VU360BTFF000XXX + SRFB3XT5MFPX | XT5VU360BUFF000XXX + SRFB3XT5MFPX
SG | SGPA26AT0600 | 49 | SRPG600A500 | 42 | 500 | 25 | 100kA | 8 | Panelboard MRO | 1 | Distribution Protection | 1 | 480Vac (Y/D) | 1 | 100% | 2 | 494281112 | No Equivalent Cross Available Based on Selections | XT5LQ360BBFF000XXX | XT5LQ360BEFF000XXX + SRFB3XT5MFPX | XT5LQ360BFFF000XXX + SRFB3XT5MFPX | XT5LQ360BGFF000XXX + SRFB3XT5MFPX | XT5LQ360BPFF000XXX + SRFB3XT5MFPX | XT5LQ360BQFF000XXX + SRFB3XT5MFPX | XT5LQ360BTFF000XXX + SRFB3XT5MFPX | XT5LQ360BUFF000XXX + SRFB3XT5MFPX
SG | SGPA26AT0600 | 49 | SRPG600A500 | 42 | 500 | 25 | 100kA | 8 | Panelboard MRO | 1 | Distribution Protection | 1 | 600Vac (Y/D) | 2 | 100% | 2 | 494281122 | No Equivalent Cross Available Based on Selections | No Equivalent Cross Available Based on Selections | No Equivalent Cross Available Based on Selections | XT5VQ360BFFF000XXX + SRFB3XT5MFPX | No Equivalent Cross Available Based on Selections | No Equivalent Cross Available Based on Selections | No Equivalent Cross Available Based on Selections | No Equivalent Cross Available Based on Selections | XT5VQ360BUFF000XXX + SRFB3XT5MFPX
SG | SGPA26AT0600 | 49 | SRPG600A600 | 43 | 600 | 26 | 100kA | 8 | Loose MCCB (OEM) | 2 | Distribution Protection | 1 | 480Vac (Y/D) | 1 | 80% | 1 | 494382111 | No Equivalent Cross Available Based on Selections | XT5LU360BBFF000XXX | XT5LU360BEFF000XXX | XT5LU360BFFF000XXX | XT5LU360BGFF000XXX | XT5LU360BPFF000XXX | XT5LU360BQFF000XXX | XT5LU360BTFF000XXX | XT5LU360BUFF000XXX
SG | SGPA26AT0600 | 49 | SRPG600A600 | 43 | 600 | 26 | 100kA | 8 | Loose MCCB (OEM) | 2 | Distribution Protection | 1 | 600Vac (Y/D) | 2 | 80% | 1 | 494382121 | No Equivalent Cross Available Based on Selections | XT5VU360BBFF000XXX | XT5VU360BEFF000XXX | XT5VU360BFFF000XXX | XT5VU360BGFF000XXX | XT5VU360BPFF000XXX | XT5VU360BQFF000XXX | XT5VU360BTFF000XXX | XT5VU360BUFF000XXX
SG | SGPA26AT0600 | 49 | SRPG600A600 | 43 | 600 | 26 | 100kA | 8 | Loose MCCB (OEM) | 2 | Distribution Protection | 1 | 480Vac (Y/D) | 1 | 100% | 2 | 494382112 | No Equivalent Cross Available Based on Selections | No Equivalent Cross Available Based on Selections | XT5LQ360BEFF000XXX | XT5LQ360BFFF000XXX | XT5LQ360BGFF000XXX | XT5LQ360BPFF000XXX | XT5LQ360BQFF000XXX | XT5LQ360BTFF000XXX | XT5LQ360BUFF000XXX
SG | SGPA26AT0600 | 49 | SRPG600A600 | 43 | 600 | 26 | 100kA | 8 | Loose MCCB (OEM) | 2 | Distribution Protection | 1 | 600Vac (Y/D) | 2 | 100% | 2 | 494382122 | No Equivalent Cross Available Based on Selections | No Equivalent Cross Available Based on Selections | No Equivalent Cross Available Based on Selections | No Equivalent Cross Available Based on Selections | No Equivalent Cross Available Based on Selections | No Equivalent Cross Available Based on Selections | No Equivalent Cross Available Based on Selections | No Equivalent Cross Available Based on Selections | No Equivalent Cross Available Based on Selections
SG | SGPA26AT0600 | 49 | SRPG600A600 | 43 | 600 | 26 | 100kA | 8 | Panelboard MRO | 1 | Distribution Protection | 1 | 480Vac (Y/D) | 1 | 80% | 1 | 494381111 | No Equivalent Cross Available Based on Selections | XT5LU360BBFF000XXX | XT5LU360BEFF000XXX + SRFB3XT5MFPX | XT5LU360BFFF000XXX + SRFB3XT5MFPX | XT5LU360BGFF000XXX + SRFB3XT5MFPX | XT5LU360BPFF000XXX + SRFB3XT5MFPX | XT5LU360BQFF000XXX + SRFB3XT5MFPX | XT5LU360BTFF000XXX + SRFB3XT5MFPX | XT5LU360BUFF000XXX + SRFB3XT5MFPX
SG | SGPA26AT0600 | 49 | SRPG600A600 | 43 | 600 | 26 | 100kA | 8 | Panelboard MRO | 1 | Distribution Protection | 1 | 600Vac (Y/D) | 2 | 80% | 1 | 494381121 | No Equivalent Cross Available Based on Selections | XT5VU360BBFF000XXX | XT5VU360BEFF000XXX + SRFB3XT5MFPX | XT5VU360BFFF000XXX + SRFB3XT5MFPX | XT5VU360BGFF000XXX + SRFB3XT5MFPX | XT5VU360BPFF000XXX + SRFB3XT5MFPX | XT5VU360BQFF000XXX + SRFB3XT5MFPX | XT5VU360BTFF000XXX + SRFB3XT5MFPX | XT5VU360BUFF000XXX + SRFB3XT5MFPX
SG | SGPA26AT0600 | 49 | SRPG600A600 | 43 | 600 | 26 | 100kA | 8 | Panelboard MRO | 1 | Distribution Protection | 1 | 480Vac (Y/D) | 1 | 100% | 2 | 494381112 | No Equivalent Cross Available Based on Selections | XT5LQ360BBFF000XXX | XT5LQ360BEFF000XXX + SRFB3XT5MFPX | XT5LQ360BFFF000XXX + SRFB3XT5MFPX | XT5LQ360BGFF000XXX + SRFB3XT5MFPX | XT5LQ360BPFF000XXX + SRFB3XT5MFPX | XT5LQ360BQFF000XXX + SRFB3XT5MFPX | XT5LQ360BTFF000XXX + SRFB3XT5MFPX | XT5LQ360BUFF000XXX + SRFB3XT5MFPX
SG | SGPA26AT0600 | 49 | SRPG600A600 | 43 | 600 | 26 | 100kA | 8 | Panelboard MRO | 1 | Distribution Protection | 1 | 600Vac (Y/D) | 2 | 100% | 2 | 494381122 | No Equivalent Cross Available Based on Selections | No Equivalent Cross Available Based on Selections | No Equivalent Cross Available Based on Selections | No Equivalent Cross Available Based on Selections | No Equivalent Cross Available Based on Selections | No Equivalent Cross Available Based on Selections | No Equivalent Cross Available Based on Selections | No Equivalent Cross Available Based on Selections | No Equivalent Cross Available Based on Selections
SG | SGHA36AT0600 | 50 | SRPG600A250 | 37 | 250 | 20 | 35kA | 5 | Loose MCCB (OEM) | 2 | Distribution Protection | 1 | 480Vac (Y/D) | 1 | 80% | 1 | 503752111 | XT4SU3250AFF000XXX | XT4SU3250BFF000XXX | XT4SU3250EFF000XXX | XT4SU3250FFF000XXX | XT4SU3250GFF000XXX | XT4SU3250PFF000XXX | XT4SU3250QFF000XXX | XT4SU3250TFF000XXX | XT4SU3250UFF000XXX
SG | SGHA36AT0600 | 50 | SRPG600A250 | 37 | 250 | 20 | 35kA | 5 | Loose MCCB (OEM) | 2 | Distribution Protection | 1 | 600Vac (Y/D) | 2 | 80% | 1 | 503752121 | XT4LU3250AFF000XXX | XT4LU3250BFF000XXX | XT4LU3250EFF000XXX | XT4LU3250FFF000XXX | XT4LU3250GFF000XXX | XT4LU3250PFF000XXX | XT4LU3250QFF000XXX | XT4LU3250TFF000XXX | XT4LU3250UFF000XXX
SG | SGHA36AT0600 | 50 | SRPG600A250 | 37 | 250 | 20 | 35kA | 5 | Loose MCCB (OEM) | 2 | Distribution Protection | 1 | 480Vac (Y/D) | 1 | 100% | 2 | 503752112 | XT4SQ3250AFF000XXX | XT4SQ3250BFF000XXX | XT4SQ3250EFF000XXX | XT4SQ3250FFF000XXX | XT4SQ3250GFF000XXX | XT4SQ3250PFF000XXX | XT4SQ3250QFF000XXX | XT4SQ3250TFF000XXX | XT4SQ3250UFF000XXX
SG | SGHA36AT0600 | 50 | SRPG600A250 | 37 | 250 | 20 | 35kA | 5 | Loose MCCB (OEM) | 2 | Distribution Protection | 1 | 600Vac (Y/D) | 2 | 100% | 2 | 503752122 | XT4LQ3250AFF000XXX | XT4LQ3250BFF000XXX | XT4LQ3250EFF000XXX | XT4LQ3250FFF000XXX | XT4LQ3250GFF000XXX | XT4LQ3250PFF000XXX | XT4LQ3250QFF000XXX | XT4LQ3250TFF000XXX | XT4LQ3250UFF000XXX
SG | SGHA36AT0600 | 50 | SRPG600A250 | 37 | 250 | 20 | 35kA | 5 | Loose MCCB (OEM) | 2 | Distribution Protection | 1 | 480Vac (Y/D) | 1 | 80% | 1 | 503752111 | XT4SU3250AFF000XXX | XT4SU3250BFF000XXX | XT4SU3250EFF000XXX | XT4SU3250FFF000XXX | XT4SU3250GFF000XXX | XT4SU3250PFF000XXX | XT4SU3250QFF000XXX | XT4SU3250TFF000XXX | XT4SU3250UFF000XXX
SG | SGHA36AT0600 | 50 | SRPG600A250 | 37 | 250 | 20 | 35kA | 5 | Loose MCCB (OEM) | 2 | Distribution Protection | 1 | 600Vac (Y/D) | 2 | 80% | 1 | 503752121 | XT4LU3250AFF000XXX | XT4LU3250BFF000XXX | XT4LU3250EFF000XXX | XT4LU3250FFF000XXX | XT4LU3250GFF000XXX | XT4LU3250PFF000XXX | XT4LU3250QFF000XXX | XT4LU3250TFF000XXX | XT4LU3250UFF000XXX
SG | SGHA36AT0600 | 50 | SRPG600A250 | 37 | 250 | 20 | 35kA | 5 | Loose MCCB (OEM) | 2 | Distribution Protection | 1 | 480Vac (Y/D) | 1 | 100% | 2 | 503752112 | XT4SQ3250AFF000XXX | XT4SQ3250BFF000XXX | XT4SQ3250EFF000XXX | XT4SQ3250FFF000XXX | XT4SQ3250GFF000XXX | XT4SQ3250PFF000XXX | XT4SQ3250QFF000XXX | XT4SQ3250TFF000XXX | XT4SQ3250UFF000XXX
SG | SGHA36AT0600 | 50 | SRPG600A250 | 37 | 250 | 20 | 35kA | 5 | Loose MCCB (OEM) | 2 | Distribution Protection | 1 | 600Vac (Y/D) | 2 | 100% | 2 | 503752122 | XT4LQ3250AFF000XXX | XT4LQ3250BFF000XXX | XT4LQ3250EFF000XXX | XT4LQ3250FFF000XXX | XT4LQ3250GFF000XXX | XT4LQ3250PFF000XXX | XT4LQ3250QFF000XXX | XT4LQ3250TFF000XXX | XT4LQ3250UFF000XXX
SG | SGHA36AT0600 | 50 | SRPG600A250 | 37 | 250 | 20 | 35kA | 5 | Panelboard MRO | 1 | Distribution Protection | 1 | 480Vac (Y/D) | 1 | 80% | 1 | 503751111 | XT4SU3250AFF000XXX + SRFB6XT4FPX | XT4SU3250BFF000XXX + SRFB6XT4FPX | XT4SU3250EFF000XXX + SRFB3XT4FPX | XT4SU3250FFF000XXX + SRFB3XT4FPX | XT4SU3250GFF000XXX + SRFB3XT4FPX | XT4SU3250PFF000XXX + SRFB3XT4FPX | XT4SU3250QFF000XXX + SRFB3XT4FPX | XT4SU3250TFF000XXX + SRFB3XT4FPX | XT4SU3250UFF000XXX + SRFB3XT4FPX
SG | SGHA36AT0600 | 50 | SRPG600A250 | 37 | 250 | 20 | 35kA | 5 | Panelboard MRO | 1 | Distribution Protection | 1 | 600Vac (Y/D) | 2 | 80% | 1 | 503751121 | XT4LU3150AFF000XXX + SRFB6XT4FPX | XT4LU3250BFF000XXX + SRFB6XT4FPX | XT4LU3250EFF000XXX + SRFB3XT4FPX | XT4LU3250FFF000XXX + SRFB3XT4FPX | XT4LU3250GFF000XXX + SRFB3XT4FPX | XT4LU3250PFF000XXX + SRFB3XT4FPX | XT4LU3250QFF000XXX + SRFB3XT4FPX | XT4LU3250TFF000XXX + SRFB3XT4FPX | XT4LU3250UFF000XXX + SRFB3XT4FPX
SG | SGHA36AT0600 | 50 | SRPG600A250 | 37 | 250 | 20 | 35kA | 5 | Panelboard MRO | 1 | Distribution Protection | 1 | 480Vac (Y/D) | 1 | 100% | 2 | 503751112 | XT4SQ3250AFF000XXX + SRFB6XT4FPX | XT4SQ3250BFF000XXX + SRFB6XT4FPX | XT4SQ3250EFF000XXX + SRFB3XT4FPX | XT4SQ3250FFF000XXX + SRFB3XT4FPX | XT4SQ3250GFF000XXX + SRFB3XT4FPX | XT4SQ3250PFF000XXX + SRFB3XT4FPX | XT4SQ3250QFF000XXX + SRFB3XT4FPX | XT4SQ3250TFF000XXX + SRFB3XT4FPX | XT4SQ3250UFF000XXX + SRFB3XT4FPX
SG | SGHA36AT0600 | 50 | SRPG600A250 | 37 | 250 | 20 | 35kA | 5 | Panelboard MRO | 1 | Distribution Protection | 1 | 600Vac (Y/D) | 2 | 100% | 2 | 503751122 | XT4LQ3250AFF000XXX + SRFB6XT4FPX | XT4LQ3250BFF000XXX + SRFB6XT4FPX | XT4LQ3250EFF000XXX + SRFB3XT4FPX | XT4LQ3250FFF000XXX + SRFB3XT4FPX | XT4LQ3250GFF000XXX + SRFB3XT4FPX | XT4LQ3250PFF000XXX + SRFB3XT4FPX | XT4LQ3250QFF000XXX + SRFB3XT4FPX | XT4LQ3250TFF000XXX + SRFB3XT4FPX | XT4LQ3250UFF000XXX + SRFB3XT4FPX
SG | SGHA36AT0600 | 50 | SRPG600A250 | 37 | 250 | 20 | 35kA | 5 | Panelboard MRO | 1 | Distribution Protection | 1 | 480Vac (Y/D) | 1 | 80% | 1 | 503751111 | XT4SU3250AFF000XXX + SRFB6XT4FPX | XT4SU3250BFF000XXX + SRFB6XT4FPX | XT4SU3250EFF000XXX + SRFB3XT4FPX | XT4SU3250FFF000XXX + SRFB3XT4FPX | XT4SU3250GFF000XXX + SRFB3XT4FPX | XT4SU3250PFF000XXX + SRFB3XT4FPX | XT4SU3250QFF000XXX + SRFB3XT4FPX | XT4SU3250TFF000XXX + SRFB3XT4FPX | XT4SU3250UFF000XXX + SRFB3XT4FPX
SG | SGHA36AT0600 | 50 | SRPG600A250 | 37 | 250 | 20 | 35kA | 5 | Panelboard MRO | 1 | Distribution Protection | 1 | 600Vac (Y/D) | 2 | 80% | 1 | 503751121 | XT4LU3150AFF000XXX + SRFB6XT4FPX | XT4LU3250BFF000XXX + SRFB6XT4FPX | XT4LU3250EFF000XXX + SRFB3XT4FPX | XT4LU3250FFF000XXX + SRFB3XT4FPX | XT4LU3250GFF000XXX + SRFB3XT4FPX | XT4LU3250PFF000XXX + SRFB3XT4FPX | XT4LU3250QFF000XXX + SRFB3XT4FPX | XT4LU3250TFF000XXX + SRFB3XT4FPX | XT4LU3250UFF000XXX + SRFB3XT4FPX
SG | SGHA36AT0600 | 50 | SRPG600A250 | 37 | 250 | 20 | 35kA | 5 | Panelboard MRO | 1 | Distribution Protection | 1 | 480Vac (Y/D) | 1 | 100% | 2 | 503751112 | XT4SQ3250AFF000XXX + SRFB6XT4FPX | XT4SQ3250BFF000XXX + SRFB6XT4FPX | XT4SQ3250EFF000XXX + SRFB3XT4FPX | XT4SQ3250FFF000XXX + SRFB3XT4FPX | XT4SQ3250GFF000XXX + SRFB3XT4FPX | XT4SQ3250PFF000XXX + SRFB3XT4FPX | XT4SQ3250QFF000XXX + SRFB3XT4FPX | XT4SQ3250TFF000XXX + SRFB3XT4FPX | XT4SQ3250UFF000XXX + SRFB3XT4FPX
SG | SGHA36AT0600 | 50 | SRPG600A250 | 37 | 250 | 20 | 35kA | 5 | Panelboard MRO | 1 | Distribution Protection | 1 | 600Vac (Y/D) | 2 | 100% | 2 | 503751122 | XT4LQ3250AFF000XXX + SRFB6XT4FPX | XT4LQ3250BFF000XXX + SRFB6XT4FPX | XT4LQ3250EFF000XXX + SRFB3XT4FPX | XT4LQ3250FFF000XXX + SRFB3XT4FPX | XT4LQ3250GFF000XXX + SRFB3XT4FPX | XT4LQ3250PFF000XXX + SRFB3XT4FPX | XT4LQ3250QFF000XXX + SRFB3XT4FPX | XT4LQ3250TFF000XXX + SRFB3XT4FPX | XT4LQ3250UFF000XXX + SRFB3XT4FPX
SG | SGHA36AT0600 | 50 | SRPG600A300 | 38 | 300 | 21 | 35kA | 5 | Loose MCCB (OEM) | 2 | Distribution Protection | 1 | 480Vac (Y/D) | 1 | 80% | 1 | 503852111 | No Equivalent Cross Available Based on Selections | XT5NU330ABFF000XXX | XT5NU330AEFF000XXX | XT5NU330AFFF000XXX | XT5NU330AGFF000XXX | XT5NU330APFF000XXX | XT5NU330AQFF000XXX | XT5NU330ATFF000XXX | XT5NU330AUFF000XXX
SG | SGHA36AT0600 | 50 | SRPG600A300 | 38 | 300 | 21 | 35kA | 5 | Loose MCCB (OEM) | 2 | Distribution Protection | 1 | 600Vac (Y/D) | 2 | 80% | 1 | 503852121 | No Equivalent Cross Available Based on Selections | XT5HU330ABFF000XXX | XT5HU330AEFF000XXX | XT5HU330AFFF000XXX | XT5HU330AGFF000XXX | XT5HU330APFF000XXX | XT5HU330AQFF000XXX | XT5HU330ATFF000XXX | XT5HU330AUFF000XXX
SG | SGHA36AT0600 | 50 | SRPG600A300 | 38 | 300 | 21 | 35kA | 5 | Loose MCCB (OEM) | 2 | Distribution Protection | 1 | 480Vac (Y/D) | 1 | 100% | 2 | 503852112 | No Equivalent Cross Available Based on Selections | XT5NQ330ABFF000XXX | XT5NQ330AEFF000XXX | XT5NQ330AFFF000XXX | XT5NQ330AGFF000XXX | XT5NQ330APFF000XXX | XT5NQ330AQFF000XXX | XT5NQ330ATFF000XXX | XT5NQ330AUFF000XXX
SG | SGHA36AT0600 | 50 | SRPG600A300 | 38 | 300 | 21 | 35kA | 5 | Loose MCCB (OEM) | 2 | Distribution Protection | 1 | 600Vac (Y/D) | 2 | 100% | 2 | 503852122 | No Equivalent Cross Available Based on Selections | XT5HQ330ABFF000XXX | XT5HQ330AEFF000XXX | XT5HQ330AFFF000XXX | XT5HQ330AGFF000XXX | XT5HQ330APFF000XXX | XT5HQ330AQFF000XXX | XT5HQ330ATFF000XXX | XT5HQ330AUFF000XXX
SG | SGHA36AT0600 | 50 | SRPG600A300 | 38 | 300 | 21 | 35kA | 5 | Loose MCCB (OEM) | 2 | Distribution Protection | 1 | 480Vac (Y/D) | 1 | 80% | 1 | 503852111 | No Equivalent Cross Available Based on Selections | XT5NU330ABFF000XXX | XT5NU330AEFF000XXX | XT5NU330AFFF000XXX | XT5NU330AGFF000XXX | XT5NU330APFF000XXX | XT5NU330AQFF000XXX | XT5NU330ATFF000XXX | XT5NU330AUFF000XXX
SG | SGHA36AT0600 | 50 | SRPG600A300 | 38 | 300 | 21 | 35kA | 5 | Loose MCCB (OEM) | 2 | Distribution Protection | 1 | 600Vac (Y/D) | 2 | 80% | 1 | 503852121 | No Equivalent Cross Available Based on Selections | XT5HU330ABFF000XXX | XT5HU330AEFF000XXX | XT5HU330AFFF000XXX | XT5HU330AGFF000XXX | XT5HU330APFF000XXX | XT5HU330AQFF000XXX | XT5HU330ATFF000XXX | XT5HU330AUFF000XXX
SG | SGHA36AT0600 | 50 | SRPG600A300 | 38 | 300 | 21 | 35kA | 5 | Loose MCCB (OEM) | 2 | Distribution Protection | 1 | 480Vac (Y/D) | 1 | 100% | 2 | 503852112 | No Equivalent Cross Available Based on Selections | XT5NQ330ABFF000XXX | XT5NQ330AEFF000XXX | XT5NQ330AFFF000XXX | XT5NQ330AGFF000XXX | XT5NQ330APFF000XXX | XT5NQ330AQFF000XXX | XT5NQ330ATFF000XXX | XT5NQ330AUFF000XXX
SG | SGHA36AT0600 | 50 | SRPG600A300 | 38 | 300 | 21 | 35kA | 5 | Loose MCCB (OEM) | 2 | Distribution Protection | 1 | 600Vac (Y/D) | 2 | 100% | 2 | 503852122 | No Equivalent Cross Available Based on Selections | XT5HQ330ABFF000XXX | XT5HQ330AEFF000XXX | XT5HQ330AFFF000XXX | XT5HQ330AGFF000XXX | XT5HQ330APFF000XXX | XT5HQ330AQFF000XXX | XT5HQ330ATFF000XXX | XT5HQ330AUFF000XXX
SG | SGHA36AT0600 | 50 | SRPG600A300 | 38 | 300 | 21 | 35kA | 5 | Panelboard MRO | 1 | Distribution Protection | 1 | 480Vac (Y/D) | 1 | 80% | 1 | 503851111 | No Equivalent Cross Available Based on Selections | XT5NU330ABFF000XXX | XT5NU330AEFF000XXX + SRFB3XT5MFPX | XT5NU330AFFF000XXX + SRFB3XT5MFPX | XT5NU330AGFF000XXX + SRFB3XT5MFPX | XT5NU330APFF000XXX + SRFB3XT5MFPX | XT5NU330AQFF000XXX + SRFB3XT5MFPX | XT5NU330ATFF000XXX + SRFB3XT5MFPX | XT5NU330AUFF000XXX + SRFB3XT5MFPX
SG | SGHA36AT0600 | 50 | SRPG600A300 | 38 | 300 | 21 | 35kA | 5 | Panelboard MRO | 1 | Distribution Protection | 1 | 600Vac (Y/D) | 2 | 80% | 1 | 503851121 | No Equivalent Cross Available Based on Selections | XT5HU330ABFF000XXX | XT5HU330AEFF000XXX + SRFB3XT5MFPX | XT5HU330AFFF000XXX + SRFB3XT5MFPX | XT5HU330AGFF000XXX + SRFB3XT5MFPX | XT5HU330APFF000XXX + SRFB3XT5MFPX | XT5HU330AQFF000XXX + SRFB3XT5MFPX | XT5HU330ATFF000XXX + SRFB3XT5MFPX | XT5HU330AUFF000XXX + SRFB3XT5MFPX
SG | SGHA36AT0600 | 50 | SRPG600A300 | 38 | 300 | 21 | 35kA | 5 | Panelboard MRO | 1 | Distribution Protection | 1 | 480Vac (Y/D) | 1 | 100% | 2 | 503851112 | No Equivalent Cross Available Based on Selections | XT5NQ330ABFF000XXX | XT5NQ330AEFF000XXX + SRFB3XT5MFPX | XT5NQ330AFFF000XXX + SRFB3XT5MFPX | XT5NQ330AGFF000XXX + SRFB3XT5MFPX | XT5NQ330APFF000XXX + SRFB3XT5MFPX | XT5NQ330AQFF000XXX + SRFB3XT5MFPX | XT5NQ330ATFF000XXX + SRFB3XT5MFPX | XT5NQ330AUFF000XXX + SRFB3XT5MFPX
SG | SGHA36AT0600 | 50 | SRPG600A300 | 38 | 300 | 21 | 35kA | 5 | Panelboard MRO | 1 | Distribution Protection | 1 | 600Vac (Y/D) | 2 | 100% | 2 | 503851122 | No Equivalent Cross Available Based on Selections | XT5HQ330ABFF000XXX | XT5HQ330AEFF000XXX + SRFB3XT5MFPX | XT5HQ330AFFF000XXX + SRFB3XT5MFPX | XT5HQ330AGFF000XXX + SRFB3XT5MFPX | XT5HQ330APFF000XXX + SRFB3XT5MFPX | XT5HQ330AQFF000XXX + SRFB3XT5MFPX | XT5HQ330ATFF000XXX + SRFB3XT5MFPX | XT5HQ330AUFF000XXX + SRFB3XT5MFPX
SG | SGHA36AT0600 | 50 | SRPG600A300 | 38 | 300 | 21 | 35kA | 5 | Panelboard MRO | 1 | Distribution Protection | 1 | 480Vac (Y/D) | 1 | 80% | 1 | 503851111 | No Equivalent Cross Available Based on Selections | XT5NU330ABFF000XXX | XT5NU330AEFF000XXX + SRFB3XT5MFPX | XT5NU330AFFF000XXX + SRFB3XT5MFPX | XT5NU330AGFF000XXX + SRFB3XT5MFPX | XT5NU330APFF000XXX + SRFB3XT5MFPX | XT5NU330AQFF000XXX + SRFB3XT5MFPX | XT5NU330ATFF000XXX + SRFB3XT5MFPX | XT5NU330AUFF000XXX + SRFB3XT5MFPX
SG | SGHA36AT0600 | 50 | SRPG600A300 | 38 | 300 | 21 | 35kA | 5 | Panelboard MRO | 1 | Distribution Protection | 1 | 600Vac (Y/D) | 2 | 80% | 1 | 503851121 | No Equivalent Cross Available Based on Selections | XT5HU330ABFF000XXX | XT5HU330AEFF000XXX + SRFB3XT5MFPX | XT5HU330AFFF000XXX + SRFB3XT5MFPX | XT5HU330AGFF000XXX + SRFB3XT5MFPX | XT5HU330APFF000XXX + SRFB3XT5MFPX | XT5HU330AQFF000XXX + SRFB3XT5MFPX | XT5HU330ATFF000XXX + SRFB3XT5MFPX | XT5HU330AUFF000XXX + SRFB3XT5MFPX
SG | SGHA36AT0600 | 50 | SRPG600A300 | 38 | 300 | 21 | 35kA | 5 | Panelboard MRO | 1 | Distribution Protection | 1 | 480Vac (Y/D) | 1 | 100% | 2 | 503851112 | No Equivalent Cross Available Based on Selections | XT5NQ330ABFF000XXX | XT5NQ330AEFF000XXX + SRFB3XT5MFPX | XT5NQ330AFFF000XXX + SRFB3XT5MFPX | XT5NQ330AGFF000XXX + SRFB3XT5MFPX | XT5NQ330APFF000XXX + SRFB3XT5MFPX | XT5NQ330AQFF000XXX + SRFB3XT5MFPX | XT5NQ330ATFF000XXX + SRFB3XT5MFPX | XT5NQ330AUFF000XXX + SRFB3XT5MFPX
SG | SGHA36AT0600 | 50 | SRPG600A300 | 38 | 300 | 21 | 35kA | 5 | Panelboard MRO | 1 | Distribution Protection | 1 | 600Vac (Y/D) | 2 | 100% | 2 | 503851122 | No Equivalent Cross Available Based on Selections | XT5HQ330ABFF000XXX | XT5HQ330AEFF000XXX + SRFB3XT5MFPX | XT5HQ330AFFF000XXX + SRFB3XT5MFPX | XT5HQ330AGFF000XXX + SRFB3XT5MFPX | XT5HQ330APFF000XXX + SRFB3XT5MFPX | XT5HQ330AQFF000XXX + SRFB3XT5MFPX | XT5HQ330ATFF000XXX + SRFB3XT5MFPX | XT5HQ330AUFF000XXX + SRFB3XT5MFPX
SG | SGHA36AT0600 | 50 | SRPG600A350 | 39 | 350 | 22 | 35kA | 5 | Loose MCCB (OEM) | 2 | Distribution Protection | 1 | 480Vac (Y/D) | 1 | 80% | 1 | 503952111 | No Equivalent Cross Available Based on Selections | XT5NU340ABFF000XXX | XT5NU340AEFF000XXX | XT5NU340AFFF000XXX | XT5NU340AGFF000XXX | XT5NU340APFF000XXX | XT5NU340AQFF000XXX | XT5NU340ATFF000XXX | XT5NU340AUFF000XXX
SG | SGHA36AT0600 | 50 | SRPG600A350 | 39 | 350 | 22 | 35kA | 5 | Loose MCCB (OEM) | 2 | Distribution Protection | 1 | 600Vac (Y/D) | 2 | 80% | 1 | 503952121 | No Equivalent Cross Available Based on Selections | XT5HU340ABFF000XXX | XT5HU340AEFF000XXX | XT5HU340AFFF000XXX | XT5HU340AGFF000XXX | XT5HU340APFF000XXX | XT5HU340AQFF000XXX | XT5HU340ATFF000XXX | XT5HU340AUFF000XXX
SG | SGHA36AT0600 | 50 | SRPG600A350 | 39 | 350 | 22 | 35kA | 5 | Loose MCCB (OEM) | 2 | Distribution Protection | 1 | 480Vac (Y/D) | 1 | 100% | 2 | 503952112 | No Equivalent Cross Available Based on Selections | XT5NQ340ABFF000XXX | XT5NQ340AEFF000XXX | XT5NQ340AFFF000XXX | XT5NQ340AGFF000XXX | XT5NQ340APFF000XXX | XT5NQ340AQFF000XXX | XT5NQ340ATFF000XXX | XT5NQ340AUFF000XXX
SG | SGHA36AT0600 | 50 | SRPG600A350 | 39 | 350 | 22 | 35kA | 5 | Loose MCCB (OEM) | 2 | Distribution Protection | 1 | 600Vac (Y/D) | 2 | 100% | 2 | 503952122 | No Equivalent Cross Available Based on Selections | XT5HQ340ABFF000XXX | XT5HQ340AEFF000XXX | XT5HQ340AFFF000XXX | XT5HQ340AGFF000XXX | XT5HQ340APFF000XXX | XT5HQ340AQFF000XXX | XT5HQ340ATFF000XXX | XT5HQ340AUFF000XXX
SG | SGHA36AT0600 | 50 | SRPG600A350 | 39 | 350 | 22 | 35kA | 5 | Loose MCCB (OEM) | 2 | Distribution Protection | 1 | 480Vac (Y/D) | 1 | 80% | 1 | 503952111 | No Equivalent Cross Available Based on Selections | XT5NU340ABFF000XXX | XT5NU340AEFF000XXX | XT5NU340AFFF000XXX | XT5NU340AGFF000XXX | XT5NU340APFF000XXX | XT5NU340AQFF000XXX | XT5NU340ATFF000XXX | XT5NU340AUFF000XXX
SG | SGHA36AT0600 | 50 | SRPG600A350 | 39 | 350 | 22 | 35kA | 5 | Loose MCCB (OEM) | 2 | Distribution Protection | 1 | 600Vac (Y/D) | 2 | 80% | 1 | 503952121 | No Equivalent Cross Available Based on Selections | XT5HU340ABFF000XXX | XT5HU340AEFF000XXX | XT5HU340AFFF000XXX | XT5HU340AGFF000XXX | XT5HU340APFF000XXX | XT5HU340AQFF000XXX | XT5HU340ATFF000XXX | XT5HU340AUFF000XXX
SG | SGHA36AT0600 | 50 | SRPG600A350 | 39 | 350 | 22 | 35kA | 5 | Loose MCCB (OEM) | 2 | Distribution Protection | 1 | 480Vac (Y/D) | 1 | 100% | 2 | 503952112 | No Equivalent Cross Available Based on Selections | XT5NQ340ABFF000XXX | XT5NQ340AEFF000XXX | XT5NQ340AFFF000XXX | XT5NQ340AGFF000XXX | XT5NQ340APFF000XXX | XT5NQ340AQFF000XXX | XT5NQ340ATFF000XXX | XT5NQ340AUFF000XXX
SG | SGHA36AT0600 | 50 | SRPG600A350 | 39 | 350 | 22 | 35kA | 5 | Loose MCCB (OEM) | 2 | Distribution Protection | 1 | 600Vac (Y/D) | 2 | 100% | 2 | 503952122 | No Equivalent Cross Available Based on Selections | XT5HQ340ABFF000XXX | XT5HQ340AEFF000XXX | XT5HQ340AFFF000XXX | XT5HQ340AGFF000XXX | XT5HQ340APFF000XXX | XT5HQ340AQFF000XXX | XT5HQ340ATFF000XXX | XT5HQ340AUFF000XXX
SG | SGHA36AT0600 | 50 | SRPG600A350 | 39 | 350 | 22 | 35kA | 5 | Panelboard MRO | 1 | Distribution Protection | 1 | 480Vac (Y/D) | 1 | 80% | 1 | 503951111 | No Equivalent Cross Available Based on Selections | XT5NU340ABFF000XXX | XT5NU340AEFF000XXX + SRFB3XT5MFPX | XT5NU340AFFF000XXX + SRFB3XT5MFPX | XT5NU340AGFF000XXX + SRFB3XT5MFPX | XT5NU340APFF000XXX + SRFB3XT5MFPX | XT5NU340AQFF000XXX + SRFB3XT5MFPX | XT5NU340ATFF000XXX + SRFB3XT5MFPX | XT5NU340AUFF000XXX + SRFB3XT5MFPX
SG | SGHA36AT0600 | 50 | SRPG600A350 | 39 | 350 | 22 | 35kA | 5 | Panelboard MRO | 1 | Distribution Protection | 1 | 600Vac (Y/D) | 2 | 80% | 1 | 503951121 | No Equivalent Cross Available Based on Selections | XT5HU340ABFF000XXX | XT5HU340AEFF000XXX + SRFB3XT5MFPX | XT5HU340AFFF000XXX + SRFB3XT5MFPX | XT5HU340AGFF000XXX + SRFB3XT5MFPX | XT5HU340APFF000XXX + SRFB3XT5MFPX | XT5HU340AQFF000XXX + SRFB3XT5MFPX | XT5HU340ATFF000XXX + SRFB3XT5MFPX | XT5HU340AUFF000XXX + SRFB3XT5MFPX
SG | SGHA36AT0600 | 50 | SRPG600A350 | 39 | 350 | 22 | 35kA | 5 | Panelboard MRO | 1 | Distribution Protection | 1 | 480Vac (Y/D) | 1 | 100% | 2 | 503951112 | No Equivalent Cross Available Based on Selections | XT5NQ340ABFF000XXX | XT5NQ340AEFF000XXX + SRFB3XT5MFPX | XT5NQ340AFFF000XXX + SRFB3XT5MFPX | XT5NQ340AGFF000XXX + SRFB3XT5MFPX | XT5NQ340APFF000XXX + SRFB3XT5MFPX | XT5NQ340AQFF000XXX + SRFB3XT5MFPX | XT5NQ340ATFF000XXX + SRFB3XT5MFPX | XT5NQ340AUFF000XXX + SRFB3XT5MFPX
SG | SGHA36AT0600 | 50 | SRPG600A350 | 39 | 350 | 22 | 35kA | 5 | Panelboard MRO | 1 | Distribution Protection | 1 | 600Vac (Y/D) | 2 | 100% | 2 | 503951122 | No Equivalent Cross Available Based on Selections | XT5HQ340ABFF000XXX | XT5HQ340AEFF000XXX + SRFB3XT5MFPX | XT5HQ340AFFF000XXX + SRFB3XT5MFPX | XT5HQ340AGFF000XXX + SRFB3XT5MFPX | XT5HQ340APFF000XXX + SRFB3XT5MFPX | XT5HQ340AQFF000XXX + SRFB3XT5MFPX | XT5HQ340ATFF000XXX + SRFB3XT5MFPX | XT5HQ340AUFF000XXX + SRFB3XT5MFPX
SG | SGHA36AT0600 | 50 | SRPG600A350 | 39 | 350 | 22 | 35kA | 5 | Panelboard MRO | 1 | Distribution Protection | 1 | 480Vac (Y/D) | 1 | 80% | 1 | 503951111 | No Equivalent Cross Available Based on Selections | XT5NU340ABFF000XXX | XT5NU340AEFF000XXX + SRFB3XT5MFPX | XT5NU340AFFF000XXX + SRFB3XT5MFPX | XT5NU340AGFF000XXX + SRFB3XT5MFPX | XT5NU340APFF000XXX + SRFB3XT5MFPX | XT5NU340AQFF000XXX + SRFB3XT5MFPX | XT5NU340ATFF000XXX + SRFB3XT5MFPX | XT5NU340AUFF000XXX + SRFB3XT5MFPX
SG | SGHA36AT0600 | 50 | SRPG600A350 | 39 | 350 | 22 | 35kA | 5 | Panelboard MRO | 1 | Distribution Protection | 1 | 600Vac (Y/D) | 2 | 80% | 1 | 503951121 | No Equivalent Cross Available Based on Selections | XT5HU340ABFF000XXX | XT5HU340AEFF000XXX + SRFB3XT5MFPX | XT5HU340AFFF000XXX + SRFB3XT5MFPX | XT5HU340AGFF000XXX + SRFB3XT5MFPX | XT5HU340APFF000XXX + SRFB3XT5MFPX | XT5HU340AQFF000XXX + SRFB3XT5MFPX | XT5HU340ATFF000XXX + SRFB3XT5MFPX | XT5HU340AUFF000XXX + SRFB3XT5MFPX
SG | SGHA36AT0600 | 50 | SRPG600A350 | 39 | 350 | 22 | 35kA | 5 | Panelboard MRO | 1 | Distribution Protection | 1 | 480Vac (Y/D) | 1 | 100% | 2 | 503951112 | No Equivalent Cross Available Based on Selections | XT5NQ340ABFF000XXX | XT5NQ340AEFF000XXX + SRFB3XT5MFPX | XT5NQ340AFFF000XXX + SRFB3XT5MFPX | XT5NQ340AGFF000XXX + SRFB3XT5MFPX | XT5NQ340APFF000XXX + SRFB3XT5MFPX | XT5NQ340AQFF000XXX + SRFB3XT5MFPX | XT5NQ340ATFF000XXX + SRFB3XT5MFPX | XT5NQ340AUFF000XXX + SRFB3XT5MFPX
SG | SGHA36AT0600 | 50 | SRPG600A350 | 39 | 350 | 22 | 35kA | 5 | Panelboard MRO | 1 | Distribution Protection | 1 | 600Vac (Y/D) | 2 | 100% | 2 | 503951122 | No Equivalent Cross Available Based on Selections | XT5HQ340ABFF000XXX | XT5HQ340AEFF000XXX + SRFB3XT5MFPX | XT5HQ340AFFF000XXX + SRFB3XT5MFPX | XT5HQ340AGFF000XXX + SRFB3XT5MFPX | XT5HQ340APFF000XXX + SRFB3XT5MFPX | XT5HQ340AQFF000XXX + SRFB3XT5MFPX | XT5HQ340ATFF000XXX + SRFB3XT5MFPX | XT5HQ340AUFF000XXX + SRFB3XT5MFPX
SG | SGHA36AT0600 | 50 | SRPG600A400 | 40 | 400 | 23 | 35kA | 5 | Loose MCCB (OEM) | 2 | Distribution Protection | 1 | 480Vac (Y/D) | 1 | 80% | 1 | 504052111 | No Equivalent Cross Available Based on Selections | XT5NU340ABFF000XXX | XT5NU340AEFF000XXX | XT5NU340AFFF000XXX | XT5NU340AGFF000XXX | XT5NU340APFF000XXX | XT5NU340AQFF000XXX | XT5NU340ATFF000XXX | XT5NU340AUFF000XXX
SG | SGHA36AT0600 | 50 | SRPG600A400 | 40 | 400 | 23 | 35kA | 5 | Loose MCCB (OEM) | 2 | Distribution Protection | 1 | 600Vac (Y/D) | 2 | 80% | 1 | 504052121 | No Equivalent Cross Available Based on Selections | XT5HU340ABFF000XXX | XT5HU340AEFF000XXX | XT5HU340AFFF000XXX | XT5HU340AGFF000XXX | XT5HU340APFF000XXX | XT5HU340AQFF000XXX | XT5HU340ATFF000XXX | XT5HU340AUFF000XXX
SG | SGHA36AT0600 | 50 | SRPG600A400 | 40 | 400 | 23 | 35kA | 5 | Loose MCCB (OEM) | 2 | Distribution Protection | 1 | 480Vac (Y/D) | 1 | 100% | 2 | 504052112 | No Equivalent Cross Available Based on Selections | XT5NQ340ABFF000XXX | XT5NQ340AEFF000XXX | XT5NQ340AFFF000XXX | XT5NQ340AGFF000XXX | XT5NQ340APFF000XXX | XT5NQ340AQFF000XXX | XT5NQ340ATFF000XXX | XT5NQ340AUFF000XXX
SG | SGHA36AT0600 | 50 | SRPG600A400 | 40 | 400 | 23 | 35kA | 5 | Loose MCCB (OEM) | 2 | Distribution Protection | 1 | 600Vac (Y/D) | 2 | 100% | 2 | 504052122 | No Equivalent Cross Available Based on Selections | XT5HQ340ABFF000XXX | XT5HQ340AEFF000XXX | XT5HQ340AFFF000XXX | XT5HQ340AGFF000XXX | XT5HQ340APFF000XXX | XT5HQ340AQFF000XXX | XT5HQ340ATFF000XXX | XT5HQ340AUFF000XXX
SG | SGHA36AT0600 | 50 | SRPG600A400 | 40 | 400 | 23 | 35kA | 5 | Loose MCCB (OEM) | 2 | Distribution Protection | 1 | 480Vac (Y/D) | 1 | 80% | 1 | 504052111 | No Equivalent Cross Available Based on Selections | XT5NU340ABFF000XXX | XT5NU340AEFF000XXX | XT5NU340AFFF000XXX | XT5NU340AGFF000XXX | XT5NU340APFF000XXX | XT5NU340AQFF000XXX | XT5NU340ATFF000XXX | XT5NU340AUFF000XXX
SG | SGHA36AT0600 | 50 | SRPG600A400 | 40 | 400 | 23 | 35kA | 5 | Loose MCCB (OEM) | 2 | Distribution Protection | 1 | 600Vac (Y/D) | 2 | 80% | 1 | 504052121 | No Equivalent Cross Available Based on Selections | XT5HU340ABFF000XXX | XT5HU340AEFF000XXX | XT5HU340AFFF000XXX | XT5HU340AGFF000XXX | XT5HU340APFF000XXX | XT5HU340AQFF000XXX | XT5HU340ATFF000XXX | XT5HU340AUFF000XXX
SG | SGHA36AT0600 | 50 | SRPG600A400 | 40 | 400 | 23 | 35kA | 5 | Loose MCCB (OEM) | 2 | Distribution Protection | 1 | 480Vac (Y/D) | 1 | 100% | 2 | 504052112 | No Equivalent Cross Available Based on Selections | XT5NQ340ABFF000XXX | XT5NQ340AEFF000XXX | XT5NQ340AFFF000XXX | XT5NQ340AGFF000XXX | XT5NQ340APFF000XXX | XT5NQ340AQFF000XXX | XT5NQ340ATFF000XXX | XT5NQ340AUFF000XXX
SG | SGHA36AT0600 | 50 | SRPG600A400 | 40 | 400 | 23 | 35kA | 5 | Loose MCCB (OEM) | 2 | Distribution Protection | 1 | 600Vac (Y/D) | 2 | 100% | 2 | 504052122 | No Equivalent Cross Available Based on Selections | XT5HQ340ABFF000XXX | XT5HQ340AEFF000XXX | XT5HQ340AFFF000XXX | XT5HQ340AGFF000XXX | XT5HQ340APFF000XXX | XT5HQ340AQFF000XXX | XT5HQ340ATFF000XXX | XT5HQ340AUFF000XXX
SG | SGHA36AT0600 | 50 | SRPG600A400 | 40 | 400 | 23 | 35kA | 5 | Panelboard MRO | 1 | Distribution Protection | 1 | 480Vac (Y/D) | 1 | 80% | 1 | 504051111 | No Equivalent Cross Available Based on Selections | XT5NU340ABFF000XXX | XT5NU340AEFF000XXX + SRFB3XT5MFPX | XT5NU340AFFF000XXX + SRFB3XT5MFPX | XT5NU340AGFF000XXX + SRFB3XT5MFPX | XT5NU340APFF000XXX + SRFB3XT5MFPX | XT5NU340AQFF000XXX + SRFB3XT5MFPX | XT5NU340ATFF000XXX + SRFB3XT5MFPX | XT5NU340AUFF000XXX + SRFB3XT5MFPX
SG | SGHA36AT0600 | 50 | SRPG600A400 | 40 | 400 | 23 | 35kA | 5 | Panelboard MRO | 1 | Distribution Protection | 1 | 600Vac (Y/D) | 2 | 80% | 1 | 504051121 | No Equivalent Cross Available Based on Selections | XT5HU340ABFF000XXX | XT5HU340AEFF000XXX + SRFB3XT5MFPX | XT5HU340AFFF000XXX + SRFB3XT5MFPX | XT5HU340AGFF000XXX + SRFB3XT5MFPX | XT5HU340APFF000XXX + SRFB3XT5MFPX | XT5HU340AQFF000XXX + SRFB3XT5MFPX | XT5HU340ATFF000XXX + SRFB3XT5MFPX | XT5HU340AUFF000XXX + SRFB3XT5MFPX
SG | SGHA36AT0600 | 50 | SRPG600A400 | 40 | 400 | 23 | 35kA | 5 | Panelboard MRO | 1 | Distribution Protection | 1 | 480Vac (Y/D) | 1 | 100% | 2 | 504051112 | No Equivalent Cross Available Based on Selections | XT5NQ340ABFF000XXX | XT5NQ340AEFF000XXX + SRFB3XT5MFPX | XT5NQ340AFFF000XXX + SRFB3XT5MFPX | XT5NQ340AGFF000XXX + SRFB3XT5MFPX | XT5NQ340APFF000XXX + SRFB3XT5MFPX | XT5NQ340AQFF000XXX + SRFB3XT5MFPX | XT5NQ340ATFF000XXX + SRFB3XT5MFPX | XT5NQ340AUFF000XXX + SRFB3XT5MFPX
SG | SGHA36AT0600 | 50 | SRPG600A400 | 40 | 400 | 23 | 35kA | 5 | Panelboard MRO | 1 | Distribution Protection | 1 | 600Vac (Y/D) | 2 | 100% | 2 | 504051122 | No Equivalent Cross Available Based on Selections | XT5HQ340ABFF000XXX | XT5HQ340AEFF000XXX + SRFB3XT5MFPX | XT5HQ340AFFF000XXX + SRFB3XT5MFPX | XT5HQ340AGFF000XXX + SRFB3XT5MFPX | XT5HQ340APFF000XXX + SRFB3XT5MFPX | XT5HQ340AQFF000XXX + SRFB3XT5MFPX | XT5HQ340ATFF000XXX + SRFB3XT5MFPX | XT5HQ340AUFF000XXX + SRFB3XT5MFPX
SG | SGHA36AT0600 | 50 | SRPG600A400 | 40 | 400 | 23 | 35kA | 5 | Panelboard MRO | 1 | Distribution Protection | 1 | 480Vac (Y/D) | 1 | 80% | 1 | 504051111 | No Equivalent Cross Available Based on Selections | XT5NU340ABFF000XXX | XT5NU340AEFF000XXX + SRFB3XT5MFPX | XT5NU340AFFF000XXX + SRFB3XT5MFPX | XT5NU340AGFF000XXX + SRFB3XT5MFPX | XT5NU340APFF000XXX + SRFB3XT5MFPX | XT5NU340AQFF000XXX + SRFB3XT5MFPX | XT5NU340ATFF000XXX + SRFB3XT5MFPX | XT5NU340AUFF000XXX + SRFB3XT5MFPX
SG | SGHA36AT0600 | 50 | SRPG600A400 | 40 | 400 | 23 | 35kA | 5 | Panelboard MRO | 1 | Distribution Protection | 1 | 600Vac (Y/D) | 2 | 80% | 1 | 504051121 | No Equivalent Cross Available Based on Selections | XT5HU340ABFF000XXX | XT5HU340AEFF000XXX + SRFB3XT5MFPX | XT5HU340AFFF000XXX + SRFB3XT5MFPX | XT5HU340AGFF000XXX + SRFB3XT5MFPX | XT5HU340APFF000XXX + SRFB3XT5MFPX | XT5HU340AQFF000XXX + SRFB3XT5MFPX | XT5HU340ATFF000XXX + SRFB3XT5MFPX | XT5HU340AUFF000XXX + SRFB3XT5MFPX
SG | SGHA36AT0600 | 50 | SRPG600A400 | 40 | 400 | 23 | 35kA | 5 | Panelboard MRO | 1 | Distribution Protection | 1 | 480Vac (Y/D) | 1 | 100% | 2 | 504051112 | No Equivalent Cross Available Based on Selections | XT5NQ340ABFF000XXX | XT5NQ340AEFF000XXX + SRFB3XT5MFPX | XT5NQ340AFFF000XXX + SRFB3XT5MFPX | XT5NQ340AGFF000XXX + SRFB3XT5MFPX | XT5NQ340APFF000XXX + SRFB3XT5MFPX | XT5NQ340AQFF000XXX + SRFB3XT5MFPX | XT5NQ340ATFF000XXX + SRFB3XT5MFPX | XT5NQ340AUFF000XXX + SRFB3XT5MFPX
SG | SGHA36AT0600 | 50 | SRPG600A400 | 40 | 400 | 23 | 35kA | 5 | Panelboard MRO | 1 | Distribution Protection | 1 | 600Vac (Y/D) | 2 | 100% | 2 | 504051122 | No Equivalent Cross Available Based on Selections | XT5HQ340ABFF000XXX | XT5HQ340AEFF000XXX + SRFB3XT5MFPX | XT5HQ340AFFF000XXX + SRFB3XT5MFPX | XT5HQ340AGFF000XXX + SRFB3XT5MFPX | XT5HQ340APFF000XXX + SRFB3XT5MFPX | XT5HQ340AQFF000XXX + SRFB3XT5MFPX | XT5HQ340ATFF000XXX + SRFB3XT5MFPX | XT5HQ340AUFF000XXX + SRFB3XT5MFPX
SG | SGHA36AT0600 | 50 | SRPG600A450 | 41 | 450 | 24 | 35kA | 5 | Loose MCCB (OEM) | 2 | Distribution Protection | 1 | 480Vac (Y/D) | 1 | 80% | 1 | 504152111 | No Equivalent Cross Available Based on Selections | XT5NU350BBFF000XXX | XT5NU360BEFF000XXX | XT5NU360BFFF000XXX | XT5NU360BGFF000XXX | XT5NU360BPFF000XXX | XT5NU360BQFF000XXX | XT5NU360BTFF000XXX | XT5NU360BUFF000XXX
SG | SGHA36AT0600 | 50 | SRPG600A450 | 41 | 450 | 24 | 35kA | 5 | Loose MCCB (OEM) | 2 | Distribution Protection | 1 | 600Vac (Y/D) | 2 | 80% | 1 | 504152121 | No Equivalent Cross Available Based on Selections | XT5HU350BBFF000XXX | XT5HU360BEFF000XXX | XT5HU360BFFF000XXX | XT5HU360BGFF000XXX | XT5HU360BPFF000XXX | XT5HU360BQFF000XXX | XT5HU360BTFF000XXX | XT5HU360BUFF000XXX
SG | SGHA36AT0600 | 50 | SRPG600A450 | 41 | 450 | 24 | 35kA | 5 | Loose MCCB (OEM) | 2 | Distribution Protection | 1 | 480Vac (Y/D) | 1 | 100% | 2 | 504152112 | No Equivalent Cross Available Based on Selections | XT5NQ350BBFF000XXX | XT5NQ360BEFF000XXX | XT5NQ360BFFF000XXX | XT5NQ360BGFF000XXX | XT5NQ360BPFF000XXX | XT5NQ360BQFF000XXX | XT5NQ360BTFF000XXX | XT5NQ360BUFF000XXX
SG | SGHA36AT0600 | 50 | SRPG600A450 | 41 | 450 | 24 | 35kA | 5 | Loose MCCB (OEM) | 2 | Distribution Protection | 1 | 600Vac (Y/D) | 2 | 100% | 2 | 504152122 | No Equivalent Cross Available Based on Selections | XT5HQ350BBFF000XXX | XT5HQ360BEFF000XXX | XT5HQ360BFFF000XXX | XT5HQ360BGFF000XXX | XT5HQ360BPFF000XXX | XT5HQ360BQFF000XXX | XT5HQ360BTFF000XXX | XT5HQ360BUFF000XXX
SG | SGHA36AT0600 | 50 | SRPG600A450 | 41 | 450 | 24 | 35kA | 5 | Loose MCCB (OEM) | 2 | Distribution Protection | 1 | 480Vac (Y/D) | 1 | 80% | 1 | 504152111 | No Equivalent Cross Available Based on Selections | XT5NU350BBFF000XXX | XT5NU360BEFF000XXX | XT5NU360BFFF000XXX | XT5NU360BGFF000XXX | XT5NU360BPFF000XXX | XT5NU360BQFF000XXX | XT5NU360BTFF000XXX | XT5NU360BUFF000XXX
SG | SGHA36AT0600 | 50 | SRPG600A450 | 41 | 450 | 24 | 35kA | 5 | Loose MCCB (OEM) | 2 | Distribution Protection | 1 | 600Vac (Y/D) | 2 | 80% | 1 | 504152121 | No Equivalent Cross Available Based on Selections | XT5HU350BBFF000XXX | XT5HU360BEFF000XXX | XT5HU360BFFF000XXX | XT5HU360BGFF000XXX | XT5HU360BPFF000XXX | XT5HU360BQFF000XXX | XT5HU360BTFF000XXX | XT5HU360BUFF000XXX
SG | SGHA36AT0600 | 50 | SRPG600A450 | 41 | 450 | 24 | 35kA | 5 | Loose MCCB (OEM) | 2 | Distribution Protection | 1 | 480Vac (Y/D) | 1 | 100% | 2 | 504152112 | No Equivalent Cross Available Based on Selections | XT5NQ350BBFF000XXX | XT5NQ360BEFF000XXX | XT5NQ360BFFF000XXX | XT5NQ360BGFF000XXX | XT5NQ360BPFF000XXX | XT5NQ360BQFF000XXX | XT5NQ360BTFF000XXX | XT5NQ360BUFF000XXX
SG | SGHA36AT0600 | 50 | SRPG600A450 | 41 | 450 | 24 | 35kA | 5 | Loose MCCB (OEM) | 2 | Distribution Protection | 1 | 600Vac (Y/D) | 2 | 100% | 2 | 504152122 | No Equivalent Cross Available Based on Selections | XT5HQ350BBFF000XXX | XT5HQ360BEFF000XXX | XT5HQ360BFFF000XXX | XT5HQ360BGFF000XXX | XT5HQ360BPFF000XXX | XT5HQ360BQFF000XXX | XT5HQ360BTFF000XXX | XT5HQ360BUFF000XXX
SG | SGHA36AT0600 | 50 | SRPG600A450 | 41 | 450 | 24 | 35kA | 5 | Panelboard MRO | 1 | Distribution Protection | 1 | 480Vac (Y/D) | 1 | 80% | 1 | 504151111 | No Equivalent Cross Available Based on Selections | XT5NU350BBFF000XXX | XT5NU360BEFF000XXX + SRFB3XT5MFPX | XT5NU360BFFF000XXX + SRFB3XT5MFPX | XT5NU360BGFF000XXX + SRFB3XT5MFPX | XT5NU360BPFF000XXX + SRFB3XT5MFPX | XT5NU360BQFF000XXX + SRFB3XT5MFPX | XT5NU360BTFF000XXX + SRFB3XT5MFPX | XT5NU360BUFF000XXX + SRFB3XT5MFPX
SG | SGHA36AT0600 | 50 | SRPG600A450 | 41 | 450 | 24 | 35kA | 5 | Panelboard MRO | 1 | Distribution Protection | 1 | 600Vac (Y/D) | 2 | 80% | 1 | 504151121 | No Equivalent Cross Available Based on Selections | XT5HU350BBFF000XXX | XT5HU360BEFF000XXX + SRFB3XT5MFPX | XT5HU360BFFF000XXX + SRFB3XT5MFPX | XT5HU360BGFF000XXX + SRFB3XT5MFPX | XT5HU360BPFF000XXX + SRFB3XT5MFPX | XT5HU360BQFF000XXX + SRFB3XT5MFPX | XT5HU360BTFF000XXX + SRFB3XT5MFPX | XT5HU360BUFF000XXX + SRFB3XT5MFPX
SG | SGHA36AT0600 | 50 | SRPG600A450 | 41 | 450 | 24 | 35kA | 5 | Panelboard MRO | 1 | Distribution Protection | 1 | 480Vac (Y/D) | 1 | 100% | 2 | 504151112 | No Equivalent Cross Available Based on Selections | XT5NQ350BBFF000XXX | XT5NQ360BEFF000XXX + SRFB3XT5MFPX | XT5NQ360BFFF000XXX + SRFB3XT5MFPX | XT5NQ360BGFF000XXX + SRFB3XT5MFPX | XT5NQ360BPFF000XXX + SRFB3XT5MFPX | XT5NQ360BQFF000XXX + SRFB3XT5MFPX | XT5NQ360BTFF000XXX + SRFB3XT5MFPX | XT5NQ360BUFF000XXX + SRFB3XT5MFPX
SG | SGHA36AT0600 | 50 | SRPG600A450 | 41 | 450 | 24 | 35kA | 5 | Panelboard MRO | 1 | Distribution Protection | 1 | 600Vac (Y/D) | 2 | 100% | 2 | 504151122 | No Equivalent Cross Available Based on Selections | XT5HQ350BBFF000XXX | XT5HQ360BEFF000XXX + SRFB3XT5MFPX | XT5HQ360BFFF000XXX + SRFB3XT5MFPX | XT5HQ360BGFF000XXX + SRFB3XT5MFPX | XT5HQ360BPFF000XXX + SRFB3XT5MFPX | XT5HQ360BQFF000XXX + SRFB3XT5MFPX | XT5HQ360BTFF000XXX + SRFB3XT5MFPX | XT5HQ360BUFF000XXX + SRFB3XT5MFPX
SG | SGHA36AT0600 | 50 | SRPG600A450 | 41 | 450 | 24 | 35kA | 5 | Panelboard MRO | 1 | Distribution Protection | 1 | 480Vac (Y/D) | 1 | 80% | 1 | 504151111 | No Equivalent Cross Available Based on Selections | XT5NU350BBFF000XXX | XT5NU360BEFF000XXX + SRFB3XT5MFPX | XT5NU360BFFF000XXX + SRFB3XT5MFPX | XT5NU360BGFF000XXX + SRFB3XT5MFPX | XT5NU360BPFF000XXX + SRFB3XT5MFPX | XT5NU360BQFF000XXX + SRFB3XT5MFPX | XT5NU360BTFF000XXX + SRFB3XT5MFPX | XT5NU360BUFF000XXX + SRFB3XT5MFPX
SG | SGHA36AT0600 | 50 | SRPG600A450 | 41 | 450 | 24 | 35kA | 5 | Panelboard MRO | 1 | Distribution Protection | 1 | 600Vac (Y/D) | 2 | 80% | 1 | 504151121 | No Equivalent Cross Available Based on Selections | XT5HU350BBFF000XXX | XT5HU360BEFF000XXX + SRFB3XT5MFPX | XT5HU360BFFF000XXX + SRFB3XT5MFPX | XT5HU360BGFF000XXX + SRFB3XT5MFPX | XT5HU360BPFF000XXX + SRFB3XT5MFPX | XT5HU360BQFF000XXX + SRFB3XT5MFPX | XT5HU360BTFF000XXX + SRFB3XT5MFPX | XT5HU360BUFF000XXX + SRFB3XT5MFPX
SG | SGHA36AT0600 | 50 | SRPG600A450 | 41 | 450 | 24 | 35kA | 5 | Panelboard MRO | 1 | Distribution Protection | 1 | 480Vac (Y/D) | 1 | 100% | 2 | 504151112 | No Equivalent Cross Available Based on Selections | XT5NQ350BBFF000XXX | XT5NQ360BEFF000XXX + SRFB3XT5MFPX | XT5NQ360BFFF000XXX + SRFB3XT5MFPX | XT5NQ360BGFF000XXX + SRFB3XT5MFPX | XT5NQ360BPFF000XXX + SRFB3XT5MFPX | XT5NQ360BQFF000XXX + SRFB3XT5MFPX | XT5NQ360BTFF000XXX + SRFB3XT5MFPX | XT5NQ360BUFF000XXX + SRFB3XT5MFPX
SG | SGHA36AT0600 | 50 | SRPG600A450 | 41 | 450 | 24 | 35kA | 5 | Panelboard MRO | 1 | Distribution Protection | 1 | 600Vac (Y/D) | 2 | 100% | 2 | 504151122 | No Equivalent Cross Available Based on Selections | XT5HQ350BBFF000XXX | XT5HQ360BEFF000XXX + SRFB3XT5MFPX | XT5HQ360BFFF000XXX + SRFB3XT5MFPX | XT5HQ360BGFF000XXX + SRFB3XT5MFPX | XT5HQ360BPFF000XXX + SRFB3XT5MFPX | XT5HQ360BQFF000XXX + SRFB3XT5MFPX | XT5HQ360BTFF000XXX + SRFB3XT5MFPX | XT5HQ360BUFF000XXX + SRFB3XT5MFPX
SG | SGHA36AT0600 | 50 | SRPG600A500 | 42 | 500 | 25 | 35kA | 5 | Loose MCCB (OEM) | 2 | Distribution Protection | 1 | 480Vac (Y/D) | 1 | 80% | 1 | 504252111 | No Equivalent Cross Available Based on Selections | XT5NU350BBFF000XXX | XT5NU360BEFF000XXX | XT5NU360BFFF000XXX | XT5NU360BGFF000XXX | XT5NU360BPFF000XXX | XT5NU360BQFF000XXX | XT5NU360BTFF000XXX | XT5NU360BUFF000XXX
SG | SGHA36AT0600 | 50 | SRPG600A500 | 42 | 500 | 25 | 35kA | 5 | Loose MCCB (OEM) | 2 | Distribution Protection | 1 | 600Vac (Y/D) | 2 | 80% | 1 | 504252121 | No Equivalent Cross Available Based on Selections | XT5HU350BBFF000XXX | XT5HU360BEFF000XXX | XT5HU360BFFF000XXX | XT5HU360BGFF000XXX | XT5HU360BPFF000XXX | XT5HU360BQFF000XXX | XT5HU360BTFF000XXX | XT5HU360BUFF000XXX
SG | SGHA36AT0600 | 50 | SRPG600A500 | 42 | 500 | 25 | 35kA | 5 | Loose MCCB (OEM) | 2 | Distribution Protection | 1 | 480Vac (Y/D) | 1 | 100% | 2 | 504252112 | No Equivalent Cross Available Based on Selections | XT5NQ350BBFF000XXX | XT5NQ360BEFF000XXX | XT5NQ360BFFF000XXX | XT5NQ360BGFF000XXX | XT5NQ360BPFF000XXX | XT5NQ360BQFF000XXX | XT5NQ360BTFF000XXX | XT5NQ360BUFF000XXX
SG | SGHA36AT0600 | 50 | SRPG600A500 | 42 | 500 | 25 | 35kA | 5 | Loose MCCB (OEM) | 2 | Distribution Protection | 1 | 600Vac (Y/D) | 2 | 100% | 2 | 504252122 | No Equivalent Cross Available Based on Selections | XT5HQ350BBFF000XXX | XT5HQ360BEFF000XXX | XT5HQ360BFFF000XXX | XT5HQ360BGFF000XXX | XT5HQ360BPFF000XXX | XT5HQ360BQFF000XXX | XT5HQ360BTFF000XXX | XT5HQ360BUFF000XXX
SG | SGHA36AT0600 | 50 | SRPG600A500 | 42 | 500 | 25 | 35kA | 5 | Loose MCCB (OEM) | 2 | Distribution Protection | 1 | 480Vac (Y/D) | 1 | 80% | 1 | 504252111 | No Equivalent Cross Available Based on Selections | XT5NU350BBFF000XXX | XT5NU360BEFF000XXX | XT5NU360BFFF000XXX | XT5NU360BGFF000XXX | XT5NU360BPFF000XXX | XT5NU360BQFF000XXX | XT5NU360BTFF000XXX | XT5NU360BUFF000XXX
SG | SGHA36AT0600 | 50 | SRPG600A500 | 42 | 500 | 25 | 35kA | 5 | Loose MCCB (OEM) | 2 | Distribution Protection | 1 | 600Vac (Y/D) | 2 | 80% | 1 | 504252121 | No Equivalent Cross Available Based on Selections | XT5HU350BBFF000XXX | XT5HU360BEFF000XXX | XT5HU360BFFF000XXX | XT5HU360BGFF000XXX | XT5HU360BPFF000XXX | XT5HU360BQFF000XXX | XT5HU360BTFF000XXX | XT5HU360BUFF000XXX
SG | SGHA36AT0600 | 50 | SRPG600A500 | 42 | 500 | 25 | 35kA | 5 | Loose MCCB (OEM) | 2 | Distribution Protection | 1 | 480Vac (Y/D) | 1 | 100% | 2 | 504252112 | No Equivalent Cross Available Based on Selections | XT5NQ350BBFF000XXX | XT5NQ360BEFF000XXX | XT5NQ360BFFF000XXX | XT5NQ360BGFF000XXX | XT5NQ360BPFF000XXX | XT5NQ360BQFF000XXX | XT5NQ360BTFF000XXX | XT5NQ360BUFF000XXX
SG | SGHA36AT0600 | 50 | SRPG600A500 | 42 | 500 | 25 | 35kA | 5 | Loose MCCB (OEM) | 2 | Distribution Protection | 1 | 600Vac (Y/D) | 2 | 100% | 2 | 504252122 | No Equivalent Cross Available Based on Selections | XT5HQ350BBFF000XXX | XT5HQ360BEFF000XXX | XT5HQ360BFFF000XXX | XT5HQ360BGFF000XXX | XT5HQ360BPFF000XXX | XT5HQ360BQFF000XXX | XT5HQ360BTFF000XXX | XT5HQ360BUFF000XXX
SG | SGHA36AT0600 | 50 | SRPG600A500 | 42 | 500 | 25 | 35kA | 5 | Panelboard MRO | 1 | Distribution Protection | 1 | 480Vac (Y/D) | 1 | 80% | 1 | 504251111 | No Equivalent Cross Available Based on Selections | XT5NU350BBFF000XXX | XT5NU360BEFF000XXX + SRFB3XT5MFPX | XT5NU360BFFF000XXX + SRFB3XT5MFPX | XT5NU360BGFF000XXX + SRFB3XT5MFPX | XT5NU360BPFF000XXX + SRFB3XT5MFPX | XT5NU360BQFF000XXX + SRFB3XT5MFPX | XT5NU360BTFF000XXX + SRFB3XT5MFPX | XT5NU360BUFF000XXX + SRFB3XT5MFPX
SG | SGHA36AT0600 | 50 | SRPG600A500 | 42 | 500 | 25 | 35kA | 5 | Panelboard MRO | 1 | Distribution Protection | 1 | 600Vac (Y/D) | 2 | 80% | 1 | 504251121 | No Equivalent Cross Available Based on Selections | XT5HU350BBFF000XXX | XT5HU360BEFF000XXX + SRFB3XT5MFPX | XT5HU360BFFF000XXX + SRFB3XT5MFPX | XT5HU360BGFF000XXX + SRFB3XT5MFPX | XT5HU360BPFF000XXX + SRFB3XT5MFPX | XT5HU360BQFF000XXX + SRFB3XT5MFPX | XT5HU360BTFF000XXX + SRFB3XT5MFPX | XT5HU360BUFF000XXX + SRFB3XT5MFPX
SG | SGHA36AT0600 | 50 | SRPG600A500 | 42 | 500 | 25 | 35kA | 5 | Panelboard MRO | 1 | Distribution Protection | 1 | 480Vac (Y/D) | 1 | 100% | 2 | 504251112 | No Equivalent Cross Available Based on Selections | XT5NQ350BBFF000XXX | XT5NQ360BEFF000XXX + SRFB3XT5MFPX | XT5NQ360BFFF000XXX + SRFB3XT5MFPX | XT5NQ360BGFF000XXX + SRFB3XT5MFPX | XT5NQ360BPFF000XXX + SRFB3XT5MFPX | XT5NQ360BQFF000XXX + SRFB3XT5MFPX | XT5NQ360BTFF000XXX + SRFB3XT5MFPX | XT5NQ360BUFF000XXX + SRFB3XT5MFPX
SG | SGHA36AT0600 | 50 | SRPG600A500 | 42 | 500 | 25 | 35kA | 5 | Panelboard MRO | 1 | Distribution Protection | 1 | 600Vac (Y/D) | 2 | 100% | 2 | 504251122 | No Equivalent Cross Available Based on Selections | XT5HQ350BBFF000XXX | XT5HQ360BEFF000XXX + SRFB3XT5MFPX | XT5HQ360BFFF000XXX + SRFB3XT5MFPX | XT5HQ360BGFF000XXX + SRFB3XT5MFPX | XT5HQ360BPFF000XXX + SRFB3XT5MFPX | XT5HQ360BQFF000XXX + SRFB3XT5MFPX | XT5HQ360BTFF000XXX + SRFB3XT5MFPX | XT5HQ360BUFF000XXX + SRFB3XT5MFPX
SG | SGHA36AT0600 | 50 | SRPG600A500 | 42 | 500 | 25 | 35kA | 5 | Panelboard MRO | 1 | Distribution Protection | 1 | 480Vac (Y/D) | 1 | 80% | 1 | 504251111 | No Equivalent Cross Available Based on Selections | XT5NU350BBFF000XXX | XT5NU360BEFF000XXX + SRFB3XT5MFPX | XT5NU360BFFF000XXX + SRFB3XT5MFPX | XT5NU360BGFF000XXX + SRFB3XT5MFPX | XT5NU360BPFF000XXX + SRFB3XT5MFPX | XT5NU360BQFF000XXX + SRFB3XT5MFPX | XT5NU360BTFF000XXX + SRFB3XT5MFPX | XT5NU360BUFF000XXX + SRFB3XT5MFPX
SG | SGHA36AT0600 | 50 | SRPG600A500 | 42 | 500 | 25 | 35kA | 5 | Panelboard MRO | 1 | Distribution Protection | 1 | 600Vac (Y/D) | 2 | 80% | 1 | 504251121 | No Equivalent Cross Available Based on Selections | XT5HU350BBFF000XXX | XT5HU360BEFF000XXX + SRFB3XT5MFPX | XT5HU360BFFF000XXX + SRFB3XT5MFPX | XT5HU360BGFF000XXX + SRFB3XT5MFPX | XT5HU360BPFF000XXX + SRFB3XT5MFPX | XT5HU360BQFF000XXX + SRFB3XT5MFPX | XT5HU360BTFF000XXX + SRFB3XT5MFPX | XT5HU360BUFF000XXX + SRFB3XT5MFPX
SG | SGHA36AT0600 | 50 | SRPG600A500 | 42 | 500 | 25 | 35kA | 5 | Panelboard MRO | 1 | Distribution Protection | 1 | 480Vac (Y/D) | 1 | 100% | 2 | 504251112 | No Equivalent Cross Available Based on Selections | XT5NQ350BBFF000XXX | XT5NQ360BEFF000XXX + SRFB3XT5MFPX | XT5NQ360BFFF000XXX + SRFB3XT5MFPX | XT5NQ360BGFF000XXX + SRFB3XT5MFPX | XT5NQ360BPFF000XXX + SRFB3XT5MFPX | XT5NQ360BQFF000XXX + SRFB3XT5MFPX | XT5NQ360BTFF000XXX + SRFB3XT5MFPX | XT5NQ360BUFF000XXX + SRFB3XT5MFPX
SG | SGHA36AT0600 | 50 | SRPG600A500 | 42 | 500 | 25 | 35kA | 5 | Panelboard MRO | 1 | Distribution Protection | 1 | 600Vac (Y/D) | 2 | 100% | 2 | 504251122 | No Equivalent Cross Available Based on Selections | XT5HQ350BBFF000XXX | XT5HQ360BEFF000XXX + SRFB3XT5MFPX | XT5HQ360BFFF000XXX + SRFB3XT5MFPX | XT5HQ360BGFF000XXX + SRFB3XT5MFPX | XT5HQ360BPFF000XXX + SRFB3XT5MFPX | XT5HQ360BQFF000XXX + SRFB3XT5MFPX | XT5HQ360BTFF000XXX + SRFB3XT5MFPX | XT5HQ360BUFF000XXX + SRFB3XT5MFPX
SG | SGHA36AT0600 | 50 | SRPG600A600 | 43 | 600 | 26 | 35kA | 5 | Loose MCCB (OEM) | 2 | Distribution Protection | 1 | 480Vac (Y/D) | 1 | 80% | 1 | 504352111 | No Equivalent Cross Available Based on Selections | XT5NU360BBFF000XXX | XT5NU360BEFF000XXX | XT5NU360BFFF000XXX | XT5NU360BGFF000XXX | XT5NU360BPFF000XXX | XT5NU360BQFF000XXX | XT5NU360BTFF000XXX | XT5NU360BUFF000XXX
SG | SGHA36AT0600 | 50 | SRPG600A600 | 43 | 600 | 26 | 35kA | 5 | Loose MCCB (OEM) | 2 | Distribution Protection | 1 | 600Vac (Y/D) | 2 | 80% | 1 | 504352121 | No Equivalent Cross Available Based on Selections | XT5HU360BBFF000XXX | XT5HU360BEFF000XXX | XT5HU360BFFF000XXX | XT5HU360BGFF000XXX | XT5HU360BPFF000XXX | XT5HU360BQFF000XXX | XT5HU360BTFF000XXX | XT5HU360BUFF000XXX
SG | SGHA36AT0600 | 50 | SRPG600A600 | 43 | 600 | 26 | 35kA | 5 | Loose MCCB (OEM) | 2 | Distribution Protection | 1 | 480Vac (Y/D) | 1 | 100% | 2 | 504352112 | No Equivalent Cross Available Based on Selections | XT5NQ360BBFF000XXX | XT5NQ360BEFF000XXX | XT5NQ360BFFF000XXX | XT5NQ360BGFF000XXX | XT5NQ360BPFF000XXX | XT5NQ360BQFF000XXX | XT5NQ360BTFF000XXX | XT5NQ360BUFF000XXX
SG | SGHA36AT0600 | 50 | SRPG600A600 | 43 | 600 | 26 | 35kA | 5 | Loose MCCB (OEM) | 2 | Distribution Protection | 1 | 600Vac (Y/D) | 2 | 100% | 2 | 504352122 | No Equivalent Cross Available Based on Selections | XT5HQ360BBFF000XXX | XT5HQ360BEFF000XXX | XT5HQ360BFFF000XXX | XT5HQ360BGFF000XXX | XT5HQ360BPFF000XXX | XT5HQ360BQFF000XXX | XT5HQ360BTFF000XXX | XT5HQ360BUFF000XXX
SG | SGHA36AT0600 | 50 | SRPG600A600 | 43 | 600 | 26 | 35kA | 5 | Loose MCCB (OEM) | 2 | Distribution Protection | 1 | 480Vac (Y/D) | 1 | 80% | 1 | 504352111 | No Equivalent Cross Available Based on Selections | XT5NU360BBFF000XXX | XT5NU360BEFF000XXX | XT5NU360BFFF000XXX | XT5NU360BGFF000XXX | XT5NU360BPFF000XXX | XT5NU360BQFF000XXX | XT5NU360BTFF000XXX | XT5NU360BUFF000XXX
SG | SGHA36AT0600 | 50 | SRPG600A600 | 43 | 600 | 26 | 35kA | 5 | Loose MCCB (OEM) | 2 | Distribution Protection | 1 | 600Vac (Y/D) | 2 | 80% | 1 | 504352121 | No Equivalent Cross Available Based on Selections | XT5HU360BBFF000XXX | XT5HU360BEFF000XXX | XT5HU360BFFF000XXX | XT5HU360BGFF000XXX | XT5HU360BPFF000XXX | XT5HU360BQFF000XXX | XT5HU360BTFF000XXX | XT5HU360BUFF000XXX
SG | SGHA36AT0600 | 50 | SRPG600A600 | 43 | 600 | 26 | 35kA | 5 | Loose MCCB (OEM) | 2 | Distribution Protection | 1 | 480Vac (Y/D) | 1 | 100% | 2 | 504352112 | No Equivalent Cross Available Based on Selections | XT5NQ360BBFF000XXX | XT5NQ360BEFF000XXX | XT5NQ360BFFF000XXX | XT5NQ360BGFF000XXX | XT5NQ360BPFF000XXX | XT5NQ360BQFF000XXX | XT5NQ360BTFF000XXX | XT5NQ360BUFF000XXX
SG | SGHA36AT0600 | 50 | SRPG600A600 | 43 | 600 | 26 | 35kA | 5 | Loose MCCB (OEM) | 2 | Distribution Protection | 1 | 600Vac (Y/D) | 2 | 100% | 2 | 504352122 | No Equivalent Cross Available Based on Selections | XT5HQ360BBFF000XXX | XT5HQ360BEFF000XXX | XT5HQ360BFFF000XXX | XT5HQ360BGFF000XXX | XT5HQ360BPFF000XXX | XT5HQ360BQFF000XXX | XT5HQ360BTFF000XXX | XT5HQ360BUFF000XXX
SG | SGHA36AT0600 | 50 | SRPG600A600 | 43 | 600 | 26 | 35kA | 5 | Panelboard MRO | 1 | Distribution Protection | 1 | 480Vac (Y/D) | 1 | 80% | 1 | 504351111 | No Equivalent Cross Available Based on Selections | XT5NU360BBFF000XXX | XT5NU360BEFF000XXX + SRFB3XT5MFPX | XT5NU360BFFF000XXX + SRFB3XT5MFPX | XT5NU360BGFF000XXX + SRFB3XT5MFPX | XT5NU360BPFF000XXX + SRFB3XT5MFPX | XT5NU360BQFF000XXX + SRFB3XT5MFPX | XT5NU360BTFF000XXX + SRFB3XT5MFPX | XT5NU360BUFF000XXX + SRFB3XT5MFPX
SG | SGHA36AT0600 | 50 | SRPG600A600 | 43 | 600 | 26 | 35kA | 5 | Panelboard MRO | 1 | Distribution Protection | 1 | 600Vac (Y/D) | 2 | 80% | 1 | 504351121 | No Equivalent Cross Available Based on Selections | XT5HU360BBFF000XXX | XT5HU360BEFF000XXX + SRFB3XT5MFPX | XT5HU360BFFF000XXX + SRFB3XT5MFPX | XT5HU360BGFF000XXX + SRFB3XT5MFPX | XT5HU360BPFF000XXX + SRFB3XT5MFPX | XT5HU360BQFF000XXX + SRFB3XT5MFPX | XT5HU360BTFF000XXX + SRFB3XT5MFPX | XT5HU360BUFF000XXX + SRFB3XT5MFPX
SG | SGHA36AT0600 | 50 | SRPG600A600 | 43 | 600 | 26 | 35kA | 5 | Panelboard MRO | 1 | Distribution Protection | 1 | 480Vac (Y/D) | 1 | 100% | 2 | 504351112 | No Equivalent Cross Available Based on Selections | XT5NQ360BBFF000XXX | XT5NQ360BEFF000XXX + SRFB3XT5MFPX | XT5NQ360BFFF000XXX + SRFB3XT5MFPX | XT5NQ360BGFF000XXX + SRFB3XT5MFPX | XT5NQ360BPFF000XXX + SRFB3XT5MFPX | XT5NQ360BQFF000XXX + SRFB3XT5MFPX | XT5NQ360BTFF000XXX + SRFB3XT5MFPX | XT5NQ360BUFF000XXX + SRFB3XT5MFPX
SG | SGHA36AT0600 | 50 | SRPG600A600 | 43 | 600 | 26 | 35kA | 5 | Panelboard MRO | 1 | Distribution Protection | 1 | 600Vac (Y/D) | 2 | 100% | 2 | 504351122 | No Equivalent Cross Available Based on Selections | XT5HQ360BBFF000XXX | XT5HQ360BEFF000XXX + SRFB3XT5MFPX | XT5HQ360BFFF000XXX + SRFB3XT5MFPX | XT5HQ360BGFF000XXX + SRFB3XT5MFPX | XT5HQ360BPFF000XXX + SRFB3XT5MFPX | XT5HQ360BQFF000XXX + SRFB3XT5MFPX | XT5HQ360BTFF000XXX + SRFB3XT5MFPX | XT5HQ360BUFF000XXX + SRFB3XT5MFPX
SG | SGHA36AT0600 | 50 | SRPG600A600 | 43 | 600 | 26 | 35kA | 5 | Panelboard MRO | 1 | Distribution Protection | 1 | 480Vac (Y/D) | 1 | 80% | 1 | 504351111 | No Equivalent Cross Available Based on Selections | XT5NU360BBFF000XXX | XT5NU360BEFF000XXX + SRFB3XT5MFPX | XT5NU360BFFF000XXX + SRFB3XT5MFPX | XT5NU360BGFF000XXX + SRFB3XT5MFPX | XT5NU360BPFF000XXX + SRFB3XT5MFPX | XT5NU360BQFF000XXX + SRFB3XT5MFPX | XT5NU360BTFF000XXX + SRFB3XT5MFPX | XT5NU360BUFF000XXX + SRFB3XT5MFPX
SG | SGHA36AT0600 | 50 | SRPG600A600 | 43 | 600 | 26 | 35kA | 5 | Panelboard MRO | 1 | Distribution Protection | 1 | 600Vac (Y/D) | 2 | 80% | 1 | 504351121 | No Equivalent Cross Available Based on Selections | XT5HU360BBFF000XXX | XT5HU360BEFF000XXX + SRFB3XT5MFPX | XT5HU360BFFF000XXX + SRFB3XT5MFPX | XT5HU360BGFF000XXX + SRFB3XT5MFPX | XT5HU360BPFF000XXX + SRFB3XT5MFPX | XT5HU360BQFF000XXX + SRFB3XT5MFPX | XT5HU360BTFF000XXX + SRFB3XT5MFPX | XT5HU360BUFF000XXX + SRFB3XT5MFPX
SG | SGHA36AT0600 | 50 | SRPG600A600 | 43 | 600 | 26 | 35kA | 5 | Panelboard MRO | 1 | Distribution Protection | 1 | 480Vac (Y/D) | 1 | 100% | 2 | 504351112 | No Equivalent Cross Available Based on Selections | XT5NQ360BBFF000XXX | XT5NQ360BEFF000XXX + SRFB3XT5MFPX | XT5NQ360BFFF000XXX + SRFB3XT5MFPX | XT5NQ360BGFF000XXX + SRFB3XT5MFPX | XT5NQ360BPFF000XXX + SRFB3XT5MFPX | XT5NQ360BQFF000XXX + SRFB3XT5MFPX | XT5NQ360BTFF000XXX + SRFB3XT5MFPX | XT5NQ360BUFF000XXX + SRFB3XT5MFPX
SG | SGHA36AT0600 | 50 | SRPG600A600 | 43 | 600 | 26 | 35kA | 5 | Panelboard MRO | 1 | Distribution Protection | 1 | 600Vac (Y/D) | 2 | 100% | 2 | 504351122 | No Equivalent Cross Available Based on Selections | XT5HQ360BBFF000XXX | XT5HQ360BEFF000XXX + SRFB3XT5MFPX | XT5HQ360BFFF000XXX + SRFB3XT5MFPX | XT5HQ360BGFF000XXX + SRFB3XT5MFPX | XT5HQ360BPFF000XXX + SRFB3XT5MFPX | XT5HQ360BQFF000XXX + SRFB3XT5MFPX | XT5HQ360BTFF000XXX + SRFB3XT5MFPX | XT5HQ360BUFF000XXX + SRFB3XT5MFPX
SG | SGLA36AT0600 | 51 | SRPG600A250 | 37 | 250 | 20 | 50kA | 6 | Loose MCCB (OEM) | 2 | Distribution Protection | 1 | 480Vac (Y/D) | 1 | 80% | 1 | 513762111 | XT4HU3250AFF000XXX | XT4HU3250BFF000XXX | XT4HU3250EFF000XXX | XT4HU3250FFF000XXX | XT4HU3250GFF000XXX | XT4HU3250PFF000XXX | XT4HU3250QFF000XXX | XT4HU3250TFF000XXX | XT4HU3250UFF000XXX
SG | SGLA36AT0600 | 51 | SRPG600A250 | 37 | 250 | 20 | 50kA | 6 | Loose MCCB (OEM) | 2 | Distribution Protection | 1 | 600Vac (Y/D) | 2 | 80% | 1 | 513762121 | XT4LU3250AFF000XXX | XT4LU3250BFF000XXX | XT4LU3250EFF000XXX | XT4LU3250FFF000XXX | XT4LU3250GFF000XXX | XT4LU3250PFF000XXX | XT4LU3250QFF000XXX | XT4LU3250TFF000XXX | XT4LU3250UFF000XXX
SG | SGLA36AT0600 | 51 | SRPG600A250 | 37 | 250 | 20 | 50kA | 6 | Loose MCCB (OEM) | 2 | Distribution Protection | 1 | 480Vac (Y/D) | 1 | 100% | 2 | 513762112 | XT4HQ3250AFF000XXX | XT4HQ3250BFF000XXX | XT4HQ3250EFF000XXX | XT4HQ3250FFF000XXX | XT4HQ3250GFF000XXX | XT4HQ3250PFF000XXX | XT4HQ3250QFF000XXX | XT4HQ3250TFF000XXX | XT4HQ3250UFF000XXX
SG | SGLA36AT0600 | 51 | SRPG600A250 | 37 | 250 | 20 | 50kA | 6 | Loose MCCB (OEM) | 2 | Distribution Protection | 1 | 600Vac (Y/D) | 2 | 100% | 2 | 513762122 | XT4LQ3250AFF000XXX | XT4LQ3250BFF000XXX | XT4LQ3250EFF000XXX | XT4LQ3250FFF000XXX | XT4LQ3250GFF000XXX | XT4LQ3250PFF000XXX | XT4LQ3250QFF000XXX | XT4LQ3250TFF000XXX | XT4LQ3250UFF000XXX
SG | SGLA36AT0600 | 51 | SRPG600A250 | 37 | 250 | 20 | 50kA | 6 | Panelboard MRO | 1 | Distribution Protection | 1 | 480Vac (Y/D) | 1 | 80% | 1 | 513761111 | XT4HU3250AFF000XXX + SRFB6XT4FPX | XT4HU3250BFF000XXX + SRFB6XT4FPX | XT4HU3250EFF000XXX + SRFB3XT4FPX | XT4HU3250FFF000XXX + SRFB3XT4FPX | XT4HU3250GFF000XXX + SRFB3XT4FPX | XT4HU3250PFF000XXX + SRFB3XT4FPX | XT4HU3250QFF000XXX + SRFB3XT4FPX | XT4HU3250TFF000XXX + SRFB3XT4FPX | XT4HU3250UFF000XXX + SRFB3XT4FPX
SG | SGLA36AT0600 | 51 | SRPG600A250 | 37 | 250 | 20 | 50kA | 6 | Panelboard MRO | 1 | Distribution Protection | 1 | 600Vac (Y/D) | 2 | 80% | 1 | 513761121 | XT4LU3150AFF000XXX + SRFB6XT4FPX | XT4LU3250BFF000XXX + SRFB6XT4FPX | XT4LU3250EFF000XXX + SRFB3XT4FPX | XT4LU3250FFF000XXX + SRFB3XT4FPX | XT4LU3250GFF000XXX + SRFB3XT4FPX | XT4LU3250PFF000XXX + SRFB3XT4FPX | XT4LU3250QFF000XXX + SRFB3XT4FPX | XT4LU3250TFF000XXX + SRFB3XT4FPX | XT4LU3250UFF000XXX + SRFB3XT4FPX
SG | SGLA36AT0600 | 51 | SRPG600A250 | 37 | 250 | 20 | 50kA | 6 | Panelboard MRO | 1 | Distribution Protection | 1 | 480Vac (Y/D) | 1 | 100% | 2 | 513761112 | XT4HQ3250AFF000XXX + SRFB6XT4FPX | XT4HQ3250BFF000XXX + SRFB6XT4FPX | XT4HQ3250EFF000XXX + SRFB3XT4FPX | XT4HQ3250FFF000XXX + SRFB3XT4FPX | XT4HQ3250GFF000XXX + SRFB3XT4FPX | XT4HQ3250PFF000XXX + SRFB3XT4FPX | XT4HQ3250QFF000XXX + SRFB3XT4FPX | XT4HQ3250TFF000XXX + SRFB3XT4FPX | XT4HQ3250UFF000XXX + SRFB3XT4FPX
SG | SGLA36AT0600 | 51 | SRPG600A250 | 37 | 250 | 20 | 50kA | 6 | Panelboard MRO | 1 | Distribution Protection | 1 | 600Vac (Y/D) | 2 | 100% | 2 | 513761122 | XT4LQ3250AFF000XXX + SRFB6XT4FPX | XT4LQ3250BFF000XXX + SRFB6XT4FPX | XT4LQ3250EFF000XXX + SRFB3XT4FPX | XT4LQ3250FFF000XXX + SRFB3XT4FPX | XT4LQ3250GFF000XXX + SRFB3XT4FPX | XT4LQ3250PFF000XXX + SRFB3XT4FPX | XT4LQ3250QFF000XXX + SRFB3XT4FPX | XT4LQ3250TFF000XXX + SRFB3XT4FPX | XT4LQ3250UFF000XXX + SRFB3XT4FPX
SG | SGLA36AT0600 | 51 | SRPG600A250 | 37 | 250 | 20 | 65kA | 7 | Loose MCCB (OEM) | 2 | Distribution Protection | 1 | 480Vac (Y/D) | 1 | 80% | 1 | 513772111 | XT4HU3250AFF000XXX | XT4HU3250BFF000XXX | XT4HU3250EFF000XXX | XT4HU3250FFF000XXX | XT4HU3250GFF000XXX | XT4HU3250PFF000XXX | XT4HU3250QFF000XXX | XT4HU3250TFF000XXX | XT4HU3250UFF000XXX
SG | SGLA36AT0600 | 51 | SRPG600A250 | 37 | 250 | 20 | 65kA | 7 | Loose MCCB (OEM) | 2 | Distribution Protection | 1 | 600Vac (Y/D) | 2 | 80% | 1 | 513772121 | XT4VU3250AFF000XXX | XT4VU3250BFF000XXX | XT4VU3250EFF000XXX | XT4VU3250FFF000XXX | XT4VU3250GFF000XXX | XT4VU3250PFF000XXX | XT4VU3250QFF000XXX | XT4VU3250TFF000XXX | XT4VU3250UFF000XXX
SG | SGLA36AT0600 | 51 | SRPG600A250 | 37 | 250 | 20 | 65kA | 7 | Loose MCCB (OEM) | 2 | Distribution Protection | 1 | 480Vac (Y/D) | 1 | 100% | 2 | 513772112 | XT4HQ3250AFF000XXX | XT4HQ3250BFF000XXX | XT4HQ3250EFF000XXX | XT4HQ3250FFF000XXX | XT4HQ3250GFF000XXX | XT4HQ3250PFF000XXX | XT4HQ3250QFF000XXX | XT4HQ3250TFF000XXX | XT4HQ3250UFF000XXX
SG | SGLA36AT0600 | 51 | SRPG600A250 | 37 | 250 | 20 | 65kA | 7 | Loose MCCB (OEM) | 2 | Distribution Protection | 1 | 600Vac (Y/D) | 2 | 100% | 2 | 513772122 | XT4VQ3250AFF000XXX | XT4VQ3250BFF000XXX | XT4VQ3250EFF000XXX | XT4VQ3250FFF000XXX | XT4VQ3250GFF000XXX | XT4VQ3250PFF000XXX | XT4VQ3250QFF000XXX | XT4VQ3250TFF000XXX | XT4VQ3250UFF000XXX
SG | SGLA36AT0600 | 51 | SRPG600A250 | 37 | 250 | 20 | 65kA | 7 | Panelboard MRO | 1 | Distribution Protection | 1 | 480Vac (Y/D) | 1 | 80% | 1 | 513771111 | XT4HU3250AFF000XXX + SRFB6XT4FPX | XT4HU3250BFF000XXX + SRFB6XT4FPX | XT4HU3250EFF000XXX + SRFB3XT4FPX | XT4HU3250FFF000XXX + SRFB3XT4FPX | XT4HU3250GFF000XXX + SRFB3XT4FPX | XT4HU3250PFF000XXX + SRFB3XT4FPX | XT4HU3250QFF000XXX + SRFB3XT4FPX | XT4HU3250TFF000XXX + SRFB3XT4FPX | XT4HU3250UFF000XXX + SRFB3XT4FPX
SG | SGLA36AT0600 | 51 | SRPG600A250 | 37 | 250 | 20 | 65kA | 7 | Panelboard MRO | 1 | Distribution Protection | 1 | 600Vac (Y/D) | 2 | 80% | 1 | 513771121 | XT4VU3150AFF000XXX + SRFB6XT4FPX | XT4VU3250BFF000XXX + SRFB6XT4FPX | XT4VU3250EFF000XXX + SRFB3XT4FPX | XT4VU3250FFF000XXX + SRFB3XT4FPX | XT4VU3250GFF000XXX + SRFB3XT4FPX | XT4VU3250PFF000XXX + SRFB3XT4FPX | XT4VU3250QFF000XXX + SRFB3XT4FPX | XT4VU3250TFF000XXX + SRFB3XT4FPX | XT4VU3250UFF000XXX + SRFB3XT4FPX
SG | SGLA36AT0600 | 51 | SRPG600A250 | 37 | 250 | 20 | 65kA | 7 | Panelboard MRO | 1 | Distribution Protection | 1 | 480Vac (Y/D) | 1 | 100% | 2 | 513771112 | XT4HQ3250AFF000XXX + SRFB6XT4FPX | XT4HQ3250BFF000XXX + SRFB6XT4FPX | XT4HQ3250EFF000XXX + SRFB3XT4FPX | XT4HQ3250FFF000XXX + SRFB3XT4FPX | XT4HQ3250GFF000XXX + SRFB3XT4FPX | XT4HQ3250PFF000XXX + SRFB3XT4FPX | XT4HQ3250QFF000XXX + SRFB3XT4FPX | XT4HQ3250TFF000XXX + SRFB3XT4FPX | XT4HQ3250UFF000XXX + SRFB3XT4FPX
SG | SGLA36AT0600 | 51 | SRPG600A250 | 37 | 250 | 20 | 65kA | 7 | Panelboard MRO | 1 | Distribution Protection | 1 | 600Vac (Y/D) | 2 | 100% | 2 | 513771122 | XT4VQ3250AFF000XXX + SRFB6XT4FPX | XT4VQ3250BFF000XXX + SRFB6XT4FPX | XT4VQ3250EFF000XXX + SRFB3XT4FPX | XT4VQ3250FFF000XXX + SRFB3XT4FPX | XT4VQ3250GFF000XXX + SRFB3XT4FPX | XT4VQ3250PFF000XXX + SRFB3XT4FPX | XT4VQ3250QFF000XXX + SRFB3XT4FPX | XT4VQ3250TFF000XXX + SRFB3XT4FPX | XT4VQ3250UFF000XXX + SRFB3XT4FPX
SG | SGLA36AT0600 | 51 | SRPG600A300 | 38 | 300 | 21 | 50kA | 6 | Loose MCCB (OEM) | 2 | Distribution Protection | 1 | 480Vac (Y/D) | 1 | 80% | 1 | 513862111 | No Equivalent Cross Available Based on Selections | XT5SU330ABFF000XXX | XT5SU330AEFF000XXX | XT5SU330AFFF000XXX | XT5SU330AGFF000XXX | XT5SU330APFF000XXX | XT5SU330AQFF000XXX | XT5SU330ATFF000XXX | XT5SU330AUFF000XXX
SG | SGLA36AT0600 | 51 | SRPG600A300 | 38 | 300 | 21 | 50kA | 6 | Loose MCCB (OEM) | 2 | Distribution Protection | 1 | 600Vac (Y/D) | 2 | 80% | 1 | 513862121 | No Equivalent Cross Available Based on Selections | XT5LU330ABFF000XXX | XT5LU330AEFF000XXX | XT5LU330AFFF000XXX | XT5LU330AGFF000XXX | XT5LU330APFF000XXX | XT5LU330AQFF000XXX | XT5LU330ATFF000XXX | XT5LU330AUFF000XXX
SG | SGLA36AT0600 | 51 | SRPG600A300 | 38 | 300 | 21 | 50kA | 6 | Loose MCCB (OEM) | 2 | Distribution Protection | 1 | 480Vac (Y/D) | 1 | 100% | 2 | 513862112 | No Equivalent Cross Available Based on Selections | XT5SQ330ABFF000XXX | XT5SQ330AEFF000XXX | XT5SQ330AFFF000XXX | XT5SQ330AGFF000XXX | XT5SQ330APFF000XXX | XT5SQ330AQFF000XXX | XT5SQ330ATFF000XXX | XT5SQ330AUFF000XXX
SG | SGLA36AT0600 | 51 | SRPG600A300 | 38 | 300 | 21 | 50kA | 6 | Loose MCCB (OEM) | 2 | Distribution Protection | 1 | 600Vac (Y/D) | 2 | 100% | 2 | 513862122 | No Equivalent Cross Available Based on Selections | XT5LQ330ABFF000XXX | XT5LQ330AEFF000XXX | XT5LQ330AFFF000XXX | XT5LQ330AGFF000XXX | XT5LQ330APFF000XXX | XT5LQ330AQFF000XXX | XT5LQ330ATFF000XXX | XT5LQ330AUFF000XXX
SG | SGLA36AT0600 | 51 | SRPG600A300 | 38 | 300 | 21 | 50kA | 6 | Panelboard MRO | 1 | Distribution Protection | 1 | 480Vac (Y/D) | 1 | 80% | 1 | 513861111 | No Equivalent Cross Available Based on Selections | XT5SU330ABFF000XXX | XT5SU330AEFF000XXX + SRFB3XT5MFPX | XT5SU330AFFF000XXX + SRFB3XT5MFPX | XT5SU330AGFF000XXX + SRFB3XT5MFPX | XT5SU330APFF000XXX + SRFB3XT5MFPX | XT5SU330AQFF000XXX + SRFB3XT5MFPX | XT5SU330ATFF000XXX + SRFB3XT5MFPX | XT5SU330AUFF000XXX + SRFB3XT5MFPX
SG | SGLA36AT0600 | 51 | SRPG600A300 | 38 | 300 | 21 | 50kA | 6 | Panelboard MRO | 1 | Distribution Protection | 1 | 600Vac (Y/D) | 2 | 80% | 1 | 513861121 | No Equivalent Cross Available Based on Selections | XT5LU330ABFF000XXX | XT5LU330AEFF000XXX + SRFB3XT5MFPX | XT5LU330AFFF000XXX + SRFB3XT5MFPX | XT5LU330AGFF000XXX + SRFB3XT5MFPX | XT5LU330APFF000XXX + SRFB3XT5MFPX | XT5LU330AQFF000XXX + SRFB3XT5MFPX | XT5LU330ATFF000XXX + SRFB3XT5MFPX | XT5LU330AUFF000XXX + SRFB3XT5MFPX
SG | SGLA36AT0600 | 51 | SRPG600A300 | 38 | 300 | 21 | 50kA | 6 | Panelboard MRO | 1 | Distribution Protection | 1 | 480Vac (Y/D) | 1 | 100% | 2 | 513861112 | No Equivalent Cross Available Based on Selections | XT5SQ330ABFF000XXX | XT5SQ330AEFF000XXX + SRFB3XT5MFPX | XT5SQ330AFFF000XXX + SRFB3XT5MFPX | XT5SQ330AGFF000XXX + SRFB3XT5MFPX | XT5SQ330APFF000XXX + SRFB3XT5MFPX | XT5SQ330AQFF000XXX + SRFB3XT5MFPX | XT5SQ330ATFF000XXX + SRFB3XT5MFPX | XT5SQ330AUFF000XXX + SRFB3XT5MFPX
SG | SGLA36AT0600 | 51 | SRPG600A300 | 38 | 300 | 21 | 50kA | 6 | Panelboard MRO | 1 | Distribution Protection | 1 | 600Vac (Y/D) | 2 | 100% | 2 | 513861122 | No Equivalent Cross Available Based on Selections | XT5LQ330ABFF000XXX | XT5LQ330AEFF000XXX + SRFB3XT5MFPX | XT5LQ330AFFF000XXX + SRFB3XT5MFPX | XT5LQ330AGFF000XXX + SRFB3XT5MFPX | XT5LQ330APFF000XXX + SRFB3XT5MFPX | XT5LQ330AQFF000XXX + SRFB3XT5MFPX | XT5LQ330ATFF000XXX + SRFB3XT5MFPX | XT5LQ330AUFF000XXX + SRFB3XT5MFPX
SG | SGLA36AT0600 | 51 | SRPG600A300 | 38 | 300 | 21 | 65kA | 7 | Loose MCCB (OEM) | 2 | Distribution Protection | 1 | 480Vac (Y/D) | 1 | 80% | 1 | 513872111 | No Equivalent Cross Available Based on Selections | XT5HU330ABFF000XXX | XT5HU330AEFF000XXX | XT5HU330AFFF000XXX | XT5HU330AGFF000XXX | XT5HU330APFF000XXX | XT5HU330AQFF000XXX | XT5HU330ATFF000XXX | XT5HU330AUFF000XXX
SG | SGLA36AT0600 | 51 | SRPG600A300 | 38 | 300 | 21 | 65kA | 7 | Loose MCCB (OEM) | 2 | Distribution Protection | 1 | 600Vac (Y/D) | 2 | 80% | 1 | 513872121 | No Equivalent Cross Available Based on Selections | XT5LU330ABFF000XXX | XT5LU330AEFF000XXX | XT5LU330AFFF000XXX | XT5LU330AGFF000XXX | XT5LU330APFF000XXX | XT5LU330AQFF000XXX | XT5LU330ATFF000XXX | XT5LU330AUFF000XXX
SG | SGLA36AT0600 | 51 | SRPG600A300 | 38 | 300 | 21 | 65kA | 7 | Loose MCCB (OEM) | 2 | Distribution Protection | 1 | 480Vac (Y/D) | 1 | 100% | 2 | 513872112 | No Equivalent Cross Available Based on Selections | XT5HQ330ABFF000XXX | XT5HQ330AEFF000XXX | XT5HQ330AFFF000XXX | XT5HQ330AGFF000XXX | XT5HQ330APFF000XXX | XT5HQ330AQFF000XXX | XT5HQ330ATFF000XXX | XT5HQ330AUFF000XXX
SG | SGLA36AT0600 | 51 | SRPG600A300 | 38 | 300 | 21 | 65kA | 7 | Loose MCCB (OEM) | 2 | Distribution Protection | 1 | 600Vac (Y/D) | 2 | 100% | 2 | 513872122 | No Equivalent Cross Available Based on Selections | XT5LQ330ABFF000XXX | XT5LQ330AEFF000XXX | XT5LQ330AFFF000XXX | XT5LQ330AGFF000XXX | XT5LQ330APFF000XXX | XT5LQ330AQFF000XXX | XT5LQ330ATFF000XXX | XT5LQ330AUFF000XXX
SG | SGLA36AT0600 | 51 | SRPG600A300 | 38 | 300 | 21 | 65kA | 7 | Panelboard MRO | 1 | Distribution Protection | 1 | 480Vac (Y/D) | 1 | 80% | 1 | 513871111 | No Equivalent Cross Available Based on Selections | XT5HU330ABFF000XXX | XT5HU330AEFF000XXX + SRFB3XT5MFPX | XT5HU330AFFF000XXX + SRFB3XT5MFPX | XT5HU330AGFF000XXX + SRFB3XT5MFPX | XT5HU330APFF000XXX + SRFB3XT5MFPX | XT5HU330AQFF000XXX + SRFB3XT5MFPX | XT5HU330ATFF000XXX + SRFB3XT5MFPX | XT5HU330AUFF000XXX + SRFB3XT5MFPX
SG | SGLA36AT0600 | 51 | SRPG600A300 | 38 | 300 | 21 | 65kA | 7 | Panelboard MRO | 1 | Distribution Protection | 1 | 600Vac (Y/D) | 2 | 80% | 1 | 513871121 | No Equivalent Cross Available Based on Selections | XT5LU330ABFF000XXX | XT5LU330AEFF000XXX + SRFB3XT5MFPX | XT5LU330AFFF000XXX + SRFB3XT5MFPX | XT5LU330AGFF000XXX + SRFB3XT5MFPX | XT5LU330APFF000XXX + SRFB3XT5MFPX | XT5LU330AQFF000XXX + SRFB3XT5MFPX | XT5LU330ATFF000XXX + SRFB3XT5MFPX | XT5LU330AUFF000XXX + SRFB3XT5MFPX
SG | SGLA36AT0600 | 51 | SRPG600A300 | 38 | 300 | 21 | 65kA | 7 | Panelboard MRO | 1 | Distribution Protection | 1 | 480Vac (Y/D) | 1 | 100% | 2 | 513871112 | No Equivalent Cross Available Based on Selections | XT5HQ330ABFF000XXX | XT5HQ330AEFF000XXX + SRFB3XT5MFPX | XT5HQ330AFFF000XXX + SRFB3XT5MFPX | XT5HQ330AGFF000XXX + SRFB3XT5MFPX | XT5HQ330APFF000XXX + SRFB3XT5MFPX | XT5HQ330AQFF000XXX + SRFB3XT5MFPX | XT5HQ330ATFF000XXX + SRFB3XT5MFPX | XT5HQ330AUFF000XXX + SRFB3XT5MFPX
SG | SGLA36AT0600 | 51 | SRPG600A300 | 38 | 300 | 21 | 65kA | 7 | Panelboard MRO | 1 | Distribution Protection | 1 | 600Vac (Y/D) | 2 | 100% | 2 | 513871122 | No Equivalent Cross Available Based on Selections | XT5LQ330ABFF000XXX | XT5LQ330AEFF000XXX + SRFB3XT5MFPX | XT5LQ330AFFF000XXX + SRFB3XT5MFPX | XT5LQ330AGFF000XXX + SRFB3XT5MFPX | XT5LQ330APFF000XXX + SRFB3XT5MFPX | XT5LQ330AQFF000XXX + SRFB3XT5MFPX | XT5LQ330ATFF000XXX + SRFB3XT5MFPX | XT5LQ330AUFF000XXX + SRFB3XT5MFPX
SG | SGLA36AT0600 | 51 | SRPG600A350 | 39 | 350 | 22 | 50kA | 6 | Loose MCCB (OEM) | 2 | Distribution Protection | 1 | 480Vac (Y/D) | 1 | 80% | 1 | 513962111 | No Equivalent Cross Available Based on Selections | XT5SU340ABFF000XXX | XT5SU340AEFF000XXX | XT5SU340AFFF000XXX | XT5SU340AGFF000XXX | XT5SU340APFF000XXX | XT5SU340AQFF000XXX | XT5SU340ATFF000XXX | XT5SU340AUFF000XXX
SG | SGLA36AT0600 | 51 | SRPG600A350 | 39 | 350 | 22 | 50kA | 6 | Loose MCCB (OEM) | 2 | Distribution Protection | 1 | 600Vac (Y/D) | 2 | 80% | 1 | 513962121 | No Equivalent Cross Available Based on Selections | XT5LU340ABFF000XXX | XT5LU340AEFF000XXX | XT5LU340AFFF000XXX | XT5LU340AGFF000XXX | XT5LU340APFF000XXX | XT5LU340AQFF000XXX | XT5LU340ATFF000XXX | XT5LU340AUFF000XXX
SG | SGLA36AT0600 | 51 | SRPG600A350 | 39 | 350 | 22 | 50kA | 6 | Loose MCCB (OEM) | 2 | Distribution Protection | 1 | 480Vac (Y/D) | 1 | 100% | 2 | 513962112 | No Equivalent Cross Available Based on Selections | XT5SQ340ABFF000XXX | XT5SQ340AEFF000XXX | XT5SQ340AFFF000XXX | XT5SQ340AGFF000XXX | XT5SQ340APFF000XXX | XT5SQ340AQFF000XXX | XT5SQ340ATFF000XXX | XT5SQ340AUFF000XXX
SG | SGLA36AT0600 | 51 | SRPG600A350 | 39 | 350 | 22 | 50kA | 6 | Loose MCCB (OEM) | 2 | Distribution Protection | 1 | 600Vac (Y/D) | 2 | 100% | 2 | 513962122 | No Equivalent Cross Available Based on Selections | XT5LQ340ABFF000XXX | XT5LQ340AEFF000XXX | XT5LQ340AFFF000XXX | XT5LQ340AGFF000XXX | XT5LQ340APFF000XXX | XT5LQ340AQFF000XXX | XT5LQ340ATFF000XXX | XT5LQ340AUFF000XXX
SG | SGLA36AT0600 | 51 | SRPG600A350 | 39 | 350 | 22 | 50kA | 6 | Panelboard MRO | 1 | Distribution Protection | 1 | 480Vac (Y/D) | 1 | 80% | 1 | 513961111 | No Equivalent Cross Available Based on Selections | XT5SU340ABFF000XXX | XT5SU340AEFF000XXX + SRFB3XT5MFPX | XT5SU340AFFF000XXX + SRFB3XT5MFPX | XT5SU340AGFF000XXX + SRFB3XT5MFPX | XT5SU340APFF000XXX + SRFB3XT5MFPX | XT5SU340AQFF000XXX + SRFB3XT5MFPX | XT5SU340ATFF000XXX + SRFB3XT5MFPX | XT5SU340AUFF000XXX + SRFB3XT5MFPX
SG | SGLA36AT0600 | 51 | SRPG600A350 | 39 | 350 | 22 | 50kA | 6 | Panelboard MRO | 1 | Distribution Protection | 1 | 600Vac (Y/D) | 2 | 80% | 1 | 513961121 | No Equivalent Cross Available Based on Selections | XT5LU340ABFF000XXX | XT5LU340AEFF000XXX + SRFB3XT5MFPX | XT5LU340AFFF000XXX + SRFB3XT5MFPX | XT5LU340AGFF000XXX + SRFB3XT5MFPX | XT5LU340APFF000XXX + SRFB3XT5MFPX | XT5LU340AQFF000XXX + SRFB3XT5MFPX | XT5LU340ATFF000XXX + SRFB3XT5MFPX | XT5LU340AUFF000XXX + SRFB3XT5MFPX
SG | SGLA36AT0600 | 51 | SRPG600A350 | 39 | 350 | 22 | 50kA | 6 | Panelboard MRO | 1 | Distribution Protection | 1 | 480Vac (Y/D) | 1 | 100% | 2 | 513961112 | No Equivalent Cross Available Based on Selections | XT5SQ340ABFF000XXX | XT5SQ340AEFF000XXX + SRFB3XT5MFPX | XT5SQ340AFFF000XXX + SRFB3XT5MFPX | XT5SQ340AGFF000XXX + SRFB3XT5MFPX | XT5SQ340APFF000XXX + SRFB3XT5MFPX | XT5SQ340AQFF000XXX + SRFB3XT5MFPX | XT5SQ340ATFF000XXX + SRFB3XT5MFPX | XT5SQ340AUFF000XXX + SRFB3XT5MFPX
SG | SGLA36AT0600 | 51 | SRPG600A350 | 39 | 350 | 22 | 50kA | 6 | Panelboard MRO | 1 | Distribution Protection | 1 | 600Vac (Y/D) | 2 | 100% | 2 | 513961122 | No Equivalent Cross Available Based on Selections | XT5LQ340ABFF000XXX | XT5LQ340AEFF000XXX + SRFB3XT5MFPX | XT5LQ340AFFF000XXX + SRFB3XT5MFPX | XT5LQ340AGFF000XXX + SRFB3XT5MFPX | XT5LQ340APFF000XXX + SRFB3XT5MFPX | XT5LQ340AQFF000XXX + SRFB3XT5MFPX | XT5LQ340ATFF000XXX + SRFB3XT5MFPX | XT5LQ340AUFF000XXX + SRFB3XT5MFPX
SG | SGLA36AT0600 | 51 | SRPG600A350 | 39 | 350 | 22 | 65kA | 7 | Loose MCCB (OEM) | 2 | Distribution Protection | 1 | 480Vac (Y/D) | 1 | 80% | 1 | 513972111 | No Equivalent Cross Available Based on Selections | XT5HU340ABFF000XXX | XT5HU340AEFF000XXX | XT5HU340AFFF000XXX | XT5HU340AGFF000XXX | XT5HU340APFF000XXX | XT5HU340AQFF000XXX | XT5HU340ATFF000XXX | XT5HU340AUFF000XXX
SG | SGLA36AT0600 | 51 | SRPG600A350 | 39 | 350 | 22 | 65kA | 7 | Loose MCCB (OEM) | 2 | Distribution Protection | 1 | 600Vac (Y/D) | 2 | 80% | 1 | 513972121 | No Equivalent Cross Available Based on Selections | XT5LU340ABFF000XXX | XT5LU340AEFF000XXX | XT5LU340AFFF000XXX | XT5LU340AGFF000XXX | XT5LU340APFF000XXX | XT5LU340AQFF000XXX | XT5LU340ATFF000XXX | XT5LU340AUFF000XXX
SG | SGLA36AT0600 | 51 | SRPG600A350 | 39 | 350 | 22 | 65kA | 7 | Loose MCCB (OEM) | 2 | Distribution Protection | 1 | 480Vac (Y/D) | 1 | 100% | 2 | 513972112 | No Equivalent Cross Available Based on Selections | XT5HQ340ABFF000XXX | XT5HQ340AEFF000XXX | XT5HQ340AFFF000XXX | XT5HQ340AGFF000XXX | XT5HQ340APFF000XXX | XT5HQ340AQFF000XXX | XT5HQ340ATFF000XXX | XT5HQ340AUFF000XXX
SG | SGLA36AT0600 | 51 | SRPG600A350 | 39 | 350 | 22 | 65kA | 7 | Loose MCCB (OEM) | 2 | Distribution Protection | 1 | 600Vac (Y/D) | 2 | 100% | 2 | 513972122 | No Equivalent Cross Available Based on Selections | XT5LQ340ABFF000XXX | XT5LQ340AEFF000XXX | XT5LQ340AFFF000XXX | XT5LQ340AGFF000XXX | XT5LQ340APFF000XXX | XT5LQ340AQFF000XXX | XT5LQ340ATFF000XXX | XT5LQ340AUFF000XXX
SG | SGLA36AT0600 | 51 | SRPG600A350 | 39 | 350 | 22 | 65kA | 7 | Panelboard MRO | 1 | Distribution Protection | 1 | 480Vac (Y/D) | 1 | 80% | 1 | 513971111 | No Equivalent Cross Available Based on Selections | XT5HU340ABFF000XXX | XT5HU340AEFF000XXX + SRFB3XT5MFPX | XT5HU340AFFF000XXX + SRFB3XT5MFPX | XT5HU340AGFF000XXX + SRFB3XT5MFPX | XT5HU340APFF000XXX + SRFB3XT5MFPX | XT5HU340AQFF000XXX + SRFB3XT5MFPX | XT5HU340ATFF000XXX + SRFB3XT5MFPX | XT5HU340AUFF000XXX + SRFB3XT5MFPX
SG | SGLA36AT0600 | 51 | SRPG600A350 | 39 | 350 | 22 | 65kA | 7 | Panelboard MRO | 1 | Distribution Protection | 1 | 600Vac (Y/D) | 2 | 80% | 1 | 513971121 | No Equivalent Cross Available Based on Selections | XT5LU340ABFF000XXX | XT5LU340AEFF000XXX + SRFB3XT5MFPX | XT5LU340AFFF000XXX + SRFB3XT5MFPX | XT5LU340AGFF000XXX + SRFB3XT5MFPX | XT5LU340APFF000XXX + SRFB3XT5MFPX | XT5LU340AQFF000XXX + SRFB3XT5MFPX | XT5LU340ATFF000XXX + SRFB3XT5MFPX | XT5LU340AUFF000XXX + SRFB3XT5MFPX
SG | SGLA36AT0600 | 51 | SRPG600A350 | 39 | 350 | 22 | 65kA | 7 | Panelboard MRO | 1 | Distribution Protection | 1 | 480Vac (Y/D) | 1 | 100% | 2 | 513971112 | No Equivalent Cross Available Based on Selections | XT5HQ340ABFF000XXX | XT5HQ340AEFF000XXX + SRFB3XT5MFPX | XT5HQ340AFFF000XXX + SRFB3XT5MFPX | XT5HQ340AGFF000XXX + SRFB3XT5MFPX | XT5HQ340APFF000XXX + SRFB3XT5MFPX | XT5HQ340AQFF000XXX + SRFB3XT5MFPX | XT5HQ340ATFF000XXX + SRFB3XT5MFPX | XT5HQ340AUFF000XXX + SRFB3XT5MFPX
SG | SGLA36AT0600 | 51 | SRPG600A350 | 39 | 350 | 22 | 65kA | 7 | Panelboard MRO | 1 | Distribution Protection | 1 | 600Vac (Y/D) | 2 | 100% | 2 | 513971122 | No Equivalent Cross Available Based on Selections | XT5LQ340ABFF000XXX | XT5LQ340AEFF000XXX + SRFB3XT5MFPX | XT5LQ340AFFF000XXX + SRFB3XT5MFPX | XT5LQ340AGFF000XXX + SRFB3XT5MFPX | XT5LQ340APFF000XXX + SRFB3XT5MFPX | XT5LQ340AQFF000XXX + SRFB3XT5MFPX | XT5LQ340ATFF000XXX + SRFB3XT5MFPX | XT5LQ340AUFF000XXX + SRFB3XT5MFPX
SG | SGLA36AT0600 | 51 | SRPG600A400 | 40 | 400 | 23 | 50kA | 6 | Loose MCCB (OEM) | 2 | Distribution Protection | 1 | 480Vac (Y/D) | 1 | 80% | 1 | 514062111 | No Equivalent Cross Available Based on Selections | XT5SU340ABFF000XXX | XT5SU340AEFF000XXX | XT5SU340AFFF000XXX | XT5SU340AGFF000XXX | XT5SU340APFF000XXX | XT5SU340AQFF000XXX | XT5SU340ATFF000XXX | XT5SU340AUFF000XXX
SG | SGLA36AT0600 | 51 | SRPG600A400 | 40 | 400 | 23 | 50kA | 6 | Loose MCCB (OEM) | 2 | Distribution Protection | 1 | 600Vac (Y/D) | 2 | 80% | 1 | 514062121 | No Equivalent Cross Available Based on Selections | XT5LU340ABFF000XXX | XT5LU340AEFF000XXX | XT5LU340AFFF000XXX | XT5LU340AGFF000XXX | XT5LU340APFF000XXX | XT5LU340AQFF000XXX | XT5LU340ATFF000XXX | XT5LU340AUFF000XXX
SG | SGLA36AT0600 | 51 | SRPG600A400 | 40 | 400 | 23 | 50kA | 6 | Loose MCCB (OEM) | 2 | Distribution Protection | 1 | 480Vac (Y/D) | 1 | 100% | 2 | 514062112 | No Equivalent Cross Available Based on Selections | XT5SQ340ABFF000XXX | XT5SQ340AEFF000XXX | XT5SQ340AFFF000XXX | XT5SQ340AGFF000XXX | XT5SQ340APFF000XXX | XT5SQ340AQFF000XXX | XT5SQ340ATFF000XXX | XT5SQ340AUFF000XXX
SG | SGLA36AT0600 | 51 | SRPG600A400 | 40 | 400 | 23 | 50kA | 6 | Loose MCCB (OEM) | 2 | Distribution Protection | 1 | 600Vac (Y/D) | 2 | 100% | 2 | 514062122 | No Equivalent Cross Available Based on Selections | XT5LQ340ABFF000XXX | XT5LQ340AEFF000XXX | XT5LQ340AFFF000XXX | XT5LQ340AGFF000XXX | XT5LQ340APFF000XXX | XT5LQ340AQFF000XXX | XT5LQ340ATFF000XXX | XT5LQ340AUFF000XXX
SG | SGLA36AT0600 | 51 | SRPG600A400 | 40 | 400 | 23 | 50kA | 6 | Panelboard MRO | 1 | Distribution Protection | 1 | 480Vac (Y/D) | 1 | 80% | 1 | 514061111 | No Equivalent Cross Available Based on Selections | XT5SU340ABFF000XXX | XT5SU340AEFF000XXX + SRFB3XT5MFPX | XT5SU340AFFF000XXX + SRFB3XT5MFPX | XT5SU340AGFF000XXX + SRFB3XT5MFPX | XT5SU340APFF000XXX + SRFB3XT5MFPX | XT5SU340AQFF000XXX + SRFB3XT5MFPX | XT5SU340ATFF000XXX + SRFB3XT5MFPX | XT5SU340AUFF000XXX + SRFB3XT5MFPX
SG | SGLA36AT0600 | 51 | SRPG600A400 | 40 | 400 | 23 | 50kA | 6 | Panelboard MRO | 1 | Distribution Protection | 1 | 600Vac (Y/D) | 2 | 80% | 1 | 514061121 | No Equivalent Cross Available Based on Selections | XT5LU340ABFF000XXX | XT5LU340AEFF000XXX + SRFB3XT5MFPX | XT5LU340AFFF000XXX + SRFB3XT5MFPX | XT5LU340AGFF000XXX + SRFB3XT5MFPX | XT5LU340APFF000XXX + SRFB3XT5MFPX | XT5LU340AQFF000XXX + SRFB3XT5MFPX | XT5LU340ATFF000XXX + SRFB3XT5MFPX | XT5LU340AUFF000XXX + SRFB3XT5MFPX
SG | SGLA36AT0600 | 51 | SRPG600A400 | 40 | 400 | 23 | 50kA | 6 | Panelboard MRO | 1 | Distribution Protection | 1 | 480Vac (Y/D) | 1 | 100% | 2 | 514061112 | No Equivalent Cross Available Based on Selections | XT5SQ340ABFF000XXX | XT5SQ340AEFF000XXX + SRFB3XT5MFPX | XT5SQ340AFFF000XXX + SRFB3XT5MFPX | XT5SQ340AGFF000XXX + SRFB3XT5MFPX | XT5SQ340APFF000XXX + SRFB3XT5MFPX | XT5SQ340AQFF000XXX + SRFB3XT5MFPX | XT5SQ340ATFF000XXX + SRFB3XT5MFPX | XT5SQ340AUFF000XXX + SRFB3XT5MFPX
SG | SGLA36AT0600 | 51 | SRPG600A400 | 40 | 400 | 23 | 50kA | 6 | Panelboard MRO | 1 | Distribution Protection | 1 | 600Vac (Y/D) | 2 | 100% | 2 | 514061122 | No Equivalent Cross Available Based on Selections | XT5LQ340ABFF000XXX | XT5LQ340AEFF000XXX + SRFB3XT5MFPX | XT5LQ340AFFF000XXX + SRFB3XT5MFPX | XT5LQ340AGFF000XXX + SRFB3XT5MFPX | XT5LQ340APFF000XXX + SRFB3XT5MFPX | XT5LQ340AQFF000XXX + SRFB3XT5MFPX | XT5LQ340ATFF000XXX + SRFB3XT5MFPX | XT5LQ340AUFF000XXX + SRFB3XT5MFPX
SG | SGLA36AT0600 | 51 | SRPG600A400 | 40 | 400 | 23 | 65kA | 7 | Loose MCCB (OEM) | 2 | Distribution Protection | 1 | 480Vac (Y/D) | 1 | 80% | 1 | 514072111 | No Equivalent Cross Available Based on Selections | XT5HU340ABFF000XXX | XT5HU340AEFF000XXX | XT5HU340AFFF000XXX | XT5HU340AGFF000XXX | XT5HU340APFF000XXX | XT5HU340AQFF000XXX | XT5HU340ATFF000XXX | XT5HU340AUFF000XXX
SG | SGLA36AT0600 | 51 | SRPG600A400 | 40 | 400 | 23 | 65kA | 7 | Loose MCCB (OEM) | 2 | Distribution Protection | 1 | 600Vac (Y/D) | 2 | 80% | 1 | 514072121 | No Equivalent Cross Available Based on Selections | XT5LU340ABFF000XXX | XT5LU340AEFF000XXX | XT5LU340AFFF000XXX | XT5LU340AGFF000XXX | XT5LU340APFF000XXX | XT5LU340AQFF000XXX | XT5LU340ATFF000XXX | XT5LU340AUFF000XXX
SG | SGLA36AT0600 | 51 | SRPG600A400 | 40 | 400 | 23 | 65kA | 7 | Loose MCCB (OEM) | 2 | Distribution Protection | 1 | 480Vac (Y/D) | 1 | 100% | 2 | 514072112 | No Equivalent Cross Available Based on Selections | XT5HQ340ABFF000XXX | XT5HQ340AEFF000XXX | XT5HQ340AFFF000XXX | XT5HQ340AGFF000XXX | XT5HQ340APFF000XXX | XT5HQ340AQFF000XXX | XT5HQ340ATFF000XXX | XT5HQ340AUFF000XXX
SG | SGLA36AT0600 | 51 | SRPG600A400 | 40 | 400 | 23 | 65kA | 7 | Loose MCCB (OEM) | 2 | Distribution Protection | 1 | 600Vac (Y/D) | 2 | 100% | 2 | 514072122 | No Equivalent Cross Available Based on Selections | XT5LQ340ABFF000XXX | XT5LQ340AEFF000XXX | XT5LQ340AFFF000XXX | XT5LQ340AGFF000XXX | XT5LQ340APFF000XXX | XT5LQ340AQFF000XXX | XT5LQ340ATFF000XXX | XT5LQ340AUFF000XXX
SG | SGLA36AT0600 | 51 | SRPG600A400 | 40 | 400 | 23 | 65kA | 7 | Panelboard MRO | 1 | Distribution Protection | 1 | 480Vac (Y/D) | 1 | 80% | 1 | 514071111 | No Equivalent Cross Available Based on Selections | XT5HU340ABFF000XXX | XT5HU340AEFF000XXX + SRFB3XT5MFPX | XT5HU340AFFF000XXX + SRFB3XT5MFPX | XT5HU340AGFF000XXX + SRFB3XT5MFPX | XT5HU340APFF000XXX + SRFB3XT5MFPX | XT5HU340AQFF000XXX + SRFB3XT5MFPX | XT5HU340ATFF000XXX + SRFB3XT5MFPX | XT5HU340AUFF000XXX + SRFB3XT5MFPX
SG | SGLA36AT0600 | 51 | SRPG600A400 | 40 | 400 | 23 | 65kA | 7 | Panelboard MRO | 1 | Distribution Protection | 1 | 600Vac (Y/D) | 2 | 80% | 1 | 514071121 | No Equivalent Cross Available Based on Selections | XT5LU340ABFF000XXX | XT5LU340AEFF000XXX + SRFB3XT5MFPX | XT5LU340AFFF000XXX + SRFB3XT5MFPX | XT5LU340AGFF000XXX + SRFB3XT5MFPX | XT5LU340APFF000XXX + SRFB3XT5MFPX | XT5LU340AQFF000XXX + SRFB3XT5MFPX | XT5LU340ATFF000XXX + SRFB3XT5MFPX | XT5LU340AUFF000XXX + SRFB3XT5MFPX
SG | SGLA36AT0600 | 51 | SRPG600A400 | 40 | 400 | 23 | 65kA | 7 | Panelboard MRO | 1 | Distribution Protection | 1 | 480Vac (Y/D) | 1 | 100% | 2 | 514071112 | No Equivalent Cross Available Based on Selections | XT5HQ340ABFF000XXX | XT5HQ340AEFF000XXX + SRFB3XT5MFPX | XT5HQ340AFFF000XXX + SRFB3XT5MFPX | XT5HQ340AGFF000XXX + SRFB3XT5MFPX | XT5HQ340APFF000XXX + SRFB3XT5MFPX | XT5HQ340AQFF000XXX + SRFB3XT5MFPX | XT5HQ340ATFF000XXX + SRFB3XT5MFPX | XT5HQ340AUFF000XXX + SRFB3XT5MFPX
SG | SGLA36AT0600 | 51 | SRPG600A400 | 40 | 400 | 23 | 65kA | 7 | Panelboard MRO | 1 | Distribution Protection | 1 | 600Vac (Y/D) | 2 | 100% | 2 | 514071122 | No Equivalent Cross Available Based on Selections | XT5LQ340ABFF000XXX | XT5LQ340AEFF000XXX + SRFB3XT5MFPX | XT5LQ340AFFF000XXX + SRFB3XT5MFPX | XT5LQ340AGFF000XXX + SRFB3XT5MFPX | XT5LQ340APFF000XXX + SRFB3XT5MFPX | XT5LQ340AQFF000XXX + SRFB3XT5MFPX | XT5LQ340ATFF000XXX + SRFB3XT5MFPX | XT5LQ340AUFF000XXX + SRFB3XT5MFPX
SG | SGLA36AT0600 | 51 | SRPG600A450 | 41 | 450 | 24 | 50kA | 6 | Loose MCCB (OEM) | 2 | Distribution Protection | 1 | 480Vac (Y/D) | 1 | 80% | 1 | 514162111 | No Equivalent Cross Available Based on Selections | XT5SU350BBFF000XXX | XT5SU360BEFF000XXX | XT5SU360BFFF000XXX | XT5SU360BGFF000XXX | XT5SU360BPFF000XXX | XT5SU360BQFF000XXX | XT5SU360BTFF000XXX | XT5SU360BUFF000XXX
SG | SGLA36AT0600 | 51 | SRPG600A450 | 41 | 450 | 24 | 50kA | 6 | Loose MCCB (OEM) | 2 | Distribution Protection | 1 | 600Vac (Y/D) | 2 | 80% | 1 | 514162121 | No Equivalent Cross Available Based on Selections | XT5LU350BBFF000XXX | XT5LU360BEFF000XXX | XT5LU360BFFF000XXX | XT5LU360BGFF000XXX | XT5LU360BPFF000XXX | XT5LU360BQFF000XXX | XT5LU360BTFF000XXX | XT5LU360BUFF000XXX
SG | SGLA36AT0600 | 51 | SRPG600A450 | 41 | 450 | 24 | 50kA | 6 | Loose MCCB (OEM) | 2 | Distribution Protection | 1 | 480Vac (Y/D) | 1 | 100% | 2 | 514162112 | No Equivalent Cross Available Based on Selections | XT5SQ350BBFF000XXX | XT5SQ360BEFF000XXX | XT5SQ360BFFF000XXX | XT5SQ360BGFF000XXX | XT5SQ360BPFF000XXX | XT5SQ360BQFF000XXX | XT5SQ360BTFF000XXX | XT5SQ360BUFF000XXX
SG | SGLA36AT0600 | 51 | SRPG600A450 | 41 | 450 | 24 | 50kA | 6 | Loose MCCB (OEM) | 2 | Distribution Protection | 1 | 600Vac (Y/D) | 2 | 100% | 2 | 514162122 | No Equivalent Cross Available Based on Selections | XT5LQ360BBFF000XXX | XT5LQ360BEFF000XXX | XT5LQ360BFFF000XXX | XT5LQ360BGFF000XXX | XT5LQ360BPFF000XXX | XT5LQ360BQFF000XXX | XT5LQ360BTFF000XXX | XT5LQ360BUFF000XXX
SG | SGLA36AT0600 | 51 | SRPG600A450 | 41 | 450 | 24 | 50kA | 6 | Panelboard MRO | 1 | Distribution Protection | 1 | 480Vac (Y/D) | 1 | 80% | 1 | 514161111 | No Equivalent Cross Available Based on Selections | XT5SU350BBFF000XXX | XT5SU360BEFF000XXX + SRFB3XT5MFPX | XT5SU360BFFF000XXX + SRFB3XT5MFPX | XT5SU360BGFF000XXX + SRFB3XT5MFPX | XT5SU360BPFF000XXX + SRFB3XT5MFPX | XT5SU360BQFF000XXX + SRFB3XT5MFPX | XT5SU360BTFF000XXX + SRFB3XT5MFPX | XT5SU360BUFF000XXX + SRFB3XT5MFPX
SG | SGLA36AT0600 | 51 | SRPG600A450 | 41 | 450 | 24 | 50kA | 6 | Panelboard MRO | 1 | Distribution Protection | 1 | 600Vac (Y/D) | 2 | 80% | 1 | 514161121 | No Equivalent Cross Available Based on Selections | XT5LU350BBFF000XXX | XT5LU360BEFF000XXX + SRFB3XT5MFPX | XT5LU360BFFF000XXX + SRFB3XT5MFPX | XT5LU360BGFF000XXX + SRFB3XT5MFPX | XT5LU360BPFF000XXX + SRFB3XT5MFPX | XT5LU360BQFF000XXX + SRFB3XT5MFPX | XT5LU360BTFF000XXX + SRFB3XT5MFPX | XT5LU360BUFF000XXX + SRFB3XT5MFPX
SG | SGLA36AT0600 | 51 | SRPG600A450 | 41 | 450 | 24 | 50kA | 6 | Panelboard MRO | 1 | Distribution Protection | 1 | 480Vac (Y/D) | 1 | 100% | 2 | 514161112 | No Equivalent Cross Available Based on Selections | XT5SQ350BBFF000XXX | XT5SQ360BEFF000XXX + SRFB3XT5MFPX | XT5SQ360BFFF000XXX + SRFB3XT5MFPX | XT5SQ360BGFF000XXX + SRFB3XT5MFPX | XT5SQ360BPFF000XXX + SRFB3XT5MFPX | XT5SQ360BQFF000XXX + SRFB3XT5MFPX | XT5SQ360BTFF000XXX + SRFB3XT5MFPX | XT5SQ360BUFF000XXX + SRFB3XT5MFPX
SG | SGLA36AT0600 | 51 | SRPG600A450 | 41 | 450 | 24 | 50kA | 6 | Panelboard MRO | 1 | Distribution Protection | 1 | 600Vac (Y/D) | 2 | 100% | 2 | 514161122 | No Equivalent Cross Available Based on Selections | XT5LQ360BBFF000XXX | XT5LQ360BEFF000XXX + SRFB3XT5MFPX | XT5LQ360BFFF000XXX + SRFB3XT5MFPX | XT5LQ360BGFF000XXX + SRFB3XT5MFPX | XT5LQ360BPFF000XXX + SRFB3XT5MFPX | XT5LQ360BQFF000XXX + SRFB3XT5MFPX | XT5LQ360BTFF000XXX + SRFB3XT5MFPX | XT5LQ360BUFF000XXX + SRFB3XT5MFPX
SG | SGLA36AT0600 | 51 | SRPG600A450 | 41 | 450 | 24 | 65kA | 7 | Loose MCCB (OEM) | 2 | Distribution Protection | 1 | 480Vac (Y/D) | 1 | 80% | 1 | 514172111 | No Equivalent Cross Available Based on Selections | XT5HU350BBFF000XXX | XT5HU360BEFF000XXX | XT5HU360BFFF000XXX | XT5HU360BGFF000XXX | XT5HU360BPFF000XXX | XT5HU360BQFF000XXX | XT5HU360BTFF000XXX | XT5HU360BUFF000XXX
SG | SGLA36AT0600 | 51 | SRPG600A450 | 41 | 450 | 24 | 65kA | 7 | Loose MCCB (OEM) | 2 | Distribution Protection | 1 | 600Vac (Y/D) | 2 | 80% | 1 | 514172121 | No Equivalent Cross Available Based on Selections | XT5LU350BBFF000XXX | XT5LU360BEFF000XXX | XT5LU360BFFF000XXX | XT5LU360BGFF000XXX | XT5LU360BPFF000XXX | XT5LU360BQFF000XXX | XT5LU360BTFF000XXX | XT5LU360BUFF000XXX
SG | SGLA36AT0600 | 51 | SRPG600A450 | 41 | 450 | 24 | 65kA | 7 | Loose MCCB (OEM) | 2 | Distribution Protection | 1 | 480Vac (Y/D) | 1 | 100% | 2 | 514172112 | No Equivalent Cross Available Based on Selections | XT5HQ350BBFF000XXX | XT5HQ360BEFF000XXX | XT5HQ360BFFF000XXX | XT5HQ360BGFF000XXX | XT5HQ360BPFF000XXX | XT5HQ360BQFF000XXX | XT5HQ360BTFF000XXX | XT5HQ360BUFF000XXX
SG | SGLA36AT0600 | 51 | SRPG600A450 | 41 | 450 | 24 | 65kA | 7 | Loose MCCB (OEM) | 2 | Distribution Protection | 1 | 600Vac (Y/D) | 2 | 100% | 2 | 514172122 | No Equivalent Cross Available Based on Selections | XT5LQ360BBFF000XXX | XT5LQ360BEFF000XXX | XT5LQ360BFFF000XXX | XT5LQ360BGFF000XXX | XT5LQ360BPFF000XXX | XT5LQ360BQFF000XXX | XT5LQ360BTFF000XXX | XT5LQ360BUFF000XXX
SG | SGLA36AT0600 | 51 | SRPG600A450 | 41 | 450 | 24 | 65kA | 7 | Panelboard MRO | 1 | Distribution Protection | 1 | 480Vac (Y/D) | 1 | 80% | 1 | 514171111 | No Equivalent Cross Available Based on Selections | XT5HU350BBFF000XXX | XT5HU360BEFF000XXX + SRFB3XT5MFPX | XT5HU360BFFF000XXX + SRFB3XT5MFPX | XT5HU360BGFF000XXX + SRFB3XT5MFPX | XT5HU360BPFF000XXX + SRFB3XT5MFPX | XT5HU360BQFF000XXX + SRFB3XT5MFPX | XT5HU360BTFF000XXX + SRFB3XT5MFPX | XT5HU360BUFF000XXX + SRFB3XT5MFPX
SG | SGLA36AT0600 | 51 | SRPG600A450 | 41 | 450 | 24 | 65kA | 7 | Panelboard MRO | 1 | Distribution Protection | 1 | 600Vac (Y/D) | 2 | 80% | 1 | 514171121 | No Equivalent Cross Available Based on Selections | XT5LU350BBFF000XXX | XT5LU360BEFF000XXX + SRFB3XT5MFPX | XT5LU360BFFF000XXX + SRFB3XT5MFPX | XT5LU360BGFF000XXX + SRFB3XT5MFPX | XT5LU360BPFF000XXX + SRFB3XT5MFPX | XT5LU360BQFF000XXX + SRFB3XT5MFPX | XT5LU360BTFF000XXX + SRFB3XT5MFPX | XT5LU360BUFF000XXX + SRFB3XT5MFPX
SG | SGLA36AT0600 | 51 | SRPG600A450 | 41 | 450 | 24 | 65kA | 7 | Panelboard MRO | 1 | Distribution Protection | 1 | 480Vac (Y/D) | 1 | 100% | 2 | 514171112 | No Equivalent Cross Available Based on Selections | XT5HQ350BBFF000XXX | XT5HQ360BEFF000XXX + SRFB3XT5MFPX | XT5HQ360BFFF000XXX + SRFB3XT5MFPX | XT5HQ360BGFF000XXX + SRFB3XT5MFPX | XT5HQ360BPFF000XXX + SRFB3XT5MFPX | XT5HQ360BQFF000XXX + SRFB3XT5MFPX | XT5HQ360BTFF000XXX + SRFB3XT5MFPX | XT5HQ360BUFF000XXX + SRFB3XT5MFPX
SG | SGLA36AT0600 | 51 | SRPG600A450 | 41 | 450 | 24 | 65kA | 7 | Panelboard MRO | 1 | Distribution Protection | 1 | 600Vac (Y/D) | 2 | 100% | 2 | 514171122 | No Equivalent Cross Available Based on Selections | XT5LQ360BBFF000XXX | XT5LQ360BEFF000XXX + SRFB3XT5MFPX | XT5LQ360BFFF000XXX + SRFB3XT5MFPX | XT5LQ360BGFF000XXX + SRFB3XT5MFPX | XT5LQ360BPFF000XXX + SRFB3XT5MFPX | XT5LQ360BQFF000XXX + SRFB3XT5MFPX | XT5LQ360BTFF000XXX + SRFB3XT5MFPX | XT5LQ360BUFF000XXX + SRFB3XT5MFPX
SG | SGLA36AT0600 | 51 | SRPG600A500 | 42 | 500 | 25 | 50kA | 6 | Loose MCCB (OEM) | 2 | Distribution Protection | 1 | 480Vac (Y/D) | 1 | 80% | 1 | 514262111 | No Equivalent Cross Available Based on Selections | XT5SU350BBFF000XXX | XT5SU360BEFF000XXX | XT5SU360BFFF000XXX | XT5SU360BGFF000XXX | XT5SU360BPFF000XXX | XT5SU360BQFF000XXX | XT5SU360BTFF000XXX | XT5SU360BUFF000XXX
SG | SGLA36AT0600 | 51 | SRPG600A500 | 42 | 500 | 25 | 50kA | 6 | Loose MCCB (OEM) | 2 | Distribution Protection | 1 | 600Vac (Y/D) | 2 | 80% | 1 | 514262121 | No Equivalent Cross Available Based on Selections | XT5LU350BBFF000XXX | XT5LU360BEFF000XXX | XT5LU360BFFF000XXX | XT5LU360BGFF000XXX | XT5LU360BPFF000XXX | XT5LU360BQFF000XXX | XT5LU360BTFF000XXX | XT5LU360BUFF000XXX
SG | SGLA36AT0600 | 51 | SRPG600A500 | 42 | 500 | 25 | 50kA | 6 | Loose MCCB (OEM) | 2 | Distribution Protection | 1 | 480Vac (Y/D) | 1 | 100% | 2 | 514262112 | No Equivalent Cross Available Based on Selections | XT5SQ350BBFF000XXX | XT5SQ360BEFF000XXX | XT5SQ360BFFF000XXX | XT5SQ360BGFF000XXX | XT5SQ360BPFF000XXX | XT5SQ360BQFF000XXX | XT5SQ360BTFF000XXX | XT5SQ360BUFF000XXX
SG | SGLA36AT0600 | 51 | SRPG600A500 | 42 | 500 | 25 | 50kA | 6 | Loose MCCB (OEM) | 2 | Distribution Protection | 1 | 600Vac (Y/D) | 2 | 100% | 2 | 514262122 | No Equivalent Cross Available Based on Selections | XT5LQ360BBFF000XXX | XT5LQ360BEFF000XXX | XT5LQ360BFFF000XXX | XT5LQ360BGFF000XXX | XT5LQ360BPFF000XXX | XT5LQ360BQFF000XXX | XT5LQ360BTFF000XXX | XT5LQ360BUFF000XXX
SG | SGLA36AT0600 | 51 | SRPG600A500 | 42 | 500 | 25 | 50kA | 6 | Panelboard MRO | 1 | Distribution Protection | 1 | 480Vac (Y/D) | 1 | 80% | 1 | 514261111 | No Equivalent Cross Available Based on Selections | XT5SU350BBFF000XXX | XT5SU360BEFF000XXX + SRFB3XT5MFPX | XT5SU360BFFF000XXX + SRFB3XT5MFPX | XT5SU360BGFF000XXX + SRFB3XT5MFPX | XT5SU360BPFF000XXX + SRFB3XT5MFPX | XT5SU360BQFF000XXX + SRFB3XT5MFPX | XT5SU360BTFF000XXX + SRFB3XT5MFPX | XT5SU360BUFF000XXX + SRFB3XT5MFPX
SG | SGLA36AT0600 | 51 | SRPG600A500 | 42 | 500 | 25 | 50kA | 6 | Panelboard MRO | 1 | Distribution Protection | 1 | 600Vac (Y/D) | 2 | 80% | 1 | 514261121 | No Equivalent Cross Available Based on Selections | XT5LU350BBFF000XXX | XT5LU360BEFF000XXX + SRFB3XT5MFPX | XT5LU360BFFF000XXX + SRFB3XT5MFPX | XT5LU360BGFF000XXX + SRFB3XT5MFPX | XT5LU360BPFF000XXX + SRFB3XT5MFPX | XT5LU360BQFF000XXX + SRFB3XT5MFPX | XT5LU360BTFF000XXX + SRFB3XT5MFPX | XT5LU360BUFF000XXX + SRFB3XT5MFPX
SG | SGLA36AT0600 | 51 | SRPG600A500 | 42 | 500 | 25 | 50kA | 6 | Panelboard MRO | 1 | Distribution Protection | 1 | 480Vac (Y/D) | 1 | 100% | 2 | 514261112 | No Equivalent Cross Available Based on Selections | XT5SQ350BBFF000XXX | XT5SQ360BEFF000XXX + SRFB3XT5MFPX | XT5SQ360BFFF000XXX + SRFB3XT5MFPX | XT5SQ360BGFF000XXX + SRFB3XT5MFPX | XT5SQ360BPFF000XXX + SRFB3XT5MFPX | XT5SQ360BQFF000XXX + SRFB3XT5MFPX | XT5SQ360BTFF000XXX + SRFB3XT5MFPX | XT5SQ360BUFF000XXX + SRFB3XT5MFPX
SG | SGLA36AT0600 | 51 | SRPG600A500 | 42 | 500 | 25 | 50kA | 6 | Panelboard MRO | 1 | Distribution Protection | 1 | 600Vac (Y/D) | 2 | 100% | 2 | 514261122 | No Equivalent Cross Available Based on Selections | XT5LQ360BBFF000XXX | XT5LQ360BEFF000XXX + SRFB3XT5MFPX | XT5LQ360BFFF000XXX + SRFB3XT5MFPX | XT5LQ360BGFF000XXX + SRFB3XT5MFPX | XT5LQ360BPFF000XXX + SRFB3XT5MFPX | XT5LQ360BQFF000XXX + SRFB3XT5MFPX | XT5LQ360BTFF000XXX + SRFB3XT5MFPX | XT5LQ360BUFF000XXX + SRFB3XT5MFPX
SG | SGLA36AT0600 | 51 | SRPG600A500 | 42 | 500 | 25 | 65kA | 7 | Loose MCCB (OEM) | 2 | Distribution Protection | 1 | 480Vac (Y/D) | 1 | 80% | 1 | 514272111 | No Equivalent Cross Available Based on Selections | XT5HU350BBFF000XXX | XT5HU360BEFF000XXX | XT5HU360BFFF000XXX | XT5HU360BGFF000XXX | XT5HU360BPFF000XXX | XT5HU360BQFF000XXX | XT5HU360BTFF000XXX | XT5HU360BUFF000XXX
SG | SGLA36AT0600 | 51 | SRPG600A500 | 42 | 500 | 25 | 65kA | 7 | Loose MCCB (OEM) | 2 | Distribution Protection | 1 | 600Vac (Y/D) | 2 | 80% | 1 | 514272121 | No Equivalent Cross Available Based on Selections | XT5LU350BBFF000XXX | XT5LU360BEFF000XXX | XT5LU360BFFF000XXX | XT5LU360BGFF000XXX | XT5LU360BPFF000XXX | XT5LU360BQFF000XXX | XT5LU360BTFF000XXX | XT5LU360BUFF000XXX
SG | SGLA36AT0600 | 51 | SRPG600A500 | 42 | 500 | 25 | 65kA | 7 | Loose MCCB (OEM) | 2 | Distribution Protection | 1 | 480Vac (Y/D) | 1 | 100% | 2 | 514272112 | No Equivalent Cross Available Based on Selections | XT5HQ350BBFF000XXX | XT5HQ360BEFF000XXX | XT5HQ360BFFF000XXX | XT5HQ360BGFF000XXX | XT5HQ360BPFF000XXX | XT5HQ360BQFF000XXX | XT5HQ360BTFF000XXX | XT5HQ360BUFF000XXX
SG | SGLA36AT0600 | 51 | SRPG600A500 | 42 | 500 | 25 | 65kA | 7 | Loose MCCB (OEM) | 2 | Distribution Protection | 1 | 600Vac (Y/D) | 2 | 100% | 2 | 514272122 | No Equivalent Cross Available Based on Selections | XT5LQ360BBFF000XXX | XT5LQ360BEFF000XXX | XT5LQ360BFFF000XXX | XT5LQ360BGFF000XXX | XT5LQ360BPFF000XXX | XT5LQ360BQFF000XXX | XT5LQ360BTFF000XXX | XT5LQ360BUFF000XXX
SG | SGLA36AT0600 | 51 | SRPG600A500 | 42 | 500 | 25 | 65kA | 7 | Panelboard MRO | 1 | Distribution Protection | 1 | 480Vac (Y/D) | 1 | 80% | 1 | 514271111 | No Equivalent Cross Available Based on Selections | XT5HU350BBFF000XXX | XT5HU360BEFF000XXX + SRFB3XT5MFPX | XT5HU360BFFF000XXX + SRFB3XT5MFPX | XT5HU360BGFF000XXX + SRFB3XT5MFPX | XT5HU360BPFF000XXX + SRFB3XT5MFPX | XT5HU360BQFF000XXX + SRFB3XT5MFPX | XT5HU360BTFF000XXX + SRFB3XT5MFPX | XT5HU360BUFF000XXX + SRFB3XT5MFPX
SG | SGLA36AT0600 | 51 | SRPG600A500 | 42 | 500 | 25 | 65kA | 7 | Panelboard MRO | 1 | Distribution Protection | 1 | 600Vac (Y/D) | 2 | 80% | 1 | 514271121 | No Equivalent Cross Available Based on Selections | XT5LU350BBFF000XXX | XT5LU360BEFF000XXX + SRFB3XT5MFPX | XT5LU360BFFF000XXX + SRFB3XT5MFPX | XT5LU360BGFF000XXX + SRFB3XT5MFPX | XT5LU360BPFF000XXX + SRFB3XT5MFPX | XT5LU360BQFF000XXX + SRFB3XT5MFPX | XT5LU360BTFF000XXX + SRFB3XT5MFPX | XT5LU360BUFF000XXX + SRFB3XT5MFPX
SG | SGLA36AT0600 | 51 | SRPG600A500 | 42 | 500 | 25 | 65kA | 7 | Panelboard MRO | 1 | Distribution Protection | 1 | 480Vac (Y/D) | 1 | 100% | 2 | 514271112 | No Equivalent Cross Available Based on Selections | XT5HQ350BBFF000XXX | XT5HQ360BEFF000XXX + SRFB3XT5MFPX | XT5HQ360BFFF000XXX + SRFB3XT5MFPX | XT5HQ360BGFF000XXX + SRFB3XT5MFPX | XT5HQ360BPFF000XXX + SRFB3XT5MFPX | XT5HQ360BQFF000XXX + SRFB3XT5MFPX | XT5HQ360BTFF000XXX + SRFB3XT5MFPX | XT5HQ360BUFF000XXX + SRFB3XT5MFPX
SG | SGLA36AT0600 | 51 | SRPG600A500 | 42 | 500 | 25 | 65kA | 7 | Panelboard MRO | 1 | Distribution Protection | 1 | 600Vac (Y/D) | 2 | 100% | 2 | 514271122 | No Equivalent Cross Available Based on Selections | XT5LQ360BBFF000XXX | XT5LQ360BEFF000XXX + SRFB3XT5MFPX | XT5LQ360BFFF000XXX + SRFB3XT5MFPX | XT5LQ360BGFF000XXX + SRFB3XT5MFPX | XT5LQ360BPFF000XXX + SRFB3XT5MFPX | XT5LQ360BQFF000XXX + SRFB3XT5MFPX | XT5LQ360BTFF000XXX + SRFB3XT5MFPX | XT5LQ360BUFF000XXX + SRFB3XT5MFPX
SG | SGLA36AT0600 | 51 | SRPG600A600 | 43 | 600 | 26 | 50kA | 6 | Loose MCCB (OEM) | 2 | Distribution Protection | 1 | 480Vac (Y/D) | 1 | 80% | 1 | 514362111 | No Equivalent Cross Available Based on Selections | XT5SU360BBFF000XXX | XT5SU360BEFF000XXX | XT5SU360BFFF000XXX | XT5SU360BGFF000XXX | XT5SU360BPFF000XXX | XT5SU360BQFF000XXX | XT5SU360BTFF000XXX | XT5SU360BUFF000XXX
SG | SGLA36AT0600 | 51 | SRPG600A600 | 43 | 600 | 26 | 50kA | 6 | Loose MCCB (OEM) | 2 | Distribution Protection | 1 | 600Vac (Y/D) | 2 | 80% | 1 | 514362121 | No Equivalent Cross Available Based on Selections | XT5LU360BBFF000XXX | XT5LU360BEFF000XXX | XT5LU360BFFF000XXX | XT5LU360BGFF000XXX | XT5LU360BPFF000XXX | XT5LU360BQFF000XXX | XT5LU360BTFF000XXX | XT5LU360BUFF000XXX
SG | SGLA36AT0600 | 51 | SRPG600A600 | 43 | 600 | 26 | 50kA | 6 | Loose MCCB (OEM) | 2 | Distribution Protection | 1 | 480Vac (Y/D) | 1 | 100% | 2 | 514362112 | No Equivalent Cross Available Based on Selections | XT5SQ360BBFF000XXX | XT5SQ360BEFF000XXX | XT5SQ360BFFF000XXX | XT5SQ360BGFF000XXX | XT5SQ360BPFF000XXX | XT5SQ360BQFF000XXX | XT5SQ360BTFF000XXX | XT5SQ360BUFF000XXX
SG | SGLA36AT0600 | 51 | SRPG600A600 | 43 | 600 | 26 | 50kA | 6 | Loose MCCB (OEM) | 2 | Distribution Protection | 1 | 600Vac (Y/D) | 2 | 100% | 2 | 514362122 | No Equivalent Cross Available Based on Selections | XT5LQ360BBFF000XXX | XT5LQ360BEFF000XXX | XT5LQ360BFFF000XXX | XT5LQ360BGFF000XXX | XT5LQ360BPFF000XXX | XT5LQ360BQFF000XXX | XT5LQ360BTFF000XXX | XT5LQ360BUFF000XXX
SG | SGLA36AT0600 | 51 | SRPG600A600 | 43 | 600 | 26 | 50kA | 6 | Panelboard MRO | 1 | Distribution Protection | 1 | 480Vac (Y/D) | 1 | 80% | 1 | 514361111 | No Equivalent Cross Available Based on Selections | XT5SU360BBFF000XXX | XT5SU360BEFF000XXX + SRFB3XT5MFPX | XT5SU360BFFF000XXX + SRFB3XT5MFPX | XT5SU360BGFF000XXX + SRFB3XT5MFPX | XT5SU360BPFF000XXX + SRFB3XT5MFPX | XT5SU360BQFF000XXX + SRFB3XT5MFPX | XT5SU360BTFF000XXX + SRFB3XT5MFPX | XT5SU360BUFF000XXX + SRFB3XT5MFPX
SG | SGLA36AT0600 | 51 | SRPG600A600 | 43 | 600 | 26 | 50kA | 6 | Panelboard MRO | 1 | Distribution Protection | 1 | 600Vac (Y/D) | 2 | 80% | 1 | 514361121 | No Equivalent Cross Available Based on Selections | XT5LU360BBFF000XXX | XT5LU360BEFF000XXX + SRFB3XT5MFPX | XT5LU360BFFF000XXX + SRFB3XT5MFPX | XT5LU360BGFF000XXX + SRFB3XT5MFPX | XT5LU360BPFF000XXX + SRFB3XT5MFPX | XT5LU360BQFF000XXX + SRFB3XT5MFPX | XT5LU360BTFF000XXX + SRFB3XT5MFPX | XT5LU360BUFF000XXX + SRFB3XT5MFPX
SG | SGLA36AT0600 | 51 | SRPG600A600 | 43 | 600 | 26 | 50kA | 6 | Panelboard MRO | 1 | Distribution Protection | 1 | 480Vac (Y/D) | 1 | 100% | 2 | 514361112 | No Equivalent Cross Available Based on Selections | XT5SQ360BBFF000XXX | XT5SQ360BEFF000XXX + SRFB3XT5MFPX | XT5SQ360BFFF000XXX + SRFB3XT5MFPX | XT5SQ360BGFF000XXX + SRFB3XT5MFPX | XT5SQ360BPFF000XXX + SRFB3XT5MFPX | XT5SQ360BQFF000XXX + SRFB3XT5MFPX | XT5SQ360BTFF000XXX + SRFB3XT5MFPX | XT5SQ360BUFF000XXX + SRFB3XT5MFPX
SG | SGLA36AT0600 | 51 | SRPG600A600 | 43 | 600 | 26 | 50kA | 6 | Panelboard MRO | 1 | Distribution Protection | 1 | 600Vac (Y/D) | 2 | 100% | 2 | 514361122 | No Equivalent Cross Available Based on Selections | XT5LQ360BBFF000XXX | XT5LQ360BEFF000XXX + SRFB3XT5MFPX | XT5LQ360BFFF000XXX + SRFB3XT5MFPX | XT5LQ360BGFF000XXX + SRFB3XT5MFPX | XT5LQ360BPFF000XXX + SRFB3XT5MFPX | XT5LQ360BQFF000XXX + SRFB3XT5MFPX | XT5LQ360BTFF000XXX + SRFB3XT5MFPX | XT5LQ360BUFF000XXX + SRFB3XT5MFPX
SG | SGLA36AT0600 | 51 | SRPG600A600 | 43 | 600 | 26 | 65kA | 7 | Loose MCCB (OEM) | 2 | Distribution Protection | 1 | 480Vac (Y/D) | 1 | 80% | 1 | 514372111 | No Equivalent Cross Available Based on Selections | XT5HU360BBFF000XXX | XT5HU360BEFF000XXX | XT5HU360BFFF000XXX | XT5HU360BGFF000XXX | XT5HU360BPFF000XXX | XT5HU360BQFF000XXX | XT5HU360BTFF000XXX | XT5HU360BUFF000XXX
SG | SGLA36AT0600 | 51 | SRPG600A600 | 43 | 600 | 26 | 65kA | 7 | Loose MCCB (OEM) | 2 | Distribution Protection | 1 | 600Vac (Y/D) | 2 | 80% | 1 | 514372121 | No Equivalent Cross Available Based on Selections | XT5LU360BBFF000XXX | XT5LU360BEFF000XXX | XT5LU360BFFF000XXX | XT5LU360BGFF000XXX | XT5LU360BPFF000XXX | XT5LU360BQFF000XXX | XT5LU360BTFF000XXX | XT5LU360BUFF000XXX
SG | SGLA36AT0600 | 51 | SRPG600A600 | 43 | 600 | 26 | 65kA | 7 | Loose MCCB (OEM) | 2 | Distribution Protection | 1 | 480Vac (Y/D) | 1 | 100% | 2 | 514372112 | No Equivalent Cross Available Based on Selections | XT5HQ360BBFF000XXX | XT5HQ360BEFF000XXX | XT5HQ360BFFF000XXX | XT5HQ360BGFF000XXX | XT5HQ360BPFF000XXX | XT5HQ360BQFF000XXX | XT5HQ360BTFF000XXX | XT5HQ360BUFF000XXX
SG | SGLA36AT0600 | 51 | SRPG600A600 | 43 | 600 | 26 | 65kA | 7 | Loose MCCB (OEM) | 2 | Distribution Protection | 1 | 600Vac (Y/D) | 2 | 100% | 2 | 514372122 | No Equivalent Cross Available Based on Selections | XT5LQ360BBFF000XXX | XT5LQ360BEFF000XXX | XT5LQ360BFFF000XXX | XT5LQ360BGFF000XXX | XT5LQ360BPFF000XXX | XT5LQ360BQFF000XXX | XT5LQ360BTFF000XXX | XT5LQ360BUFF000XXX
SG | SGLA36AT0600 | 51 | SRPG600A600 | 43 | 600 | 26 | 65kA | 7 | Panelboard MRO | 1 | Distribution Protection | 1 | 480Vac (Y/D) | 1 | 80% | 1 | 514371111 | No Equivalent Cross Available Based on Selections | XT5HU360BBFF000XXX | XT5HU360BEFF000XXX + SRFB3XT5MFPX | XT5HU360BFFF000XXX + SRFB3XT5MFPX | XT5HU360BGFF000XXX + SRFB3XT5MFPX | XT5HU360BPFF000XXX + SRFB3XT5MFPX | XT5HU360BQFF000XXX + SRFB3XT5MFPX | XT5HU360BTFF000XXX + SRFB3XT5MFPX | XT5HU360BUFF000XXX + SRFB3XT5MFPX
SG | SGLA36AT0600 | 51 | SRPG600A600 | 43 | 600 | 26 | 65kA | 7 | Panelboard MRO | 1 | Distribution Protection | 1 | 600Vac (Y/D) | 2 | 80% | 1 | 514371121 | No Equivalent Cross Available Based on Selections | XT5LU360BBFF000XXX | XT5LU360BEFF000XXX + SRFB3XT5MFPX | XT5LU360BFFF000XXX + SRFB3XT5MFPX | XT5LU360BGFF000XXX + SRFB3XT5MFPX | XT5LU360BPFF000XXX + SRFB3XT5MFPX | XT5LU360BQFF000XXX + SRFB3XT5MFPX | XT5LU360BTFF000XXX + SRFB3XT5MFPX | XT5LU360BUFF000XXX + SRFB3XT5MFPX
SG | SGLA36AT0600 | 51 | SRPG600A600 | 43 | 600 | 26 | 65kA | 7 | Panelboard MRO | 1 | Distribution Protection | 1 | 480Vac (Y/D) | 1 | 100% | 2 | 514371112 | No Equivalent Cross Available Based on Selections | XT5HQ360BBFF000XXX | XT5HQ360BEFF000XXX + SRFB3XT5MFPX | XT5HQ360BFFF000XXX + SRFB3XT5MFPX | XT5HQ360BGFF000XXX + SRFB3XT5MFPX | XT5HQ360BPFF000XXX + SRFB3XT5MFPX | XT5HQ360BQFF000XXX + SRFB3XT5MFPX | XT5HQ360BTFF000XXX + SRFB3XT5MFPX | XT5HQ360BUFF000XXX + SRFB3XT5MFPX
SG | SGLA36AT0600 | 51 | SRPG600A600 | 43 | 600 | 26 | 65kA | 7 | Panelboard MRO | 1 | Distribution Protection | 1 | 600Vac (Y/D) | 2 | 100% | 2 | 514371122 | No Equivalent Cross Available Based on Selections | XT5LQ360BBFF000XXX | XT5LQ360BEFF000XXX + SRFB3XT5MFPX | XT5LQ360BFFF000XXX + SRFB3XT5MFPX | XT5LQ360BGFF000XXX + SRFB3XT5MFPX | XT5LQ360BPFF000XXX + SRFB3XT5MFPX | XT5LQ360BQFF000XXX + SRFB3XT5MFPX | XT5LQ360BTFF000XXX + SRFB3XT5MFPX | XT5LQ360BUFF000XXX + SRFB3XT5MFPX
SG | SGPA36AT0600 | 52 | SRPG600A250 | 37 | 250 | 20 | 100kA | 8 | Loose MCCB (OEM) | 2 | Distribution Protection | 1 | 480Vac (Y/D) | 1 | 80% | 1 | 523782111 | XT4LU3250AFF000XXX | XT4LU3250BFF000XXX | XT4LU3250EFF000XXX | XT4LU3250FFF000XXX | XT4LU3250GFF000XXX | XT4LU3250PFF000XXX | XT4LU3250QFF000XXX | XT4LU3250TFF000XXX | XT4LU3250UFF000XXX
SG | SGPA36AT0600 | 52 | SRPG600A250 | 37 | 250 | 20 | 100kA | 8 | Loose MCCB (OEM) | 2 | Distribution Protection | 1 | 600Vac (Y/D) | 2 | 80% | 1 | 523782121 | XT4XU3250AFF000XXX | XT4XU3250BFF000XXX | XT4XU3250EFF000XXX | XT4XU3250FFF000XXX | XT4XU3250GFF000XXX | XT4XU3250PFF000XXX | XT4XU3250QFF000XXX | XT4XU3250TFF000XXX | XT4XU3250UFF000XXX
SG | SGPA36AT0600 | 52 | SRPG600A250 | 37 | 250 | 20 | 100kA | 8 | Loose MCCB (OEM) | 2 | Distribution Protection | 1 | 480Vac (Y/D) | 1 | 100% | 2 | 523782112 | XT4LQ3250AFF000XXX | XT4LQ3250BFF000XXX | XT4LQ3250EFF000XXX | XT4LQ3250FFF000XXX | XT4LQ3250GFF000XXX | XT4LQ3250PFF000XXX | XT4LQ3250QFF000XXX | XT4LQ3250TFF000XXX | XT4LQ3250UFF000XXX
SG | SGPA36AT0600 | 52 | SRPG600A250 | 37 | 250 | 20 | 100kA | 8 | Loose MCCB (OEM) | 2 | Distribution Protection | 1 | 600Vac (Y/D) | 2 | 100% | 2 | 523782122 | XT4XQ3250AFF000XXX | XT4XQ3250BFF000XXX | XT4XQ3250EFF000XXX | XT4XQ3250FFF000XXX | XT4XQ3250GFF000XXX | XT4XQ3250PFF000XXX | XT4XQ3250QFF000XXX | XT4XQ3250TFF000XXX | XT4XQ3250UFF000XXX
SG | SGPA36AT0600 | 52 | SRPG600A250 | 37 | 250 | 20 | 100kA | 8 | Panelboard MRO | 1 | Distribution Protection | 1 | 480Vac (Y/D) | 1 | 80% | 1 | 523781111 | XT4LU3250AFF000XXX + SRFB6XT4FPX | XT4LU3250BFF000XXX + SRFB6XT4FPX | XT4LU3250EFF000XXX + SRFB3XT4FPX | XT4LU3250FFF000XXX + SRFB3XT4FPX | XT4LU3250GFF000XXX + SRFB3XT4FPX | XT4LU3250PFF000XXX + SRFB3XT4FPX | XT4LU3250QFF000XXX + SRFB3XT4FPX | XT4LU3250TFF000XXX + SRFB3XT4FPX | XT4LU3250UFF000XXX + SRFB3XT4FPX
SG | SGPA36AT0600 | 52 | SRPG600A250 | 37 | 250 | 20 | 100kA | 8 | Panelboard MRO | 1 | Distribution Protection | 1 | 600Vac (Y/D) | 2 | 80% | 1 | 523781121 | XT4XU3150AFF000XXX + SRFB6XT4FPX | XT4XU3250BFF000XXX + SRFB6XT4FPX | XT4XU3250EFF000XXX + SRFB3XT4FPX | XT4XU3250FFF000XXX + SRFB3XT4FPX | XT4XU3250GFF000XXX + SRFB3XT4FPX | XT4XU3250PFF000XXX + SRFB3XT4FPX | XT4XU3250QFF000XXX + SRFB3XT4FPX | XT4XU3250TFF000XXX + SRFB3XT4FPX | XT4XU3250UFF000XXX + SRFB3XT4FPX
SG | SGPA36AT0600 | 52 | SRPG600A250 | 37 | 250 | 20 | 100kA | 8 | Panelboard MRO | 1 | Distribution Protection | 1 | 480Vac (Y/D) | 1 | 100% | 2 | 523781112 | XT4LQ3250AFF000XXX + SRFB6XT4FPX | XT4LQ3250BFF000XXX + SRFB6XT4FPX | XT4LQ3250EFF000XXX + SRFB3XT4FPX | XT4LQ3250FFF000XXX + SRFB3XT4FPX | XT4LQ3250GFF000XXX + SRFB3XT4FPX | XT4LQ3250PFF000XXX + SRFB3XT4FPX | XT4LQ3250QFF000XXX + SRFB3XT4FPX | XT4LQ3250TFF000XXX + SRFB3XT4FPX | XT4LQ3250UFF000XXX + SRFB3XT4FPX
SG | SGPA36AT0600 | 52 | SRPG600A250 | 37 | 250 | 20 | 100kA | 8 | Panelboard MRO | 1 | Distribution Protection | 1 | 600Vac (Y/D) | 2 | 100% | 2 | 523781122 | XT4XQ3250AFF000XXX + SRFB6XT4FPX | XT4XQ3250BFF000XXX + SRFB6XT4FPX | XT4XQ3250EFF000XXX + SRFB3XT4FPX | XT4XQ3250FFF000XXX + SRFB3XT4FPX | XT4XQ3250GFF000XXX + SRFB3XT4FPX | XT4XQ3250PFF000XXX + SRFB3XT4FPX | XT4XQ3250QFF000XXX + SRFB3XT4FPX | XT4XQ3250TFF000XXX + SRFB3XT4FPX | XT4XQ3250UFF000XXX + SRFB3XT4FPX
SG | SGPA36AT0600 | 52 | SRPG600A300 | 38 | 300 | 21 | 100kA | 8 | Loose MCCB (OEM) | 2 | Distribution Protection | 1 | 480Vac (Y/D) | 1 | 80% | 1 | 523882111 | No Equivalent Cross Available Based on Selections | XT5LU330ABFF000XXX | XT5LU330AEFF000XXX | XT5LU330AFFF000XXX | XT5LU330AGFF000XXX | XT5LU330APFF000XXX | XT5LU330AQFF000XXX | XT5LU330ATFF000XXX | XT5LU330AUFF000XXX
SG | SGPA36AT0600 | 52 | SRPG600A300 | 38 | 300 | 21 | 100kA | 8 | Loose MCCB (OEM) | 2 | Distribution Protection | 1 | 600Vac (Y/D) | 2 | 80% | 1 | 523882121 | No Equivalent Cross Available Based on Selections | XT5VU330ABFF000XXX | XT5VU330AEFF000XXX | XT5VU330AFFF000XXX | XT5VU330AGFF000XXX | XT5VU330APFF000XXX | XT5VU330AQFF000XXX | XT5VU330ATFF000XXX | XT5VU330AUFF000XXX
SG | SGPA36AT0600 | 52 | SRPG600A300 | 38 | 300 | 21 | 100kA | 8 | Loose MCCB (OEM) | 2 | Distribution Protection | 1 | 480Vac (Y/D) | 1 | 100% | 2 | 523882112 | No Equivalent Cross Available Based on Selections | XT5LQ330ABFF000XXX | XT5LQ330AEFF000XXX | XT5LQ330AFFF000XXX | XT5LQ330AGFF000XXX | XT5LQ330APFF000XXX | XT5LQ330AQFF000XXX | XT5LQ330ATFF000XXX | XT5LQ330AUFF000XXX
SG | SGPA36AT0600 | 52 | SRPG600A300 | 38 | 300 | 21 | 100kA | 8 | Loose MCCB (OEM) | 2 | Distribution Protection | 1 | 600Vac (Y/D) | 2 | 100% | 2 | 523882122 | No Equivalent Cross Available Based on Selections | XT5VQ330ABFF000XXX | XT5VQ330AEFF000XXX | XT5VQ330AFFF000XXX | XT5VQ330AGFF000XXX | XT5VQ330APFF000XXX | XT5VQ330AQFF000XXX | XT5VQ330ATFF000XXX | XT5VQ330AUFF000XXX
SG | SGPA36AT0600 | 52 | SRPG600A300 | 38 | 300 | 21 | 100kA | 8 | Panelboard MRO | 1 | Distribution Protection | 1 | 480Vac (Y/D) | 1 | 80% | 1 | 523881111 | No Equivalent Cross Available Based on Selections | XT5LU330ABFF000XXX | XT5LU330AEFF000XXX + SRFB3XT5MFPX | XT5LU330AFFF000XXX + SRFB3XT5MFPX | XT5LU330AGFF000XXX + SRFB3XT5MFPX | XT5LU330APFF000XXX + SRFB3XT5MFPX | XT5LU330AQFF000XXX + SRFB3XT5MFPX | XT5LU330ATFF000XXX + SRFB3XT5MFPX | XT5LU330AUFF000XXX + SRFB3XT5MFPX
SG | SGPA36AT0600 | 52 | SRPG600A300 | 38 | 300 | 21 | 100kA | 8 | Panelboard MRO | 1 | Distribution Protection | 1 | 600Vac (Y/D) | 2 | 80% | 1 | 523881121 | No Equivalent Cross Available Based on Selections | XT5VU330ABFF000XXX | XT5VU330AEFF000XXX + SRFB3XT5MFPX | XT5VU330AFFF000XXX + SRFB3XT5MFPX | XT5VU330AGFF000XXX + SRFB3XT5MFPX | XT5VU330APFF000XXX + SRFB3XT5MFPX | XT5VU330AQFF000XXX + SRFB3XT5MFPX | XT5VU330ATFF000XXX + SRFB3XT5MFPX | XT5VU330AUFF000XXX + SRFB3XT5MFPX
SG | SGPA36AT0600 | 52 | SRPG600A300 | 38 | 300 | 21 | 100kA | 8 | Panelboard MRO | 1 | Distribution Protection | 1 | 480Vac (Y/D) | 1 | 100% | 2 | 523881112 | No Equivalent Cross Available Based on Selections | XT5LQ330ABFF000XXX | XT5LQ330AEFF000XXX + SRFB3XT5MFPX | XT5LQ330AFFF000XXX + SRFB3XT5MFPX | XT5LQ330AGFF000XXX + SRFB3XT5MFPX | XT5LQ330APFF000XXX + SRFB3XT5MFPX | XT5LQ330AQFF000XXX + SRFB3XT5MFPX | XT5LQ330ATFF000XXX + SRFB3XT5MFPX | XT5LQ330AUFF000XXX + SRFB3XT5MFPX
SG | SGPA36AT0600 | 52 | SRPG600A300 | 38 | 300 | 21 | 100kA | 8 | Panelboard MRO | 1 | Distribution Protection | 1 | 600Vac (Y/D) | 2 | 100% | 2 | 523881122 | No Equivalent Cross Available Based on Selections | XT5VQ330ABFF000XXX | XT5VQ330AEFF000XXX + SRFB3XT5MFPX | XT5VQ330AFFF000XXX + SRFB3XT5MFPX | XT5VQ330AGFF000XXX + SRFB3XT5MFPX | XT5VQ330APFF000XXX + SRFB3XT5MFPX | XT5VQ330AQFF000XXX + SRFB3XT5MFPX | XT5VQ330ATFF000XXX + SRFB3XT5MFPX | XT5VQ330AUFF000XXX + SRFB3XT5MFPX
SG | SGPA36AT0600 | 52 | SRPG600A350 | 39 | 350 | 22 | 100kA | 8 | Loose MCCB (OEM) | 2 | Distribution Protection | 1 | 480Vac (Y/D) | 1 | 80% | 1 | 523982111 | No Equivalent Cross Available Based on Selections | XT5LU340ABFF000XXX | XT5LU340AEFF000XXX | XT5LU340AFFF000XXX | XT5LU340AGFF000XXX | XT5LU340APFF000XXX | XT5LU340AQFF000XXX | XT5LU340ATFF000XXX | XT5LU340AUFF000XXX
SG | SGPA36AT0600 | 52 | SRPG600A350 | 39 | 350 | 22 | 100kA | 8 | Loose MCCB (OEM) | 2 | Distribution Protection | 1 | 600Vac (Y/D) | 2 | 80% | 1 | 523982121 | No Equivalent Cross Available Based on Selections | XT5VU340ABFF000XXX | XT5VU340AEFF000XXX | XT5VU340AFFF000XXX | XT5VU340AGFF000XXX | XT5VU340APFF000XXX | XT5VU340AQFF000XXX | XT5VU340ATFF000XXX | XT5VU340AUFF000XXX
SG | SGPA36AT0600 | 52 | SRPG600A350 | 39 | 350 | 22 | 100kA | 8 | Loose MCCB (OEM) | 2 | Distribution Protection | 1 | 480Vac (Y/D) | 1 | 100% | 2 | 523982112 | No Equivalent Cross Available Based on Selections | XT5LQ340ABFF000XXX | XT5LQ340AEFF000XXX | XT5LQ340AFFF000XXX | XT5LQ340AGFF000XXX | XT5LQ340APFF000XXX | XT5LQ340AQFF000XXX | XT5LQ340ATFF000XXX | XT5LQ340AUFF000XXX
SG | SGPA36AT0600 | 52 | SRPG600A350 | 39 | 350 | 22 | 100kA | 8 | Loose MCCB (OEM) | 2 | Distribution Protection | 1 | 600Vac (Y/D) | 2 | 100% | 2 | 523982122 | No Equivalent Cross Available Based on Selections | XT5VQ340ABFF000XXX | XT5VQ340AEFF000XXX | XT5VQ340AFFF000XXX | XT5VQ340AGFF000XXX | XT5VQ340APFF000XXX | XT5VQ340AQFF000XXX | XT5VQ340ATFF000XXX | XT5VQ340AUFF000XXX
SG | SGPA36AT0600 | 52 | SRPG600A350 | 39 | 350 | 22 | 100kA | 8 | Panelboard MRO | 1 | Distribution Protection | 1 | 480Vac (Y/D) | 1 | 80% | 1 | 523981111 | No Equivalent Cross Available Based on Selections | XT5LU340ABFF000XXX | XT5LU340AEFF000XXX + SRFB3XT5MFPX | XT5LU340AFFF000XXX + SRFB3XT5MFPX | XT5LU340AGFF000XXX + SRFB3XT5MFPX | XT5LU340APFF000XXX + SRFB3XT5MFPX | XT5LU340AQFF000XXX + SRFB3XT5MFPX | XT5LU340ATFF000XXX + SRFB3XT5MFPX | XT5LU340AUFF000XXX + SRFB3XT5MFPX
SG | SGPA36AT0600 | 52 | SRPG600A350 | 39 | 350 | 22 | 100kA | 8 | Panelboard MRO | 1 | Distribution Protection | 1 | 600Vac (Y/D) | 2 | 80% | 1 | 523981121 | No Equivalent Cross Available Based on Selections | XT5VU340ABFF000XXX | XT5VU340AEFF000XXX + SRFB3XT5MFPX | XT5VU340AFFF000XXX + SRFB3XT5MFPX | XT5VU340AGFF000XXX + SRFB3XT5MFPX | XT5VU340APFF000XXX + SRFB3XT5MFPX | XT5VU340AQFF000XXX + SRFB3XT5MFPX | XT5VU340ATFF000XXX + SRFB3XT5MFPX | XT5VU340AUFF000XXX + SRFB3XT5MFPX
SG | SGPA36AT0600 | 52 | SRPG600A350 | 39 | 350 | 22 | 100kA | 8 | Panelboard MRO | 1 | Distribution Protection | 1 | 480Vac (Y/D) | 1 | 100% | 2 | 523981112 | No Equivalent Cross Available Based on Selections | XT5LQ340ABFF000XXX | XT5LQ340AEFF000XXX + SRFB3XT5MFPX | XT5LQ340AFFF000XXX + SRFB3XT5MFPX | XT5LQ340AGFF000XXX + SRFB3XT5MFPX | XT5LQ340APFF000XXX + SRFB3XT5MFPX | XT5LQ340AQFF000XXX + SRFB3XT5MFPX | XT5LQ340ATFF000XXX + SRFB3XT5MFPX | XT5LQ340AUFF000XXX + SRFB3XT5MFPX
SG | SGPA36AT0600 | 52 | SRPG600A350 | 39 | 350 | 22 | 100kA | 8 | Panelboard MRO | 1 | Distribution Protection | 1 | 600Vac (Y/D) | 2 | 100% | 2 | 523981122 | No Equivalent Cross Available Based on Selections | XT5VQ340ABFF000XXX | XT5VQ340AEFF000XXX + SRFB3XT5MFPX | XT5VQ340AFFF000XXX + SRFB3XT5MFPX | XT5VQ340AGFF000XXX + SRFB3XT5MFPX | XT5VQ340APFF000XXX + SRFB3XT5MFPX | XT5VQ340AQFF000XXX + SRFB3XT5MFPX | XT5VQ340ATFF000XXX + SRFB3XT5MFPX | XT5VQ340AUFF000XXX + SRFB3XT5MFPX
SG | SGPA36AT0600 | 52 | SRPG600A400 | 40 | 400 | 23 | 100kA | 8 | Loose MCCB (OEM) | 2 | Distribution Protection | 1 | 480Vac (Y/D) | 1 | 80% | 1 | 524082111 | No Equivalent Cross Available Based on Selections | XT5LU340ABFF000XXX | XT5LU340AEFF000XXX | XT5LU340AFFF000XXX | XT5LU340AGFF000XXX | XT5LU340APFF000XXX | XT5LU340AQFF000XXX | XT5LU340ATFF000XXX | XT5LU340AUFF000XXX
SG | SGPA36AT0600 | 52 | SRPG600A400 | 40 | 400 | 23 | 100kA | 8 | Loose MCCB (OEM) | 2 | Distribution Protection | 1 | 600Vac (Y/D) | 2 | 80% | 1 | 524082121 | No Equivalent Cross Available Based on Selections | XT5VU340ABFF000XXX | XT5VU340AEFF000XXX | XT5VU340AFFF000XXX | XT5VU340AGFF000XXX | XT5VU340APFF000XXX | XT5VU340AQFF000XXX | XT5VU340ATFF000XXX | XT5VU340AUFF000XXX
SG | SGPA36AT0600 | 52 | SRPG600A400 | 40 | 400 | 23 | 100kA | 8 | Loose MCCB (OEM) | 2 | Distribution Protection | 1 | 480Vac (Y/D) | 1 | 100% | 2 | 524082112 | No Equivalent Cross Available Based on Selections | XT5LQ340ABFF000XXX | XT5LQ340AEFF000XXX | XT5LQ340AFFF000XXX | XT5LQ340AGFF000XXX | XT5LQ340APFF000XXX | XT5LQ340AQFF000XXX | XT5LQ340ATFF000XXX | XT5LQ340AUFF000XXX
SG | SGPA36AT0600 | 52 | SRPG600A400 | 40 | 400 | 23 | 100kA | 8 | Loose MCCB (OEM) | 2 | Distribution Protection | 1 | 600Vac (Y/D) | 2 | 100% | 2 | 524082122 | No Equivalent Cross Available Based on Selections | XT5VQ340ABFF000XXX | XT5VQ340AEFF000XXX | XT5VQ340AFFF000XXX | XT5VQ340AGFF000XXX | XT5VQ340APFF000XXX | XT5VQ340AQFF000XXX | XT5VQ340ATFF000XXX | XT5VQ340AUFF000XXX
SG | SGPA36AT0600 | 52 | SRPG600A400 | 40 | 400 | 23 | 100kA | 8 | Panelboard MRO | 1 | Distribution Protection | 1 | 480Vac (Y/D) | 1 | 80% | 1 | 524081111 | No Equivalent Cross Available Based on Selections | XT5LU340ABFF000XXX | XT5LU340AEFF000XXX + SRFB3XT5MFPX | XT5LU340AFFF000XXX + SRFB3XT5MFPX | XT5LU340AGFF000XXX + SRFB3XT5MFPX | XT5LU340APFF000XXX + SRFB3XT5MFPX | XT5LU340AQFF000XXX + SRFB3XT5MFPX | XT5LU340ATFF000XXX + SRFB3XT5MFPX | XT5LU340AUFF000XXX + SRFB3XT5MFPX
SG | SGPA36AT0600 | 52 | SRPG600A400 | 40 | 400 | 23 | 100kA | 8 | Panelboard MRO | 1 | Distribution Protection | 1 | 600Vac (Y/D) | 2 | 80% | 1 | 524081121 | No Equivalent Cross Available Based on Selections | XT5VU340ABFF000XXX | XT5VU340AEFF000XXX + SRFB3XT5MFPX | XT5VU340AFFF000XXX + SRFB3XT5MFPX | XT5VU340AGFF000XXX + SRFB3XT5MFPX | XT5VU340APFF000XXX + SRFB3XT5MFPX | XT5VU340AQFF000XXX + SRFB3XT5MFPX | XT5VU340ATFF000XXX + SRFB3XT5MFPX | XT5VU340AUFF000XXX + SRFB3XT5MFPX
SG | SGPA36AT0600 | 52 | SRPG600A400 | 40 | 400 | 23 | 100kA | 8 | Panelboard MRO | 1 | Distribution Protection | 1 | 480Vac (Y/D) | 1 | 100% | 2 | 524081112 | No Equivalent Cross Available Based on Selections | XT5LQ340ABFF000XXX | XT5LQ340AEFF000XXX + SRFB3XT5MFPX | XT5LQ340AFFF000XXX + SRFB3XT5MFPX | XT5LQ340AGFF000XXX + SRFB3XT5MFPX | XT5LQ340APFF000XXX + SRFB3XT5MFPX | XT5LQ340AQFF000XXX + SRFB3XT5MFPX | XT5LQ340ATFF000XXX + SRFB3XT5MFPX | XT5LQ340AUFF000XXX + SRFB3XT5MFPX
SG | SGPA36AT0600 | 52 | SRPG600A400 | 40 | 400 | 23 | 100kA | 8 | Panelboard MRO | 1 | Distribution Protection | 1 | 600Vac (Y/D) | 2 | 100% | 2 | 524081122 | No Equivalent Cross Available Based on Selections | XT5VQ340ABFF000XXX | XT5VQ340AEFF000XXX + SRFB3XT5MFPX | XT5VQ340AFFF000XXX + SRFB3XT5MFPX | XT5VQ340AGFF000XXX + SRFB3XT5MFPX | XT5VQ340APFF000XXX + SRFB3XT5MFPX | XT5VQ340AQFF000XXX + SRFB3XT5MFPX | XT5VQ340ATFF000XXX + SRFB3XT5MFPX | XT5VQ340AUFF000XXX + SRFB3XT5MFPX
SG | SGPA36AT0600 | 52 | SRPG600A450 | 41 | 450 | 24 | 100kA | 8 | Loose MCCB (OEM) | 2 | Distribution Protection | 1 | 480Vac (Y/D) | 1 | 80% | 1 | 524182111 | No Equivalent Cross Available Based on Selections | XT5LU350BBFF000XXX | XT5LU360BEFF000XXX | XT5LU360BFFF000XXX | XT5LU360BGFF000XXX | XT5LU360BPFF000XXX | XT5LU360BQFF000XXX | XT5LU360BTFF000XXX | XT5LU360BUFF000XXX
SG | SGPA36AT0600 | 52 | SRPG600A450 | 41 | 450 | 24 | 100kA | 8 | Loose MCCB (OEM) | 2 | Distribution Protection | 1 | 600Vac (Y/D) | 2 | 80% | 1 | 524182121 | No Equivalent Cross Available Based on Selections | XT5VU350BBFF000XXX | XT5VU360BEFF000XXX | XT5VU360BFFF000XXX | XT5VU360BGFF000XXX | XT5VU360BPFF000XXX | XT5VU360BQFF000XXX | XT5VU360BTFF000XXX | XT5VU360BUFF000XXX
SG | SGPA36AT0600 | 52 | SRPG600A450 | 41 | 450 | 24 | 100kA | 8 | Loose MCCB (OEM) | 2 | Distribution Protection | 1 | 480Vac (Y/D) | 1 | 100% | 2 | 524182112 | No Equivalent Cross Available Based on Selections | XT5LQ360BBFF000XXX | XT5LQ360BEFF000XXX | XT5LQ360BFFF000XXX | XT5LQ360BGFF000XXX | XT5LQ360BPFF000XXX | XT5LQ360BQFF000XXX | XT5LQ360BTFF000XXX | XT5LQ360BUFF000XXX
SG | SGPA36AT0600 | 52 | SRPG600A450 | 41 | 450 | 24 | 100kA | 8 | Loose MCCB (OEM) | 2 | Distribution Protection | 1 | 600Vac (Y/D) | 2 | 100% | 2 | 524182122 | No Equivalent Cross Available Based on Selections | No Equivalent Cross Available Based on Selections | No Equivalent Cross Available Based on Selections | XT5VQ360BFFF000XXX | No Equivalent Cross Available Based on Selections | No Equivalent Cross Available Based on Selections | No Equivalent Cross Available Based on Selections | No Equivalent Cross Available Based on Selections | XT5VQ360BUFF000XXX
SG | SGPA36AT0600 | 52 | SRPG600A450 | 41 | 450 | 24 | 100kA | 8 | Panelboard MRO | 1 | Distribution Protection | 1 | 480Vac (Y/D) | 1 | 80% | 1 | 524181111 | No Equivalent Cross Available Based on Selections | XT5LU350BBFF000XXX | XT5LU360BEFF000XXX + SRFB3XT5MFPX | XT5LU360BFFF000XXX + SRFB3XT5MFPX | XT5LU360BGFF000XXX + SRFB3XT5MFPX | XT5LU360BPFF000XXX + SRFB3XT5MFPX | XT5LU360BQFF000XXX + SRFB3XT5MFPX | XT5LU360BTFF000XXX + SRFB3XT5MFPX | XT5LU360BUFF000XXX + SRFB3XT5MFPX
SG | SGPA36AT0600 | 52 | SRPG600A450 | 41 | 450 | 24 | 100kA | 8 | Panelboard MRO | 1 | Distribution Protection | 1 | 600Vac (Y/D) | 2 | 80% | 1 | 524181121 | No Equivalent Cross Available Based on Selections | XT5VU350BBFF000XXX | XT5VU360BEFF000XXX + SRFB3XT5MFPX | XT5VU360BFFF000XXX + SRFB3XT5MFPX | XT5VU360BGFF000XXX + SRFB3XT5MFPX | XT5VU360BPFF000XXX + SRFB3XT5MFPX | XT5VU360BQFF000XXX + SRFB3XT5MFPX | XT5VU360BTFF000XXX + SRFB3XT5MFPX | XT5VU360BUFF000XXX + SRFB3XT5MFPX
SG | SGPA36AT0600 | 52 | SRPG600A450 | 41 | 450 | 24 | 100kA | 8 | Panelboard MRO | 1 | Distribution Protection | 1 | 480Vac (Y/D) | 1 | 100% | 2 | 524181112 | No Equivalent Cross Available Based on Selections | XT5LQ360BBFF000XXX | XT5LQ360BEFF000XXX + SRFB3XT5MFPX | XT5LQ360BFFF000XXX + SRFB3XT5MFPX | XT5LQ360BGFF000XXX + SRFB3XT5MFPX | XT5LQ360BPFF000XXX + SRFB3XT5MFPX | XT5LQ360BQFF000XXX + SRFB3XT5MFPX | XT5LQ360BTFF000XXX + SRFB3XT5MFPX | XT5LQ360BUFF000XXX + SRFB3XT5MFPX
SG | SGPA36AT0600 | 52 | SRPG600A450 | 41 | 450 | 24 | 100kA | 8 | Panelboard MRO | 1 | Distribution Protection | 1 | 600Vac (Y/D) | 2 | 100% | 2 | 524181122 | No Equivalent Cross Available Based on Selections | No Equivalent Cross Available Based on Selections | No Equivalent Cross Available Based on Selections | XT5VQ360BFFF000XXX + SRFB3XT5MFPX | No Equivalent Cross Available Based on Selections | No Equivalent Cross Available Based on Selections | No Equivalent Cross Available Based on Selections | No Equivalent Cross Available Based on Selections | XT5VQ360BUFF000XXX + SRFB3XT5MFPX
SG | SGPA36AT0600 | 52 | SRPG600A500 | 42 | 500 | 25 | 100kA | 8 | Loose MCCB (OEM) | 2 | Distribution Protection | 1 | 480Vac (Y/D) | 1 | 80% | 1 | 524282111 | No Equivalent Cross Available Based on Selections | XT5LU350BBFF000XXX | XT5LU360BEFF000XXX | XT5LU360BFFF000XXX | XT5LU360BGFF000XXX | XT5LU360BPFF000XXX | XT5LU360BQFF000XXX | XT5LU360BTFF000XXX | XT5LU360BUFF000XXX
SG | SGPA36AT0600 | 52 | SRPG600A500 | 42 | 500 | 25 | 100kA | 8 | Loose MCCB (OEM) | 2 | Distribution Protection | 1 | 600Vac (Y/D) | 2 | 80% | 1 | 524282121 | No Equivalent Cross Available Based on Selections | XT5VU350BBFF000XXX | XT5VU360BEFF000XXX | XT5VU360BFFF000XXX | XT5VU360BGFF000XXX | XT5VU360BPFF000XXX | XT5VU360BQFF000XXX | XT5VU360BTFF000XXX | XT5VU360BUFF000XXX
SG | SGPA36AT0600 | 52 | SRPG600A500 | 42 | 500 | 25 | 100kA | 8 | Loose MCCB (OEM) | 2 | Distribution Protection | 1 | 480Vac (Y/D) | 1 | 100% | 2 | 524282112 | No Equivalent Cross Available Based on Selections | XT5LQ360BBFF000XXX | XT5LQ360BEFF000XXX | XT5LQ360BFFF000XXX | XT5LQ360BGFF000XXX | XT5LQ360BPFF000XXX | XT5LQ360BQFF000XXX | XT5LQ360BTFF000XXX | XT5LQ360BUFF000XXX
SG | SGPA36AT0600 | 52 | SRPG600A500 | 42 | 500 | 25 | 100kA | 8 | Loose MCCB (OEM) | 2 | Distribution Protection | 1 | 600Vac (Y/D) | 2 | 100% | 2 | 524282122 | No Equivalent Cross Available Based on Selections | No Equivalent Cross Available Based on Selections | No Equivalent Cross Available Based on Selections | XT5VQ360BFFF000XXX | No Equivalent Cross Available Based on Selections | No Equivalent Cross Available Based on Selections | No Equivalent Cross Available Based on Selections | No Equivalent Cross Available Based on Selections | XT5VQ360BUFF000XXX
SG | SGPA36AT0600 | 52 | SRPG600A500 | 42 | 500 | 25 | 100kA | 8 | Panelboard MRO | 1 | Distribution Protection | 1 | 480Vac (Y/D) | 1 | 80% | 1 | 524281111 | No Equivalent Cross Available Based on Selections | XT5LU350BBFF000XXX | XT5LU360BEFF000XXX + SRFB3XT5MFPX | XT5LU360BFFF000XXX + SRFB3XT5MFPX | XT5LU360BGFF000XXX + SRFB3XT5MFPX | XT5LU360BPFF000XXX + SRFB3XT5MFPX | XT5LU360BQFF000XXX + SRFB3XT5MFPX | XT5LU360BTFF000XXX + SRFB3XT5MFPX | XT5LU360BUFF000XXX + SRFB3XT5MFPX
SG | SGPA36AT0600 | 52 | SRPG600A500 | 42 | 500 | 25 | 100kA | 8 | Panelboard MRO | 1 | Distribution Protection | 1 | 600Vac (Y/D) | 2 | 80% | 1 | 524281121 | No Equivalent Cross Available Based on Selections | XT5VU350BBFF000XXX | XT5VU360BEFF000XXX + SRFB3XT5MFPX | XT5VU360BFFF000XXX + SRFB3XT5MFPX | XT5VU360BGFF000XXX + SRFB3XT5MFPX | XT5VU360BPFF000XXX + SRFB3XT5MFPX | XT5VU360BQFF000XXX + SRFB3XT5MFPX | XT5VU360BTFF000XXX + SRFB3XT5MFPX | XT5VU360BUFF000XXX + SRFB3XT5MFPX
SG | SGPA36AT0600 | 52 | SRPG600A500 | 42 | 500 | 25 | 100kA | 8 | Panelboard MRO | 1 | Distribution Protection | 1 | 480Vac (Y/D) | 1 | 100% | 2 | 524281112 | No Equivalent Cross Available Based on Selections | XT5LQ360BBFF000XXX | XT5LQ360BEFF000XXX + SRFB3XT5MFPX | XT5LQ360BFFF000XXX + SRFB3XT5MFPX | XT5LQ360BGFF000XXX + SRFB3XT5MFPX | XT5LQ360BPFF000XXX + SRFB3XT5MFPX | XT5LQ360BQFF000XXX + SRFB3XT5MFPX | XT5LQ360BTFF000XXX + SRFB3XT5MFPX | XT5LQ360BUFF000XXX + SRFB3XT5MFPX
SG | SGPA36AT0600 | 52 | SRPG600A500 | 42 | 500 | 25 | 100kA | 8 | Panelboard MRO | 1 | Distribution Protection | 1 | 600Vac (Y/D) | 2 | 100% | 2 | 524281122 | No Equivalent Cross Available Based on Selections | No Equivalent Cross Available Based on Selections | No Equivalent Cross Available Based on Selections | XT5VQ360BFFF000XXX + SRFB3XT5MFPX | No Equivalent Cross Available Based on Selections | No Equivalent Cross Available Based on Selections | No Equivalent Cross Available Based on Selections | No Equivalent Cross Available Based on Selections | XT5VQ360BUFF000XXX + SRFB3XT5MFPX
SG | SGPA36AT0600 | 52 | SRPG600A600 | 43 | 600 | 26 | 100kA | 8 | Loose MCCB (OEM) | 2 | Distribution Protection | 1 | 480Vac (Y/D) | 1 | 80% | 1 | 524382111 | No Equivalent Cross Available Based on Selections | XT5LU360BBFF000XXX | XT5LU360BEFF000XXX | XT5LU360BFFF000XXX | XT5LU360BGFF000XXX | XT5LU360BPFF000XXX | XT5LU360BQFF000XXX | XT5LU360BTFF000XXX | XT5LU360BUFF000XXX
SG | SGPA36AT0600 | 52 | SRPG600A600 | 43 | 600 | 26 | 100kA | 8 | Loose MCCB (OEM) | 2 | Distribution Protection | 1 | 600Vac (Y/D) | 2 | 80% | 1 | 524382121 | No Equivalent Cross Available Based on Selections | XT5VU360BBFF000XXX | XT5VU360BEFF000XXX | XT5VU360BFFF000XXX | XT5VU360BGFF000XXX | XT5VU360BPFF000XXX | XT5VU360BQFF000XXX | XT5VU360BTFF000XXX | XT5VU360BUFF000XXX
SG | SGPA36AT0600 | 52 | SRPG600A600 | 43 | 600 | 26 | 100kA | 8 | Loose MCCB (OEM) | 2 | Distribution Protection | 1 | 480Vac (Y/D) | 1 | 100% | 2 | 524382112 | No Equivalent Cross Available Based on Selections | XT5LQ360BBFF000XXX | XT5LQ360BEFF000XXX | XT5LQ360BFFF000XXX | XT5LQ360BGFF000XXX | XT5LQ360BPFF000XXX | XT5LQ360BQFF000XXX | XT5LQ360BTFF000XXX | XT5LQ360BUFF000XXX
SG | SGPA36AT0600 | 52 | SRPG600A600 | 43 | 600 | 26 | 100kA | 8 | Loose MCCB (OEM) | 2 | Distribution Protection | 1 | 600Vac (Y/D) | 2 | 100% | 2 | 524382122 | No Equivalent Cross Available Based on Selections | No Equivalent Cross Available Based on Selections | No Equivalent Cross Available Based on Selections | No Equivalent Cross Available Based on Selections | No Equivalent Cross Available Based on Selections | No Equivalent Cross Available Based on Selections | No Equivalent Cross Available Based on Selections | No Equivalent Cross Available Based on Selections | No Equivalent Cross Available Based on Selections
SG | SGPA36AT0600 | 52 | SRPG600A600 | 43 | 600 | 26 | 100kA | 8 | Panelboard MRO | 1 | Distribution Protection | 1 | 480Vac (Y/D) | 1 | 80% | 1 | 524381111 | No Equivalent Cross Available Based on Selections | XT5LU360BBFF000XXX | XT5LU360BEFF000XXX + SRFB3XT5MFPX | XT5LU360BFFF000XXX + SRFB3XT5MFPX | XT5LU360BGFF000XXX + SRFB3XT5MFPX | XT5LU360BPFF000XXX + SRFB3XT5MFPX | XT5LU360BQFF000XXX + SRFB3XT5MFPX | XT5LU360BTFF000XXX + SRFB3XT5MFPX | XT5LU360BUFF000XXX + SRFB3XT5MFPX
SG | SGPA36AT0600 | 52 | SRPG600A600 | 43 | 600 | 26 | 100kA | 8 | Panelboard MRO | 1 | Distribution Protection | 1 | 600Vac (Y/D) | 2 | 80% | 1 | 524381121 | No Equivalent Cross Available Based on Selections | XT5VU360BBFF000XXX | XT5VU360BEFF000XXX + SRFB3XT5MFPX | XT5VU360BFFF000XXX + SRFB3XT5MFPX | XT5VU360BGFF000XXX + SRFB3XT5MFPX | XT5VU360BPFF000XXX + SRFB3XT5MFPX | XT5VU360BQFF000XXX + SRFB3XT5MFPX | XT5VU360BTFF000XXX + SRFB3XT5MFPX | XT5VU360BUFF000XXX + SRFB3XT5MFPX
SG | SGPA36AT0600 | 52 | SRPG600A600 | 43 | 600 | 26 | 100kA | 8 | Panelboard MRO | 1 | Distribution Protection | 1 | 480Vac (Y/D) | 1 | 100% | 2 | 524381112 | No Equivalent Cross Available Based on Selections | XT5LQ360BBFF000XXX | XT5LQ360BEFF000XXX + SRFB3XT5MFPX | XT5LQ360BFFF000XXX + SRFB3XT5MFPX | XT5LQ360BGFF000XXX + SRFB3XT5MFPX | XT5LQ360BPFF000XXX + SRFB3XT5MFPX | XT5LQ360BQFF000XXX + SRFB3XT5MFPX | XT5LQ360BTFF000XXX + SRFB3XT5MFPX | XT5LQ360BUFF000XXX + SRFB3XT5MFPX
SG | SGPA36AT0600 | 52 | SRPG600A600 | 43 | 600 | 26 | 100kA | 8 | Panelboard MRO | 1 | Distribution Protection | 1 | 600Vac (Y/D) | 2 | 100% | 2 | 524381122 | No Equivalent Cross Available Based on Selections | No Equivalent Cross Available Based on Selections | No Equivalent Cross Available Based on Selections | No Equivalent Cross Available Based on Selections | No Equivalent Cross Available Based on Selections | No Equivalent Cross Available Based on Selections | No Equivalent Cross Available Based on Selections | No Equivalent Cross Available Based on Selections | No Equivalent Cross Available Based on Selections
SG | SGHH36AT0400 | 53 | SRPG400A125 | 28 | 125 | 15 | 35kA | 5 | Loose MCCB (OEM) | 2 | Distribution Protection | 1 | 600Vac (Y/D) | 2 | 100% | 2 | 532852122 | XT4LQ3125AFF000XXX | XT4LQ3125BFF000XXX | XT4LQ3150EFF000XXX | XT4LQ3150FFF000XXX | XT4LQ3150GFF000XXX | XT4LQ3150PFF000XXX | XT4LQ3150QFF000XXX | XT4LQ3150TFF000XXX | XT4LQ3150UFF000XXX
SG | SGHH36AT0400 | 53 | SRPG400A125 | 28 | 125 | 15 | 35kA | 5 | Loose MCCB (OEM) | 2 | Distribution Protection | 1 | 480Vac (Y/D) | 1 | 100% | 2 | 532852112 | XT3SQ3125AFF000XXX | XT4HQ3125BFF000XXX | XT4HQ3150EFF000XXX | XT4HQ3150FFF000XXX | XT4HQ3150GFF000XXX | XT4HQ3150PFF000XXX | XT4HQ3150QFF000XXX | XT4HQ3150TFF000XXX | XT4HQ3150UFF000XXX
SG | SGHH36AT0400 | 53 | SRPG400A125 | 28 | 125 | 15 | 35kA | 5 | Loose MCCB (OEM) | 2 | Distribution Protection | 1 | 480Vac (Y/D) | 1 | 80% | 1 | 532852111 | XT1SU3125AFF000XXX | XT2SU3125BFF000XXX | XT2SU3125EFF000XXX | XT2SU3125FFF000XXX | XT2SU3125GFF000XXX | XT2SU3125PFF000XXX | XT2SU3125QFF000XXX | XT2SU3125TFF000XXX | XT2SU3125UFF000XXX
SG | SGHH36AT0400 | 53 | SRPG400A125 | 28 | 125 | 15 | 35kA | 5 | Loose MCCB (OEM) | 2 | Distribution Protection | 1 | 600Vac (Y/D) | 2 | 80% | 1 | 532852121 | XT4LU3125AFF000XXX | XT2LU3125BFF000XXX | XT2LU3125EFF000XXX | XT2LU3125FFF000XXX | XT2LU3125GFF000XXX | XT2LU3125PFF000XXX | XT2LU3125QFF000XXX | XT2LU3125TFF000XXX | XT2LU3125UFF000XXX
SG | SGHH36AT0400 | 53 | SRPG400A125 | 28 | 125 | 15 | 35kA | 5 | Loose MCCB (OEM) | 2 | Distribution Protection | 1 | 600Vac (Y/D) | 2 | 100% | 2 | 532852122 | XT4LQ3125AFF000XXX | XT4LQ3125BFF000XXX | XT4LQ3150EFF000XXX | XT4LQ3150FFF000XXX | XT4LQ3150GFF000XXX | XT4LQ3150PFF000XXX | XT4LQ3150QFF000XXX | XT4LQ3150TFF000XXX | XT4LQ3150UFF000XXX
SG | SGHH36AT0400 | 53 | SRPG400A125 | 28 | 125 | 15 | 35kA | 5 | Loose MCCB (OEM) | 2 | Distribution Protection | 1 | 480Vac (Y/D) | 1 | 100% | 2 | 532852112 | XT3SQ3125AFF000XXX | XT4HQ3125BFF000XXX | XT4HQ3150EFF000XXX | XT4HQ3150FFF000XXX | XT4HQ3150GFF000XXX | XT4HQ3150PFF000XXX | XT4HQ3150QFF000XXX | XT4HQ3150TFF000XXX | XT4HQ3150UFF000XXX
SG | SGHH36AT0400 | 53 | SRPG400A125 | 28 | 125 | 15 | 35kA | 5 | Loose MCCB (OEM) | 2 | Distribution Protection | 1 | 480Vac (Y/D) | 1 | 80% | 1 | 532852111 | XT1SU3125AFF000XXX | XT2SU3125BFF000XXX | XT2SU3125EFF000XXX | XT2SU3125FFF000XXX | XT2SU3125GFF000XXX | XT2SU3125PFF000XXX | XT2SU3125QFF000XXX | XT2SU3125TFF000XXX | XT2SU3125UFF000XXX
SG | SGHH36AT0400 | 53 | SRPG400A125 | 28 | 125 | 15 | 35kA | 5 | Loose MCCB (OEM) | 2 | Distribution Protection | 1 | 600Vac (Y/D) | 2 | 80% | 1 | 532852121 | XT4LU3125AFF000XXX | XT2LU3125BFF000XXX | XT2LU3125EFF000XXX | XT2LU3125FFF000XXX | XT2LU3125GFF000XXX | XT2LU3125PFF000XXX | XT2LU3125QFF000XXX | XT2LU3125TFF000XXX | XT2LU3125UFF000XXX
SG | SGHH36AT0400 | 53 | SRPG400A125 | 28 | 125 | 15 | 35kA | 5 | Panelboard MRO | 1 | Distribution Protection | 1 | 480Vac (Y/D) | 1 | 100% | 2 | 532851112 | XT4SQ3125AFF000XXX + SRFB6XT4FPX | XT4SQ3125BFF000XXX + SRFB6XT4FPX | XT4SQ3150EFF000XXX + SRFB3XT4FPX | XT4SQ3150FFF000XXX + SRFB3XT4FPX | XT4SQ3150GFF000XXX + SRFB3XT4FPX | XT4SQ3150PFF000XXX + SRFB3XT4FPX | XT4SQ3150QFF000XXX + SRFB3XT4FPX | XT4SQ3150TFF000XXX + SRFB3XT4FPX | XT4SQ3150UFF000XXX + SRFB3XT4FPX
SG | SGHH36AT0400 | 53 | SRPG400A125 | 28 | 125 | 15 | 35kA | 5 | Panelboard MRO | 1 | Distribution Protection | 1 | 480Vac (Y/D) | 1 | 80% | 1 | 532851111 | XT1SU3125AFF000XXX + SRFB6XT1FPX | XT4SU3125BFF000XXX + SRFB6XT4FPX | XT4SU3150EFF000XXX + SRFB3XT4FPX | XT4SU3150FFF000XXX + SRFB3XT4FPX | XT4SU3150GFF000XXX + SRFB3XT4FPX | XT4SU3150PFF000XXX + SRFB3XT4FPX | XT4SU3150QFF000XXX + SRFB3XT4FPX | XT4SU3150TFF000XXX + SRFB3XT4FPX | XT4SU3150UFF000XXX + SRFB3XT4FPX
SG | SGHH36AT0400 | 53 | SRPG400A125 | 28 | 125 | 15 | 35kA | 5 | Panelboard MRO | 1 | Distribution Protection | 1 | 600Vac (Y/D) | 2 | 80% | 1 | 532851121 | XT4LU3150AFF000XXX + SRFB6XT4FPX | XT4LU3150BFF000XXX + SRFB6XT4FPX | XT4LU3150EFF000XXX + SRFB3XT4FPX | XT4LU3150FFF000XXX + SRFB3XT4FPX | XT4LU3150GFF000XXX + SRFB3XT4FPX | XT4LU3150PFF000XXX + SRFB3XT4FPX | XT4LU3150QFF000XXX + SRFB3XT4FPX | XT4LU3150TFF000XXX + SRFB3XT4FPX | XT4LU3150UFF000XXX + SRFB3XT4FPX
SG | SGHH36AT0400 | 53 | SRPG400A125 | 28 | 125 | 15 | 35kA | 5 | Panelboard MRO | 1 | Distribution Protection | 1 | 600Vac (Y/D) | 2 | 100% | 2 | 532851122 | XT4LQ3150AFF000XXX + SRFB6XT4FPX | XT4LQ3150BFF000XXX + SRFB6XT4FPX | XT4LQ3150EFF000XXX + SRFB3XT4FPX | XT4LQ3150FFF000XXX + SRFB3XT4FPX | XT4LQ3150GFF000XXX + SRFB3XT4FPX | XT4LQ3150PFF000XXX + SRFB3XT4FPX | XT4LQ3150QFF000XXX + SRFB3XT4FPX | XT4LQ3150TFF000XXX + SRFB3XT4FPX | XT4LQ3150UFF000XXX + SRFB3XT4FPX
SG | SGHH36AT0400 | 53 | SRPG400A125 | 28 | 125 | 15 | 35kA | 5 | Panelboard MRO | 1 | Distribution Protection | 1 | 480Vac (Y/D) | 1 | 100% | 2 | 532851112 | XT4SQ3125AFF000XXX + SRFB6XT4FPX | XT4SQ3125BFF000XXX + SRFB6XT4FPX | XT4SQ3150EFF000XXX + SRFB3XT4FPX | XT4SQ3150FFF000XXX + SRFB3XT4FPX | XT4SQ3150GFF000XXX + SRFB3XT4FPX | XT4SQ3150PFF000XXX + SRFB3XT4FPX | XT4SQ3150QFF000XXX + SRFB3XT4FPX | XT4SQ3150TFF000XXX + SRFB3XT4FPX | XT4SQ3150UFF000XXX + SRFB3XT4FPX
SG | SGHH36AT0400 | 53 | SRPG400A125 | 28 | 125 | 15 | 35kA | 5 | Panelboard MRO | 1 | Distribution Protection | 1 | 480Vac (Y/D) | 1 | 80% | 1 | 532851111 | XT1SU3125AFF000XXX + SRFB6XT1FPX | XT4SU3125BFF000XXX + SRFB6XT4FPX | XT4SU3150EFF000XXX + SRFB3XT4FPX | XT4SU3150FFF000XXX + SRFB3XT4FPX | XT4SU3150GFF000XXX + SRFB3XT4FPX | XT4SU3150PFF000XXX + SRFB3XT4FPX | XT4SU3150QFF000XXX + SRFB3XT4FPX | XT4SU3150TFF000XXX + SRFB3XT4FPX | XT4SU3150UFF000XXX + SRFB3XT4FPX
SG | SGHH36AT0400 | 53 | SRPG400A125 | 28 | 125 | 15 | 35kA | 5 | Panelboard MRO | 1 | Distribution Protection | 1 | 600Vac (Y/D) | 2 | 80% | 1 | 532851121 | XT4LU3150AFF000XXX + SRFB6XT4FPX | XT4LU3150BFF000XXX + SRFB6XT4FPX | XT4LU3150EFF000XXX + SRFB3XT4FPX | XT4LU3150FFF000XXX + SRFB3XT4FPX | XT4LU3150GFF000XXX + SRFB3XT4FPX | XT4LU3150PFF000XXX + SRFB3XT4FPX | XT4LU3150QFF000XXX + SRFB3XT4FPX | XT4LU3150TFF000XXX + SRFB3XT4FPX | XT4LU3150UFF000XXX + SRFB3XT4FPX
SG | SGHH36AT0400 | 53 | SRPG400A125 | 28 | 125 | 15 | 35kA | 5 | Panelboard MRO | 1 | Distribution Protection | 1 | 600Vac (Y/D) | 2 | 100% | 2 | 532851122 | XT4LQ3150AFF000XXX + SRFB6XT4FPX | XT4LQ3150BFF000XXX + SRFB6XT4FPX | XT4LQ3150EFF000XXX + SRFB3XT4FPX | XT4LQ3150FFF000XXX + SRFB3XT4FPX | XT4LQ3150GFF000XXX + SRFB3XT4FPX | XT4LQ3150PFF000XXX + SRFB3XT4FPX | XT4LQ3150QFF000XXX + SRFB3XT4FPX | XT4LQ3150TFF000XXX + SRFB3XT4FPX | XT4LQ3150UFF000XXX + SRFB3XT4FPX
SG | SGHH36AT0400 | 53 | SRPG400A150 | 29 | 150 | 16 | 35kA | 5 | Loose MCCB (OEM) | 2 | Distribution Protection | 1 | 480Vac (Y/D) | 1 | 80% | 1 | 532952111 | XT3SU3150AFF000XXX | XT4SU3150BFF000XXX | XT4SU3150EFF000XXX | XT4SU3150FFF000XXX | XT4SU3150GFF000XXX | XT4SU3150PFF000XXX | XT4SU3150QFF000XXX | XT4SU3150TFF000XXX | XT4SU3150UFF000XXX
SG | SGHH36AT0400 | 53 | SRPG400A150 | 29 | 150 | 16 | 35kA | 5 | Loose MCCB (OEM) | 2 | Distribution Protection | 1 | 600Vac (Y/D) | 2 | 80% | 1 | 532952121 | XT4LU3150AFF000XXX | XT4LU3150BFF000XXX | XT4LU3150EFF000XXX | XT4LU3150FFF000XXX | XT4LU3150GFF000XXX | XT4LU3150PFF000XXX | XT4LU3150QFF000XXX | XT4LU3150TFF000XXX | XT4LU3150UFF000XXX
SG | SGHH36AT0400 | 53 | SRPG400A150 | 29 | 150 | 16 | 35kA | 5 | Loose MCCB (OEM) | 2 | Distribution Protection | 1 | 480Vac (Y/D) | 1 | 100% | 2 | 532952112 | XT3SQ3150AFF000XXX | XT4SQ3150BFF000XXX | XT4SQ3150EFF000XXX | XT4SQ3150FFF000XXX | XT4SQ3150GFF000XXX | XT4SQ3150PFF000XXX | XT4SQ3150QFF000XXX | XT4SQ3150TFF000XXX | XT4SQ3150UFF000XXX
SG | SGHH36AT0400 | 53 | SRPG400A150 | 29 | 150 | 16 | 35kA | 5 | Loose MCCB (OEM) | 2 | Distribution Protection | 1 | 600Vac (Y/D) | 2 | 100% | 2 | 532952122 | XT4LQ3150AFF000XXX | XT4LQ3150BFF000XXX | XT4LQ3150EFF000XXX | XT4LQ3150FFF000XXX | XT4LQ3150GFF000XXX | XT4LQ3150PFF000XXX | XT4LQ3150QFF000XXX | XT4LQ3150TFF000XXX | XT4LQ3150UFF000XXX
SG | SGHH36AT0400 | 53 | SRPG400A150 | 29 | 150 | 16 | 35kA | 5 | Loose MCCB (OEM) | 2 | Distribution Protection | 1 | 480Vac (Y/D) | 1 | 80% | 1 | 532952111 | XT3SU3150AFF000XXX | XT4SU3150BFF000XXX | XT4SU3150EFF000XXX | XT4SU3150FFF000XXX | XT4SU3150GFF000XXX | XT4SU3150PFF000XXX | XT4SU3150QFF000XXX | XT4SU3150TFF000XXX | XT4SU3150UFF000XXX
SG | SGHH36AT0400 | 53 | SRPG400A150 | 29 | 150 | 16 | 35kA | 5 | Loose MCCB (OEM) | 2 | Distribution Protection | 1 | 600Vac (Y/D) | 2 | 80% | 1 | 532952121 | XT4LU3150AFF000XXX | XT4LU3150BFF000XXX | XT4LU3150EFF000XXX | XT4LU3150FFF000XXX | XT4LU3150GFF000XXX | XT4LU3150PFF000XXX | XT4LU3150QFF000XXX | XT4LU3150TFF000XXX | XT4LU3150UFF000XXX
SG | SGHH36AT0400 | 53 | SRPG400A150 | 29 | 150 | 16 | 35kA | 5 | Loose MCCB (OEM) | 2 | Distribution Protection | 1 | 480Vac (Y/D) | 1 | 100% | 2 | 532952112 | XT3SQ3150AFF000XXX | XT4SQ3150BFF000XXX | XT4SQ3150EFF000XXX | XT4SQ3150FFF000XXX | XT4SQ3150GFF000XXX | XT4SQ3150PFF000XXX | XT4SQ3150QFF000XXX | XT4SQ3150TFF000XXX | XT4SQ3150UFF000XXX
SG | SGHH36AT0400 | 53 | SRPG400A150 | 29 | 150 | 16 | 35kA | 5 | Loose MCCB (OEM) | 2 | Distribution Protection | 1 | 600Vac (Y/D) | 2 | 100% | 2 | 532952122 | XT4LQ3150AFF000XXX | XT4LQ3150BFF000XXX | XT4LQ3150EFF000XXX | XT4LQ3150FFF000XXX | XT4LQ3150GFF000XXX | XT4LQ3150PFF000XXX | XT4LQ3150QFF000XXX | XT4LQ3150TFF000XXX | XT4LQ3150UFF000XXX
SG | SGHH36AT0400 | 53 | SRPG400A150 | 29 | 150 | 16 | 35kA | 5 | Panelboard MRO | 1 | Distribution Protection | 1 | 480Vac (Y/D) | 1 | 80% | 1 | 532951111 | XT4SU3150AFF000XXX + SRFB6XT4FPX | XT4SU3150BFF000XXX + SRFB6XT4FPX | XT4SU3150EFF000XXX + SRFB3XT4FPX | XT4SU3150FFF000XXX + SRFB3XT4FPX | XT4SU3150GFF000XXX + SRFB3XT4FPX | XT4SU3150PFF000XXX + SRFB3XT4FPX | XT4SU3150QFF000XXX + SRFB3XT4FPX | XT4SU3150TFF000XXX + SRFB3XT4FPX | XT4SU3150UFF000XXX + SRFB3XT4FPX
SG | SGHH36AT0400 | 53 | SRPG400A150 | 29 | 150 | 16 | 35kA | 5 | Panelboard MRO | 1 | Distribution Protection | 1 | 600Vac (Y/D) | 2 | 80% | 1 | 532951121 | XT4LU3150AFF000XXX + SRFB6XT4FPX | XT4LU3150BFF000XXX + SRFB6XT4FPX | XT4LU3150EFF000XXX + SRFB3XT4FPX | XT4LU3150FFF000XXX + SRFB3XT4FPX | XT4LU3150GFF000XXX + SRFB3XT4FPX | XT4LU3150PFF000XXX + SRFB3XT4FPX | XT4LU3150QFF000XXX + SRFB3XT4FPX | XT4LU3150TFF000XXX + SRFB3XT4FPX | XT4LU3150UFF000XXX + SRFB3XT4FPX
SG | SGHH36AT0400 | 53 | SRPG400A150 | 29 | 150 | 16 | 35kA | 5 | Panelboard MRO | 1 | Distribution Protection | 1 | 480Vac (Y/D) | 1 | 100% | 2 | 532951112 | XT4SQ3150AFF000XXX + SRFB6XT4FPX | XT4SQ3150BFF000XXX + SRFB6XT4FPX | XT4SQ3150EFF000XXX + SRFB3XT4FPX | XT4SQ3150FFF000XXX + SRFB3XT4FPX | XT4SQ3150GFF000XXX + SRFB3XT4FPX | XT4SQ3150PFF000XXX + SRFB3XT4FPX | XT4SQ3150QFF000XXX + SRFB3XT4FPX | XT4SQ3150TFF000XXX + SRFB3XT4FPX | XT4SQ3150UFF000XXX + SRFB3XT4FPX
SG | SGHH36AT0400 | 53 | SRPG400A150 | 29 | 150 | 16 | 35kA | 5 | Panelboard MRO | 1 | Distribution Protection | 1 | 600Vac (Y/D) | 2 | 100% | 2 | 532951122 | XT4LQ3150AFF000XXX + SRFB6XT4FPX | XT4LQ3150BFF000XXX + SRFB6XT4FPX | XT4LQ3150EFF000XXX + SRFB3XT4FPX | XT4LQ3150FFF000XXX + SRFB3XT4FPX | XT4LQ3150GFF000XXX + SRFB3XT4FPX | XT4LQ3150PFF000XXX + SRFB3XT4FPX | XT4LQ3150QFF000XXX + SRFB3XT4FPX | XT4LQ3150TFF000XXX + SRFB3XT4FPX | XT4LQ3150UFF000XXX + SRFB3XT4FPX
SG | SGHH36AT0400 | 53 | SRPG400A150 | 29 | 150 | 16 | 35kA | 5 | Panelboard MRO | 1 | Distribution Protection | 1 | 480Vac (Y/D) | 1 | 80% | 1 | 532951111 | XT4SU3150AFF000XXX + SRFB6XT4FPX | XT4SU3150BFF000XXX + SRFB6XT4FPX | XT4SU3150EFF000XXX + SRFB3XT4FPX | XT4SU3150FFF000XXX + SRFB3XT4FPX | XT4SU3150GFF000XXX + SRFB3XT4FPX | XT4SU3150PFF000XXX + SRFB3XT4FPX | XT4SU3150QFF000XXX + SRFB3XT4FPX | XT4SU3150TFF000XXX + SRFB3XT4FPX | XT4SU3150UFF000XXX + SRFB3XT4FPX
SG | SGHH36AT0400 | 53 | SRPG400A150 | 29 | 150 | 16 | 35kA | 5 | Panelboard MRO | 1 | Distribution Protection | 1 | 600Vac (Y/D) | 2 | 80% | 1 | 532951121 | XT4LU3150AFF000XXX + SRFB6XT4FPX | XT4LU3150BFF000XXX + SRFB6XT4FPX | XT4LU3150EFF000XXX + SRFB3XT4FPX | XT4LU3150FFF000XXX + SRFB3XT4FPX | XT4LU3150GFF000XXX + SRFB3XT4FPX | XT4LU3150PFF000XXX + SRFB3XT4FPX | XT4LU3150QFF000XXX + SRFB3XT4FPX | XT4LU3150TFF000XXX + SRFB3XT4FPX | XT4LU3150UFF000XXX + SRFB3XT4FPX
SG | SGHH36AT0400 | 53 | SRPG400A150 | 29 | 150 | 16 | 35kA | 5 | Panelboard MRO | 1 | Distribution Protection | 1 | 480Vac (Y/D) | 1 | 100% | 2 | 532951112 | XT4SQ3150AFF000XXX + SRFB6XT4FPX | XT4SQ3150BFF000XXX + SRFB6XT4FPX | XT4SQ3150EFF000XXX + SRFB3XT4FPX | XT4SQ3150FFF000XXX + SRFB3XT4FPX | XT4SQ3150GFF000XXX + SRFB3XT4FPX | XT4SQ3150PFF000XXX + SRFB3XT4FPX | XT4SQ3150QFF000XXX + SRFB3XT4FPX | XT4SQ3150TFF000XXX + SRFB3XT4FPX | XT4SQ3150UFF000XXX + SRFB3XT4FPX
SG | SGHH36AT0400 | 53 | SRPG400A150 | 29 | 150 | 16 | 35kA | 5 | Panelboard MRO | 1 | Distribution Protection | 1 | 600Vac (Y/D) | 2 | 100% | 2 | 532951122 | XT4LQ3150AFF000XXX + SRFB6XT4FPX | XT4LQ3150BFF000XXX + SRFB6XT4FPX | XT4LQ3150EFF000XXX + SRFB3XT4FPX | XT4LQ3150FFF000XXX + SRFB3XT4FPX | XT4LQ3150GFF000XXX + SRFB3XT4FPX | XT4LQ3150PFF000XXX + SRFB3XT4FPX | XT4LQ3150QFF000XXX + SRFB3XT4FPX | XT4LQ3150TFF000XXX + SRFB3XT4FPX | XT4LQ3150UFF000XXX + SRFB3XT4FPX
SG | SGHH36AT0400 | 53 | SRPG400A175 | 30 | 175 | 17 | 35kA | 5 | Loose MCCB (OEM) | 2 | Distribution Protection | 1 | 480Vac (Y/D) | 1 | 80% | 1 | 533052111 | XT3SU3175AFF000XXX | XT4SU3175BFF000XXX | XT4SU3225EFF000XXX | XT4SU3225FFF000XXX | XT4SU3225GFF000XXX | XT4SU3225PFF000XXX | XT4SU3225QFF000XXX | XT4SU3225TFF000XXX | XT4SU3225UFF000XXX
SG | SGHH36AT0400 | 53 | SRPG400A175 | 30 | 175 | 17 | 35kA | 5 | Loose MCCB (OEM) | 2 | Distribution Protection | 1 | 600Vac (Y/D) | 2 | 80% | 1 | 533052121 | XT4LU3175AFF000XXX | XT4LU3175BFF000XXX | XT4LU3225EFF000XXX | XT4LU3225FFF000XXX | XT4LU3225GFF000XXX | XT4LU3225PFF000XXX | XT4LU3225QFF000XXX | XT4LU3225TFF000XXX | XT4LU3225UFF000XXX
SG | SGHH36AT0400 | 53 | SRPG400A175 | 30 | 175 | 17 | 35kA | 5 | Loose MCCB (OEM) | 2 | Distribution Protection | 1 | 480Vac (Y/D) | 1 | 100% | 2 | 533052112 | XT3SQ3175AFF000XXX | XT4SQ3175BFF000XXX | XT4SQ3225EFF000XXX | XT4SQ3225FFF000XXX | XT4SQ3225GFF000XXX | XT4SQ3225PFF000XXX | XT4SQ3225QFF000XXX | XT4SQ3225TFF000XXX | XT4SQ3225UFF000XXX
SG | SGHH36AT0400 | 53 | SRPG400A175 | 30 | 175 | 17 | 35kA | 5 | Loose MCCB (OEM) | 2 | Distribution Protection | 1 | 600Vac (Y/D) | 2 | 100% | 2 | 533052122 | XT4LQ3175AFF000XXX | XT4LQ3175BFF000XXX | XT4LQ3225EFF000XXX | XT4LQ3225FFF000XXX | XT4LQ3225GFF000XXX | XT4LQ3225PFF000XXX | XT4LQ3225QFF000XXX | XT4LQ3225TFF000XXX | XT4LQ3225UFF000XXX
SG | SGHH36AT0400 | 53 | SRPG400A175 | 30 | 175 | 17 | 35kA | 5 | Loose MCCB (OEM) | 2 | Distribution Protection | 1 | 480Vac (Y/D) | 1 | 80% | 1 | 533052111 | XT3SU3175AFF000XXX | XT4SU3175BFF000XXX | XT4SU3225EFF000XXX | XT4SU3225FFF000XXX | XT4SU3225GFF000XXX | XT4SU3225PFF000XXX | XT4SU3225QFF000XXX | XT4SU3225TFF000XXX | XT4SU3225UFF000XXX
SG | SGHH36AT0400 | 53 | SRPG400A175 | 30 | 175 | 17 | 35kA | 5 | Loose MCCB (OEM) | 2 | Distribution Protection | 1 | 600Vac (Y/D) | 2 | 80% | 1 | 533052121 | XT4LU3175AFF000XXX | XT4LU3175BFF000XXX | XT4LU3225EFF000XXX | XT4LU3225FFF000XXX | XT4LU3225GFF000XXX | XT4LU3225PFF000XXX | XT4LU3225QFF000XXX | XT4LU3225TFF000XXX | XT4LU3225UFF000XXX
SG | SGHH36AT0400 | 53 | SRPG400A175 | 30 | 175 | 17 | 35kA | 5 | Loose MCCB (OEM) | 2 | Distribution Protection | 1 | 480Vac (Y/D) | 1 | 100% | 2 | 533052112 | XT3SQ3175AFF000XXX | XT4SQ3175BFF000XXX | XT4SQ3225EFF000XXX | XT4SQ3225FFF000XXX | XT4SQ3225GFF000XXX | XT4SQ3225PFF000XXX | XT4SQ3225QFF000XXX | XT4SQ3225TFF000XXX | XT4SQ3225UFF000XXX
SG | SGHH36AT0400 | 53 | SRPG400A175 | 30 | 175 | 17 | 35kA | 5 | Loose MCCB (OEM) | 2 | Distribution Protection | 1 | 600Vac (Y/D) | 2 | 100% | 2 | 533052122 | XT4LQ3175AFF000XXX | XT4LQ3175BFF000XXX | XT4LQ3225EFF000XXX | XT4LQ3225FFF000XXX | XT4LQ3225GFF000XXX | XT4LQ3225PFF000XXX | XT4LQ3225QFF000XXX | XT4LQ3225TFF000XXX | XT4LQ3225UFF000XXX
SG | SGHH36AT0400 | 53 | SRPG400A175 | 30 | 175 | 17 | 35kA | 5 | Panelboard MRO | 1 | Distribution Protection | 1 | 480Vac (Y/D) | 1 | 80% | 1 | 533051111 | XT4SU3175AFF000XXX + SRFB6XT4FPX | XT4SU3175BFF000XXX + SRFB6XT4FPX | XT4SU3225EFF000XXX + SRFB3XT4FPX | XT4SU3225FFF000XXX + SRFB3XT4FPX | XT4SU3225GFF000XXX + SRFB3XT4FPX | XT4SU3225PFF000XXX + SRFB3XT4FPX | XT4SU3225QFF000XXX + SRFB3XT4FPX | XT4SU3225TFF000XXX + SRFB3XT4FPX | XT4SU3225UFF000XXX + SRFB3XT4FPX
SG | SGHH36AT0400 | 53 | SRPG400A175 | 30 | 175 | 17 | 35kA | 5 | Panelboard MRO | 1 | Distribution Protection | 1 | 600Vac (Y/D) | 2 | 80% | 1 | 533051121 | XT4LU3175AFF000XXX + SRFB6XT4FPX | XT4LU3175BFF000XXX + SRFB6XT4FPX | XT4LU3225EFF000XXX + SRFB3XT4FPX | XT4LU3225FFF000XXX + SRFB3XT4FPX | XT4LU3225GFF000XXX + SRFB3XT4FPX | XT4LU3225PFF000XXX + SRFB3XT4FPX | XT4LU3225QFF000XXX + SRFB3XT4FPX | XT4LU3225TFF000XXX + SRFB3XT4FPX | XT4LU3225UFF000XXX + SRFB3XT4FPX
SG | SGHH36AT0400 | 53 | SRPG400A175 | 30 | 175 | 17 | 35kA | 5 | Panelboard MRO | 1 | Distribution Protection | 1 | 480Vac (Y/D) | 1 | 100% | 2 | 533051112 | XT4SQ3175AFF000XXX + SRFB6XT4FPX | XT4SQ3175BFF000XXX + SRFB6XT4FPX | XT4SQ3225EFF000XXX + SRFB3XT4FPX | XT4SQ3225FFF000XXX + SRFB3XT4FPX | XT4SQ3225GFF000XXX + SRFB3XT4FPX | XT4SQ3225PFF000XXX + SRFB3XT4FPX | XT4SQ3225QFF000XXX + SRFB3XT4FPX | XT4SQ3225TFF000XXX + SRFB3XT4FPX | XT4SQ3225UFF000XXX + SRFB3XT4FPX
SG | SGHH36AT0400 | 53 | SRPG400A175 | 30 | 175 | 17 | 35kA | 5 | Panelboard MRO | 1 | Distribution Protection | 1 | 600Vac (Y/D) | 2 | 100% | 2 | 533051122 | XT4LQ3175AFF000XXX + SRFB6XT4FPX | XT4LQ3175BFF000XXX + SRFB6XT4FPX | XT4LQ3225EFF000XXX + SRFB3XT4FPX | XT4LQ3225FFF000XXX + SRFB3XT4FPX | XT4LQ3225GFF000XXX + SRFB3XT4FPX | XT4LQ3225PFF000XXX + SRFB3XT4FPX | XT4LQ3225QFF000XXX + SRFB3XT4FPX | XT4LQ3225TFF000XXX + SRFB3XT4FPX | XT4LQ3225UFF000XXX + SRFB3XT4FPX
SG | SGHH36AT0400 | 53 | SRPG400A175 | 30 | 175 | 17 | 35kA | 5 | Panelboard MRO | 1 | Distribution Protection | 1 | 480Vac (Y/D) | 1 | 80% | 1 | 533051111 | XT4SU3175AFF000XXX + SRFB6XT4FPX | XT4SU3175BFF000XXX + SRFB6XT4FPX | XT4SU3225EFF000XXX + SRFB3XT4FPX | XT4SU3225FFF000XXX + SRFB3XT4FPX | XT4SU3225GFF000XXX + SRFB3XT4FPX | XT4SU3225PFF000XXX + SRFB3XT4FPX | XT4SU3225QFF000XXX + SRFB3XT4FPX | XT4SU3225TFF000XXX + SRFB3XT4FPX | XT4SU3225UFF000XXX + SRFB3XT4FPX
SG | SGHH36AT0400 | 53 | SRPG400A175 | 30 | 175 | 17 | 35kA | 5 | Panelboard MRO | 1 | Distribution Protection | 1 | 600Vac (Y/D) | 2 | 80% | 1 | 533051121 | XT4LU3175AFF000XXX + SRFB6XT4FPX | XT4LU3175BFF000XXX + SRFB6XT4FPX | XT4LU3225EFF000XXX + SRFB3XT4FPX | XT4LU3225FFF000XXX + SRFB3XT4FPX | XT4LU3225GFF000XXX + SRFB3XT4FPX | XT4LU3225PFF000XXX + SRFB3XT4FPX | XT4LU3225QFF000XXX + SRFB3XT4FPX | XT4LU3225TFF000XXX + SRFB3XT4FPX | XT4LU3225UFF000XXX + SRFB3XT4FPX
SG | SGHH36AT0400 | 53 | SRPG400A175 | 30 | 175 | 17 | 35kA | 5 | Panelboard MRO | 1 | Distribution Protection | 1 | 480Vac (Y/D) | 1 | 100% | 2 | 533051112 | XT4SQ3175AFF000XXX + SRFB6XT4FPX | XT4SQ3175BFF000XXX + SRFB6XT4FPX | XT4SQ3225EFF000XXX + SRFB3XT4FPX | XT4SQ3225FFF000XXX + SRFB3XT4FPX | XT4SQ3225GFF000XXX + SRFB3XT4FPX | XT4SQ3225PFF000XXX + SRFB3XT4FPX | XT4SQ3225QFF000XXX + SRFB3XT4FPX | XT4SQ3225TFF000XXX + SRFB3XT4FPX | XT4SQ3225UFF000XXX + SRFB3XT4FPX
SG | SGHH36AT0400 | 53 | SRPG400A175 | 30 | 175 | 17 | 35kA | 5 | Panelboard MRO | 1 | Distribution Protection | 1 | 600Vac (Y/D) | 2 | 100% | 2 | 533051122 | XT4LQ3175AFF000XXX + SRFB6XT4FPX | XT4LQ3175BFF000XXX + SRFB6XT4FPX | XT4LQ3225EFF000XXX + SRFB3XT4FPX | XT4LQ3225FFF000XXX + SRFB3XT4FPX | XT4LQ3225GFF000XXX + SRFB3XT4FPX | XT4LQ3225PFF000XXX + SRFB3XT4FPX | XT4LQ3225QFF000XXX + SRFB3XT4FPX | XT4LQ3225TFF000XXX + SRFB3XT4FPX | XT4LQ3225UFF000XXX + SRFB3XT4FPX
SG | SGHH36AT0400 | 53 | SRPG400A200 | 31 | 200 | 18 | 35kA | 5 | Loose MCCB (OEM) | 2 | Distribution Protection | 1 | 480Vac (Y/D) | 1 | 80% | 1 | 533152111 | XT3SU3200AFF000XXX | XT4SU3200BFF000XXX | XT4SU3225EFF000XXX | XT4SU3225FFF000XXX | XT4SU3225GFF000XXX | XT4SU3225PFF000XXX | XT4SU3225QFF000XXX | XT4SU3225TFF000XXX | XT4SU3225UFF000XXX
SG | SGHH36AT0400 | 53 | SRPG400A200 | 31 | 200 | 18 | 35kA | 5 | Loose MCCB (OEM) | 2 | Distribution Protection | 1 | 600Vac (Y/D) | 2 | 80% | 1 | 533152121 | XT4LU3200AFF000XXX | XT4LU3200BFF000XXX | XT4LU3225EFF000XXX | XT4LU3225FFF000XXX | XT4LU3225GFF000XXX | XT4LU3225PFF000XXX | XT4LU3225QFF000XXX | XT4LU3225TFF000XXX | XT4LU3225UFF000XXX
SG | SGHH36AT0400 | 53 | SRPG400A200 | 31 | 200 | 18 | 35kA | 5 | Loose MCCB (OEM) | 2 | Distribution Protection | 1 | 480Vac (Y/D) | 1 | 100% | 2 | 533152112 | XT3SQ3200AFF000XXX | XT4SQ3200BFF000XXX | XT4SQ3225EFF000XXX | XT4SQ3225FFF000XXX | XT4SQ3225GFF000XXX | XT4SQ3225PFF000XXX | XT4SQ3225QFF000XXX | XT4SQ3225TFF000XXX | XT4SQ3225UFF000XXX
SG | SGHH36AT0400 | 53 | SRPG400A200 | 31 | 200 | 18 | 35kA | 5 | Loose MCCB (OEM) | 2 | Distribution Protection | 1 | 600Vac (Y/D) | 2 | 100% | 2 | 533152122 | XT4LQ3200AFF000XXX | XT4LQ3200BFF000XXX | XT4LQ3225EFF000XXX | XT4LQ3225FFF000XXX | XT4LQ3225GFF000XXX | XT4LQ3225PFF000XXX | XT4LQ3225QFF000XXX | XT4LQ3225TFF000XXX | XT4LQ3225UFF000XXX
SG | SGHH36AT0400 | 53 | SRPG400A200 | 31 | 200 | 18 | 35kA | 5 | Loose MCCB (OEM) | 2 | Distribution Protection | 1 | 480Vac (Y/D) | 1 | 80% | 1 | 533152111 | XT3SU3200AFF000XXX | XT4SU3200BFF000XXX | XT4SU3225EFF000XXX | XT4SU3225FFF000XXX | XT4SU3225GFF000XXX | XT4SU3225PFF000XXX | XT4SU3225QFF000XXX | XT4SU3225TFF000XXX | XT4SU3225UFF000XXX
SG | SGHH36AT0400 | 53 | SRPG400A200 | 31 | 200 | 18 | 35kA | 5 | Loose MCCB (OEM) | 2 | Distribution Protection | 1 | 600Vac (Y/D) | 2 | 80% | 1 | 533152121 | XT4LU3200AFF000XXX | XT4LU3200BFF000XXX | XT4LU3225EFF000XXX | XT4LU3225FFF000XXX | XT4LU3225GFF000XXX | XT4LU3225PFF000XXX | XT4LU3225QFF000XXX | XT4LU3225TFF000XXX | XT4LU3225UFF000XXX
SG | SGHH36AT0400 | 53 | SRPG400A200 | 31 | 200 | 18 | 35kA | 5 | Loose MCCB (OEM) | 2 | Distribution Protection | 1 | 480Vac (Y/D) | 1 | 100% | 2 | 533152112 | XT3SQ3200AFF000XXX | XT4SQ3200BFF000XXX | XT4SQ3225EFF000XXX | XT4SQ3225FFF000XXX | XT4SQ3225GFF000XXX | XT4SQ3225PFF000XXX | XT4SQ3225QFF000XXX | XT4SQ3225TFF000XXX | XT4SQ3225UFF000XXX
SG | SGHH36AT0400 | 53 | SRPG400A200 | 31 | 200 | 18 | 35kA | 5 | Loose MCCB (OEM) | 2 | Distribution Protection | 1 | 600Vac (Y/D) | 2 | 100% | 2 | 533152122 | XT4LQ3200AFF000XXX | XT4LQ3200BFF000XXX | XT4LQ3225EFF000XXX | XT4LQ3225FFF000XXX | XT4LQ3225GFF000XXX | XT4LQ3225PFF000XXX | XT4LQ3225QFF000XXX | XT4LQ3225TFF000XXX | XT4LQ3225UFF000XXX
SG | SGHH36AT0400 | 53 | SRPG400A200 | 31 | 200 | 18 | 35kA | 5 | Panelboard MRO | 1 | Distribution Protection | 1 | 480Vac (Y/D) | 1 | 80% | 1 | 533151111 | XT4SU3200AFF000XXX + SRFB6XT4FPX | XT4SU3200BFF000XXX + SRFB6XT4FPX | XT4SU3225EFF000XXX + SRFB3XT4FPX | XT4SU3225FFF000XXX + SRFB3XT4FPX | XT4SU3225GFF000XXX + SRFB3XT4FPX | XT4SU3225PFF000XXX + SRFB3XT4FPX | XT4SU3225QFF000XXX + SRFB3XT4FPX | XT4SU3225TFF000XXX + SRFB3XT4FPX | XT4SU3225UFF000XXX + SRFB3XT4FPX
SG | SGHH36AT0400 | 53 | SRPG400A200 | 31 | 200 | 18 | 35kA | 5 | Panelboard MRO | 1 | Distribution Protection | 1 | 600Vac (Y/D) | 2 | 80% | 1 | 533151121 | XT4LU3200AFF000XXX + SRFB6XT4FPX | XT4LU3200BFF000XXX + SRFB6XT4FPX | XT4LU3225EFF000XXX + SRFB3XT4FPX | XT4LU3225FFF000XXX + SRFB3XT4FPX | XT4LU3225GFF000XXX + SRFB3XT4FPX | XT4LU3225PFF000XXX + SRFB3XT4FPX | XT4LU3225QFF000XXX + SRFB3XT4FPX | XT4LU3225TFF000XXX + SRFB3XT4FPX | XT4LU3225UFF000XXX + SRFB3XT4FPX
SG | SGHH36AT0400 | 53 | SRPG400A200 | 31 | 200 | 18 | 35kA | 5 | Panelboard MRO | 1 | Distribution Protection | 1 | 480Vac (Y/D) | 1 | 100% | 2 | 533151112 | XT4SQ3200AFF000XXX + SRFB6XT4FPX | XT4SQ3200BFF000XXX + SRFB6XT4FPX | XT4SQ3225EFF000XXX + SRFB3XT4FPX | XT4SQ3225FFF000XXX + SRFB3XT4FPX | XT4SQ3225GFF000XXX + SRFB3XT4FPX | XT4SQ3225PFF000XXX + SRFB3XT4FPX | XT4SQ3225QFF000XXX + SRFB3XT4FPX | XT4SQ3225TFF000XXX + SRFB3XT4FPX | XT4SQ3225UFF000XXX + SRFB3XT4FPX
SG | SGHH36AT0400 | 53 | SRPG400A200 | 31 | 200 | 18 | 35kA | 5 | Panelboard MRO | 1 | Distribution Protection | 1 | 600Vac (Y/D) | 2 | 100% | 2 | 533151122 | XT4LQ3200AFF000XXX + SRFB6XT4FPX | XT4LQ3200BFF000XXX + SRFB6XT4FPX | XT4LQ3225EFF000XXX + SRFB3XT4FPX | XT4LQ3225FFF000XXX + SRFB3XT4FPX | XT4LQ3225GFF000XXX + SRFB3XT4FPX | XT4LQ3225PFF000XXX + SRFB3XT4FPX | XT4LQ3225QFF000XXX + SRFB3XT4FPX | XT4LQ3225TFF000XXX + SRFB3XT4FPX | XT4LQ3225UFF000XXX + SRFB3XT4FPX
SG | SGHH36AT0400 | 53 | SRPG400A200 | 31 | 200 | 18 | 35kA | 5 | Panelboard MRO | 1 | Distribution Protection | 1 | 480Vac (Y/D) | 1 | 80% | 1 | 533151111 | XT4SU3200AFF000XXX + SRFB6XT4FPX | XT4SU3200BFF000XXX + SRFB6XT4FPX | XT4SU3225EFF000XXX + SRFB3XT4FPX | XT4SU3225FFF000XXX + SRFB3XT4FPX | XT4SU3225GFF000XXX + SRFB3XT4FPX | XT4SU3225PFF000XXX + SRFB3XT4FPX | XT4SU3225QFF000XXX + SRFB3XT4FPX | XT4SU3225TFF000XXX + SRFB3XT4FPX | XT4SU3225UFF000XXX + SRFB3XT4FPX
SG | SGHH36AT0400 | 53 | SRPG400A200 | 31 | 200 | 18 | 35kA | 5 | Panelboard MRO | 1 | Distribution Protection | 1 | 600Vac (Y/D) | 2 | 80% | 1 | 533151121 | XT4LU3200AFF000XXX + SRFB6XT4FPX | XT4LU3200BFF000XXX + SRFB6XT4FPX | XT4LU3225EFF000XXX + SRFB3XT4FPX | XT4LU3225FFF000XXX + SRFB3XT4FPX | XT4LU3225GFF000XXX + SRFB3XT4FPX | XT4LU3225PFF000XXX + SRFB3XT4FPX | XT4LU3225QFF000XXX + SRFB3XT4FPX | XT4LU3225TFF000XXX + SRFB3XT4FPX | XT4LU3225UFF000XXX + SRFB3XT4FPX
SG | SGHH36AT0400 | 53 | SRPG400A200 | 31 | 200 | 18 | 35kA | 5 | Panelboard MRO | 1 | Distribution Protection | 1 | 480Vac (Y/D) | 1 | 100% | 2 | 533151112 | XT4SQ3200AFF000XXX + SRFB6XT4FPX | XT4SQ3200BFF000XXX + SRFB6XT4FPX | XT4SQ3225EFF000XXX + SRFB3XT4FPX | XT4SQ3225FFF000XXX + SRFB3XT4FPX | XT4SQ3225GFF000XXX + SRFB3XT4FPX | XT4SQ3225PFF000XXX + SRFB3XT4FPX | XT4SQ3225QFF000XXX + SRFB3XT4FPX | XT4SQ3225TFF000XXX + SRFB3XT4FPX | XT4SQ3225UFF000XXX + SRFB3XT4FPX
SG | SGHH36AT0400 | 53 | SRPG400A200 | 31 | 200 | 18 | 35kA | 5 | Panelboard MRO | 1 | Distribution Protection | 1 | 600Vac (Y/D) | 2 | 100% | 2 | 533151122 | XT4LQ3200AFF000XXX + SRFB6XT4FPX | XT4LQ3200BFF000XXX + SRFB6XT4FPX | XT4LQ3225EFF000XXX + SRFB3XT4FPX | XT4LQ3225FFF000XXX + SRFB3XT4FPX | XT4LQ3225GFF000XXX + SRFB3XT4FPX | XT4LQ3225PFF000XXX + SRFB3XT4FPX | XT4LQ3225QFF000XXX + SRFB3XT4FPX | XT4LQ3225TFF000XXX + SRFB3XT4FPX | XT4LQ3225UFF000XXX + SRFB3XT4FPX
SG | SGHH36AT0400 | 53 | SRPG400A225 | 32 | 225 | 19 | 35kA | 5 | Loose MCCB (OEM) | 2 | Distribution Protection | 1 | 480Vac (Y/D) | 1 | 80% | 1 | 533252111 | XT3SU3225AFF000XXX | XT4SU3225BFF000XXX | XT4SU3225EFF000XXX | XT4SU3225FFF000XXX | XT4SU3225GFF000XXX | XT4SU3225PFF000XXX | XT4SU3225QFF000XXX | XT4SU3225TFF000XXX | XT4SU3225UFF000XXX
SG | SGHH36AT0400 | 53 | SRPG400A225 | 32 | 225 | 19 | 35kA | 5 | Loose MCCB (OEM) | 2 | Distribution Protection | 1 | 600Vac (Y/D) | 2 | 80% | 1 | 533252121 | XT4LU3225AFF000XXX | XT4LU3225BFF000XXX | XT4LU3225EFF000XXX | XT4LU3225FFF000XXX | XT4LU3225GFF000XXX | XT4LU3225PFF000XXX | XT4LU3225QFF000XXX | XT4LU3225TFF000XXX | XT4LU3225UFF000XXX
SG | SGHH36AT0400 | 53 | SRPG400A225 | 32 | 225 | 19 | 35kA | 5 | Loose MCCB (OEM) | 2 | Distribution Protection | 1 | 480Vac (Y/D) | 1 | 100% | 2 | 533252112 | XT3SQ3225AFF000XXX | XT4SQ3225BFF000XXX | XT4SQ3225EFF000XXX | XT4SQ3225FFF000XXX | XT4SQ3225GFF000XXX | XT4SQ3225PFF000XXX | XT4SQ3225QFF000XXX | XT4SQ3225TFF000XXX | XT4SQ3225UFF000XXX
SG | SGHH36AT0400 | 53 | SRPG400A225 | 32 | 225 | 19 | 35kA | 5 | Loose MCCB (OEM) | 2 | Distribution Protection | 1 | 600Vac (Y/D) | 2 | 100% | 2 | 533252122 | XT4LQ3225AFF000XXX | XT4LQ3225BFF000XXX | XT4LQ3225EFF000XXX | XT4LQ3225FFF000XXX | XT4LQ3225GFF000XXX | XT4LQ3225PFF000XXX | XT4LQ3225QFF000XXX | XT4LQ3225TFF000XXX | XT4LQ3225UFF000XXX
SG | SGHH36AT0400 | 53 | SRPG400A225 | 32 | 225 | 19 | 35kA | 5 | Loose MCCB (OEM) | 2 | Distribution Protection | 1 | 480Vac (Y/D) | 1 | 80% | 1 | 533252111 | XT3SU3225AFF000XXX | XT4SU3225BFF000XXX | XT4SU3225EFF000XXX | XT4SU3225FFF000XXX | XT4SU3225GFF000XXX | XT4SU3225PFF000XXX | XT4SU3225QFF000XXX | XT4SU3225TFF000XXX | XT4SU3225UFF000XXX
SG | SGHH36AT0400 | 53 | SRPG400A225 | 32 | 225 | 19 | 35kA | 5 | Loose MCCB (OEM) | 2 | Distribution Protection | 1 | 600Vac (Y/D) | 2 | 80% | 1 | 533252121 | XT4LU3225AFF000XXX | XT4LU3225BFF000XXX | XT4LU3225EFF000XXX | XT4LU3225FFF000XXX | XT4LU3225GFF000XXX | XT4LU3225PFF000XXX | XT4LU3225QFF000XXX | XT4LU3225TFF000XXX | XT4LU3225UFF000XXX
SG | SGHH36AT0400 | 53 | SRPG400A225 | 32 | 225 | 19 | 35kA | 5 | Loose MCCB (OEM) | 2 | Distribution Protection | 1 | 480Vac (Y/D) | 1 | 100% | 2 | 533252112 | XT3SQ3225AFF000XXX | XT4SQ3225BFF000XXX | XT4SQ3225EFF000XXX | XT4SQ3225FFF000XXX | XT4SQ3225GFF000XXX | XT4SQ3225PFF000XXX | XT4SQ3225QFF000XXX | XT4SQ3225TFF000XXX | XT4SQ3225UFF000XXX
SG | SGHH36AT0400 | 53 | SRPG400A225 | 32 | 225 | 19 | 35kA | 5 | Loose MCCB (OEM) | 2 | Distribution Protection | 1 | 600Vac (Y/D) | 2 | 100% | 2 | 533252122 | XT4LQ3225AFF000XXX | XT4LQ3225BFF000XXX | XT4LQ3225EFF000XXX | XT4LQ3225FFF000XXX | XT4LQ3225GFF000XXX | XT4LQ3225PFF000XXX | XT4LQ3225QFF000XXX | XT4LQ3225TFF000XXX | XT4LQ3225UFF000XXX
SG | SGHH36AT0400 | 53 | SRPG400A225 | 32 | 225 | 19 | 35kA | 5 | Panelboard MRO | 1 | Distribution Protection | 1 | 480Vac (Y/D) | 1 | 80% | 1 | 533251111 | XT4SU3225AFF000XXX + SRFB6XT4FPX | XT4SU3225BFF000XXX + SRFB6XT4FPX | XT4SU3225EFF000XXX + SRFB3XT4FPX | XT4SU3225FFF000XXX + SRFB3XT4FPX | XT4SU3225GFF000XXX + SRFB3XT4FPX | XT4SU3225PFF000XXX + SRFB3XT4FPX | XT4SU3225QFF000XXX + SRFB3XT4FPX | XT4SU3225TFF000XXX + SRFB3XT4FPX | XT4SU3225UFF000XXX + SRFB3XT4FPX
SG | SGHH36AT0400 | 53 | SRPG400A225 | 32 | 225 | 19 | 35kA | 5 | Panelboard MRO | 1 | Distribution Protection | 1 | 600Vac (Y/D) | 2 | 80% | 1 | 533251121 | XT4LU3225AFF000XXX + SRFB6XT4FPX | XT4LU3225BFF000XXX + SRFB6XT4FPX | XT4LU3225EFF000XXX + SRFB3XT4FPX | XT4LU3225FFF000XXX + SRFB3XT4FPX | XT4LU3225GFF000XXX + SRFB3XT4FPX | XT4LU3225PFF000XXX + SRFB3XT4FPX | XT4LU3225QFF000XXX + SRFB3XT4FPX | XT4LU3225TFF000XXX + SRFB3XT4FPX | XT4LU3225UFF000XXX + SRFB3XT4FPX
SG | SGHH36AT0400 | 53 | SRPG400A225 | 32 | 225 | 19 | 35kA | 5 | Panelboard MRO | 1 | Distribution Protection | 1 | 480Vac (Y/D) | 1 | 100% | 2 | 533251112 | XT4SQ3225AFF000XXX + SRFB6XT4FPX | XT4SQ3225BFF000XXX + SRFB6XT4FPX | XT4SQ3225EFF000XXX + SRFB3XT4FPX | XT4SQ3225FFF000XXX + SRFB3XT4FPX | XT4SQ3225GFF000XXX + SRFB3XT4FPX | XT4SQ3225PFF000XXX + SRFB3XT4FPX | XT4SQ3225QFF000XXX + SRFB3XT4FPX | XT4SQ3225TFF000XXX + SRFB3XT4FPX | XT4SQ3225UFF000XXX + SRFB3XT4FPX
SG | SGHH36AT0400 | 53 | SRPG400A225 | 32 | 225 | 19 | 35kA | 5 | Panelboard MRO | 1 | Distribution Protection | 1 | 600Vac (Y/D) | 2 | 100% | 2 | 533251122 | XT4LQ3225AFF000XXX + SRFB6XT4FPX | XT4LQ3225BFF000XXX + SRFB6XT4FPX | XT4LQ3225EFF000XXX + SRFB3XT4FPX | XT4LQ3225FFF000XXX + SRFB3XT4FPX | XT4LQ3225GFF000XXX + SRFB3XT4FPX | XT4LQ3225PFF000XXX + SRFB3XT4FPX | XT4LQ3225QFF000XXX + SRFB3XT4FPX | XT4LQ3225TFF000XXX + SRFB3XT4FPX | XT4LQ3225UFF000XXX + SRFB3XT4FPX
SG | SGHH36AT0400 | 53 | SRPG400A225 | 32 | 225 | 19 | 35kA | 5 | Panelboard MRO | 1 | Distribution Protection | 1 | 480Vac (Y/D) | 1 | 80% | 1 | 533251111 | XT4SU3225AFF000XXX + SRFB6XT4FPX | XT4SU3225BFF000XXX + SRFB6XT4FPX | XT4SU3225EFF000XXX + SRFB3XT4FPX | XT4SU3225FFF000XXX + SRFB3XT4FPX | XT4SU3225GFF000XXX + SRFB3XT4FPX | XT4SU3225PFF000XXX + SRFB3XT4FPX | XT4SU3225QFF000XXX + SRFB3XT4FPX | XT4SU3225TFF000XXX + SRFB3XT4FPX | XT4SU3225UFF000XXX + SRFB3XT4FPX
SG | SGHH36AT0400 | 53 | SRPG400A225 | 32 | 225 | 19 | 35kA | 5 | Panelboard MRO | 1 | Distribution Protection | 1 | 600Vac (Y/D) | 2 | 80% | 1 | 533251121 | XT4LU3225AFF000XXX + SRFB6XT4FPX | XT4LU3225BFF000XXX + SRFB6XT4FPX | XT4LU3225EFF000XXX + SRFB3XT4FPX | XT4LU3225FFF000XXX + SRFB3XT4FPX | XT4LU3225GFF000XXX + SRFB3XT4FPX | XT4LU3225PFF000XXX + SRFB3XT4FPX | XT4LU3225QFF000XXX + SRFB3XT4FPX | XT4LU3225TFF000XXX + SRFB3XT4FPX | XT4LU3225UFF000XXX + SRFB3XT4FPX
SG | SGHH36AT0400 | 53 | SRPG400A225 | 32 | 225 | 19 | 35kA | 5 | Panelboard MRO | 1 | Distribution Protection | 1 | 480Vac (Y/D) | 1 | 100% | 2 | 533251112 | XT4SQ3225AFF000XXX + SRFB6XT4FPX | XT4SQ3225BFF000XXX + SRFB6XT4FPX | XT4SQ3225EFF000XXX + SRFB3XT4FPX | XT4SQ3225FFF000XXX + SRFB3XT4FPX | XT4SQ3225GFF000XXX + SRFB3XT4FPX | XT4SQ3225PFF000XXX + SRFB3XT4FPX | XT4SQ3225QFF000XXX + SRFB3XT4FPX | XT4SQ3225TFF000XXX + SRFB3XT4FPX | XT4SQ3225UFF000XXX + SRFB3XT4FPX
SG | SGHH36AT0400 | 53 | SRPG400A225 | 32 | 225 | 19 | 35kA | 5 | Panelboard MRO | 1 | Distribution Protection | 1 | 600Vac (Y/D) | 2 | 100% | 2 | 533251122 | XT4LQ3225AFF000XXX + SRFB6XT4FPX | XT4LQ3225BFF000XXX + SRFB6XT4FPX | XT4LQ3225EFF000XXX + SRFB3XT4FPX | XT4LQ3225FFF000XXX + SRFB3XT4FPX | XT4LQ3225GFF000XXX + SRFB3XT4FPX | XT4LQ3225PFF000XXX + SRFB3XT4FPX | XT4LQ3225QFF000XXX + SRFB3XT4FPX | XT4LQ3225TFF000XXX + SRFB3XT4FPX | XT4LQ3225UFF000XXX + SRFB3XT4FPX
SG | SGHH36AT0400 | 53 | SRPG400A250 | 33 | 250 | 20 | 35kA | 5 | Loose MCCB (OEM) | 2 | Distribution Protection | 1 | 480Vac (Y/D) | 1 | 80% | 1 | 533352111 | XT4SU3250AFF000XXX | XT4SU3250BFF000XXX | XT4SU3250EFF000XXX | XT4SU3250FFF000XXX | XT4SU3250GFF000XXX | XT4SU3250PFF000XXX | XT4SU3250QFF000XXX | XT4SU3250TFF000XXX | XT4SU3250UFF000XXX
SG | SGHH36AT0400 | 53 | SRPG400A250 | 33 | 250 | 20 | 35kA | 5 | Loose MCCB (OEM) | 2 | Distribution Protection | 1 | 600Vac (Y/D) | 2 | 80% | 1 | 533352121 | XT4LU3250AFF000XXX | XT4LU3250BFF000XXX | XT4LU3250EFF000XXX | XT4LU3250FFF000XXX | XT4LU3250GFF000XXX | XT4LU3250PFF000XXX | XT4LU3250QFF000XXX | XT4LU3250TFF000XXX | XT4LU3250UFF000XXX
SG | SGHH36AT0400 | 53 | SRPG400A250 | 33 | 250 | 20 | 35kA | 5 | Loose MCCB (OEM) | 2 | Distribution Protection | 1 | 480Vac (Y/D) | 1 | 100% | 2 | 533352112 | XT4SQ3250AFF000XXX | XT4SQ3250BFF000XXX | XT4SQ3250EFF000XXX | XT4SQ3250FFF000XXX | XT4SQ3250GFF000XXX | XT4SQ3250PFF000XXX | XT4SQ3250QFF000XXX | XT4SQ3250TFF000XXX | XT4SQ3250UFF000XXX
SG | SGHH36AT0400 | 53 | SRPG400A250 | 33 | 250 | 20 | 35kA | 5 | Loose MCCB (OEM) | 2 | Distribution Protection | 1 | 600Vac (Y/D) | 2 | 100% | 2 | 533352122 | XT4LQ3250AFF000XXX | XT4LQ3250BFF000XXX | XT4LQ3250EFF000XXX | XT4LQ3250FFF000XXX | XT4LQ3250GFF000XXX | XT4LQ3250PFF000XXX | XT4LQ3250QFF000XXX | XT4LQ3250TFF000XXX | XT4LQ3250UFF000XXX
SG | SGHH36AT0400 | 53 | SRPG400A250 | 33 | 250 | 20 | 35kA | 5 | Loose MCCB (OEM) | 2 | Distribution Protection | 1 | 480Vac (Y/D) | 1 | 80% | 1 | 533352111 | XT4SU3250AFF000XXX | XT4SU3250BFF000XXX | XT4SU3250EFF000XXX | XT4SU3250FFF000XXX | XT4SU3250GFF000XXX | XT4SU3250PFF000XXX | XT4SU3250QFF000XXX | XT4SU3250TFF000XXX | XT4SU3250UFF000XXX
SG | SGHH36AT0400 | 53 | SRPG400A250 | 33 | 250 | 20 | 35kA | 5 | Loose MCCB (OEM) | 2 | Distribution Protection | 1 | 600Vac (Y/D) | 2 | 80% | 1 | 533352121 | XT4LU3250AFF000XXX | XT4LU3250BFF000XXX | XT4LU3250EFF000XXX | XT4LU3250FFF000XXX | XT4LU3250GFF000XXX | XT4LU3250PFF000XXX | XT4LU3250QFF000XXX | XT4LU3250TFF000XXX | XT4LU3250UFF000XXX
SG | SGHH36AT0400 | 53 | SRPG400A250 | 33 | 250 | 20 | 35kA | 5 | Loose MCCB (OEM) | 2 | Distribution Protection | 1 | 480Vac (Y/D) | 1 | 100% | 2 | 533352112 | XT4SQ3250AFF000XXX | XT4SQ3250BFF000XXX | XT4SQ3250EFF000XXX | XT4SQ3250FFF000XXX | XT4SQ3250GFF000XXX | XT4SQ3250PFF000XXX | XT4SQ3250QFF000XXX | XT4SQ3250TFF000XXX | XT4SQ3250UFF000XXX
SG | SGHH36AT0400 | 53 | SRPG400A250 | 33 | 250 | 20 | 35kA | 5 | Loose MCCB (OEM) | 2 | Distribution Protection | 1 | 600Vac (Y/D) | 2 | 100% | 2 | 533352122 | XT4LQ3250AFF000XXX | XT4LQ3250BFF000XXX | XT4LQ3250EFF000XXX | XT4LQ3250FFF000XXX | XT4LQ3250GFF000XXX | XT4LQ3250PFF000XXX | XT4LQ3250QFF000XXX | XT4LQ3250TFF000XXX | XT4LQ3250UFF000XXX
SG | SGHH36AT0400 | 53 | SRPG400A250 | 33 | 250 | 20 | 35kA | 5 | Panelboard MRO | 1 | Distribution Protection | 1 | 480Vac (Y/D) | 1 | 80% | 1 | 533351111 | XT4SU3250AFF000XXX + SRFB6XT4FPX | XT4SU3250BFF000XXX + SRFB6XT4FPX | XT4SU3250EFF000XXX + SRFB3XT4FPX | XT4SU3250FFF000XXX + SRFB3XT4FPX | XT4SU3250GFF000XXX + SRFB3XT4FPX | XT4SU3250PFF000XXX + SRFB3XT4FPX | XT4SU3250QFF000XXX + SRFB3XT4FPX | XT4SU3250TFF000XXX + SRFB3XT4FPX | XT4SU3250UFF000XXX + SRFB3XT4FPX
SG | SGHH36AT0400 | 53 | SRPG400A250 | 33 | 250 | 20 | 35kA | 5 | Panelboard MRO | 1 | Distribution Protection | 1 | 600Vac (Y/D) | 2 | 80% | 1 | 533351121 | XT4LU3250AFF000XXX + SRFB6XT4FPX | XT4LU3250BFF000XXX + SRFB6XT4FPX | XT4LU3250EFF000XXX + SRFB3XT4FPX | XT4LU3250FFF000XXX + SRFB3XT4FPX | XT4LU3250GFF000XXX + SRFB3XT4FPX | XT4LU3250PFF000XXX + SRFB3XT4FPX | XT4LU3250QFF000XXX + SRFB3XT4FPX | XT4LU3250TFF000XXX + SRFB3XT4FPX | XT4LU3250UFF000XXX + SRFB3XT4FPX
SG | SGHH36AT0400 | 53 | SRPG400A250 | 33 | 250 | 20 | 35kA | 5 | Panelboard MRO | 1 | Distribution Protection | 1 | 480Vac (Y/D) | 1 | 100% | 2 | 533351112 | XT4SQ3250AFF000XXX + SRFB6XT4FPX | XT4SQ3250BFF000XXX + SRFB6XT4FPX | XT4SQ3250EFF000XXX + SRFB3XT4FPX | XT4SQ3250FFF000XXX + SRFB3XT4FPX | XT4SQ3250GFF000XXX + SRFB3XT4FPX | XT4SQ3250PFF000XXX + SRFB3XT4FPX | XT4SQ3250QFF000XXX + SRFB3XT4FPX | XT4SQ3250TFF000XXX + SRFB3XT4FPX | XT4SQ3250UFF000XXX + SRFB3XT4FPX
SG | SGHH36AT0400 | 53 | SRPG400A250 | 33 | 250 | 20 | 35kA | 5 | Panelboard MRO | 1 | Distribution Protection | 1 | 600Vac (Y/D) | 2 | 100% | 2 | 533351122 | XT4LQ3250AFF000XXX + SRFB6XT4FPX | XT4LQ3250BFF000XXX + SRFB6XT4FPX | XT4LQ3250EFF000XXX + SRFB3XT4FPX | XT4LQ3250FFF000XXX + SRFB3XT4FPX | XT4LQ3250GFF000XXX + SRFB3XT4FPX | XT4LQ3250PFF000XXX + SRFB3XT4FPX | XT4LQ3250QFF000XXX + SRFB3XT4FPX | XT4LQ3250TFF000XXX + SRFB3XT4FPX | XT4LQ3250UFF000XXX + SRFB3XT4FPX
SG | SGHH36AT0400 | 53 | SRPG400A250 | 33 | 250 | 20 | 35kA | 5 | Panelboard MRO | 1 | Distribution Protection | 1 | 480Vac (Y/D) | 1 | 80% | 1 | 533351111 | XT4SU3250AFF000XXX + SRFB6XT4FPX | XT4SU3250BFF000XXX + SRFB6XT4FPX | XT4SU3250EFF000XXX + SRFB3XT4FPX | XT4SU3250FFF000XXX + SRFB3XT4FPX | XT4SU3250GFF000XXX + SRFB3XT4FPX | XT4SU3250PFF000XXX + SRFB3XT4FPX | XT4SU3250QFF000XXX + SRFB3XT4FPX | XT4SU3250TFF000XXX + SRFB3XT4FPX | XT4SU3250UFF000XXX + SRFB3XT4FPX
SG | SGHH36AT0400 | 53 | SRPG400A250 | 33 | 250 | 20 | 35kA | 5 | Panelboard MRO | 1 | Distribution Protection | 1 | 600Vac (Y/D) | 2 | 80% | 1 | 533351121 | XT4LU3250AFF000XXX + SRFB6XT4FPX | XT4LU3250BFF000XXX + SRFB6XT4FPX | XT4LU3250EFF000XXX + SRFB3XT4FPX | XT4LU3250FFF000XXX + SRFB3XT4FPX | XT4LU3250GFF000XXX + SRFB3XT4FPX | XT4LU3250PFF000XXX + SRFB3XT4FPX | XT4LU3250QFF000XXX + SRFB3XT4FPX | XT4LU3250TFF000XXX + SRFB3XT4FPX | XT4LU3250UFF000XXX + SRFB3XT4FPX
SG | SGHH36AT0400 | 53 | SRPG400A250 | 33 | 250 | 20 | 35kA | 5 | Panelboard MRO | 1 | Distribution Protection | 1 | 480Vac (Y/D) | 1 | 100% | 2 | 533351112 | XT4SQ3250AFF000XXX + SRFB6XT4FPX | XT4SQ3250BFF000XXX + SRFB6XT4FPX | XT4SQ3250EFF000XXX + SRFB3XT4FPX | XT4SQ3250FFF000XXX + SRFB3XT4FPX | XT4SQ3250GFF000XXX + SRFB3XT4FPX | XT4SQ3250PFF000XXX + SRFB3XT4FPX | XT4SQ3250QFF000XXX + SRFB3XT4FPX | XT4SQ3250TFF000XXX + SRFB3XT4FPX | XT4SQ3250UFF000XXX + SRFB3XT4FPX
SG | SGHH36AT0400 | 53 | SRPG400A250 | 33 | 250 | 20 | 35kA | 5 | Panelboard MRO | 1 | Distribution Protection | 1 | 600Vac (Y/D) | 2 | 100% | 2 | 533351122 | XT4LQ3250AFF000XXX + SRFB6XT4FPX | XT4LQ3250BFF000XXX + SRFB6XT4FPX | XT4LQ3250EFF000XXX + SRFB3XT4FPX | XT4LQ3250FFF000XXX + SRFB3XT4FPX | XT4LQ3250GFF000XXX + SRFB3XT4FPX | XT4LQ3250PFF000XXX + SRFB3XT4FPX | XT4LQ3250QFF000XXX + SRFB3XT4FPX | XT4LQ3250TFF000XXX + SRFB3XT4FPX | XT4LQ3250UFF000XXX + SRFB3XT4FPX
SG | SGHH36AT0400 | 53 | SRPG400A300 | 34 | 300 | 21 | 35kA | 5 | Loose MCCB (OEM) | 2 | Distribution Protection | 1 | 480Vac (Y/D) | 1 | 80% | 1 | 533452111 | No Equivalent Cross Available Based on Selections | XT5NU330ABFF000XXX | XT5NU330AEFF000XXX | XT5NU330AFFF000XXX | XT5NU330AGFF000XXX | XT5NU330APFF000XXX | XT5NU330AQFF000XXX | XT5NU330ATFF000XXX | XT5NU330AUFF000XXX
SG | SGHH36AT0400 | 53 | SRPG400A300 | 34 | 300 | 21 | 35kA | 5 | Loose MCCB (OEM) | 2 | Distribution Protection | 1 | 600Vac (Y/D) | 2 | 80% | 1 | 533452121 | No Equivalent Cross Available Based on Selections | XT5HU330ABFF000XXX | XT5HU330AEFF000XXX | XT5HU330AFFF000XXX | XT5HU330AGFF000XXX | XT5HU330APFF000XXX | XT5HU330AQFF000XXX | XT5HU330ATFF000XXX | XT5HU330AUFF000XXX
SG | SGHH36AT0400 | 53 | SRPG400A300 | 34 | 300 | 21 | 35kA | 5 | Loose MCCB (OEM) | 2 | Distribution Protection | 1 | 480Vac (Y/D) | 1 | 100% | 2 | 533452112 | No Equivalent Cross Available Based on Selections | XT5NQ330ABFF000XXX | XT5NQ330AEFF000XXX | XT5NQ330AFFF000XXX | XT5NQ330AGFF000XXX | XT5NQ330APFF000XXX | XT5NQ330AQFF000XXX | XT5NQ330ATFF000XXX | XT5NQ330AUFF000XXX
SG | SGHH36AT0400 | 53 | SRPG400A300 | 34 | 300 | 21 | 35kA | 5 | Loose MCCB (OEM) | 2 | Distribution Protection | 1 | 600Vac (Y/D) | 2 | 100% | 2 | 533452122 | No Equivalent Cross Available Based on Selections | XT5HQ330ABFF000XXX | XT5HQ330AEFF000XXX | XT5HQ330AFFF000XXX | XT5HQ330AGFF000XXX | XT5HQ330APFF000XXX | XT5HQ330AQFF000XXX | XT5HQ330ATFF000XXX | XT5HQ330AUFF000XXX
SG | SGHH36AT0400 | 53 | SRPG400A300 | 34 | 300 | 21 | 35kA | 5 | Loose MCCB (OEM) | 2 | Distribution Protection | 1 | 480Vac (Y/D) | 1 | 80% | 1 | 533452111 | No Equivalent Cross Available Based on Selections | XT5NU330ABFF000XXX | XT5NU330AEFF000XXX | XT5NU330AFFF000XXX | XT5NU330AGFF000XXX | XT5NU330APFF000XXX | XT5NU330AQFF000XXX | XT5NU330ATFF000XXX | XT5NU330AUFF000XXX
SG | SGHH36AT0400 | 53 | SRPG400A300 | 34 | 300 | 21 | 35kA | 5 | Loose MCCB (OEM) | 2 | Distribution Protection | 1 | 600Vac (Y/D) | 2 | 80% | 1 | 533452121 | No Equivalent Cross Available Based on Selections | XT5HU330ABFF000XXX | XT5HU330AEFF000XXX | XT5HU330AFFF000XXX | XT5HU330AGFF000XXX | XT5HU330APFF000XXX | XT5HU330AQFF000XXX | XT5HU330ATFF000XXX | XT5HU330AUFF000XXX
SG | SGHH36AT0400 | 53 | SRPG400A300 | 34 | 300 | 21 | 35kA | 5 | Loose MCCB (OEM) | 2 | Distribution Protection | 1 | 480Vac (Y/D) | 1 | 100% | 2 | 533452112 | No Equivalent Cross Available Based on Selections | XT5NQ330ABFF000XXX | XT5NQ330AEFF000XXX | XT5NQ330AFFF000XXX | XT5NQ330AGFF000XXX | XT5NQ330APFF000XXX | XT5NQ330AQFF000XXX | XT5NQ330ATFF000XXX | XT5NQ330AUFF000XXX
SG | SGHH36AT0400 | 53 | SRPG400A300 | 34 | 300 | 21 | 35kA | 5 | Loose MCCB (OEM) | 2 | Distribution Protection | 1 | 600Vac (Y/D) | 2 | 100% | 2 | 533452122 | No Equivalent Cross Available Based on Selections | XT5HQ330ABFF000XXX | XT5HQ330AEFF000XXX | XT5HQ330AFFF000XXX | XT5HQ330AGFF000XXX | XT5HQ330APFF000XXX | XT5HQ330AQFF000XXX | XT5HQ330ATFF000XXX | XT5HQ330AUFF000XXX
SG | SGHH36AT0400 | 53 | SRPG400A300 | 34 | 300 | 21 | 35kA | 5 | Panelboard MRO | 1 | Distribution Protection | 1 | 480Vac (Y/D) | 1 | 80% | 1 | 533451111 | No Equivalent Cross Available Based on Selections | XT5NU330ABFF000XXX | XT5NU330AEFF000XXX + SRFB3XT5MFPX | XT5NU330AFFF000XXX + SRFB3XT5MFPX | XT5NU330AGFF000XXX + SRFB3XT5MFPX | XT5NU330APFF000XXX + SRFB3XT5MFPX | XT5NU330AQFF000XXX + SRFB3XT5MFPX | XT5NU330ATFF000XXX + SRFB3XT5MFPX | XT5NU330AUFF000XXX + SRFB3XT5MFPX
SG | SGHH36AT0400 | 53 | SRPG400A300 | 34 | 300 | 21 | 35kA | 5 | Panelboard MRO | 1 | Distribution Protection | 1 | 600Vac (Y/D) | 2 | 80% | 1 | 533451121 | No Equivalent Cross Available Based on Selections | XT5HU330ABFF000XXX | XT5HU330AEFF000XXX + SRFB3XT5MFPX | XT5HU330AFFF000XXX + SRFB3XT5MFPX | XT5HU330AGFF000XXX + SRFB3XT5MFPX | XT5HU330APFF000XXX + SRFB3XT5MFPX | XT5HU330AQFF000XXX + SRFB3XT5MFPX | XT5HU330ATFF000XXX + SRFB3XT5MFPX | XT5HU330AUFF000XXX + SRFB3XT5MFPX
SG | SGHH36AT0400 | 53 | SRPG400A300 | 34 | 300 | 21 | 35kA | 5 | Panelboard MRO | 1 | Distribution Protection | 1 | 480Vac (Y/D) | 1 | 100% | 2 | 533451112 | No Equivalent Cross Available Based on Selections | XT5NQ330ABFF000XXX | XT5NQ330AEFF000XXX + SRFB3XT5MFPX | XT5NQ330AFFF000XXX + SRFB3XT5MFPX | XT5NQ330AGFF000XXX + SRFB3XT5MFPX | XT5NQ330APFF000XXX + SRFB3XT5MFPX | XT5NQ330AQFF000XXX + SRFB3XT5MFPX | XT5NQ330ATFF000XXX + SRFB3XT5MFPX | XT5NQ330AUFF000XXX + SRFB3XT5MFPX
SG | SGHH36AT0400 | 53 | SRPG400A300 | 34 | 300 | 21 | 35kA | 5 | Panelboard MRO | 1 | Distribution Protection | 1 | 600Vac (Y/D) | 2 | 100% | 2 | 533451122 | No Equivalent Cross Available Based on Selections | XT5HQ330ABFF000XXX | XT5HQ330AEFF000XXX + SRFB3XT5MFPX | XT5HQ330AFFF000XXX + SRFB3XT5MFPX | XT5HQ330AGFF000XXX + SRFB3XT5MFPX | XT5HQ330APFF000XXX + SRFB3XT5MFPX | XT5HQ330AQFF000XXX + SRFB3XT5MFPX | XT5HQ330ATFF000XXX + SRFB3XT5MFPX | XT5HQ330AUFF000XXX + SRFB3XT5MFPX
SG | SGHH36AT0400 | 53 | SRPG400A300 | 34 | 300 | 21 | 35kA | 5 | Panelboard MRO | 1 | Distribution Protection | 1 | 480Vac (Y/D) | 1 | 80% | 1 | 533451111 | No Equivalent Cross Available Based on Selections | XT5NU330ABFF000XXX | XT5NU330AEFF000XXX + SRFB3XT5MFPX | XT5NU330AFFF000XXX + SRFB3XT5MFPX | XT5NU330AGFF000XXX + SRFB3XT5MFPX | XT5NU330APFF000XXX + SRFB3XT5MFPX | XT5NU330AQFF000XXX + SRFB3XT5MFPX | XT5NU330ATFF000XXX + SRFB3XT5MFPX | XT5NU330AUFF000XXX + SRFB3XT5MFPX
SG | SGHH36AT0400 | 53 | SRPG400A300 | 34 | 300 | 21 | 35kA | 5 | Panelboard MRO | 1 | Distribution Protection | 1 | 600Vac (Y/D) | 2 | 80% | 1 | 533451121 | No Equivalent Cross Available Based on Selections | XT5HU330ABFF000XXX | XT5HU330AEFF000XXX + SRFB3XT5MFPX | XT5HU330AFFF000XXX + SRFB3XT5MFPX | XT5HU330AGFF000XXX + SRFB3XT5MFPX | XT5HU330APFF000XXX + SRFB3XT5MFPX | XT5HU330AQFF000XXX + SRFB3XT5MFPX | XT5HU330ATFF000XXX + SRFB3XT5MFPX | XT5HU330AUFF000XXX + SRFB3XT5MFPX
SG | SGHH36AT0400 | 53 | SRPG400A300 | 34 | 300 | 21 | 35kA | 5 | Panelboard MRO | 1 | Distribution Protection | 1 | 480Vac (Y/D) | 1 | 100% | 2 | 533451112 | No Equivalent Cross Available Based on Selections | XT5NQ330ABFF000XXX | XT5NQ330AEFF000XXX + SRFB3XT5MFPX | XT5NQ330AFFF000XXX + SRFB3XT5MFPX | XT5NQ330AGFF000XXX + SRFB3XT5MFPX | XT5NQ330APFF000XXX + SRFB3XT5MFPX | XT5NQ330AQFF000XXX + SRFB3XT5MFPX | XT5NQ330ATFF000XXX + SRFB3XT5MFPX | XT5NQ330AUFF000XXX + SRFB3XT5MFPX
SG | SGHH36AT0400 | 53 | SRPG400A300 | 34 | 300 | 21 | 35kA | 5 | Panelboard MRO | 1 | Distribution Protection | 1 | 600Vac (Y/D) | 2 | 100% | 2 | 533451122 | No Equivalent Cross Available Based on Selections | XT5HQ330ABFF000XXX | XT5HQ330AEFF000XXX + SRFB3XT5MFPX | XT5HQ330AFFF000XXX + SRFB3XT5MFPX | XT5HQ330AGFF000XXX + SRFB3XT5MFPX | XT5HQ330APFF000XXX + SRFB3XT5MFPX | XT5HQ330AQFF000XXX + SRFB3XT5MFPX | XT5HQ330ATFF000XXX + SRFB3XT5MFPX | XT5HQ330AUFF000XXX + SRFB3XT5MFPX
SG | SGHH36AT0400 | 53 | SRPG400A350 | 35 | 350 | 22 | 35kA | 5 | Loose MCCB (OEM) | 2 | Distribution Protection | 1 | 480Vac (Y/D) | 1 | 80% | 1 | 533552111 | No Equivalent Cross Available Based on Selections | XT5NU340ABFF000XXX | XT5NU340AEFF000XXX | XT5NU340AFFF000XXX | XT5NU340AGFF000XXX | XT5NU340APFF000XXX | XT5NU340AQFF000XXX | XT5NU340ATFF000XXX | XT5NU340AUFF000XXX
SG | SGHH36AT0400 | 53 | SRPG400A350 | 35 | 350 | 22 | 35kA | 5 | Loose MCCB (OEM) | 2 | Distribution Protection | 1 | 600Vac (Y/D) | 2 | 80% | 1 | 533552121 | No Equivalent Cross Available Based on Selections | XT5HU340ABFF000XXX | XT5HU340AEFF000XXX | XT5HU340AFFF000XXX | XT5HU340AGFF000XXX | XT5HU340APFF000XXX | XT5HU340AQFF000XXX | XT5HU340ATFF000XXX | XT5HU340AUFF000XXX
SG | SGHH36AT0400 | 53 | SRPG400A350 | 35 | 350 | 22 | 35kA | 5 | Loose MCCB (OEM) | 2 | Distribution Protection | 1 | 480Vac (Y/D) | 1 | 100% | 2 | 533552112 | No Equivalent Cross Available Based on Selections | XT5NQ340ABFF000XXX | XT5NQ340AEFF000XXX | XT5NQ340AFFF000XXX | XT5NQ340AGFF000XXX | XT5NQ340APFF000XXX | XT5NQ340AQFF000XXX | XT5NQ340ATFF000XXX | XT5NQ340AUFF000XXX
SG | SGHH36AT0400 | 53 | SRPG400A350 | 35 | 350 | 22 | 35kA | 5 | Loose MCCB (OEM) | 2 | Distribution Protection | 1 | 600Vac (Y/D) | 2 | 100% | 2 | 533552122 | No Equivalent Cross Available Based on Selections | XT5HQ340ABFF000XXX | XT5HQ340AEFF000XXX | XT5HQ340AFFF000XXX | XT5HQ340AGFF000XXX | XT5HQ340APFF000XXX | XT5HQ340AQFF000XXX | XT5HQ340ATFF000XXX | XT5HQ340AUFF000XXX
SG | SGHH36AT0400 | 53 | SRPG400A350 | 35 | 350 | 22 | 35kA | 5 | Loose MCCB (OEM) | 2 | Distribution Protection | 1 | 480Vac (Y/D) | 1 | 80% | 1 | 533552111 | No Equivalent Cross Available Based on Selections | XT5NU340ABFF000XXX | XT5NU340AEFF000XXX | XT5NU340AFFF000XXX | XT5NU340AGFF000XXX | XT5NU340APFF000XXX | XT5NU340AQFF000XXX | XT5NU340ATFF000XXX | XT5NU340AUFF000XXX
SG | SGHH36AT0400 | 53 | SRPG400A350 | 35 | 350 | 22 | 35kA | 5 | Loose MCCB (OEM) | 2 | Distribution Protection | 1 | 600Vac (Y/D) | 2 | 80% | 1 | 533552121 | No Equivalent Cross Available Based on Selections | XT5HU340ABFF000XXX | XT5HU340AEFF000XXX | XT5HU340AFFF000XXX | XT5HU340AGFF000XXX | XT5HU340APFF000XXX | XT5HU340AQFF000XXX | XT5HU340ATFF000XXX | XT5HU340AUFF000XXX
SG | SGHH36AT0400 | 53 | SRPG400A350 | 35 | 350 | 22 | 35kA | 5 | Loose MCCB (OEM) | 2 | Distribution Protection | 1 | 480Vac (Y/D) | 1 | 100% | 2 | 533552112 | No Equivalent Cross Available Based on Selections | XT5NQ340ABFF000XXX | XT5NQ340AEFF000XXX | XT5NQ340AFFF000XXX | XT5NQ340AGFF000XXX | XT5NQ340APFF000XXX | XT5NQ340AQFF000XXX | XT5NQ340ATFF000XXX | XT5NQ340AUFF000XXX
SG | SGHH36AT0400 | 53 | SRPG400A350 | 35 | 350 | 22 | 35kA | 5 | Loose MCCB (OEM) | 2 | Distribution Protection | 1 | 600Vac (Y/D) | 2 | 100% | 2 | 533552122 | No Equivalent Cross Available Based on Selections | XT5HQ340ABFF000XXX | XT5HQ340AEFF000XXX | XT5HQ340AFFF000XXX | XT5HQ340AGFF000XXX | XT5HQ340APFF000XXX | XT5HQ340AQFF000XXX | XT5HQ340ATFF000XXX | XT5HQ340AUFF000XXX
SG | SGHH36AT0400 | 53 | SRPG400A350 | 35 | 350 | 22 | 35kA | 5 | Panelboard MRO | 1 | Distribution Protection | 1 | 480Vac (Y/D) | 1 | 80% | 1 | 533551111 | No Equivalent Cross Available Based on Selections | XT5NU340ABFF000XXX | XT5NU340AEFF000XXX + SRFB3XT5MFPX | XT5NU340AFFF000XXX + SRFB3XT5MFPX | XT5NU340AGFF000XXX + SRFB3XT5MFPX | XT5NU340APFF000XXX + SRFB3XT5MFPX | XT5NU340AQFF000XXX + SRFB3XT5MFPX | XT5NU340ATFF000XXX + SRFB3XT5MFPX | XT5NU340AUFF000XXX + SRFB3XT5MFPX
SG | SGHH36AT0400 | 53 | SRPG400A350 | 35 | 350 | 22 | 35kA | 5 | Panelboard MRO | 1 | Distribution Protection | 1 | 600Vac (Y/D) | 2 | 80% | 1 | 533551121 | No Equivalent Cross Available Based on Selections | XT5HU340ABFF000XXX | XT5HU340AEFF000XXX + SRFB3XT5MFPX | XT5HU340AFFF000XXX + SRFB3XT5MFPX | XT5HU340AGFF000XXX + SRFB3XT5MFPX | XT5HU340APFF000XXX + SRFB3XT5MFPX | XT5HU340AQFF000XXX + SRFB3XT5MFPX | XT5HU340ATFF000XXX + SRFB3XT5MFPX | XT5HU340AUFF000XXX + SRFB3XT5MFPX
SG | SGHH36AT0400 | 53 | SRPG400A350 | 35 | 350 | 22 | 35kA | 5 | Panelboard MRO | 1 | Distribution Protection | 1 | 480Vac (Y/D) | 1 | 100% | 2 | 533551112 | No Equivalent Cross Available Based on Selections | XT5NQ340ABFF000XXX | XT5NQ340AEFF000XXX + SRFB3XT5MFPX | XT5NQ340AFFF000XXX + SRFB3XT5MFPX | XT5NQ340AGFF000XXX + SRFB3XT5MFPX | XT5NQ340APFF000XXX + SRFB3XT5MFPX | XT5NQ340AQFF000XXX + SRFB3XT5MFPX | XT5NQ340ATFF000XXX + SRFB3XT5MFPX | XT5NQ340AUFF000XXX + SRFB3XT5MFPX
SG | SGHH36AT0400 | 53 | SRPG400A350 | 35 | 350 | 22 | 35kA | 5 | Panelboard MRO | 1 | Distribution Protection | 1 | 600Vac (Y/D) | 2 | 100% | 2 | 533551122 | No Equivalent Cross Available Based on Selections | XT5HQ340ABFF000XXX | XT5HQ340AEFF000XXX + SRFB3XT5MFPX | XT5HQ340AFFF000XXX + SRFB3XT5MFPX | XT5HQ340AGFF000XXX + SRFB3XT5MFPX | XT5HQ340APFF000XXX + SRFB3XT5MFPX | XT5HQ340AQFF000XXX + SRFB3XT5MFPX | XT5HQ340ATFF000XXX + SRFB3XT5MFPX | XT5HQ340AUFF000XXX + SRFB3XT5MFPX
SG | SGHH36AT0400 | 53 | SRPG400A350 | 35 | 350 | 22 | 35kA | 5 | Panelboard MRO | 1 | Distribution Protection | 1 | 480Vac (Y/D) | 1 | 80% | 1 | 533551111 | No Equivalent Cross Available Based on Selections | XT5NU340ABFF000XXX | XT5NU340AEFF000XXX + SRFB3XT5MFPX | XT5NU340AFFF000XXX + SRFB3XT5MFPX | XT5NU340AGFF000XXX + SRFB3XT5MFPX | XT5NU340APFF000XXX + SRFB3XT5MFPX | XT5NU340AQFF000XXX + SRFB3XT5MFPX | XT5NU340ATFF000XXX + SRFB3XT5MFPX | XT5NU340AUFF000XXX + SRFB3XT5MFPX
SG | SGHH36AT0400 | 53 | SRPG400A350 | 35 | 350 | 22 | 35kA | 5 | Panelboard MRO | 1 | Distribution Protection | 1 | 600Vac (Y/D) | 2 | 80% | 1 | 533551121 | No Equivalent Cross Available Based on Selections | XT5HU340ABFF000XXX | XT5HU340AEFF000XXX + SRFB3XT5MFPX | XT5HU340AFFF000XXX + SRFB3XT5MFPX | XT5HU340AGFF000XXX + SRFB3XT5MFPX | XT5HU340APFF000XXX + SRFB3XT5MFPX | XT5HU340AQFF000XXX + SRFB3XT5MFPX | XT5HU340ATFF000XXX + SRFB3XT5MFPX | XT5HU340AUFF000XXX + SRFB3XT5MFPX
SG | SGHH36AT0400 | 53 | SRPG400A350 | 35 | 350 | 22 | 35kA | 5 | Panelboard MRO | 1 | Distribution Protection | 1 | 480Vac (Y/D) | 1 | 100% | 2 | 533551112 | No Equivalent Cross Available Based on Selections | XT5NQ340ABFF000XXX | XT5NQ340AEFF000XXX + SRFB3XT5MFPX | XT5NQ340AFFF000XXX + SRFB3XT5MFPX | XT5NQ340AGFF000XXX + SRFB3XT5MFPX | XT5NQ340APFF000XXX + SRFB3XT5MFPX | XT5NQ340AQFF000XXX + SRFB3XT5MFPX | XT5NQ340ATFF000XXX + SRFB3XT5MFPX | XT5NQ340AUFF000XXX + SRFB3XT5MFPX
SG | SGHH36AT0400 | 53 | SRPG400A350 | 35 | 350 | 22 | 35kA | 5 | Panelboard MRO | 1 | Distribution Protection | 1 | 600Vac (Y/D) | 2 | 100% | 2 | 533551122 | No Equivalent Cross Available Based on Selections | XT5HQ340ABFF000XXX | XT5HQ340AEFF000XXX + SRFB3XT5MFPX | XT5HQ340AFFF000XXX + SRFB3XT5MFPX | XT5HQ340AGFF000XXX + SRFB3XT5MFPX | XT5HQ340APFF000XXX + SRFB3XT5MFPX | XT5HQ340AQFF000XXX + SRFB3XT5MFPX | XT5HQ340ATFF000XXX + SRFB3XT5MFPX | XT5HQ340AUFF000XXX + SRFB3XT5MFPX
SG | SGHH36AT0400 | 53 | SRPG400A400 | 36 | 400 | 23 | 35kA | 5 | Loose MCCB (OEM) | 2 | Distribution Protection | 1 | 480Vac (Y/D) | 1 | 80% | 1 | 533652111 | No Equivalent Cross Available Based on Selections | XT5NU340ABFF000XXX | XT5NU340AEFF000XXX | XT5NU340AFFF000XXX | XT5NU340AGFF000XXX | XT5NU340APFF000XXX | XT5NU340AQFF000XXX | XT5NU340ATFF000XXX | XT5NU340AUFF000XXX
SG | SGHH36AT0400 | 53 | SRPG400A400 | 36 | 400 | 23 | 35kA | 5 | Loose MCCB (OEM) | 2 | Distribution Protection | 1 | 600Vac (Y/D) | 2 | 80% | 1 | 533652121 | No Equivalent Cross Available Based on Selections | XT5HU340ABFF000XXX | XT5HU340AEFF000XXX | XT5HU340AFFF000XXX | XT5HU340AGFF000XXX | XT5HU340APFF000XXX | XT5HU340AQFF000XXX | XT5HU340ATFF000XXX | XT5HU340AUFF000XXX
SG | SGHH36AT0400 | 53 | SRPG400A400 | 36 | 400 | 23 | 35kA | 5 | Loose MCCB (OEM) | 2 | Distribution Protection | 1 | 480Vac (Y/D) | 1 | 100% | 2 | 533652112 | No Equivalent Cross Available Based on Selections | XT5NQ340ABFF000XXX | XT5NQ340AEFF000XXX | XT5NQ340AFFF000XXX | XT5NQ340AGFF000XXX | XT5NQ340APFF000XXX | XT5NQ340AQFF000XXX | XT5NQ340ATFF000XXX | XT5NQ340AUFF000XXX
SG | SGHH36AT0400 | 53 | SRPG400A400 | 36 | 400 | 23 | 35kA | 5 | Loose MCCB (OEM) | 2 | Distribution Protection | 1 | 600Vac (Y/D) | 2 | 100% | 2 | 533652122 | No Equivalent Cross Available Based on Selections | XT5HQ340ABFF000XXX | XT5HQ340AEFF000XXX | XT5HQ340AFFF000XXX | XT5HQ340AGFF000XXX | XT5HQ340APFF000XXX | XT5HQ340AQFF000XXX | XT5HQ340ATFF000XXX | XT5HQ340AUFF000XXX
SG | SGHH36AT0400 | 53 | SRPG400A400 | 36 | 400 | 23 | 35kA | 5 | Loose MCCB (OEM) | 2 | Distribution Protection | 1 | 480Vac (Y/D) | 1 | 80% | 1 | 533652111 | No Equivalent Cross Available Based on Selections | XT5NU340ABFF000XXX | XT5NU340AEFF000XXX | XT5NU340AFFF000XXX | XT5NU340AGFF000XXX | XT5NU340APFF000XXX | XT5NU340AQFF000XXX | XT5NU340ATFF000XXX | XT5NU340AUFF000XXX
SG | SGHH36AT0400 | 53 | SRPG400A400 | 36 | 400 | 23 | 35kA | 5 | Loose MCCB (OEM) | 2 | Distribution Protection | 1 | 600Vac (Y/D) | 2 | 80% | 1 | 533652121 | No Equivalent Cross Available Based on Selections | XT5HU340ABFF000XXX | XT5HU340AEFF000XXX | XT5HU340AFFF000XXX | XT5HU340AGFF000XXX | XT5HU340APFF000XXX | XT5HU340AQFF000XXX | XT5HU340ATFF000XXX | XT5HU340AUFF000XXX
SG | SGHH36AT0400 | 53 | SRPG400A400 | 36 | 400 | 23 | 35kA | 5 | Loose MCCB (OEM) | 2 | Distribution Protection | 1 | 480Vac (Y/D) | 1 | 100% | 2 | 533652112 | No Equivalent Cross Available Based on Selections | XT5NQ340ABFF000XXX | XT5NQ340AEFF000XXX | XT5NQ340AFFF000XXX | XT5NQ340AGFF000XXX | XT5NQ340APFF000XXX | XT5NQ340AQFF000XXX | XT5NQ340ATFF000XXX | XT5NQ340AUFF000XXX
SG | SGHH36AT0400 | 53 | SRPG400A400 | 36 | 400 | 23 | 35kA | 5 | Loose MCCB (OEM) | 2 | Distribution Protection | 1 | 600Vac (Y/D) | 2 | 100% | 2 | 533652122 | No Equivalent Cross Available Based on Selections | XT5HQ340ABFF000XXX | XT5HQ340AEFF000XXX | XT5HQ340AFFF000XXX | XT5HQ340AGFF000XXX | XT5HQ340APFF000XXX | XT5HQ340AQFF000XXX | XT5HQ340ATFF000XXX | XT5HQ340AUFF000XXX
SG | SGHH36AT0400 | 53 | SRPG400A400 | 36 | 400 | 23 | 35kA | 5 | Panelboard MRO | 1 | Distribution Protection | 1 | 480Vac (Y/D) | 1 | 80% | 1 | 533651111 | No Equivalent Cross Available Based on Selections | XT5NU340ABFF000XXX | XT5NU340AEFF000XXX + SRFB3XT5MFPX | XT5NU340AFFF000XXX + SRFB3XT5MFPX | XT5NU340AGFF000XXX + SRFB3XT5MFPX | XT5NU340APFF000XXX + SRFB3XT5MFPX | XT5NU340AQFF000XXX + SRFB3XT5MFPX | XT5NU340ATFF000XXX + SRFB3XT5MFPX | XT5NU340AUFF000XXX + SRFB3XT5MFPX
SG | SGHH36AT0400 | 53 | SRPG400A400 | 36 | 400 | 23 | 35kA | 5 | Panelboard MRO | 1 | Distribution Protection | 1 | 600Vac (Y/D) | 2 | 80% | 1 | 533651121 | No Equivalent Cross Available Based on Selections | XT5HU340ABFF000XXX | XT5HU340AEFF000XXX + SRFB3XT5MFPX | XT5HU340AFFF000XXX + SRFB3XT5MFPX | XT5HU340AGFF000XXX + SRFB3XT5MFPX | XT5HU340APFF000XXX + SRFB3XT5MFPX | XT5HU340AQFF000XXX + SRFB3XT5MFPX | XT5HU340ATFF000XXX + SRFB3XT5MFPX | XT5HU340AUFF000XXX + SRFB3XT5MFPX
SG | SGHH36AT0400 | 53 | SRPG400A400 | 36 | 400 | 23 | 35kA | 5 | Panelboard MRO | 1 | Distribution Protection | 1 | 480Vac (Y/D) | 1 | 100% | 2 | 533651112 | No Equivalent Cross Available Based on Selections | XT5NQ340ABFF000XXX | XT5NQ340AEFF000XXX + SRFB3XT5MFPX | XT5NQ340AFFF000XXX + SRFB3XT5MFPX | XT5NQ340AGFF000XXX + SRFB3XT5MFPX | XT5NQ340APFF000XXX + SRFB3XT5MFPX | XT5NQ340AQFF000XXX + SRFB3XT5MFPX | XT5NQ340ATFF000XXX + SRFB3XT5MFPX | XT5NQ340AUFF000XXX + SRFB3XT5MFPX
SG | SGHH36AT0400 | 53 | SRPG400A400 | 36 | 400 | 23 | 35kA | 5 | Panelboard MRO | 1 | Distribution Protection | 1 | 600Vac (Y/D) | 2 | 100% | 2 | 533651122 | No Equivalent Cross Available Based on Selections | XT5HQ340ABFF000XXX | XT5HQ340AEFF000XXX + SRFB3XT5MFPX | XT5HQ340AFFF000XXX + SRFB3XT5MFPX | XT5HQ340AGFF000XXX + SRFB3XT5MFPX | XT5HQ340APFF000XXX + SRFB3XT5MFPX | XT5HQ340AQFF000XXX + SRFB3XT5MFPX | XT5HQ340ATFF000XXX + SRFB3XT5MFPX | XT5HQ340AUFF000XXX + SRFB3XT5MFPX
SG | SGHH36AT0400 | 53 | SRPG400A400 | 36 | 400 | 23 | 35kA | 5 | Panelboard MRO | 1 | Distribution Protection | 1 | 480Vac (Y/D) | 1 | 80% | 1 | 533651111 | No Equivalent Cross Available Based on Selections | XT5NU340ABFF000XXX | XT5NU340AEFF000XXX + SRFB3XT5MFPX | XT5NU340AFFF000XXX + SRFB3XT5MFPX | XT5NU340AGFF000XXX + SRFB3XT5MFPX | XT5NU340APFF000XXX + SRFB3XT5MFPX | XT5NU340AQFF000XXX + SRFB3XT5MFPX | XT5NU340ATFF000XXX + SRFB3XT5MFPX | XT5NU340AUFF000XXX + SRFB3XT5MFPX
SG | SGHH36AT0400 | 53 | SRPG400A400 | 36 | 400 | 23 | 35kA | 5 | Panelboard MRO | 1 | Distribution Protection | 1 | 600Vac (Y/D) | 2 | 80% | 1 | 533651121 | No Equivalent Cross Available Based on Selections | XT5HU340ABFF000XXX | XT5HU340AEFF000XXX + SRFB3XT5MFPX | XT5HU340AFFF000XXX + SRFB3XT5MFPX | XT5HU340AGFF000XXX + SRFB3XT5MFPX | XT5HU340APFF000XXX + SRFB3XT5MFPX | XT5HU340AQFF000XXX + SRFB3XT5MFPX | XT5HU340ATFF000XXX + SRFB3XT5MFPX | XT5HU340AUFF000XXX + SRFB3XT5MFPX
SG | SGHH36AT0400 | 53 | SRPG400A400 | 36 | 400 | 23 | 35kA | 5 | Panelboard MRO | 1 | Distribution Protection | 1 | 480Vac (Y/D) | 1 | 100% | 2 | 533651112 | No Equivalent Cross Available Based on Selections | XT5NQ340ABFF000XXX | XT5NQ340AEFF000XXX + SRFB3XT5MFPX | XT5NQ340AFFF000XXX + SRFB3XT5MFPX | XT5NQ340AGFF000XXX + SRFB3XT5MFPX | XT5NQ340APFF000XXX + SRFB3XT5MFPX | XT5NQ340AQFF000XXX + SRFB3XT5MFPX | XT5NQ340ATFF000XXX + SRFB3XT5MFPX | XT5NQ340AUFF000XXX + SRFB3XT5MFPX
SG | SGHH36AT0400 | 53 | SRPG400A400 | 36 | 400 | 23 | 35kA | 5 | Panelboard MRO | 1 | Distribution Protection | 1 | 600Vac (Y/D) | 2 | 100% | 2 | 533651122 | No Equivalent Cross Available Based on Selections | XT5HQ340ABFF000XXX | XT5HQ340AEFF000XXX + SRFB3XT5MFPX | XT5HQ340AFFF000XXX + SRFB3XT5MFPX | XT5HQ340AGFF000XXX + SRFB3XT5MFPX | XT5HQ340APFF000XXX + SRFB3XT5MFPX | XT5HQ340AQFF000XXX + SRFB3XT5MFPX | XT5HQ340ATFF000XXX + SRFB3XT5MFPX | XT5HQ340AUFF000XXX + SRFB3XT5MFPX
SG | SGLL36AT0400 | 54 | SRPG400A125 | 28 | 125 | 15 | 50kA | 6 | Loose MCCB (OEM) | 2 | Distribution Protection | 1 | 480Vac (Y/D) | 1 | 100% | 2 | 542862112 | XT4HQ3125AFF000XXX | XT4HQ3125BFF000XXX | XT4HQ3150EFF000XXX | XT4HQ3150FFF000XXX | XT4HQ3150GFF000XXX | XT4HQ3150PFF000XXX | XT4HQ3150QFF000XXX | XT4HQ3150TFF000XXX | XT4HQ3150UFF000XXX
SG | SGLL36AT0400 | 54 | SRPG400A125 | 28 | 125 | 15 | 50kA | 6 | Loose MCCB (OEM) | 2 | Distribution Protection | 1 | 600Vac (Y/D) | 2 | 100% | 2 | 542862122 | XT4LQ3125AFF000XXX | XT4LQ3125BFF000XXX | XT4LQ3150EFF000XXX | XT4LQ3150FFF000XXX | XT4LQ3150GFF000XXX | XT4LQ3150PFF000XXX | XT4LQ3150QFF000XXX | XT4LQ3150TFF000XXX | XT4LQ3150UFF000XXX
SG | SGLL36AT0400 | 54 | SRPG400A125 | 28 | 125 | 15 | 50kA | 6 | Loose MCCB (OEM) | 2 | Distribution Protection | 1 | 480Vac (Y/D) | 1 | 80% | 1 | 542862111 | XT1HU3125AFF000XXX | XT2HU3125BFF000XXX | XT2HU3125EFF000XXX | XT2HU3125FFF000XXX | XT2HU3125GFF000XXX | XT2HU3125PFF000XXX | XT2HU3125QFF000XXX | XT2HU3125TFF000XXX | XT2HU3125UFF000XXX
SG | SGLL36AT0400 | 54 | SRPG400A125 | 28 | 125 | 15 | 50kA | 6 | Loose MCCB (OEM) | 2 | Distribution Protection | 1 | 600Vac (Y/D) | 2 | 80% | 1 | 542862121 | XT4LU3125AFF000XXX | XT4LU3125BFF000XXX | XT4LU3150EFF000XXX | XT4LU3150FFF000XXX | XT4LU3150GFF000XXX | XT4LU3150PFF000XXX | XT4LU3150QFF000XXX | XT4LU3150TFF000XXX | XT4LU3150UFF000XXX
SG | SGLL36AT0400 | 54 | SRPG400A125 | 28 | 125 | 15 | 50kA | 6 | Panelboard MRO | 1 | Distribution Protection | 1 | 480Vac (Y/D) | 1 | 100% | 2 | 542861112 | XT4HQ3125AFF000XXX + SRFB6XT4FPX | XT4HQ3125BFF000XXX + SRFB6XT4FPX | XT4HQ3150EFF000XXX + SRFB3XT4FPX | XT4HQ3150FFF000XXX + SRFB3XT4FPX | XT4HQ3150GFF000XXX + SRFB3XT4FPX | XT4HQ3150PFF000XXX + SRFB3XT4FPX | XT4HQ3150QFF000XXX + SRFB3XT4FPX | XT4HQ3150TFF000XXX + SRFB3XT4FPX | XT4HQ3150UFF000XXX + SRFB3XT4FPX
SG | SGLL36AT0400 | 54 | SRPG400A125 | 28 | 125 | 15 | 50kA | 6 | Panelboard MRO | 1 | Distribution Protection | 1 | 600Vac (Y/D) | 2 | 100% | 2 | 542861122 | XT4LQ3125AFF000XXX + SRFB6XT4FPX | XT4LQ3125BFF000XXX + SRFB6XT4FPX | XT4LQ3150EFF000XXX + SRFB3XT4FPX | XT4LQ3150FFF000XXX + SRFB3XT4FPX | XT4LQ3150GFF000XXX + SRFB3XT4FPX | XT4LQ3150PFF000XXX + SRFB3XT4FPX | XT4LQ3150QFF000XXX + SRFB3XT4FPX | XT4LQ3150TFF000XXX + SRFB3XT4FPX | XT4LQ3150UFF000XXX + SRFB3XT4FPX
SG | SGLL36AT0400 | 54 | SRPG400A125 | 28 | 125 | 15 | 50kA | 6 | Panelboard MRO | 1 | Distribution Protection | 1 | 480Vac (Y/D) | 1 | 80% | 1 | 542861111 | XT1HU3125AFF000XXX + SRFB6XT1FPX | XT4HU3125BFF000XXX + SRFB6XT4FPX | XT4HU3150EFF000XXX + SRFB3XT4FPX | XT4HU3150FFF000XXX + SRFB3XT4FPX | XT4HU3150GFF000XXX + SRFB3XT4FPX | XT4HU3150PFF000XXX + SRFB3XT4FPX | XT4HU3150QFF000XXX + SRFB3XT4FPX | XT4HU3150TFF000XXX + SRFB3XT4FPX | XT4HU3150UFF000XXX + SRFB3XT4FPX
SG | SGLL36AT0400 | 54 | SRPG400A125 | 28 | 125 | 15 | 50kA | 6 | Panelboard MRO | 1 | Distribution Protection | 1 | 600Vac (Y/D) | 2 | 80% | 1 | 542861121 | XT4LU3125AFF000XXX + SRFB6XT4FPX | XT4LU3125BFF000XXX + SRFB6XT4FPX | XT4LU3150EFF000XXX + SRFB3XT4FPX | XT4LU3150FFF000XXX + SRFB3XT4FPX | XT4LU3150GFF000XXX + SRFB3XT4FPX | XT4LU3150PFF000XXX + SRFB3XT4FPX | XT4LU3150QFF000XXX + SRFB3XT4FPX | XT4LU3150TFF000XXX + SRFB3XT4FPX | XT4LU3150UFF000XXX + SRFB3XT4FPX
SG | SGLL36AT0400 | 54 | SRPG400A125 | 28 | 125 | 15 | 65kA | 7 | Loose MCCB (OEM) | 2 | Distribution Protection | 1 | 480Vac (Y/D) | 1 | 100% | 2 | 542872112 | XT4HQ3125AFF000XXX | XT4HQ3125BFF000XXX | XT4HQ3150EFF000XXX | XT4HQ3150FFF000XXX | XT4HQ3150GFF000XXX | XT4HQ3150PFF000XXX | XT4HQ3150QFF000XXX | XT4HQ3150TFF000XXX | XT4HQ3150UFF000XXX
SG | SGLL36AT0400 | 54 | SRPG400A125 | 28 | 125 | 15 | 65kA | 7 | Loose MCCB (OEM) | 2 | Distribution Protection | 1 | 600Vac (Y/D) | 2 | 100% | 2 | 542872122 | XT4VQ3125AFF000XXX | XT4VQ3125BFF000XXX | XT4VQ3150EFF000XXX | XT4VQ3150FFF000XXX | XT4VQ3150GFF000XXX | XT4VQ3150PFF000XXX | XT4VQ3150QFF000XXX | XT4VQ3150TFF000XXX | XT4VQ3150UFF000XXX
SG | SGLL36AT0400 | 54 | SRPG400A125 | 28 | 125 | 15 | 65kA | 7 | Loose MCCB (OEM) | 2 | Distribution Protection | 1 | 480Vac (Y/D) | 1 | 80% | 1 | 542872111 | XT1HU3125AFF000XXX | XT2HU3125BFF000XXX | XT2HU3125EFF000XXX | XT2HU3125FFF000XXX | XT2HU3125GFF000XXX | XT2HU3125PFF000XXX | XT2HU3125QFF000XXX | XT2HU3125TFF000XXX | XT2HU3125UFF000XXX
SG | SGLL36AT0400 | 54 | SRPG400A125 | 28 | 125 | 15 | 65kA | 7 | Loose MCCB (OEM) | 2 | Distribution Protection | 1 | 600Vac (Y/D) | 2 | 80% | 1 | 542872121 | XT4VU3125AFF000XXX | XT4VU3125BFF000XXX | XT4VU3150EFF000XXX | XT4VU3150FFF000XXX | XT4VU3150GFF000XXX | XT4VU3150PFF000XXX | XT4VU3150QFF000XXX | XT4VU3150TFF000XXX | XT4VU3150UFF000XXX
SG | SGLL36AT0400 | 54 | SRPG400A125 | 28 | 125 | 15 | 65kA | 7 | Panelboard MRO | 1 | Distribution Protection | 1 | 480Vac (Y/D) | 1 | 100% | 2 | 542871112 | XT4HQ3125AFF000XXX + SRFB6XT4FPX | XT4HQ3125BFF000XXX + SRFB6XT4FPX | XT4HQ3150EFF000XXX + SRFB3XT4FPX | XT4HQ3150FFF000XXX + SRFB3XT4FPX | XT4HQ3150GFF000XXX + SRFB3XT4FPX | XT4HQ3150PFF000XXX + SRFB3XT4FPX | XT4HQ3150QFF000XXX + SRFB3XT4FPX | XT4HQ3150TFF000XXX + SRFB3XT4FPX | XT4HQ3150UFF000XXX + SRFB3XT4FPX
SG | SGLL36AT0400 | 54 | SRPG400A125 | 28 | 125 | 15 | 65kA | 7 | Panelboard MRO | 1 | Distribution Protection | 1 | 600Vac (Y/D) | 2 | 100% | 2 | 542871122 | XT4VQ3125AFF000XXX + SRFB6XT4FPX | XT4VQ3125BFF000XXX + SRFB6XT4FPX | XT4VQ3150EFF000XXX + SRFB3XT4FPX | XT4VQ3150FFF000XXX + SRFB3XT4FPX | XT4VQ3150GFF000XXX + SRFB3XT4FPX | XT4VQ3150PFF000XXX + SRFB3XT4FPX | XT4VQ3150QFF000XXX + SRFB3XT4FPX | XT4VQ3150TFF000XXX + SRFB3XT4FPX | XT4VQ3150UFF000XXX + SRFB3XT4FPX
SG | SGLL36AT0400 | 54 | SRPG400A125 | 28 | 125 | 15 | 65kA | 7 | Panelboard MRO | 1 | Distribution Protection | 1 | 480Vac (Y/D) | 1 | 80% | 1 | 542871111 | XT1HU3125AFF000XXX + SRFB6XT1FPX | XT4HU3125BFF000XXX + SRFB6XT4FPX | XT4HU3150EFF000XXX + SRFB3XT4FPX | XT4HU3150FFF000XXX + SRFB3XT4FPX | XT4HU3150GFF000XXX + SRFB3XT4FPX | XT4HU3150PFF000XXX + SRFB3XT4FPX | XT4HU3150QFF000XXX + SRFB3XT4FPX | XT4HU3150TFF000XXX + SRFB3XT4FPX | XT4HU3150UFF000XXX + SRFB3XT4FPX
SG | SGLL36AT0400 | 54 | SRPG400A125 | 28 | 125 | 15 | 65kA | 7 | Panelboard MRO | 1 | Distribution Protection | 1 | 600Vac (Y/D) | 2 | 80% | 1 | 542871121 | XT4VU3125AFF000XXX + SRFB6XT4FPX | XT4VU3125BFF000XXX + SRFB6XT4FPX | XT4VU3150EFF000XXX + SRFB3XT4FPX | XT4VU3150FFF000XXX + SRFB3XT4FPX | XT4VU3150GFF000XXX + SRFB3XT4FPX | XT4VU3150PFF000XXX + SRFB3XT4FPX | XT4VU3150QFF000XXX + SRFB3XT4FPX | XT4VU3150TFF000XXX + SRFB3XT4FPX | XT4VU3150UFF000XXX + SRFB3XT4FPX
SG | SGLL36AT0400 | 54 | SRPG400A150 | 29 | 150 | 16 | 50kA | 6 | Loose MCCB (OEM) | 2 | Distribution Protection | 1 | 480Vac (Y/D) | 1 | 80% | 1 | 542962111 | XT4HU3150AFF000XXX | XT4HU3150BFF000XXX | XT4HU3150EFF000XXX | XT4HU3150FFF000XXX | XT4HU3150GFF000XXX | XT4HU3150PFF000XXX | XT4HU3150QFF000XXX | XT4HU3150TFF000XXX | XT4HU3150UFF000XXX
SG | SGLL36AT0400 | 54 | SRPG400A150 | 29 | 150 | 16 | 50kA | 6 | Loose MCCB (OEM) | 2 | Distribution Protection | 1 | 600Vac (Y/D) | 2 | 80% | 1 | 542962121 | XT4LU3150AFF000XXX | XT4LU3150BFF000XXX | XT4LU3225EFF000XXX | XT4LU3225FFF000XXX | XT4LU3225GFF000XXX | XT4LU3225PFF000XXX | XT4LU3225QFF000XXX | XT4LU3225TFF000XXX | XT4LU3225UFF000XXX
SG | SGLL36AT0400 | 54 | SRPG400A150 | 29 | 150 | 16 | 50kA | 6 | Loose MCCB (OEM) | 2 | Distribution Protection | 1 | 480Vac (Y/D) | 1 | 100% | 2 | 542962112 | XT4HQ3150AFF000XXX | XT4HQ3150BFF000XXX | XT4HQ3150EFF000XXX | XT4HQ3150FFF000XXX | XT4HQ3150GFF000XXX | XT4HQ3150PFF000XXX | XT4HQ3150QFF000XXX | XT4HQ3150TFF000XXX | XT4HQ3150UFF000XXX
SG | SGLL36AT0400 | 54 | SRPG400A150 | 29 | 150 | 16 | 50kA | 6 | Loose MCCB (OEM) | 2 | Distribution Protection | 1 | 600Vac (Y/D) | 2 | 100% | 2 | 542962122 | XT4LQ3150AFF000XXX | XT4LQ3150BFF000XXX | XT4LQ3225EFF000XXX | XT4LQ3225FFF000XXX | XT4LQ3225GFF000XXX | XT4LQ3225PFF000XXX | XT4LQ3225QFF000XXX | XT4LQ3225TFF000XXX | XT4LQ3225UFF000XXX
SG | SGLL36AT0400 | 54 | SRPG400A150 | 29 | 150 | 16 | 50kA | 6 | Panelboard MRO | 1 | Distribution Protection | 1 | 480Vac (Y/D) | 1 | 80% | 1 | 542961111 | XT4HU3150AFF000XXX + SRFB6XT4FPX | XT4HU3150BFF000XXX + SRFB6XT4FPX | XT4HU3150EFF000XXX + SRFB3XT4FPX | XT4HU3150FFF000XXX + SRFB3XT4FPX | XT4HU3150GFF000XXX + SRFB3XT4FPX | XT4HU3150PFF000XXX + SRFB3XT4FPX | XT4HU3150QFF000XXX + SRFB3XT4FPX | XT4HU3150TFF000XXX + SRFB3XT4FPX | XT4HU3150UFF000XXX + SRFB3XT4FPX
SG | SGLL36AT0400 | 54 | SRPG400A150 | 29 | 150 | 16 | 50kA | 6 | Panelboard MRO | 1 | Distribution Protection | 1 | 600Vac (Y/D) | 2 | 80% | 1 | 542961121 | XT4LU3150AFF000XXX + SRFB6XT4FPX | XT4LU3150BFF000XXX + SRFB6XT4FPX | XT4LU3225EFF000XXX + SRFB3XT4FPX | XT4LU3225FFF000XXX + SRFB3XT4FPX | XT4LU3225GFF000XXX + SRFB3XT4FPX | XT4LU3225PFF000XXX + SRFB3XT4FPX | XT4LU3225QFF000XXX + SRFB3XT4FPX | XT4LU3225TFF000XXX + SRFB3XT4FPX | XT4LU3225UFF000XXX + SRFB3XT4FPX
SG | SGLL36AT0400 | 54 | SRPG400A150 | 29 | 150 | 16 | 50kA | 6 | Panelboard MRO | 1 | Distribution Protection | 1 | 480Vac (Y/D) | 1 | 100% | 2 | 542961112 | XT4HQ3150AFF000XXX + SRFB6XT4FPX | XT4HQ3150BFF000XXX + SRFB6XT4FPX | XT4HQ3150EFF000XXX + SRFB3XT4FPX | XT4HQ3150FFF000XXX + SRFB3XT4FPX | XT4HQ3150GFF000XXX + SRFB3XT4FPX | XT4HQ3150PFF000XXX + SRFB3XT4FPX | XT4HQ3150QFF000XXX + SRFB3XT4FPX | XT4HQ3150TFF000XXX + SRFB3XT4FPX | XT4HQ3150UFF000XXX + SRFB3XT4FPX
SG | SGLL36AT0400 | 54 | SRPG400A150 | 29 | 150 | 16 | 50kA | 6 | Panelboard MRO | 1 | Distribution Protection | 1 | 600Vac (Y/D) | 2 | 100% | 2 | 542961122 | XT4LQ3150AFF000XXX + SRFB6XT4FPX | XT4LQ3150BFF000XXX + SRFB6XT4FPX | XT4LQ3225EFF000XXX + SRFB3XT4FPX | XT4LQ3225FFF000XXX + SRFB3XT4FPX | XT4LQ3225GFF000XXX + SRFB3XT4FPX | XT4LQ3225PFF000XXX + SRFB3XT4FPX | XT4LQ3225QFF000XXX + SRFB3XT4FPX | XT4LQ3225TFF000XXX + SRFB3XT4FPX | XT4LQ3225UFF000XXX + SRFB3XT4FPX
SG | SGLL36AT0400 | 54 | SRPG400A150 | 29 | 150 | 16 | 65kA | 7 | Loose MCCB (OEM) | 2 | Distribution Protection | 1 | 480Vac (Y/D) | 1 | 80% | 1 | 542972111 | XT4HU3150AFF000XXX | XT4HU3150BFF000XXX | XT4HU3150EFF000XXX | XT4HU3150FFF000XXX | XT4HU3150GFF000XXX | XT4HU3150PFF000XXX | XT4HU3150QFF000XXX | XT4HU3150TFF000XXX | XT4HU3150UFF000XXX
SG | SGLL36AT0400 | 54 | SRPG400A150 | 29 | 150 | 16 | 65kA | 7 | Loose MCCB (OEM) | 2 | Distribution Protection | 1 | 600Vac (Y/D) | 2 | 80% | 1 | 542972121 | XT4VU3150AFF000XXX | XT4VU3150BFF000XXX | XT4VU3225EFF000XXX | XT4VU3225FFF000XXX | XT4VU3225GFF000XXX | XT4VU3225PFF000XXX | XT4VU3225QFF000XXX | XT4VU3225TFF000XXX | XT4VU3225UFF000XXX
SG | SGLL36AT0400 | 54 | SRPG400A150 | 29 | 150 | 16 | 65kA | 7 | Loose MCCB (OEM) | 2 | Distribution Protection | 1 | 480Vac (Y/D) | 1 | 100% | 2 | 542972112 | XT4HQ3150AFF000XXX | XT4HQ3150BFF000XXX | XT4HQ3150EFF000XXX | XT4HQ3150FFF000XXX | XT4HQ3150GFF000XXX | XT4HQ3150PFF000XXX | XT4HQ3150QFF000XXX | XT4HQ3150TFF000XXX | XT4HQ3150UFF000XXX
SG | SGLL36AT0400 | 54 | SRPG400A150 | 29 | 150 | 16 | 65kA | 7 | Loose MCCB (OEM) | 2 | Distribution Protection | 1 | 600Vac (Y/D) | 2 | 100% | 2 | 542972122 | XT4VQ3150AFF000XXX | XT4VQ3150BFF000XXX | XT4VQ3225EFF000XXX | XT4VQ3225FFF000XXX | XT4VQ3225GFF000XXX | XT4VQ3225PFF000XXX | XT4VQ3225QFF000XXX | XT4VQ3225TFF000XXX | XT4VQ3225UFF000XXX
SG | SGLL36AT0400 | 54 | SRPG400A150 | 29 | 150 | 16 | 65kA | 7 | Panelboard MRO | 1 | Distribution Protection | 1 | 480Vac (Y/D) | 1 | 80% | 1 | 542971111 | XT4HU3150AFF000XXX + SRFB6XT4FPX | XT4HU3150BFF000XXX + SRFB6XT4FPX | XT4HU3150EFF000XXX + SRFB3XT4FPX | XT4HU3150FFF000XXX + SRFB3XT4FPX | XT4HU3150GFF000XXX + SRFB3XT4FPX | XT4HU3150PFF000XXX + SRFB3XT4FPX | XT4HU3150QFF000XXX + SRFB3XT4FPX | XT4HU3150TFF000XXX + SRFB3XT4FPX | XT4HU3150UFF000XXX + SRFB3XT4FPX
SG | SGLL36AT0400 | 54 | SRPG400A150 | 29 | 150 | 16 | 65kA | 7 | Panelboard MRO | 1 | Distribution Protection | 1 | 600Vac (Y/D) | 2 | 80% | 1 | 542971121 | XT4VU3150AFF000XXX + SRFB6XT4FPX | XT4VU3150BFF000XXX + SRFB6XT4FPX | XT4VU3225EFF000XXX + SRFB3XT4FPX | XT4VU3225FFF000XXX + SRFB3XT4FPX | XT4VU3225GFF000XXX + SRFB3XT4FPX | XT4VU3225PFF000XXX + SRFB3XT4FPX | XT4VU3225QFF000XXX + SRFB3XT4FPX | XT4VU3225TFF000XXX + SRFB3XT4FPX | XT4VU3225UFF000XXX + SRFB3XT4FPX
SG | SGLL36AT0400 | 54 | SRPG400A150 | 29 | 150 | 16 | 65kA | 7 | Panelboard MRO | 1 | Distribution Protection | 1 | 480Vac (Y/D) | 1 | 100% | 2 | 542971112 | XT4HQ3150AFF000XXX + SRFB6XT4FPX | XT4HQ3150BFF000XXX + SRFB6XT4FPX | XT4HQ3150EFF000XXX + SRFB3XT4FPX | XT4HQ3150FFF000XXX + SRFB3XT4FPX | XT4HQ3150GFF000XXX + SRFB3XT4FPX | XT4HQ3150PFF000XXX + SRFB3XT4FPX | XT4HQ3150QFF000XXX + SRFB3XT4FPX | XT4HQ3150TFF000XXX + SRFB3XT4FPX | XT4HQ3150UFF000XXX + SRFB3XT4FPX
SG | SGLL36AT0400 | 54 | SRPG400A150 | 29 | 150 | 16 | 65kA | 7 | Panelboard MRO | 1 | Distribution Protection | 1 | 600Vac (Y/D) | 2 | 100% | 2 | 542971122 | XT4VQ3150AFF000XXX + SRFB6XT4FPX | XT4VQ3150BFF000XXX + SRFB6XT4FPX | XT4VQ3225EFF000XXX + SRFB3XT4FPX | XT4VQ3225FFF000XXX + SRFB3XT4FPX | XT4VQ3225GFF000XXX + SRFB3XT4FPX | XT4VQ3225PFF000XXX + SRFB3XT4FPX | XT4VQ3225QFF000XXX + SRFB3XT4FPX | XT4VQ3225TFF000XXX + SRFB3XT4FPX | XT4VQ3225UFF000XXX + SRFB3XT4FPX
SG | SGLL36AT0400 | 54 | SRPG400A175 | 30 | 175 | 17 | 50kA | 6 | Loose MCCB (OEM) | 2 | Distribution Protection | 1 | 480Vac (Y/D) | 1 | 80% | 1 | 543062111 | XT4HU3175AFF000XXX | XT4HU3175BFF000XXX | XT4HU3225EFF000XXX | XT4HU3225FFF000XXX | XT4HU3225GFF000XXX | XT4HU3225PFF000XXX | XT4HU3225QFF000XXX | XT4HU3225TFF000XXX | XT4HU3225UFF000XXX
SG | SGLL36AT0400 | 54 | SRPG400A175 | 30 | 175 | 17 | 50kA | 6 | Loose MCCB (OEM) | 2 | Distribution Protection | 1 | 600Vac (Y/D) | 2 | 80% | 1 | 543062121 | XT4LU3175AFF000XXX | XT4LU3175BFF000XXX | XT4LU3225EFF000XXX | XT4LU3225FFF000XXX | XT4LU3225GFF000XXX | XT4LU3225PFF000XXX | XT4LU3225QFF000XXX | XT4LU3225TFF000XXX | XT4LU3225UFF000XXX
SG | SGLL36AT0400 | 54 | SRPG400A175 | 30 | 175 | 17 | 50kA | 6 | Loose MCCB (OEM) | 2 | Distribution Protection | 1 | 480Vac (Y/D) | 1 | 100% | 2 | 543062112 | XT4HQ3175AFF000XXX | XT4HQ3175BFF000XXX | XT4HQ3225EFF000XXX | XT4HQ3225FFF000XXX | XT4HQ3225GFF000XXX | XT4HQ3225PFF000XXX | XT4HQ3225QFF000XXX | XT4HQ3225TFF000XXX | XT4HQ3225UFF000XXX
SG | SGLL36AT0400 | 54 | SRPG400A175 | 30 | 175 | 17 | 50kA | 6 | Loose MCCB (OEM) | 2 | Distribution Protection | 1 | 600Vac (Y/D) | 2 | 100% | 2 | 543062122 | XT4LQ3175AFF000XXX | XT4LQ3175BFF000XXX | XT4LQ3225EFF000XXX | XT4LQ3225FFF000XXX | XT4LQ3225GFF000XXX | XT4LQ3225PFF000XXX | XT4LQ3225QFF000XXX | XT4LQ3225TFF000XXX | XT4LQ3225UFF000XXX
SG | SGLL36AT0400 | 54 | SRPG400A175 | 30 | 175 | 17 | 50kA | 6 | Panelboard MRO | 1 | Distribution Protection | 1 | 480Vac (Y/D) | 1 | 80% | 1 | 543061111 | XT4HU3175AFF000XXX + SRFB6XT4FPX | XT4HU3175BFF000XXX + SRFB6XT4FPX | XT4HU3225EFF000XXX + SRFB3XT4FPX | XT4HU3225FFF000XXX + SRFB3XT4FPX | XT4HU3225GFF000XXX + SRFB3XT4FPX | XT4HU3225PFF000XXX + SRFB3XT4FPX | XT4HU3225QFF000XXX + SRFB3XT4FPX | XT4HU3225TFF000XXX + SRFB3XT4FPX | XT4HU3225UFF000XXX + SRFB3XT4FPX
SG | SGLL36AT0400 | 54 | SRPG400A175 | 30 | 175 | 17 | 50kA | 6 | Panelboard MRO | 1 | Distribution Protection | 1 | 600Vac (Y/D) | 2 | 80% | 1 | 543061121 | XT4LU3175AFF000XXX + SRFB6XT4FPX | XT4LU3175BFF000XXX + SRFB6XT4FPX | XT4LU3225EFF000XXX + SRFB3XT4FPX | XT4LU3225FFF000XXX + SRFB3XT4FPX | XT4LU3225GFF000XXX + SRFB3XT4FPX | XT4LU3225PFF000XXX + SRFB3XT4FPX | XT4LU3225QFF000XXX + SRFB3XT4FPX | XT4LU3225TFF000XXX + SRFB3XT4FPX | XT4LU3225UFF000XXX + SRFB3XT4FPX
SG | SGLL36AT0400 | 54 | SRPG400A175 | 30 | 175 | 17 | 50kA | 6 | Panelboard MRO | 1 | Distribution Protection | 1 | 480Vac (Y/D) | 1 | 100% | 2 | 543061112 | XT4HQ3175AFF000XXX + SRFB6XT4FPX | XT4HQ3175BFF000XXX + SRFB6XT4FPX | XT4HQ3225EFF000XXX + SRFB3XT4FPX | XT4HQ3225FFF000XXX + SRFB3XT4FPX | XT4HQ3225GFF000XXX + SRFB3XT4FPX | XT4HQ3225PFF000XXX + SRFB3XT4FPX | XT4HQ3225QFF000XXX + SRFB3XT4FPX | XT4HQ3225TFF000XXX + SRFB3XT4FPX | XT4HQ3225UFF000XXX + SRFB3XT4FPX
SG | SGLL36AT0400 | 54 | SRPG400A175 | 30 | 175 | 17 | 50kA | 6 | Panelboard MRO | 1 | Distribution Protection | 1 | 600Vac (Y/D) | 2 | 100% | 2 | 543061122 | XT4LQ3175AFF000XXX + SRFB6XT4FPX | XT4LQ3175BFF000XXX + SRFB6XT4FPX | XT4LQ3225EFF000XXX + SRFB3XT4FPX | XT4LQ3225FFF000XXX + SRFB3XT4FPX | XT4LQ3225GFF000XXX + SRFB3XT4FPX | XT4LQ3225PFF000XXX + SRFB3XT4FPX | XT4LQ3225QFF000XXX + SRFB3XT4FPX | XT4LQ3225TFF000XXX + SRFB3XT4FPX | XT4LQ3225UFF000XXX + SRFB3XT4FPX
SG | SGLL36AT0400 | 54 | SRPG400A175 | 30 | 175 | 17 | 65kA | 7 | Loose MCCB (OEM) | 2 | Distribution Protection | 1 | 480Vac (Y/D) | 1 | 80% | 1 | 543072111 | XT4HU3175AFF000XXX | XT4HU3175BFF000XXX | XT4HU3225EFF000XXX | XT4HU3225FFF000XXX | XT4HU3225GFF000XXX | XT4HU3225PFF000XXX | XT4HU3225QFF000XXX | XT4HU3225TFF000XXX | XT4HU3225UFF000XXX
SG | SGLL36AT0400 | 54 | SRPG400A175 | 30 | 175 | 17 | 65kA | 7 | Loose MCCB (OEM) | 2 | Distribution Protection | 1 | 600Vac (Y/D) | 2 | 80% | 1 | 543072121 | XT4VU3175AFF000XXX | XT4VU3175BFF000XXX | XT4VU3225EFF000XXX | XT4VU3225FFF000XXX | XT4VU3225GFF000XXX | XT4VU3225PFF000XXX | XT4VU3225QFF000XXX | XT4VU3225TFF000XXX | XT4VU3225UFF000XXX
SG | SGLL36AT0400 | 54 | SRPG400A175 | 30 | 175 | 17 | 65kA | 7 | Loose MCCB (OEM) | 2 | Distribution Protection | 1 | 480Vac (Y/D) | 1 | 100% | 2 | 543072112 | XT4HQ3175AFF000XXX | XT4HQ3175BFF000XXX | XT4HQ3225EFF000XXX | XT4HQ3225FFF000XXX | XT4HQ3225GFF000XXX | XT4HQ3225PFF000XXX | XT4HQ3225QFF000XXX | XT4HQ3225TFF000XXX | XT4HQ3225UFF000XXX
SG | SGLL36AT0400 | 54 | SRPG400A175 | 30 | 175 | 17 | 65kA | 7 | Loose MCCB (OEM) | 2 | Distribution Protection | 1 | 600Vac (Y/D) | 2 | 100% | 2 | 543072122 | XT4VQ3175AFF000XXX | XT4VQ3175BFF000XXX | XT4VQ3225EFF000XXX | XT4VQ3225FFF000XXX | XT4VQ3225GFF000XXX | XT4VQ3225PFF000XXX | XT4VQ3225QFF000XXX | XT4VQ3225TFF000XXX | XT4VQ3225UFF000XXX
SG | SGLL36AT0400 | 54 | SRPG400A175 | 30 | 175 | 17 | 65kA | 7 | Panelboard MRO | 1 | Distribution Protection | 1 | 480Vac (Y/D) | 1 | 80% | 1 | 543071111 | XT4HU3175AFF000XXX + SRFB6XT4FPX | XT4HU3175BFF000XXX + SRFB6XT4FPX | XT4HU3225EFF000XXX + SRFB3XT4FPX | XT4HU3225FFF000XXX + SRFB3XT4FPX | XT4HU3225GFF000XXX + SRFB3XT4FPX | XT4HU3225PFF000XXX + SRFB3XT4FPX | XT4HU3225QFF000XXX + SRFB3XT4FPX | XT4HU3225TFF000XXX + SRFB3XT4FPX | XT4HU3225UFF000XXX + SRFB3XT4FPX
SG | SGLL36AT0400 | 54 | SRPG400A175 | 30 | 175 | 17 | 65kA | 7 | Panelboard MRO | 1 | Distribution Protection | 1 | 600Vac (Y/D) | 2 | 80% | 1 | 543071121 | XT4VU3175AFF000XXX + SRFB6XT4FPX | XT4VU3175BFF000XXX + SRFB6XT4FPX | XT4VU3225EFF000XXX + SRFB3XT4FPX | XT4VU3225FFF000XXX + SRFB3XT4FPX | XT4VU3225GFF000XXX + SRFB3XT4FPX | XT4VU3225PFF000XXX + SRFB3XT4FPX | XT4VU3225QFF000XXX + SRFB3XT4FPX | XT4VU3225TFF000XXX + SRFB3XT4FPX | XT4VU3225UFF000XXX + SRFB3XT4FPX
SG | SGLL36AT0400 | 54 | SRPG400A175 | 30 | 175 | 17 | 65kA | 7 | Panelboard MRO | 1 | Distribution Protection | 1 | 480Vac (Y/D) | 1 | 100% | 2 | 543071112 | XT4HQ3175AFF000XXX + SRFB6XT4FPX | XT4HQ3175BFF000XXX + SRFB6XT4FPX | XT4HQ3225EFF000XXX + SRFB3XT4FPX | XT4HQ3225FFF000XXX + SRFB3XT4FPX | XT4HQ3225GFF000XXX + SRFB3XT4FPX | XT4HQ3225PFF000XXX + SRFB3XT4FPX | XT4HQ3225QFF000XXX + SRFB3XT4FPX | XT4HQ3225TFF000XXX + SRFB3XT4FPX | XT4HQ3225UFF000XXX + SRFB3XT4FPX
SG | SGLL36AT0400 | 54 | SRPG400A175 | 30 | 175 | 17 | 65kA | 7 | Panelboard MRO | 1 | Distribution Protection | 1 | 600Vac (Y/D) | 2 | 100% | 2 | 543071122 | XT4VQ3175AFF000XXX + SRFB6XT4FPX | XT4VQ3175BFF000XXX + SRFB6XT4FPX | XT4VQ3225EFF000XXX + SRFB3XT4FPX | XT4VQ3225FFF000XXX + SRFB3XT4FPX | XT4VQ3225GFF000XXX + SRFB3XT4FPX | XT4VQ3225PFF000XXX + SRFB3XT4FPX | XT4VQ3225QFF000XXX + SRFB3XT4FPX | XT4VQ3225TFF000XXX + SRFB3XT4FPX | XT4VQ3225UFF000XXX + SRFB3XT4FPX
SG | SGLL36AT0400 | 54 | SRPG400A200 | 31 | 200 | 18 | 50kA | 6 | Loose MCCB (OEM) | 2 | Distribution Protection | 1 | 480Vac (Y/D) | 1 | 80% | 1 | 543162111 | XT4HU3200AFF000XXX | XT4HU3200BFF000XXX | XT4HU3225EFF000XXX | XT4HU3225FFF000XXX | XT4HU3225GFF000XXX | XT4HU3225PFF000XXX | XT4HU3225QFF000XXX | XT4HU3225TFF000XXX | XT4HU3225UFF000XXX
SG | SGLL36AT0400 | 54 | SRPG400A200 | 31 | 200 | 18 | 50kA | 6 | Loose MCCB (OEM) | 2 | Distribution Protection | 1 | 600Vac (Y/D) | 2 | 80% | 1 | 543162121 | XT4LU3200AFF000XXX | XT4LU3200BFF000XXX | XT4LU3225EFF000XXX | XT4LU3225FFF000XXX | XT4LU3225GFF000XXX | XT4LU3225PFF000XXX | XT4LU3225QFF000XXX | XT4LU3225TFF000XXX | XT4LU3225UFF000XXX
SG | SGLL36AT0400 | 54 | SRPG400A200 | 31 | 200 | 18 | 50kA | 6 | Loose MCCB (OEM) | 2 | Distribution Protection | 1 | 480Vac (Y/D) | 1 | 100% | 2 | 543162112 | XT4HQ3200AFF000XXX | XT4HQ3200BFF000XXX | XT4HQ3225EFF000XXX | XT4HQ3225FFF000XXX | XT4HQ3225GFF000XXX | XT4HQ3225PFF000XXX | XT4HQ3225QFF000XXX | XT4HQ3225TFF000XXX | XT4HQ3225UFF000XXX
SG | SGLL36AT0400 | 54 | SRPG400A200 | 31 | 200 | 18 | 50kA | 6 | Loose MCCB (OEM) | 2 | Distribution Protection | 1 | 600Vac (Y/D) | 2 | 100% | 2 | 543162122 | XT4LQ3200AFF000XXX | XT4LQ3200BFF000XXX | XT4LQ3225EFF000XXX | XT4LQ3225FFF000XXX | XT4LQ3225GFF000XXX | XT4LQ3225PFF000XXX | XT4LQ3225QFF000XXX | XT4LQ3225TFF000XXX | XT4LQ3225UFF000XXX
SG | SGLL36AT0400 | 54 | SRPG400A200 | 31 | 200 | 18 | 50kA | 6 | Panelboard MRO | 1 | Distribution Protection | 1 | 480Vac (Y/D) | 1 | 80% | 1 | 543161111 | XT4HU3200AFF000XXX + SRFB6XT4FPX | XT4HU3200BFF000XXX + SRFB6XT4FPX | XT4HU3225EFF000XXX + SRFB3XT4FPX | XT4HU3225FFF000XXX + SRFB3XT4FPX | XT4HU3225GFF000XXX + SRFB3XT4FPX | XT4HU3225PFF000XXX + SRFB3XT4FPX | XT4HU3225QFF000XXX + SRFB3XT4FPX | XT4HU3225TFF000XXX + SRFB3XT4FPX | XT4HU3225UFF000XXX + SRFB3XT4FPX
SG | SGLL36AT0400 | 54 | SRPG400A200 | 31 | 200 | 18 | 50kA | 6 | Panelboard MRO | 1 | Distribution Protection | 1 | 600Vac (Y/D) | 2 | 80% | 1 | 543161121 | XT4LU3200AFF000XXX + SRFB6XT4FPX | XT4LU3200BFF000XXX + SRFB6XT4FPX | XT4LU3225EFF000XXX + SRFB3XT4FPX | XT4LU3225FFF000XXX + SRFB3XT4FPX | XT4LU3225GFF000XXX + SRFB3XT4FPX | XT4LU3225PFF000XXX + SRFB3XT4FPX | XT4LU3225QFF000XXX + SRFB3XT4FPX | XT4LU3225TFF000XXX + SRFB3XT4FPX | XT4LU3225UFF000XXX + SRFB3XT4FPX
SG | SGLL36AT0400 | 54 | SRPG400A200 | 31 | 200 | 18 | 50kA | 6 | Panelboard MRO | 1 | Distribution Protection | 1 | 480Vac (Y/D) | 1 | 100% | 2 | 543161112 | XT4HQ3200AFF000XXX + SRFB6XT4FPX | XT4HQ3200BFF000XXX + SRFB6XT4FPX | XT4HQ3225EFF000XXX + SRFB3XT4FPX | XT4HQ3225FFF000XXX + SRFB3XT4FPX | XT4HQ3225GFF000XXX + SRFB3XT4FPX | XT4HQ3225PFF000XXX + SRFB3XT4FPX | XT4HQ3225QFF000XXX + SRFB3XT4FPX | XT4HQ3225TFF000XXX + SRFB3XT4FPX | XT4HQ3225UFF000XXX + SRFB3XT4FPX
SG | SGLL36AT0400 | 54 | SRPG400A200 | 31 | 200 | 18 | 50kA | 6 | Panelboard MRO | 1 | Distribution Protection | 1 | 600Vac (Y/D) | 2 | 100% | 2 | 543161122 | XT4LQ3200AFF000XXX + SRFB6XT4FPX | XT4LQ3200BFF000XXX + SRFB6XT4FPX | XT4LQ3225EFF000XXX + SRFB3XT4FPX | XT4LQ3225FFF000XXX + SRFB3XT4FPX | XT4LQ3225GFF000XXX + SRFB3XT4FPX | XT4LQ3225PFF000XXX + SRFB3XT4FPX | XT4LQ3225QFF000XXX + SRFB3XT4FPX | XT4LQ3225TFF000XXX + SRFB3XT4FPX | XT4LQ3225UFF000XXX + SRFB3XT4FPX
SG | SGLL36AT0400 | 54 | SRPG400A200 | 31 | 200 | 18 | 65kA | 7 | Loose MCCB (OEM) | 2 | Distribution Protection | 1 | 480Vac (Y/D) | 1 | 80% | 1 | 543172111 | XT4HU3200AFF000XXX | XT4HU3200BFF000XXX | XT4HU3225EFF000XXX | XT4HU3225FFF000XXX | XT4HU3225GFF000XXX | XT4HU3225PFF000XXX | XT4HU3225QFF000XXX | XT4HU3225TFF000XXX | XT4HU3225UFF000XXX
SG | SGLL36AT0400 | 54 | SRPG400A200 | 31 | 200 | 18 | 65kA | 7 | Loose MCCB (OEM) | 2 | Distribution Protection | 1 | 600Vac (Y/D) | 2 | 80% | 1 | 543172121 | XT4VU3200AFF000XXX | XT4VU3200BFF000XXX | XT4VU3225EFF000XXX | XT4VU3225FFF000XXX | XT4VU3225GFF000XXX | XT4VU3225PFF000XXX | XT4VU3225QFF000XXX | XT4VU3225TFF000XXX | XT4VU3225UFF000XXX
SG | SGLL36AT0400 | 54 | SRPG400A200 | 31 | 200 | 18 | 65kA | 7 | Loose MCCB (OEM) | 2 | Distribution Protection | 1 | 480Vac (Y/D) | 1 | 100% | 2 | 543172112 | XT4HQ3200AFF000XXX | XT4HQ3200BFF000XXX | XT4HQ3225EFF000XXX | XT4HQ3225FFF000XXX | XT4HQ3225GFF000XXX | XT4HQ3225PFF000XXX | XT4HQ3225QFF000XXX | XT4HQ3225TFF000XXX | XT4HQ3225UFF000XXX
SG | SGLL36AT0400 | 54 | SRPG400A200 | 31 | 200 | 18 | 65kA | 7 | Loose MCCB (OEM) | 2 | Distribution Protection | 1 | 600Vac (Y/D) | 2 | 100% | 2 | 543172122 | XT4VQ3200AFF000XXX | XT4VQ3200BFF000XXX | XT4VQ3225EFF000XXX | XT4VQ3225FFF000XXX | XT4VQ3225GFF000XXX | XT4VQ3225PFF000XXX | XT4VQ3225QFF000XXX | XT4VQ3225TFF000XXX | XT4VQ3225UFF000XXX
SG | SGLL36AT0400 | 54 | SRPG400A200 | 31 | 200 | 18 | 65kA | 7 | Panelboard MRO | 1 | Distribution Protection | 1 | 480Vac (Y/D) | 1 | 80% | 1 | 543171111 | XT4HU3200AFF000XXX + SRFB6XT4FPX | XT4HU3200BFF000XXX + SRFB6XT4FPX | XT4HU3225EFF000XXX + SRFB3XT4FPX | XT4HU3225FFF000XXX + SRFB3XT4FPX | XT4HU3225GFF000XXX + SRFB3XT4FPX | XT4HU3225PFF000XXX + SRFB3XT4FPX | XT4HU3225QFF000XXX + SRFB3XT4FPX | XT4HU3225TFF000XXX + SRFB3XT4FPX | XT4HU3225UFF000XXX + SRFB3XT4FPX
SG | SGLL36AT0400 | 54 | SRPG400A200 | 31 | 200 | 18 | 65kA | 7 | Panelboard MRO | 1 | Distribution Protection | 1 | 600Vac (Y/D) | 2 | 80% | 1 | 543171121 | XT4VU3200AFF000XXX + SRFB6XT4FPX | XT4VU3200BFF000XXX + SRFB6XT4FPX | XT4VU3225EFF000XXX + SRFB3XT4FPX | XT4VU3225FFF000XXX + SRFB3XT4FPX | XT4VU3225GFF000XXX + SRFB3XT4FPX | XT4VU3225PFF000XXX + SRFB3XT4FPX | XT4VU3225QFF000XXX + SRFB3XT4FPX | XT4VU3225TFF000XXX + SRFB3XT4FPX | XT4VU3225UFF000XXX + SRFB3XT4FPX
SG | SGLL36AT0400 | 54 | SRPG400A200 | 31 | 200 | 18 | 65kA | 7 | Panelboard MRO | 1 | Distribution Protection | 1 | 480Vac (Y/D) | 1 | 100% | 2 | 543171112 | XT4HQ3200AFF000XXX + SRFB6XT4FPX | XT4HQ3200BFF000XXX + SRFB6XT4FPX | XT4HQ3225EFF000XXX + SRFB3XT4FPX | XT4HQ3225FFF000XXX + SRFB3XT4FPX | XT4HQ3225GFF000XXX + SRFB3XT4FPX | XT4HQ3225PFF000XXX + SRFB3XT4FPX | XT4HQ3225QFF000XXX + SRFB3XT4FPX | XT4HQ3225TFF000XXX + SRFB3XT4FPX | XT4HQ3225UFF000XXX + SRFB3XT4FPX
SG | SGLL36AT0400 | 54 | SRPG400A200 | 31 | 200 | 18 | 65kA | 7 | Panelboard MRO | 1 | Distribution Protection | 1 | 600Vac (Y/D) | 2 | 100% | 2 | 543171122 | XT4VQ3200AFF000XXX + SRFB6XT4FPX | XT4VQ3200BFF000XXX + SRFB6XT4FPX | XT4VQ3225EFF000XXX + SRFB3XT4FPX | XT4VQ3225FFF000XXX + SRFB3XT4FPX | XT4VQ3225GFF000XXX + SRFB3XT4FPX | XT4VQ3225PFF000XXX + SRFB3XT4FPX | XT4VQ3225QFF000XXX + SRFB3XT4FPX | XT4VQ3225TFF000XXX + SRFB3XT4FPX | XT4VQ3225UFF000XXX + SRFB3XT4FPX
SG | SGLL36AT0400 | 54 | SRPG400A225 | 32 | 225 | 19 | 50kA | 6 | Loose MCCB (OEM) | 2 | Distribution Protection | 1 | 480Vac (Y/D) | 1 | 80% | 1 | 543262111 | XT4HU3225AFF000XXX | XT4HU3225BFF000XXX | XT4HU3225EFF000XXX | XT4HU3225FFF000XXX | XT4HU3225GFF000XXX | XT4HU3225PFF000XXX | XT4HU3225QFF000XXX | XT4HU3225TFF000XXX | XT4HU3225UFF000XXX
SG | SGLL36AT0400 | 54 | SRPG400A225 | 32 | 225 | 19 | 50kA | 6 | Loose MCCB (OEM) | 2 | Distribution Protection | 1 | 600Vac (Y/D) | 2 | 80% | 1 | 543262121 | XT4LU3225AFF000XXX | XT4LU3225BFF000XXX | XT4LU3225EFF000XXX | XT4LU3225FFF000XXX | XT4LU3225GFF000XXX | XT4LU3225PFF000XXX | XT4LU3225QFF000XXX | XT4LU3225TFF000XXX | XT4LU3225UFF000XXX
SG | SGLL36AT0400 | 54 | SRPG400A225 | 32 | 225 | 19 | 50kA | 6 | Loose MCCB (OEM) | 2 | Distribution Protection | 1 | 480Vac (Y/D) | 1 | 100% | 2 | 543262112 | XT4HQ3225AFF000XXX | XT4HQ3225BFF000XXX | XT4HQ3225EFF000XXX | XT4HQ3225FFF000XXX | XT4HQ3225GFF000XXX | XT4HQ3225PFF000XXX | XT4HQ3225QFF000XXX | XT4HQ3225TFF000XXX | XT4HQ3225UFF000XXX
SG | SGLL36AT0400 | 54 | SRPG400A225 | 32 | 225 | 19 | 50kA | 6 | Loose MCCB (OEM) | 2 | Distribution Protection | 1 | 600Vac (Y/D) | 2 | 100% | 2 | 543262122 | XT4LQ3225AFF000XXX | XT4LQ3225BFF000XXX | XT4LQ3225EFF000XXX | XT4LQ3225FFF000XXX | XT4LQ3225GFF000XXX | XT4LQ3225PFF000XXX | XT4LQ3225QFF000XXX | XT4LQ3225TFF000XXX | XT4LQ3225UFF000XXX
SG | SGLL36AT0400 | 54 | SRPG400A225 | 32 | 225 | 19 | 50kA | 6 | Panelboard MRO | 1 | Distribution Protection | 1 | 480Vac (Y/D) | 1 | 80% | 1 | 543261111 | XT4HU3225AFF000XXX + SRFB6XT4FPX | XT4HU3225BFF000XXX + SRFB6XT4FPX | XT4HU3225EFF000XXX + SRFB3XT4FPX | XT4HU3225FFF000XXX + SRFB3XT4FPX | XT4HU3225GFF000XXX + SRFB3XT4FPX | XT4HU3225PFF000XXX + SRFB3XT4FPX | XT4HU3225QFF000XXX + SRFB3XT4FPX | XT4HU3225TFF000XXX + SRFB3XT4FPX | XT4HU3225UFF000XXX + SRFB3XT4FPX
SG | SGLL36AT0400 | 54 | SRPG400A225 | 32 | 225 | 19 | 50kA | 6 | Panelboard MRO | 1 | Distribution Protection | 1 | 600Vac (Y/D) | 2 | 80% | 1 | 543261121 | XT4LU3225AFF000XXX + SRFB6XT4FPX | XT4LU3225BFF000XXX + SRFB6XT4FPX | XT4LU3225EFF000XXX + SRFB3XT4FPX | XT4LU3225FFF000XXX + SRFB3XT4FPX | XT4LU3225GFF000XXX + SRFB3XT4FPX | XT4LU3225PFF000XXX + SRFB3XT4FPX | XT4LU3225QFF000XXX + SRFB3XT4FPX | XT4LU3225TFF000XXX + SRFB3XT4FPX | XT4LU3225UFF000XXX + SRFB3XT4FPX
SG | SGLL36AT0400 | 54 | SRPG400A225 | 32 | 225 | 19 | 50kA | 6 | Panelboard MRO | 1 | Distribution Protection | 1 | 480Vac (Y/D) | 1 | 100% | 2 | 543261112 | XT4HQ3225AFF000XXX + SRFB6XT4FPX | XT4HQ3225BFF000XXX + SRFB6XT4FPX | XT4HQ3225EFF000XXX + SRFB3XT4FPX | XT4HQ3225FFF000XXX + SRFB3XT4FPX | XT4HQ3225GFF000XXX + SRFB3XT4FPX | XT4HQ3225PFF000XXX + SRFB3XT4FPX | XT4HQ3225QFF000XXX + SRFB3XT4FPX | XT4HQ3225TFF000XXX + SRFB3XT4FPX | XT4HQ3225UFF000XXX + SRFB3XT4FPX
SG | SGLL36AT0400 | 54 | SRPG400A225 | 32 | 225 | 19 | 50kA | 6 | Panelboard MRO | 1 | Distribution Protection | 1 | 600Vac (Y/D) | 2 | 100% | 2 | 543261122 | XT4LQ3225AFF000XXX + SRFB6XT4FPX | XT4LQ3225BFF000XXX + SRFB6XT4FPX | XT4LQ3225EFF000XXX + SRFB3XT4FPX | XT4LQ3225FFF000XXX + SRFB3XT4FPX | XT4LQ3225GFF000XXX + SRFB3XT4FPX | XT4LQ3225PFF000XXX + SRFB3XT4FPX | XT4LQ3225QFF000XXX + SRFB3XT4FPX | XT4LQ3225TFF000XXX + SRFB3XT4FPX | XT4LQ3225UFF000XXX + SRFB3XT4FPX
SG | SGLL36AT0400 | 54 | SRPG400A225 | 32 | 225 | 19 | 65kA | 7 | Loose MCCB (OEM) | 2 | Distribution Protection | 1 | 480Vac (Y/D) | 1 | 80% | 1 | 543272111 | XT4HU3225AFF000XXX | XT4HU3225BFF000XXX | XT4HU3225EFF000XXX | XT4HU3225FFF000XXX | XT4HU3225GFF000XXX | XT4HU3225PFF000XXX | XT4HU3225QFF000XXX | XT4HU3225TFF000XXX | XT4HU3225UFF000XXX
SG | SGLL36AT0400 | 54 | SRPG400A225 | 32 | 225 | 19 | 65kA | 7 | Loose MCCB (OEM) | 2 | Distribution Protection | 1 | 600Vac (Y/D) | 2 | 80% | 1 | 543272121 | XT4VU3225AFF000XXX | XT4VU3225BFF000XXX | XT4VU3225EFF000XXX | XT4VU3225FFF000XXX | XT4VU3225GFF000XXX | XT4VU3225PFF000XXX | XT4VU3225QFF000XXX | XT4VU3225TFF000XXX | XT4VU3225UFF000XXX
SG | SGLL36AT0400 | 54 | SRPG400A225 | 32 | 225 | 19 | 65kA | 7 | Loose MCCB (OEM) | 2 | Distribution Protection | 1 | 480Vac (Y/D) | 1 | 100% | 2 | 543272112 | XT4HQ3225AFF000XXX | XT4HQ3225BFF000XXX | XT4HQ3225EFF000XXX | XT4HQ3225FFF000XXX | XT4HQ3225GFF000XXX | XT4HQ3225PFF000XXX | XT4HQ3225QFF000XXX | XT4HQ3225TFF000XXX | XT4HQ3225UFF000XXX
SG | SGLL36AT0400 | 54 | SRPG400A225 | 32 | 225 | 19 | 65kA | 7 | Loose MCCB (OEM) | 2 | Distribution Protection | 1 | 600Vac (Y/D) | 2 | 100% | 2 | 543272122 | XT4VQ3225AFF000XXX | XT4VQ3225BFF000XXX | XT4VQ3225EFF000XXX | XT4VQ3225FFF000XXX | XT4VQ3225GFF000XXX | XT4VQ3225PFF000XXX | XT4VQ3225QFF000XXX | XT4VQ3225TFF000XXX | XT4VQ3225UFF000XXX
SG | SGLL36AT0400 | 54 | SRPG400A225 | 32 | 225 | 19 | 65kA | 7 | Panelboard MRO | 1 | Distribution Protection | 1 | 480Vac (Y/D) | 1 | 80% | 1 | 543271111 | XT4HU3225AFF000XXX + SRFB6XT4FPX | XT4HU3225BFF000XXX + SRFB6XT4FPX | XT4HU3225EFF000XXX + SRFB3XT4FPX | XT4HU3225FFF000XXX + SRFB3XT4FPX | XT4HU3225GFF000XXX + SRFB3XT4FPX | XT4HU3225PFF000XXX + SRFB3XT4FPX | XT4HU3225QFF000XXX + SRFB3XT4FPX | XT4HU3225TFF000XXX + SRFB3XT4FPX | XT4HU3225UFF000XXX + SRFB3XT4FPX
SG | SGLL36AT0400 | 54 | SRPG400A225 | 32 | 225 | 19 | 65kA | 7 | Panelboard MRO | 1 | Distribution Protection | 1 | 600Vac (Y/D) | 2 | 80% | 1 | 543271121 | XT4VU3225AFF000XXX + SRFB6XT4FPX | XT4VU3225BFF000XXX + SRFB6XT4FPX | XT4VU3225EFF000XXX + SRFB3XT4FPX | XT4VU3225FFF000XXX + SRFB3XT4FPX | XT4VU3225GFF000XXX + SRFB3XT4FPX | XT4VU3225PFF000XXX + SRFB3XT4FPX | XT4VU3225QFF000XXX + SRFB3XT4FPX | XT4VU3225TFF000XXX + SRFB3XT4FPX | XT4VU3225UFF000XXX + SRFB3XT4FPX
SG | SGLL36AT0400 | 54 | SRPG400A225 | 32 | 225 | 19 | 65kA | 7 | Panelboard MRO | 1 | Distribution Protection | 1 | 480Vac (Y/D) | 1 | 100% | 2 | 543271112 | XT4HQ3225AFF000XXX + SRFB6XT4FPX | XT4HQ3225BFF000XXX + SRFB6XT4FPX | XT4HQ3225EFF000XXX + SRFB3XT4FPX | XT4HQ3225FFF000XXX + SRFB3XT4FPX | XT4HQ3225GFF000XXX + SRFB3XT4FPX | XT4HQ3225PFF000XXX + SRFB3XT4FPX | XT4HQ3225QFF000XXX + SRFB3XT4FPX | XT4HQ3225TFF000XXX + SRFB3XT4FPX | XT4HQ3225UFF000XXX + SRFB3XT4FPX
SG | SGLL36AT0400 | 54 | SRPG400A225 | 32 | 225 | 19 | 65kA | 7 | Panelboard MRO | 1 | Distribution Protection | 1 | 600Vac (Y/D) | 2 | 100% | 2 | 543271122 | XT4VQ3225AFF000XXX + SRFB6XT4FPX | XT4VQ3225BFF000XXX + SRFB6XT4FPX | XT4VQ3225EFF000XXX + SRFB3XT4FPX | XT4VQ3225FFF000XXX + SRFB3XT4FPX | XT4VQ3225GFF000XXX + SRFB3XT4FPX | XT4VQ3225PFF000XXX + SRFB3XT4FPX | XT4VQ3225QFF000XXX + SRFB3XT4FPX | XT4VQ3225TFF000XXX + SRFB3XT4FPX | XT4VQ3225UFF000XXX + SRFB3XT4FPX
SG | SGLL36AT0400 | 54 | SRPG400A250 | 33 | 250 | 20 | 50kA | 6 | Loose MCCB (OEM) | 2 | Distribution Protection | 1 | 480Vac (Y/D) | 1 | 80% | 1 | 543362111 | XT4HU3250AFF000XXX | XT4HU3250BFF000XXX | XT4HU3250EFF000XXX | XT4HU3250FFF000XXX | XT4HU3250GFF000XXX | XT4HU3250PFF000XXX | XT4HU3250QFF000XXX | XT4HU3250TFF000XXX | XT4HU3250UFF000XXX
SG | SGLL36AT0400 | 54 | SRPG400A250 | 33 | 250 | 20 | 50kA | 6 | Loose MCCB (OEM) | 2 | Distribution Protection | 1 | 600Vac (Y/D) | 2 | 80% | 1 | 543362121 | XT4LU3250AFF000XXX | XT4LU3250BFF000XXX | XT4LU3250EFF000XXX | XT4LU3250FFF000XXX | XT4LU3250GFF000XXX | XT4LU3250PFF000XXX | XT4LU3250QFF000XXX | XT4LU3250TFF000XXX | XT4LU3250UFF000XXX
SG | SGLL36AT0400 | 54 | SRPG400A250 | 33 | 250 | 20 | 50kA | 6 | Loose MCCB (OEM) | 2 | Distribution Protection | 1 | 480Vac (Y/D) | 1 | 100% | 2 | 543362112 | XT4HQ3250AFF000XXX | XT4HQ3250BFF000XXX | XT4HQ3250EFF000XXX | XT4HQ3250FFF000XXX | XT4HQ3250GFF000XXX | XT4HQ3250PFF000XXX | XT4HQ3250QFF000XXX | XT4HQ3250TFF000XXX | XT4HQ3250UFF000XXX
SG | SGLL36AT0400 | 54 | SRPG400A250 | 33 | 250 | 20 | 50kA | 6 | Loose MCCB (OEM) | 2 | Distribution Protection | 1 | 600Vac (Y/D) | 2 | 100% | 2 | 543362122 | XT4LQ3250AFF000XXX | XT4LQ3250BFF000XXX | XT4LQ3250EFF000XXX | XT4LQ3250FFF000XXX | XT4LQ3250GFF000XXX | XT4LQ3250PFF000XXX | XT4LQ3250QFF000XXX | XT4LQ3250TFF000XXX | XT4LQ3250UFF000XXX
SG | SGLL36AT0400 | 54 | SRPG400A250 | 33 | 250 | 20 | 50kA | 6 | Panelboard MRO | 1 | Distribution Protection | 1 | 480Vac (Y/D) | 1 | 80% | 1 | 543361111 | XT4HU3250AFF000XXX + SRFB6XT4FPX | XT4HU3250BFF000XXX + SRFB6XT4FPX | XT4HU3250EFF000XXX + SRFB3XT4FPX | XT4HU3250FFF000XXX + SRFB3XT4FPX | XT4HU3250GFF000XXX + SRFB3XT4FPX | XT4HU3250PFF000XXX + SRFB3XT4FPX | XT4HU3250QFF000XXX + SRFB3XT4FPX | XT4HU3250TFF000XXX + SRFB3XT4FPX | XT4HU3250UFF000XXX + SRFB3XT4FPX
SG | SGLL36AT0400 | 54 | SRPG400A250 | 33 | 250 | 20 | 50kA | 6 | Panelboard MRO | 1 | Distribution Protection | 1 | 600Vac (Y/D) | 2 | 80% | 1 | 543361121 | XT4LU3250AFF000XXX + SRFB6XT4FPX | XT4LU3250BFF000XXX + SRFB6XT4FPX | XT4LU3250EFF000XXX + SRFB3XT4FPX | XT4LU3250FFF000XXX + SRFB3XT4FPX | XT4LU3250GFF000XXX + SRFB3XT4FPX | XT4LU3250PFF000XXX + SRFB3XT4FPX | XT4LU3250QFF000XXX + SRFB3XT4FPX | XT4LU3250TFF000XXX + SRFB3XT4FPX | XT4LU3250UFF000XXX + SRFB3XT4FPX
SG | SGLL36AT0400 | 54 | SRPG400A250 | 33 | 250 | 20 | 50kA | 6 | Panelboard MRO | 1 | Distribution Protection | 1 | 480Vac (Y/D) | 1 | 100% | 2 | 543361112 | XT4HQ3250AFF000XXX + SRFB6XT4FPX | XT4HQ3250BFF000XXX + SRFB6XT4FPX | XT4HQ3250EFF000XXX + SRFB3XT4FPX | XT4HQ3250FFF000XXX + SRFB3XT4FPX | XT4HQ3250GFF000XXX + SRFB3XT4FPX | XT4HQ3250PFF000XXX + SRFB3XT4FPX | XT4HQ3250QFF000XXX + SRFB3XT4FPX | XT4HQ3250TFF000XXX + SRFB3XT4FPX | XT4HQ3250UFF000XXX + SRFB3XT4FPX
SG | SGLL36AT0400 | 54 | SRPG400A250 | 33 | 250 | 20 | 50kA | 6 | Panelboard MRO | 1 | Distribution Protection | 1 | 600Vac (Y/D) | 2 | 100% | 2 | 543361122 | XT4LQ3250AFF000XXX + SRFB6XT4FPX | XT4LQ3250BFF000XXX + SRFB6XT4FPX | XT4LQ3250EFF000XXX + SRFB3XT4FPX | XT4LQ3250FFF000XXX + SRFB3XT4FPX | XT4LQ3250GFF000XXX + SRFB3XT4FPX | XT4LQ3250PFF000XXX + SRFB3XT4FPX | XT4LQ3250QFF000XXX + SRFB3XT4FPX | XT4LQ3250TFF000XXX + SRFB3XT4FPX | XT4LQ3250UFF000XXX + SRFB3XT4FPX
SG | SGLL36AT0400 | 54 | SRPG400A250 | 33 | 250 | 20 | 65kA | 7 | Loose MCCB (OEM) | 2 | Distribution Protection | 1 | 480Vac (Y/D) | 1 | 80% | 1 | 543372111 | XT4HU3250AFF000XXX | XT4HU3250BFF000XXX | XT4HU3250EFF000XXX | XT4HU3250FFF000XXX | XT4HU3250GFF000XXX | XT4HU3250PFF000XXX | XT4HU3250QFF000XXX | XT4HU3250TFF000XXX | XT4HU3250UFF000XXX
SG | SGLL36AT0400 | 54 | SRPG400A250 | 33 | 250 | 20 | 65kA | 7 | Loose MCCB (OEM) | 2 | Distribution Protection | 1 | 600Vac (Y/D) | 2 | 80% | 1 | 543372121 | XT4VU3250AFF000XXX | XT4VU3250BFF000XXX | XT4VU3250EFF000XXX | XT4VU3250FFF000XXX | XT4VU3250GFF000XXX | XT4VU3250PFF000XXX | XT4VU3250QFF000XXX | XT4VU3250TFF000XXX | XT4VU3250UFF000XXX
SG | SGLL36AT0400 | 54 | SRPG400A250 | 33 | 250 | 20 | 65kA | 7 | Loose MCCB (OEM) | 2 | Distribution Protection | 1 | 480Vac (Y/D) | 1 | 100% | 2 | 543372112 | XT4HQ3250AFF000XXX | XT4HQ3250BFF000XXX | XT4HQ3250EFF000XXX | XT4HQ3250FFF000XXX | XT4HQ3250GFF000XXX | XT4HQ3250PFF000XXX | XT4HQ3250QFF000XXX | XT4HQ3250TFF000XXX | XT4HQ3250UFF000XXX
SG | SGLL36AT0400 | 54 | SRPG400A250 | 33 | 250 | 20 | 65kA | 7 | Loose MCCB (OEM) | 2 | Distribution Protection | 1 | 600Vac (Y/D) | 2 | 100% | 2 | 543372122 | XT4VQ3250AFF000XXX | XT4VQ3250BFF000XXX | XT4VQ3250EFF000XXX | XT4VQ3250FFF000XXX | XT4VQ3250GFF000XXX | XT4VQ3250PFF000XXX | XT4VQ3250QFF000XXX | XT4VQ3250TFF000XXX | XT4VQ3250UFF000XXX
SG | SGLL36AT0400 | 54 | SRPG400A250 | 33 | 250 | 20 | 65kA | 7 | Panelboard MRO | 1 | Distribution Protection | 1 | 480Vac (Y/D) | 1 | 80% | 1 | 543371111 | XT4HU3250AFF000XXX + SRFB6XT4FPX | XT4HU3250BFF000XXX + SRFB6XT4FPX | XT4HU3250EFF000XXX + SRFB3XT4FPX | XT4HU3250FFF000XXX + SRFB3XT4FPX | XT4HU3250GFF000XXX + SRFB3XT4FPX | XT4HU3250PFF000XXX + SRFB3XT4FPX | XT4HU3250QFF000XXX + SRFB3XT4FPX | XT4HU3250TFF000XXX + SRFB3XT4FPX | XT4HU3250UFF000XXX + SRFB3XT4FPX
SG | SGLL36AT0400 | 54 | SRPG400A250 | 33 | 250 | 20 | 65kA | 7 | Panelboard MRO | 1 | Distribution Protection | 1 | 600Vac (Y/D) | 2 | 80% | 1 | 543371121 | XT4VU3250AFF000XXX + SRFB6XT4FPX | XT4VU3250BFF000XXX + SRFB6XT4FPX | XT4VU3250EFF000XXX + SRFB3XT4FPX | XT4VU3250FFF000XXX + SRFB3XT4FPX | XT4VU3250GFF000XXX + SRFB3XT4FPX | XT4VU3250PFF000XXX + SRFB3XT4FPX | XT4VU3250QFF000XXX + SRFB3XT4FPX | XT4VU3250TFF000XXX + SRFB3XT4FPX | XT4VU3250UFF000XXX + SRFB3XT4FPX
SG | SGLL36AT0400 | 54 | SRPG400A250 | 33 | 250 | 20 | 65kA | 7 | Panelboard MRO | 1 | Distribution Protection | 1 | 480Vac (Y/D) | 1 | 100% | 2 | 543371112 | XT4HQ3250AFF000XXX + SRFB6XT4FPX | XT4HQ3250BFF000XXX + SRFB6XT4FPX | XT4HQ3250EFF000XXX + SRFB3XT4FPX | XT4HQ3250FFF000XXX + SRFB3XT4FPX | XT4HQ3250GFF000XXX + SRFB3XT4FPX | XT4HQ3250PFF000XXX + SRFB3XT4FPX | XT4HQ3250QFF000XXX + SRFB3XT4FPX | XT4HQ3250TFF000XXX + SRFB3XT4FPX | XT4HQ3250UFF000XXX + SRFB3XT4FPX
SG | SGLL36AT0400 | 54 | SRPG400A250 | 33 | 250 | 20 | 65kA | 7 | Panelboard MRO | 1 | Distribution Protection | 1 | 600Vac (Y/D) | 2 | 100% | 2 | 543371122 | XT4VQ3250AFF000XXX + SRFB6XT4FPX | XT4VQ3250BFF000XXX + SRFB6XT4FPX | XT4VQ3250EFF000XXX + SRFB3XT4FPX | XT4VQ3250FFF000XXX + SRFB3XT4FPX | XT4VQ3250GFF000XXX + SRFB3XT4FPX | XT4VQ3250PFF000XXX + SRFB3XT4FPX | XT4VQ3250QFF000XXX + SRFB3XT4FPX | XT4VQ3250TFF000XXX + SRFB3XT4FPX | XT4VQ3250UFF000XXX + SRFB3XT4FPX
SG | SGLL36AT0400 | 54 | SRPG400A300 | 34 | 300 | 21 | 50kA | 6 | Loose MCCB (OEM) | 2 | Distribution Protection | 1 | 480Vac (Y/D) | 1 | 80% | 1 | 543462111 | No Equivalent Cross Available Based on Selections | XT5SU330ABFF000XXX | XT5SU330AEFF000XXX | XT5SU330AFFF000XXX | XT5SU330AGFF000XXX | XT5SU330APFF000XXX | XT5SU330AQFF000XXX | XT5SU330ATFF000XXX | XT5SU330AUFF000XXX
SG | SGLL36AT0400 | 54 | SRPG400A300 | 34 | 300 | 21 | 50kA | 6 | Loose MCCB (OEM) | 2 | Distribution Protection | 1 | 600Vac (Y/D) | 2 | 80% | 1 | 543462121 | No Equivalent Cross Available Based on Selections | XT5LU330ABFF000XXX | XT5LU330AEFF000XXX | XT5LU330AFFF000XXX | XT5LU330AGFF000XXX | XT5LU330APFF000XXX | XT5LU330AQFF000XXX | XT5LU330ATFF000XXX | XT5LU330AUFF000XXX
SG | SGLL36AT0400 | 54 | SRPG400A300 | 34 | 300 | 21 | 50kA | 6 | Loose MCCB (OEM) | 2 | Distribution Protection | 1 | 480Vac (Y/D) | 1 | 100% | 2 | 543462112 | No Equivalent Cross Available Based on Selections | XT5SQ330ABFF000XXX | XT5SQ330AEFF000XXX | XT5SQ330AFFF000XXX | XT5SQ330AGFF000XXX | XT5SQ330APFF000XXX | XT5SQ330AQFF000XXX | XT5SQ330ATFF000XXX | XT5SQ330AUFF000XXX
SG | SGLL36AT0400 | 54 | SRPG400A300 | 34 | 300 | 21 | 50kA | 6 | Loose MCCB (OEM) | 2 | Distribution Protection | 1 | 600Vac (Y/D) | 2 | 100% | 2 | 543462122 | No Equivalent Cross Available Based on Selections | XT5LQ330ABFF000XXX | XT5LQ330AEFF000XXX | XT5LQ330AFFF000XXX | XT5LQ330AGFF000XXX | XT5LQ330APFF000XXX | XT5LQ330AQFF000XXX | XT5LQ330ATFF000XXX | XT5LQ330AUFF000XXX
SG | SGLL36AT0400 | 54 | SRPG400A300 | 34 | 300 | 21 | 50kA | 6 | Panelboard MRO | 1 | Distribution Protection | 1 | 480Vac (Y/D) | 1 | 80% | 1 | 543461111 | No Equivalent Cross Available Based on Selections | XT5SU330ABFF000XXX | XT5SU330AEFF000XXX + SRFB3XT5MFPX | XT5SU330AFFF000XXX + SRFB3XT5MFPX | XT5SU330AGFF000XXX + SRFB3XT5MFPX | XT5SU330APFF000XXX + SRFB3XT5MFPX | XT5SU330AQFF000XXX + SRFB3XT5MFPX | XT5SU330ATFF000XXX + SRFB3XT5MFPX | XT5SU330AUFF000XXX + SRFB3XT5MFPX
SG | SGLL36AT0400 | 54 | SRPG400A300 | 34 | 300 | 21 | 50kA | 6 | Panelboard MRO | 1 | Distribution Protection | 1 | 600Vac (Y/D) | 2 | 80% | 1 | 543461121 | No Equivalent Cross Available Based on Selections | XT5LU330ABFF000XXX | XT5LU330AEFF000XXX + SRFB3XT5MFPX | XT5LU330AFFF000XXX + SRFB3XT5MFPX | XT5LU330AGFF000XXX + SRFB3XT5MFPX | XT5LU330APFF000XXX + SRFB3XT5MFPX | XT5LU330AQFF000XXX + SRFB3XT5MFPX | XT5LU330ATFF000XXX + SRFB3XT5MFPX | XT5LU330AUFF000XXX + SRFB3XT5MFPX
SG | SGLL36AT0400 | 54 | SRPG400A300 | 34 | 300 | 21 | 50kA | 6 | Panelboard MRO | 1 | Distribution Protection | 1 | 480Vac (Y/D) | 1 | 100% | 2 | 543461112 | No Equivalent Cross Available Based on Selections | XT5SQ330ABFF000XXX | XT5SQ330AEFF000XXX + SRFB3XT5MFPX | XT5SQ330AFFF000XXX + SRFB3XT5MFPX | XT5SQ330AGFF000XXX + SRFB3XT5MFPX | XT5SQ330APFF000XXX + SRFB3XT5MFPX | XT5SQ330AQFF000XXX + SRFB3XT5MFPX | XT5SQ330ATFF000XXX + SRFB3XT5MFPX | XT5SQ330AUFF000XXX + SRFB3XT5MFPX
SG | SGLL36AT0400 | 54 | SRPG400A300 | 34 | 300 | 21 | 50kA | 6 | Panelboard MRO | 1 | Distribution Protection | 1 | 600Vac (Y/D) | 2 | 100% | 2 | 543461122 | No Equivalent Cross Available Based on Selections | XT5LQ330ABFF000XXX | XT5LQ330AEFF000XXX + SRFB3XT5MFPX | XT5LQ330AFFF000XXX + SRFB3XT5MFPX | XT5LQ330AGFF000XXX + SRFB3XT5MFPX | XT5LQ330APFF000XXX + SRFB3XT5MFPX | XT5LQ330AQFF000XXX + SRFB3XT5MFPX | XT5LQ330ATFF000XXX + SRFB3XT5MFPX | XT5LQ330AUFF000XXX + SRFB3XT5MFPX
SG | SGLL36AT0400 | 54 | SRPG400A300 | 34 | 300 | 21 | 65kA | 7 | Loose MCCB (OEM) | 2 | Distribution Protection | 1 | 480Vac (Y/D) | 1 | 80% | 1 | 543472111 | No Equivalent Cross Available Based on Selections | XT5HU330ABFF000XXX | XT5HU330AEFF000XXX | XT5HU330AFFF000XXX | XT5HU330AGFF000XXX | XT5HU330APFF000XXX | XT5HU330AQFF000XXX | XT5HU330ATFF000XXX | XT5HU330AUFF000XXX
SG | SGLL36AT0400 | 54 | SRPG400A300 | 34 | 300 | 21 | 65kA | 7 | Loose MCCB (OEM) | 2 | Distribution Protection | 1 | 600Vac (Y/D) | 2 | 80% | 1 | 543472121 | No Equivalent Cross Available Based on Selections | XT5LU330ABFF000XXX | XT5LU330AEFF000XXX | XT5LU330AFFF000XXX | XT5LU330AGFF000XXX | XT5LU330APFF000XXX | XT5LU330AQFF000XXX | XT5LU330ATFF000XXX | XT5LU330AUFF000XXX
SG | SGLL36AT0400 | 54 | SRPG400A300 | 34 | 300 | 21 | 65kA | 7 | Loose MCCB (OEM) | 2 | Distribution Protection | 1 | 480Vac (Y/D) | 1 | 100% | 2 | 543472112 | No Equivalent Cross Available Based on Selections | XT5HQ330ABFF000XXX | XT5HQ330AEFF000XXX | XT5HQ330AFFF000XXX | XT5HQ330AGFF000XXX | XT5HQ330APFF000XXX | XT5HQ330AQFF000XXX | XT5HQ330ATFF000XXX | XT5HQ330AUFF000XXX
SG | SGLL36AT0400 | 54 | SRPG400A300 | 34 | 300 | 21 | 65kA | 7 | Loose MCCB (OEM) | 2 | Distribution Protection | 1 | 600Vac (Y/D) | 2 | 100% | 2 | 543472122 | No Equivalent Cross Available Based on Selections | XT5LQ330ABFF000XXX | XT5LQ330AEFF000XXX | XT5LQ330AFFF000XXX | XT5LQ330AGFF000XXX | XT5LQ330APFF000XXX | XT5LQ330AQFF000XXX | XT5LQ330ATFF000XXX | XT5LQ330AUFF000XXX
SG | SGLL36AT0400 | 54 | SRPG400A300 | 34 | 300 | 21 | 65kA | 7 | Panelboard MRO | 1 | Distribution Protection | 1 | 480Vac (Y/D) | 1 | 80% | 1 | 543471111 | No Equivalent Cross Available Based on Selections | XT5HU330ABFF000XXX | XT5HU330AEFF000XXX + SRFB3XT5MFPX | XT5HU330AFFF000XXX + SRFB3XT5MFPX | XT5HU330AGFF000XXX + SRFB3XT5MFPX | XT5HU330APFF000XXX + SRFB3XT5MFPX | XT5HU330AQFF000XXX + SRFB3XT5MFPX | XT5HU330ATFF000XXX + SRFB3XT5MFPX | XT5HU330AUFF000XXX + SRFB3XT5MFPX
SG | SGLL36AT0400 | 54 | SRPG400A300 | 34 | 300 | 21 | 65kA | 7 | Panelboard MRO | 1 | Distribution Protection | 1 | 600Vac (Y/D) | 2 | 80% | 1 | 543471121 | No Equivalent Cross Available Based on Selections | XT5LU330ABFF000XXX | XT5LU330AEFF000XXX + SRFB3XT5MFPX | XT5LU330AFFF000XXX + SRFB3XT5MFPX | XT5LU330AGFF000XXX + SRFB3XT5MFPX | XT5LU330APFF000XXX + SRFB3XT5MFPX | XT5LU330AQFF000XXX + SRFB3XT5MFPX | XT5LU330ATFF000XXX + SRFB3XT5MFPX | XT5LU330AUFF000XXX + SRFB3XT5MFPX
SG | SGLL36AT0400 | 54 | SRPG400A300 | 34 | 300 | 21 | 65kA | 7 | Panelboard MRO | 1 | Distribution Protection | 1 | 480Vac (Y/D) | 1 | 100% | 2 | 543471112 | No Equivalent Cross Available Based on Selections | XT5HQ330ABFF000XXX | XT5HQ330AEFF000XXX + SRFB3XT5MFPX | XT5HQ330AFFF000XXX + SRFB3XT5MFPX | XT5HQ330AGFF000XXX + SRFB3XT5MFPX | XT5HQ330APFF000XXX + SRFB3XT5MFPX | XT5HQ330AQFF000XXX + SRFB3XT5MFPX | XT5HQ330ATFF000XXX + SRFB3XT5MFPX | XT5HQ330AUFF000XXX + SRFB3XT5MFPX
SG | SGLL36AT0400 | 54 | SRPG400A300 | 34 | 300 | 21 | 65kA | 7 | Panelboard MRO | 1 | Distribution Protection | 1 | 600Vac (Y/D) | 2 | 100% | 2 | 543471122 | No Equivalent Cross Available Based on Selections | XT5LQ330ABFF000XXX | XT5LQ330AEFF000XXX + SRFB3XT5MFPX | XT5LQ330AFFF000XXX + SRFB3XT5MFPX | XT5LQ330AGFF000XXX + SRFB3XT5MFPX | XT5LQ330APFF000XXX + SRFB3XT5MFPX | XT5LQ330AQFF000XXX + SRFB3XT5MFPX | XT5LQ330ATFF000XXX + SRFB3XT5MFPX | XT5LQ330AUFF000XXX + SRFB3XT5MFPX
SG | SGLL36AT0400 | 54 | SRPG400A350 | 35 | 350 | 22 | 50kA | 6 | Loose MCCB (OEM) | 2 | Distribution Protection | 1 | 480Vac (Y/D) | 1 | 80% | 1 | 543562111 | No Equivalent Cross Available Based on Selections | XT5SU340ABFF000XXX | XT5SU340AEFF000XXX | XT5SU340AFFF000XXX | XT5SU340AGFF000XXX | XT5SU340APFF000XXX | XT5SU340AQFF000XXX | XT5SU340ATFF000XXX | XT5SU340AUFF000XXX
SG | SGLL36AT0400 | 54 | SRPG400A350 | 35 | 350 | 22 | 50kA | 6 | Loose MCCB (OEM) | 2 | Distribution Protection | 1 | 600Vac (Y/D) | 2 | 80% | 1 | 543562121 | No Equivalent Cross Available Based on Selections | XT5LU340ABFF000XXX | XT5LU340AEFF000XXX | XT5LU340AFFF000XXX | XT5LU340AGFF000XXX | XT5LU340APFF000XXX | XT5LU340AQFF000XXX | XT5LU340ATFF000XXX | XT5LU340AUFF000XXX
SG | SGLL36AT0400 | 54 | SRPG400A350 | 35 | 350 | 22 | 50kA | 6 | Loose MCCB (OEM) | 2 | Distribution Protection | 1 | 480Vac (Y/D) | 1 | 100% | 2 | 543562112 | No Equivalent Cross Available Based on Selections | XT5SQ340ABFF000XXX | XT5SQ340AEFF000XXX | XT5SQ340AFFF000XXX | XT5SQ340AGFF000XXX | XT5SQ340APFF000XXX | XT5SQ340AQFF000XXX | XT5SQ340ATFF000XXX | XT5SQ340AUFF000XXX
SG | SGLL36AT0400 | 54 | SRPG400A350 | 35 | 350 | 22 | 50kA | 6 | Loose MCCB (OEM) | 2 | Distribution Protection | 1 | 600Vac (Y/D) | 2 | 100% | 2 | 543562122 | No Equivalent Cross Available Based on Selections | XT5LQ340ABFF000XXX | XT5LQ340AEFF000XXX | XT5LQ340AFFF000XXX | XT5LQ340AGFF000XXX | XT5LQ340APFF000XXX | XT5LQ340AQFF000XXX | XT5LQ340ATFF000XXX | XT5LQ340AUFF000XXX
SG | SGLL36AT0400 | 54 | SRPG400A350 | 35 | 350 | 22 | 50kA | 6 | Panelboard MRO | 1 | Distribution Protection | 1 | 480Vac (Y/D) | 1 | 80% | 1 | 543561111 | No Equivalent Cross Available Based on Selections | XT5SU340ABFF000XXX | XT5SU340AEFF000XXX + SRFB3XT5MFPX | XT5SU340AFFF000XXX + SRFB3XT5MFPX | XT5SU340AGFF000XXX + SRFB3XT5MFPX | XT5SU340APFF000XXX + SRFB3XT5MFPX | XT5SU340AQFF000XXX + SRFB3XT5MFPX | XT5SU340ATFF000XXX + SRFB3XT5MFPX | XT5SU340AUFF000XXX + SRFB3XT5MFPX
SG | SGLL36AT0400 | 54 | SRPG400A350 | 35 | 350 | 22 | 50kA | 6 | Panelboard MRO | 1 | Distribution Protection | 1 | 600Vac (Y/D) | 2 | 80% | 1 | 543561121 | No Equivalent Cross Available Based on Selections | XT5LU340ABFF000XXX | XT5LU340AEFF000XXX + SRFB3XT5MFPX | XT5LU340AFFF000XXX + SRFB3XT5MFPX | XT5LU340AGFF000XXX + SRFB3XT5MFPX | XT5LU340APFF000XXX + SRFB3XT5MFPX | XT5LU340AQFF000XXX + SRFB3XT5MFPX | XT5LU340ATFF000XXX + SRFB3XT5MFPX | XT5LU340AUFF000XXX + SRFB3XT5MFPX
SG | SGLL36AT0400 | 54 | SRPG400A350 | 35 | 350 | 22 | 50kA | 6 | Panelboard MRO | 1 | Distribution Protection | 1 | 480Vac (Y/D) | 1 | 100% | 2 | 543561112 | No Equivalent Cross Available Based on Selections | XT5SQ340ABFF000XXX | XT5SQ340AEFF000XXX + SRFB3XT5MFPX | XT5SQ340AFFF000XXX + SRFB3XT5MFPX | XT5SQ340AGFF000XXX + SRFB3XT5MFPX | XT5SQ340APFF000XXX + SRFB3XT5MFPX | XT5SQ340AQFF000XXX + SRFB3XT5MFPX | XT5SQ340ATFF000XXX + SRFB3XT5MFPX | XT5SQ340AUFF000XXX + SRFB3XT5MFPX
SG | SGLL36AT0400 | 54 | SRPG400A350 | 35 | 350 | 22 | 50kA | 6 | Panelboard MRO | 1 | Distribution Protection | 1 | 600Vac (Y/D) | 2 | 100% | 2 | 543561122 | No Equivalent Cross Available Based on Selections | XT5LQ340ABFF000XXX | XT5LQ340AEFF000XXX + SRFB3XT5MFPX | XT5LQ340AFFF000XXX + SRFB3XT5MFPX | XT5LQ340AGFF000XXX + SRFB3XT5MFPX | XT5LQ340APFF000XXX + SRFB3XT5MFPX | XT5LQ340AQFF000XXX + SRFB3XT5MFPX | XT5LQ340ATFF000XXX + SRFB3XT5MFPX | XT5LQ340AUFF000XXX + SRFB3XT5MFPX
SG | SGLL36AT0400 | 54 | SRPG400A350 | 35 | 350 | 22 | 65kA | 7 | Loose MCCB (OEM) | 2 | Distribution Protection | 1 | 480Vac (Y/D) | 1 | 80% | 1 | 543572111 | No Equivalent Cross Available Based on Selections | XT5HU340ABFF000XXX | XT5HU340AEFF000XXX | XT5HU340AFFF000XXX | XT5HU340AGFF000XXX | XT5HU340APFF000XXX | XT5HU340AQFF000XXX | XT5HU340ATFF000XXX | XT5HU340AUFF000XXX
SG | SGLL36AT0400 | 54 | SRPG400A350 | 35 | 350 | 22 | 65kA | 7 | Loose MCCB (OEM) | 2 | Distribution Protection | 1 | 600Vac (Y/D) | 2 | 80% | 1 | 543572121 | No Equivalent Cross Available Based on Selections | XT5LU340ABFF000XXX | XT5LU340AEFF000XXX | XT5LU340AFFF000XXX | XT5LU340AGFF000XXX | XT5LU340APFF000XXX | XT5LU340AQFF000XXX | XT5LU340ATFF000XXX | XT5LU340AUFF000XXX
SG | SGLL36AT0400 | 54 | SRPG400A350 | 35 | 350 | 22 | 65kA | 7 | Loose MCCB (OEM) | 2 | Distribution Protection | 1 | 480Vac (Y/D) | 1 | 100% | 2 | 543572112 | No Equivalent Cross Available Based on Selections | XT5HQ340ABFF000XXX | XT5HQ340AEFF000XXX | XT5HQ340AFFF000XXX | XT5HQ340AGFF000XXX | XT5HQ340APFF000XXX | XT5HQ340AQFF000XXX | XT5HQ340ATFF000XXX | XT5HQ340AUFF000XXX
SG | SGLL36AT0400 | 54 | SRPG400A350 | 35 | 350 | 22 | 65kA | 7 | Loose MCCB (OEM) | 2 | Distribution Protection | 1 | 600Vac (Y/D) | 2 | 100% | 2 | 543572122 | No Equivalent Cross Available Based on Selections | XT5LQ340ABFF000XXX | XT5LQ340AEFF000XXX | XT5LQ340AFFF000XXX | XT5LQ340AGFF000XXX | XT5LQ340APFF000XXX | XT5LQ340AQFF000XXX | XT5LQ340ATFF000XXX | XT5LQ340AUFF000XXX
SG | SGLL36AT0400 | 54 | SRPG400A350 | 35 | 350 | 22 | 65kA | 7 | Panelboard MRO | 1 | Distribution Protection | 1 | 480Vac (Y/D) | 1 | 80% | 1 | 543571111 | No Equivalent Cross Available Based on Selections | XT5HU340ABFF000XXX | XT5HU340AEFF000XXX + SRFB3XT5MFPX | XT5HU340AFFF000XXX + SRFB3XT5MFPX | XT5HU340AGFF000XXX + SRFB3XT5MFPX | XT5HU340APFF000XXX + SRFB3XT5MFPX | XT5HU340AQFF000XXX + SRFB3XT5MFPX | XT5HU340ATFF000XXX + SRFB3XT5MFPX | XT5HU340AUFF000XXX + SRFB3XT5MFPX
SG | SGLL36AT0400 | 54 | SRPG400A350 | 35 | 350 | 22 | 65kA | 7 | Panelboard MRO | 1 | Distribution Protection | 1 | 600Vac (Y/D) | 2 | 80% | 1 | 543571121 | No Equivalent Cross Available Based on Selections | XT5LU340ABFF000XXX | XT5LU340AEFF000XXX + SRFB3XT5MFPX | XT5LU340AFFF000XXX + SRFB3XT5MFPX | XT5LU340AGFF000XXX + SRFB3XT5MFPX | XT5LU340APFF000XXX + SRFB3XT5MFPX | XT5LU340AQFF000XXX + SRFB3XT5MFPX | XT5LU340ATFF000XXX + SRFB3XT5MFPX | XT5LU340AUFF000XXX + SRFB3XT5MFPX
SG | SGLL36AT0400 | 54 | SRPG400A350 | 35 | 350 | 22 | 65kA | 7 | Panelboard MRO | 1 | Distribution Protection | 1 | 480Vac (Y/D) | 1 | 100% | 2 | 543571112 | No Equivalent Cross Available Based on Selections | XT5HQ340ABFF000XXX | XT5HQ340AEFF000XXX + SRFB3XT5MFPX | XT5HQ340AFFF000XXX + SRFB3XT5MFPX | XT5HQ340AGFF000XXX + SRFB3XT5MFPX | XT5HQ340APFF000XXX + SRFB3XT5MFPX | XT5HQ340AQFF000XXX + SRFB3XT5MFPX | XT5HQ340ATFF000XXX + SRFB3XT5MFPX | XT5HQ340AUFF000XXX + SRFB3XT5MFPX
SG | SGLL36AT0400 | 54 | SRPG400A350 | 35 | 350 | 22 | 65kA | 7 | Panelboard MRO | 1 | Distribution Protection | 1 | 600Vac (Y/D) | 2 | 100% | 2 | 543571122 | No Equivalent Cross Available Based on Selections | XT5LQ340ABFF000XXX | XT5LQ340AEFF000XXX + SRFB3XT5MFPX | XT5LQ340AFFF000XXX + SRFB3XT5MFPX | XT5LQ340AGFF000XXX + SRFB3XT5MFPX | XT5LQ340APFF000XXX + SRFB3XT5MFPX | XT5LQ340AQFF000XXX + SRFB3XT5MFPX | XT5LQ340ATFF000XXX + SRFB3XT5MFPX | XT5LQ340AUFF000XXX + SRFB3XT5MFPX
SG | SGLL36AT0400 | 54 | SRPG400A400 | 36 | 400 | 23 | 50kA | 6 | Loose MCCB (OEM) | 2 | Distribution Protection | 1 | 480Vac (Y/D) | 1 | 80% | 1 | 543662111 | No Equivalent Cross Available Based on Selections | XT5SU340ABFF000XXX | XT5SU340AEFF000XXX | XT5SU340AFFF000XXX | XT5SU340AGFF000XXX | XT5SU340APFF000XXX | XT5SU340AQFF000XXX | XT5SU340ATFF000XXX | XT5SU340AUFF000XXX
SG | SGLL36AT0400 | 54 | SRPG400A400 | 36 | 400 | 23 | 50kA | 6 | Loose MCCB (OEM) | 2 | Distribution Protection | 1 | 600Vac (Y/D) | 2 | 80% | 1 | 543662121 | No Equivalent Cross Available Based on Selections | XT5LU340ABFF000XXX | XT5LU340AEFF000XXX | XT5LU340AFFF000XXX | XT5LU340AGFF000XXX | XT5LU340APFF000XXX | XT5LU340AQFF000XXX | XT5LU340ATFF000XXX | XT5LU340AUFF000XXX
SG | SGLL36AT0400 | 54 | SRPG400A400 | 36 | 400 | 23 | 50kA | 6 | Loose MCCB (OEM) | 2 | Distribution Protection | 1 | 480Vac (Y/D) | 1 | 100% | 2 | 543662112 | No Equivalent Cross Available Based on Selections | XT5SQ340ABFF000XXX | XT5SQ340AEFF000XXX | XT5SQ340AFFF000XXX | XT5SQ340AGFF000XXX | XT5SQ340APFF000XXX | XT5SQ340AQFF000XXX | XT5SQ340ATFF000XXX | XT5SQ340AUFF000XXX
SG | SGLL36AT0400 | 54 | SRPG400A400 | 36 | 400 | 23 | 50kA | 6 | Loose MCCB (OEM) | 2 | Distribution Protection | 1 | 600Vac (Y/D) | 2 | 100% | 2 | 543662122 | No Equivalent Cross Available Based on Selections | XT5LQ340ABFF000XXX | XT5LQ340AEFF000XXX | XT5LQ340AFFF000XXX | XT5LQ340AGFF000XXX | XT5LQ340APFF000XXX | XT5LQ340AQFF000XXX | XT5LQ340ATFF000XXX | XT5LQ340AUFF000XXX
SG | SGLL36AT0400 | 54 | SRPG400A400 | 36 | 400 | 23 | 50kA | 6 | Panelboard MRO | 1 | Distribution Protection | 1 | 480Vac (Y/D) | 1 | 80% | 1 | 543661111 | No Equivalent Cross Available Based on Selections | XT5SU340ABFF000XXX | XT5SU340AEFF000XXX + SRFB3XT5MFPX | XT5SU340AFFF000XXX + SRFB3XT5MFPX | XT5SU340AGFF000XXX + SRFB3XT5MFPX | XT5SU340APFF000XXX + SRFB3XT5MFPX | XT5SU340AQFF000XXX + SRFB3XT5MFPX | XT5SU340ATFF000XXX + SRFB3XT5MFPX | XT5SU340AUFF000XXX + SRFB3XT5MFPX
SG | SGLL36AT0400 | 54 | SRPG400A400 | 36 | 400 | 23 | 50kA | 6 | Panelboard MRO | 1 | Distribution Protection | 1 | 600Vac (Y/D) | 2 | 80% | 1 | 543661121 | No Equivalent Cross Available Based on Selections | XT5LU340ABFF000XXX | XT5LU340AEFF000XXX + SRFB3XT5MFPX | XT5LU340AFFF000XXX + SRFB3XT5MFPX | XT5LU340AGFF000XXX + SRFB3XT5MFPX | XT5LU340APFF000XXX + SRFB3XT5MFPX | XT5LU340AQFF000XXX + SRFB3XT5MFPX | XT5LU340ATFF000XXX + SRFB3XT5MFPX | XT5LU340AUFF000XXX + SRFB3XT5MFPX
SG | SGLL36AT0400 | 54 | SRPG400A400 | 36 | 400 | 23 | 50kA | 6 | Panelboard MRO | 1 | Distribution Protection | 1 | 480Vac (Y/D) | 1 | 100% | 2 | 543661112 | No Equivalent Cross Available Based on Selections | XT5SQ340ABFF000XXX | XT5SQ340AEFF000XXX + SRFB3XT5MFPX | XT5SQ340AFFF000XXX + SRFB3XT5MFPX | XT5SQ340AGFF000XXX + SRFB3XT5MFPX | XT5SQ340APFF000XXX + SRFB3XT5MFPX | XT5SQ340AQFF000XXX + SRFB3XT5MFPX | XT5SQ340ATFF000XXX + SRFB3XT5MFPX | XT5SQ340AUFF000XXX + SRFB3XT5MFPX
SG | SGLL36AT0400 | 54 | SRPG400A400 | 36 | 400 | 23 | 50kA | 6 | Panelboard MRO | 1 | Distribution Protection | 1 | 600Vac (Y/D) | 2 | 100% | 2 | 543661122 | No Equivalent Cross Available Based on Selections | XT5LQ340ABFF000XXX | XT5LQ340AEFF000XXX + SRFB3XT5MFPX | XT5LQ340AFFF000XXX + SRFB3XT5MFPX | XT5LQ340AGFF000XXX + SRFB3XT5MFPX | XT5LQ340APFF000XXX + SRFB3XT5MFPX | XT5LQ340AQFF000XXX + SRFB3XT5MFPX | XT5LQ340ATFF000XXX + SRFB3XT5MFPX | XT5LQ340AUFF000XXX + SRFB3XT5MFPX
SG | SGLL36AT0400 | 54 | SRPG400A400 | 36 | 400 | 23 | 65kA | 7 | Loose MCCB (OEM) | 2 | Distribution Protection | 1 | 480Vac (Y/D) | 1 | 80% | 1 | 543672111 | No Equivalent Cross Available Based on Selections | XT5HU340ABFF000XXX | XT5HU340AEFF000XXX | XT5HU340AFFF000XXX | XT5HU340AGFF000XXX | XT5HU340APFF000XXX | XT5HU340AQFF000XXX | XT5HU340ATFF000XXX | XT5HU340AUFF000XXX
SG | SGLL36AT0400 | 54 | SRPG400A400 | 36 | 400 | 23 | 65kA | 7 | Loose MCCB (OEM) | 2 | Distribution Protection | 1 | 600Vac (Y/D) | 2 | 80% | 1 | 543672121 | No Equivalent Cross Available Based on Selections | XT5LU340ABFF000XXX | XT5LU340AEFF000XXX | XT5LU340AFFF000XXX | XT5LU340AGFF000XXX | XT5LU340APFF000XXX | XT5LU340AQFF000XXX | XT5LU340ATFF000XXX | XT5LU340AUFF000XXX
SG | SGLL36AT0400 | 54 | SRPG400A400 | 36 | 400 | 23 | 65kA | 7 | Loose MCCB (OEM) | 2 | Distribution Protection | 1 | 480Vac (Y/D) | 1 | 100% | 2 | 543672112 | No Equivalent Cross Available Based on Selections | XT5HQ340ABFF000XXX | XT5HQ340AEFF000XXX | XT5HQ340AFFF000XXX | XT5HQ340AGFF000XXX | XT5HQ340APFF000XXX | XT5HQ340AQFF000XXX | XT5HQ340ATFF000XXX | XT5HQ340AUFF000XXX
SG | SGLL36AT0400 | 54 | SRPG400A400 | 36 | 400 | 23 | 65kA | 7 | Loose MCCB (OEM) | 2 | Distribution Protection | 1 | 600Vac (Y/D) | 2 | 100% | 2 | 543672122 | No Equivalent Cross Available Based on Selections | XT5LQ340ABFF000XXX | XT5LQ340AEFF000XXX | XT5LQ340AFFF000XXX | XT5LQ340AGFF000XXX | XT5LQ340APFF000XXX | XT5LQ340AQFF000XXX | XT5LQ340ATFF000XXX | XT5LQ340AUFF000XXX
SG | SGLL36AT0400 | 54 | SRPG400A400 | 36 | 400 | 23 | 65kA | 7 | Panelboard MRO | 1 | Distribution Protection | 1 | 480Vac (Y/D) | 1 | 80% | 1 | 543671111 | No Equivalent Cross Available Based on Selections | XT5HU340ABFF000XXX | XT5HU340AEFF000XXX + SRFB3XT5MFPX | XT5HU340AFFF000XXX + SRFB3XT5MFPX | XT5HU340AGFF000XXX + SRFB3XT5MFPX | XT5HU340APFF000XXX + SRFB3XT5MFPX | XT5HU340AQFF000XXX + SRFB3XT5MFPX | XT5HU340ATFF000XXX + SRFB3XT5MFPX | XT5HU340AUFF000XXX + SRFB3XT5MFPX
SG | SGLL36AT0400 | 54 | SRPG400A400 | 36 | 400 | 23 | 65kA | 7 | Panelboard MRO | 1 | Distribution Protection | 1 | 600Vac (Y/D) | 2 | 80% | 1 | 543671121 | No Equivalent Cross Available Based on Selections | XT5LU340ABFF000XXX | XT5LU340AEFF000XXX + SRFB3XT5MFPX | XT5LU340AFFF000XXX + SRFB3XT5MFPX | XT5LU340AGFF000XXX + SRFB3XT5MFPX | XT5LU340APFF000XXX + SRFB3XT5MFPX | XT5LU340AQFF000XXX + SRFB3XT5MFPX | XT5LU340ATFF000XXX + SRFB3XT5MFPX | XT5LU340AUFF000XXX + SRFB3XT5MFPX
SG | SGLL36AT0400 | 54 | SRPG400A400 | 36 | 400 | 23 | 65kA | 7 | Panelboard MRO | 1 | Distribution Protection | 1 | 480Vac (Y/D) | 1 | 100% | 2 | 543671112 | No Equivalent Cross Available Based on Selections | XT5HQ340ABFF000XXX | XT5HQ340AEFF000XXX + SRFB3XT5MFPX | XT5HQ340AFFF000XXX + SRFB3XT5MFPX | XT5HQ340AGFF000XXX + SRFB3XT5MFPX | XT5HQ340APFF000XXX + SRFB3XT5MFPX | XT5HQ340AQFF000XXX + SRFB3XT5MFPX | XT5HQ340ATFF000XXX + SRFB3XT5MFPX | XT5HQ340AUFF000XXX + SRFB3XT5MFPX
SG | SGLL36AT0400 | 54 | SRPG400A400 | 36 | 400 | 23 | 65kA | 7 | Panelboard MRO | 1 | Distribution Protection | 1 | 600Vac (Y/D) | 2 | 100% | 2 | 543671122 | No Equivalent Cross Available Based on Selections | XT5LQ340ABFF000XXX | XT5LQ340AEFF000XXX + SRFB3XT5MFPX | XT5LQ340AFFF000XXX + SRFB3XT5MFPX | XT5LQ340AGFF000XXX + SRFB3XT5MFPX | XT5LQ340APFF000XXX + SRFB3XT5MFPX | XT5LQ340AQFF000XXX + SRFB3XT5MFPX | XT5LQ340ATFF000XXX + SRFB3XT5MFPX | XT5LQ340AUFF000XXX + SRFB3XT5MFPX
SG | SGPP36AT0400 | 55 | SRPG400A125 | 28 | 125 | 15 | 100kA | 8 | Loose MCCB (OEM) | 2 | Distribution Protection | 1 | 480Vac (Y/D) | 1 | 100% | 2 | 552882112 | XT4LQ3125AFF000XXX | XT4LQ3125BFF000XXX | XT4LQ3150EFF000XXX | XT4LQ3150FFF000XXX | XT4LQ3150GFF000XXX | XT4LQ3150PFF000XXX | XT4LQ3150QFF000XXX | XT4LQ3150TFF000XXX | XT4LQ3150UFF000XXX
SG | SGPP36AT0400 | 55 | SRPG400A125 | 28 | 125 | 15 | 100kA | 8 | Loose MCCB (OEM) | 2 | Distribution Protection | 1 | 600Vac (Y/D) | 2 | 100% | 2 | 552882122 | XT4XQ3125AFF000XXX | XT4XQ3125BFF000XXX | XT4XQ3150EFF000XXX | XT4XQ3150FFF000XXX | XT4XQ3150GFF000XXX | XT4XQ3150PFF000XXX | XT4XQ3150QFF000XXX | XT4XQ3150TFF000XXX | XT4XQ3150UFF000XXX
SG | SGPP36AT0400 | 55 | SRPG400A125 | 28 | 125 | 15 | 100kA | 8 | Loose MCCB (OEM) | 2 | Distribution Protection | 1 | 480Vac (Y/D) | 1 | 80% | 1 | 552882111 | XT4LU3125AFF000XXX | XT4LU3125BFF000XXX | XT4LU3150EFF000XXX | XT4LU3150FFF000XXX | XT4LU3150GFF000XXX | XT4LU3150PFF000XXX | XT4LU3150QFF000XXX | XT4LU3150TFF000XXX | XT4LU3150UFF000XXX
SG | SGPP36AT0400 | 55 | SRPG400A125 | 28 | 125 | 15 | 100kA | 8 | Loose MCCB (OEM) | 2 | Distribution Protection | 1 | 600Vac (Y/D) | 2 | 80% | 1 | 552882121 | XT4XU3125AFF000XXX | XT4XU3125BFF000XXX | XT4XU3150EFF000XXX | XT4XU3150FFF000XXX | XT4XU3150GFF000XXX | XT4XU3150PFF000XXX | XT4XU3150QFF000XXX | XT4XU3150TFF000XXX | XT4XU3150UFF000XXX
SG | SGPP36AT0400 | 55 | SRPG400A125 | 28 | 125 | 15 | 100kA | 8 | Panelboard MRO | 1 | Distribution Protection | 1 | 480Vac (Y/D) | 1 | 100% | 2 | 552881112 | XT4LQ3125AFF000XXX + SRFB6XT4FPX | XT4LQ3125BFF000XXX + SRFB6XT4FPX | XT4LQ3150EFF000XXX + SRFB3XT4FPX | XT4LQ3150FFF000XXX + SRFB3XT4FPX | XT4LQ3150GFF000XXX + SRFB3XT4FPX | XT4LQ3150PFF000XXX + SRFB3XT4FPX | XT4LQ3150QFF000XXX + SRFB3XT4FPX | XT4LQ3150TFF000XXX + SRFB3XT4FPX | XT4LQ3150UFF000XXX + SRFB3XT4FPX
SG | SGPP36AT0400 | 55 | SRPG400A125 | 28 | 125 | 15 | 100kA | 8 | Panelboard MRO | 1 | Distribution Protection | 1 | 480Vac (Y/D) | 1 | 80% | 1 | 552881111 | XT4LU3125AFF000XXX + SRFB6XT4FPX | XT4LU3125BFF000XXX + SRFB6XT4FPX | XT4LU3150EFF000XXX + SRFB3XT4FPX | XT4LU3150FFF000XXX + SRFB3XT4FPX | XT4LU3150GFF000XXX + SRFB3XT4FPX | XT4LU3150PFF000XXX + SRFB3XT4FPX | XT4LU3150QFF000XXX + SRFB3XT4FPX | XT4LU3150TFF000XXX + SRFB3XT4FPX | XT4LU3150UFF000XXX + SRFB3XT4FPX
SG | SGPP36AT0400 | 55 | SRPG400A125 | 28 | 125 | 15 | 100kA | 8 | Panelboard MRO | 1 | Distribution Protection | 1 | 600Vac (Y/D) | 2 | 80% | 1 | 552881121 | XT4XU3125AFF000XXX + SRFB6XT4FPX | XT4XU3125BFF000XXX + SRFB6XT4FPX | XT4XU3150EFF000XXX + SRFB3XT4FPX | XT4XU3150FFF000XXX + SRFB3XT4FPX | XT4XU3150GFF000XXX + SRFB3XT4FPX | XT4XU3150PFF000XXX + SRFB3XT4FPX | XT4XU3150QFF000XXX + SRFB3XT4FPX | XT4XU3150TFF000XXX + SRFB3XT4FPX | XT4XU3150UFF000XXX + SRFB3XT4FPX
SG | SGPP36AT0400 | 55 | SRPG400A125 | 28 | 125 | 15 | 100kA | 8 | Panelboard MRO | 1 | Distribution Protection | 1 | 600Vac (Y/D) | 2 | 100% | 2 | 552881122 | XT4XQ3125AFF000XXX + SRFB6XT4FPX | XT4XQ3125BFF000XXX + SRFB6XT4FPX | XT4XQ3150EFF000XXX + SRFB3XT4FPX | XT4XQ3150FFF000XXX + SRFB3XT4FPX | XT4XQ3150GFF000XXX + SRFB3XT4FPX | XT4XQ3150PFF000XXX + SRFB3XT4FPX | XT4XQ3150QFF000XXX + SRFB3XT4FPX | XT4XQ3150TFF000XXX + SRFB3XT4FPX | XT4XQ3150UFF000XXX + SRFB3XT4FPX
SG | SGPP36AT0400 | 55 | SRPG400A150 | 29 | 150 | 16 | 100kA | 8 | Loose MCCB (OEM) | 2 | Distribution Protection | 1 | 480Vac (Y/D) | 1 | 80% | 1 | 552982111 | XT4LU3150AFF000XXX | XT4LU3150BFF000XXX | XT4LU3150EFF000XXX | XT4LU3150FFF000XXX | XT4LU3150GFF000XXX | XT4LU3150PFF000XXX | XT4LU3150QFF000XXX | XT4LU3150TFF000XXX | XT4LU3150UFF000XXX
SG | SGPP36AT0400 | 55 | SRPG400A150 | 29 | 150 | 16 | 100kA | 8 | Loose MCCB (OEM) | 2 | Distribution Protection | 1 | 600Vac (Y/D) | 2 | 80% | 1 | 552982121 | XT4XU3150AFF000XXX | XT4XU3150BFF000XXX | XT4XU3150EFF000XXX | XT4XU3150FFF000XXX | XT4XU3150GFF000XXX | XT4XU3150PFF000XXX | XT4XU3150QFF000XXX | XT4XU3150TFF000XXX | XT4XU3150UFF000XXX
SG | SGPP36AT0400 | 55 | SRPG400A150 | 29 | 150 | 16 | 100kA | 8 | Loose MCCB (OEM) | 2 | Distribution Protection | 1 | 480Vac (Y/D) | 1 | 100% | 2 | 552982112 | XT4LQ3150AFF000XXX | XT4LQ3150BFF000XXX | XT4LQ3150EFF000XXX | XT4LQ3150FFF000XXX | XT4LQ3150GFF000XXX | XT4LQ3150PFF000XXX | XT4LQ3150QFF000XXX | XT4LQ3150TFF000XXX | XT4LQ3150UFF000XXX
SG | SGPP36AT0400 | 55 | SRPG400A150 | 29 | 150 | 16 | 100kA | 8 | Loose MCCB (OEM) | 2 | Distribution Protection | 1 | 600Vac (Y/D) | 2 | 100% | 2 | 552982122 | XT4XQ3150AFF000XXX | XT4XQ3150BFF000XXX | XT4XQ3150EFF000XXX | XT4XQ3150FFF000XXX | XT4XQ3150GFF000XXX | XT4XQ3150PFF000XXX | XT4XQ3150QFF000XXX | XT4XQ3150TFF000XXX | XT4XQ3150UFF000XXX
SG | SGPP36AT0400 | 55 | SRPG400A150 | 29 | 150 | 16 | 100kA | 8 | Panelboard MRO | 1 | Distribution Protection | 1 | 480Vac (Y/D) | 1 | 80% | 1 | 552981111 | XT4LU3150AFF000XXX + SRFB6XT4FPX | XT4LU3150BFF000XXX + SRFB6XT4FPX | XT4LU3150EFF000XXX + SRFB3XT4FPX | XT4LU3150FFF000XXX + SRFB3XT4FPX | XT4LU3150GFF000XXX + SRFB3XT4FPX | XT4LU3150PFF000XXX + SRFB3XT4FPX | XT4LU3150QFF000XXX + SRFB3XT4FPX | XT4LU3150TFF000XXX + SRFB3XT4FPX | XT4LU3150UFF000XXX + SRFB3XT4FPX
SG | SGPP36AT0400 | 55 | SRPG400A150 | 29 | 150 | 16 | 100kA | 8 | Panelboard MRO | 1 | Distribution Protection | 1 | 600Vac (Y/D) | 2 | 80% | 1 | 552981121 | XT4XU3150AFF000XXX + SRFB6XT4FPX | XT4XU3150BFF000XXX + SRFB6XT4FPX | XT4XU3150EFF000XXX + SRFB3XT4FPX | XT4XU3150FFF000XXX + SRFB3XT4FPX | XT4XU3150GFF000XXX + SRFB3XT4FPX | XT4XU3150PFF000XXX + SRFB3XT4FPX | XT4XU3150QFF000XXX + SRFB3XT4FPX | XT4XU3150TFF000XXX + SRFB3XT4FPX | XT4XU3150UFF000XXX + SRFB3XT4FPX
SG | SGPP36AT0400 | 55 | SRPG400A150 | 29 | 150 | 16 | 100kA | 8 | Panelboard MRO | 1 | Distribution Protection | 1 | 480Vac (Y/D) | 1 | 100% | 2 | 552981112 | XT4LQ3150AFF000XXX + SRFB6XT4FPX | XT4LQ3150BFF000XXX + SRFB6XT4FPX | XT4LQ3150EFF000XXX + SRFB3XT4FPX | XT4LQ3150FFF000XXX + SRFB3XT4FPX | XT4LQ3150GFF000XXX + SRFB3XT4FPX | XT4LQ3150PFF000XXX + SRFB3XT4FPX | XT4LQ3150QFF000XXX + SRFB3XT4FPX | XT4LQ3150TFF000XXX + SRFB3XT4FPX | XT4LQ3150UFF000XXX + SRFB3XT4FPX
SG | SGPP36AT0400 | 55 | SRPG400A150 | 29 | 150 | 16 | 100kA | 8 | Panelboard MRO | 1 | Distribution Protection | 1 | 600Vac (Y/D) | 2 | 100% | 2 | 552981122 | XT4XQ3150AFF000XXX + SRFB6XT4FPX | XT4XQ3150BFF000XXX + SRFB6XT4FPX | XT4XQ3150EFF000XXX + SRFB3XT4FPX | XT4XQ3150FFF000XXX + SRFB3XT4FPX | XT4XQ3150GFF000XXX + SRFB3XT4FPX | XT4XQ3150PFF000XXX + SRFB3XT4FPX | XT4XQ3150QFF000XXX + SRFB3XT4FPX | XT4XQ3150TFF000XXX + SRFB3XT4FPX | XT4XQ3150UFF000XXX + SRFB3XT4FPX
SG | SGPP36AT0400 | 55 | SRPG400A175 | 30 | 175 | 17 | 100kA | 8 | Loose MCCB (OEM) | 2 | Distribution Protection | 1 | 480Vac (Y/D) | 1 | 80% | 1 | 553082111 | XT4LU3175AFF000XXX | XT4LU3175BFF000XXX | XT4LU3225EFF000XXX | XT4LU3225FFF000XXX | XT4LU3225GFF000XXX | XT4LU3225PFF000XXX | XT4LU3225QFF000XXX | XT4LU3225TFF000XXX | XT4LU3225UFF000XXX
SG | SGPP36AT0400 | 55 | SRPG400A175 | 30 | 175 | 17 | 100kA | 8 | Loose MCCB (OEM) | 2 | Distribution Protection | 1 | 600Vac (Y/D) | 2 | 80% | 1 | 553082121 | XT4XU3175AFF000XXX | XT4XU3175BFF000XXX | XT4XU3225EFF000XXX | XT4XU3225FFF000XXX | XT4XU3225GFF000XXX | XT4XU3225PFF000XXX | XT4XU3225QFF000XXX | XT4XU3225TFF000XXX | XT4XU3225UFF000XXX
SG | SGPP36AT0400 | 55 | SRPG400A175 | 30 | 175 | 17 | 100kA | 8 | Loose MCCB (OEM) | 2 | Distribution Protection | 1 | 480Vac (Y/D) | 1 | 100% | 2 | 553082112 | XT4LQ3175AFF000XXX | XT4LQ3175BFF000XXX | XT4LQ3225EFF000XXX | XT4LQ3225FFF000XXX | XT4LQ3225GFF000XXX | XT4LQ3225PFF000XXX | XT4LQ3225QFF000XXX | XT4LQ3225TFF000XXX | XT4LQ3225UFF000XXX
SG | SGPP36AT0400 | 55 | SRPG400A175 | 30 | 175 | 17 | 100kA | 8 | Loose MCCB (OEM) | 2 | Distribution Protection | 1 | 600Vac (Y/D) | 2 | 100% | 2 | 553082122 | XT4XQ3175AFF000XXX | XT4XQ3175BFF000XXX | XT4XQ3225EFF000XXX | XT4XQ3225FFF000XXX | XT4XQ3225GFF000XXX | XT4XQ3225PFF000XXX | XT4XQ3225QFF000XXX | XT4XQ3225TFF000XXX | XT4XQ3225UFF000XXX
SG | SGPP36AT0400 | 55 | SRPG400A175 | 30 | 175 | 17 | 100kA | 8 | Panelboard MRO | 1 | Distribution Protection | 1 | 480Vac (Y/D) | 1 | 80% | 1 | 553081111 | XT4LU3175AFF000XXX + SRFB6XT4FPX | XT4LU3175BFF000XXX + SRFB6XT4FPX | XT4LU3225EFF000XXX + SRFB3XT4FPX | XT4LU3225FFF000XXX + SRFB3XT4FPX | XT4LU3225GFF000XXX + SRFB3XT4FPX | XT4LU3225PFF000XXX + SRFB3XT4FPX | XT4LU3225QFF000XXX + SRFB3XT4FPX | XT4LU3225TFF000XXX + SRFB3XT4FPX | XT4LU3225UFF000XXX + SRFB3XT4FPX
SG | SGPP36AT0400 | 55 | SRPG400A175 | 30 | 175 | 17 | 100kA | 8 | Panelboard MRO | 1 | Distribution Protection | 1 | 600Vac (Y/D) | 2 | 80% | 1 | 553081121 | XT4XU3175AFF000XXX + SRFB6XT4FPX | XT4XU3175BFF000XXX + SRFB6XT4FPX | XT4XU3225EFF000XXX + SRFB3XT4FPX | XT4XU3225FFF000XXX + SRFB3XT4FPX | XT4XU3225GFF000XXX + SRFB3XT4FPX | XT4XU3225PFF000XXX + SRFB3XT4FPX | XT4XU3225QFF000XXX + SRFB3XT4FPX | XT4XU3225TFF000XXX + SRFB3XT4FPX | XT4XU3225UFF000XXX + SRFB3XT4FPX
SG | SGPP36AT0400 | 55 | SRPG400A175 | 30 | 175 | 17 | 100kA | 8 | Panelboard MRO | 1 | Distribution Protection | 1 | 480Vac (Y/D) | 1 | 100% | 2 | 553081112 | XT4LQ3175AFF000XXX + SRFB6XT4FPX | XT4LQ3175BFF000XXX + SRFB6XT4FPX | XT4LQ3225EFF000XXX + SRFB3XT4FPX | XT4LQ3225FFF000XXX + SRFB3XT4FPX | XT4LQ3225GFF000XXX + SRFB3XT4FPX | XT4LQ3225PFF000XXX + SRFB3XT4FPX | XT4LQ3225QFF000XXX + SRFB3XT4FPX | XT4LQ3225TFF000XXX + SRFB3XT4FPX | XT4LQ3225UFF000XXX + SRFB3XT4FPX
SG | SGPP36AT0400 | 55 | SRPG400A175 | 30 | 175 | 17 | 100kA | 8 | Panelboard MRO | 1 | Distribution Protection | 1 | 600Vac (Y/D) | 2 | 100% | 2 | 553081122 | XT4XQ3175AFF000XXX + SRFB6XT4FPX | XT4XQ3175BFF000XXX + SRFB6XT4FPX | XT4XQ3225EFF000XXX + SRFB3XT4FPX | XT4XQ3225FFF000XXX + SRFB3XT4FPX | XT4XQ3225GFF000XXX + SRFB3XT4FPX | XT4XQ3225PFF000XXX + SRFB3XT4FPX | XT4XQ3225QFF000XXX + SRFB3XT4FPX | XT4XQ3225TFF000XXX + SRFB3XT4FPX | XT4XQ3225UFF000XXX + SRFB3XT4FPX
SG | SGPP36AT0400 | 55 | SRPG400A200 | 31 | 200 | 18 | 100kA | 8 | Loose MCCB (OEM) | 2 | Distribution Protection | 1 | 480Vac (Y/D) | 1 | 80% | 1 | 553182111 | XT4LU3200AFF000XXX | XT4LU3200BFF000XXX | XT4LU3225EFF000XXX | XT4LU3225FFF000XXX | XT4LU3225GFF000XXX | XT4LU3225PFF000XXX | XT4LU3225QFF000XXX | XT4LU3225TFF000XXX | XT4LU3225UFF000XXX
SG | SGPP36AT0400 | 55 | SRPG400A200 | 31 | 200 | 18 | 100kA | 8 | Loose MCCB (OEM) | 2 | Distribution Protection | 1 | 600Vac (Y/D) | 2 | 80% | 1 | 553182121 | XT4XU3200AFF000XXX | XT4XU3200BFF000XXX | XT4XU3225EFF000XXX | XT4XU3225FFF000XXX | XT4XU3225GFF000XXX | XT4XU3225PFF000XXX | XT4XU3225QFF000XXX | XT4XU3225TFF000XXX | XT4XU3225UFF000XXX
SG | SGPP36AT0400 | 55 | SRPG400A200 | 31 | 200 | 18 | 100kA | 8 | Loose MCCB (OEM) | 2 | Distribution Protection | 1 | 480Vac (Y/D) | 1 | 100% | 2 | 553182112 | XT4LQ3200AFF000XXX | XT4LQ3200BFF000XXX | XT4LQ3225EFF000XXX | XT4LQ3225FFF000XXX | XT4LQ3225GFF000XXX | XT4LQ3225PFF000XXX | XT4LQ3225QFF000XXX | XT4LQ3225TFF000XXX | XT4LQ3225UFF000XXX
SG | SGPP36AT0400 | 55 | SRPG400A200 | 31 | 200 | 18 | 100kA | 8 | Loose MCCB (OEM) | 2 | Distribution Protection | 1 | 600Vac (Y/D) | 2 | 100% | 2 | 553182122 | XT4XQ3200AFF000XXX | XT4XQ3200BFF000XXX | XT4XQ3225EFF000XXX | XT4XQ3225FFF000XXX | XT4XQ3225GFF000XXX | XT4XQ3225PFF000XXX | XT4XQ3225QFF000XXX | XT4XQ3225TFF000XXX | XT4XQ3225UFF000XXX
SG | SGPP36AT0400 | 55 | SRPG400A200 | 31 | 200 | 18 | 100kA | 8 | Panelboard MRO | 1 | Distribution Protection | 1 | 480Vac (Y/D) | 1 | 80% | 1 | 553181111 | XT4LU3200AFF000XXX + SRFB6XT4FPX | XT4LU3200BFF000XXX + SRFB6XT4FPX | XT4LU3225EFF000XXX + SRFB3XT4FPX | XT4LU3225FFF000XXX + SRFB3XT4FPX | XT4LU3225GFF000XXX + SRFB3XT4FPX | XT4LU3225PFF000XXX + SRFB3XT4FPX | XT4LU3225QFF000XXX + SRFB3XT4FPX | XT4LU3225TFF000XXX + SRFB3XT4FPX | XT4LU3225UFF000XXX + SRFB3XT4FPX
SG | SGPP36AT0400 | 55 | SRPG400A200 | 31 | 200 | 18 | 100kA | 8 | Panelboard MRO | 1 | Distribution Protection | 1 | 600Vac (Y/D) | 2 | 80% | 1 | 553181121 | XT4XU3200AFF000XXX + SRFB6XT4FPX | XT4XU3200BFF000XXX + SRFB6XT4FPX | XT4XU3225EFF000XXX + SRFB3XT4FPX | XT4XU3225FFF000XXX + SRFB3XT4FPX | XT4XU3225GFF000XXX + SRFB3XT4FPX | XT4XU3225PFF000XXX + SRFB3XT4FPX | XT4XU3225QFF000XXX + SRFB3XT4FPX | XT4XU3225TFF000XXX + SRFB3XT4FPX | XT4XU3225UFF000XXX + SRFB3XT4FPX
SG | SGPP36AT0400 | 55 | SRPG400A200 | 31 | 200 | 18 | 100kA | 8 | Panelboard MRO | 1 | Distribution Protection | 1 | 480Vac (Y/D) | 1 | 100% | 2 | 553181112 | XT4LQ3200AFF000XXX + SRFB6XT4FPX | XT4LQ3200BFF000XXX + SRFB6XT4FPX | XT4LQ3225EFF000XXX + SRFB3XT4FPX | XT4LQ3225FFF000XXX + SRFB3XT4FPX | XT4LQ3225GFF000XXX + SRFB3XT4FPX | XT4LQ3225PFF000XXX + SRFB3XT4FPX | XT4LQ3225QFF000XXX + SRFB3XT4FPX | XT4LQ3225TFF000XXX + SRFB3XT4FPX | XT4LQ3225UFF000XXX + SRFB3XT4FPX
SG | SGPP36AT0400 | 55 | SRPG400A200 | 31 | 200 | 18 | 100kA | 8 | Panelboard MRO | 1 | Distribution Protection | 1 | 600Vac (Y/D) | 2 | 100% | 2 | 553181122 | XT4XQ3200AFF000XXX + SRFB6XT4FPX | XT4XQ3200BFF000XXX + SRFB6XT4FPX | XT4XQ3225EFF000XXX + SRFB3XT4FPX | XT4XQ3225FFF000XXX + SRFB3XT4FPX | XT4XQ3225GFF000XXX + SRFB3XT4FPX | XT4XQ3225PFF000XXX + SRFB3XT4FPX | XT4XQ3225QFF000XXX + SRFB3XT4FPX | XT4XQ3225TFF000XXX + SRFB3XT4FPX | XT4XQ3225UFF000XXX + SRFB3XT4FPX
SG | SGPP36AT0400 | 55 | SRPG400A225 | 32 | 225 | 19 | 100kA | 8 | Loose MCCB (OEM) | 2 | Distribution Protection | 1 | 480Vac (Y/D) | 1 | 80% | 1 | 553282111 | XT4LU3225AFF000XXX | XT4LU3225BFF000XXX | XT4LU3225EFF000XXX | XT4LU3225FFF000XXX | XT4LU3225GFF000XXX | XT4LU3225PFF000XXX | XT4LU3225QFF000XXX | XT4LU3225TFF000XXX | XT4LU3225UFF000XXX
SG | SGPP36AT0400 | 55 | SRPG400A225 | 32 | 225 | 19 | 100kA | 8 | Loose MCCB (OEM) | 2 | Distribution Protection | 1 | 600Vac (Y/D) | 2 | 80% | 1 | 553282121 | XT4XU3225AFF000XXX | XT4XU3225BFF000XXX | XT4XU3225EFF000XXX | XT4XU3225FFF000XXX | XT4XU3225GFF000XXX | XT4XU3225PFF000XXX | XT4XU3225QFF000XXX | XT4XU3225TFF000XXX | XT4XU3225UFF000XXX
SG | SGPP36AT0400 | 55 | SRPG400A225 | 32 | 225 | 19 | 100kA | 8 | Loose MCCB (OEM) | 2 | Distribution Protection | 1 | 480Vac (Y/D) | 1 | 100% | 2 | 553282112 | XT4LQ3225AFF000XXX | XT4LQ3225BFF000XXX | XT4LQ3225EFF000XXX | XT4LQ3225FFF000XXX | XT4LQ3225GFF000XXX | XT4LQ3225PFF000XXX | XT4LQ3225QFF000XXX | XT4LQ3225TFF000XXX | XT4LQ3225UFF000XXX
SG | SGPP36AT0400 | 55 | SRPG400A225 | 32 | 225 | 19 | 100kA | 8 | Loose MCCB (OEM) | 2 | Distribution Protection | 1 | 600Vac (Y/D) | 2 | 100% | 2 | 553282122 | XT4XQ3225AFF000XXX | XT4XQ3225BFF000XXX | XT4XQ3225EFF000XXX | XT4XQ3225FFF000XXX | XT4XQ3225GFF000XXX | XT4XQ3225PFF000XXX | XT4XQ3225QFF000XXX | XT4XQ3225TFF000XXX | XT4XQ3225UFF000XXX
SG | SGPP36AT0400 | 55 | SRPG400A225 | 32 | 225 | 19 | 100kA | 8 | Panelboard MRO | 1 | Distribution Protection | 1 | 480Vac (Y/D) | 1 | 80% | 1 | 553281111 | XT4LU3225AFF000XXX + SRFB6XT4FPX | XT4LU3225BFF000XXX + SRFB6XT4FPX | XT4LU3225EFF000XXX + SRFB3XT4FPX | XT4LU3225FFF000XXX + SRFB3XT4FPX | XT4LU3225GFF000XXX + SRFB3XT4FPX | XT4LU3225PFF000XXX + SRFB3XT4FPX | XT4LU3225QFF000XXX + SRFB3XT4FPX | XT4LU3225TFF000XXX + SRFB3XT4FPX | XT4LU3225UFF000XXX + SRFB3XT4FPX
SG | SGPP36AT0400 | 55 | SRPG400A225 | 32 | 225 | 19 | 100kA | 8 | Panelboard MRO | 1 | Distribution Protection | 1 | 600Vac (Y/D) | 2 | 80% | 1 | 553281121 | XT4XU3225AFF000XXX + SRFB6XT4FPX | XT4XU3225BFF000XXX + SRFB6XT4FPX | XT4XU3225EFF000XXX + SRFB3XT4FPX | XT4XU3225FFF000XXX + SRFB3XT4FPX | XT4XU3225GFF000XXX + SRFB3XT4FPX | XT4XU3225PFF000XXX + SRFB3XT4FPX | XT4XU3225QFF000XXX + SRFB3XT4FPX | XT4XU3225TFF000XXX + SRFB3XT4FPX | XT4XU3225UFF000XXX + SRFB3XT4FPX
SG | SGPP36AT0400 | 55 | SRPG400A225 | 32 | 225 | 19 | 100kA | 8 | Panelboard MRO | 1 | Distribution Protection | 1 | 480Vac (Y/D) | 1 | 100% | 2 | 553281112 | XT4LQ3225AFF000XXX + SRFB6XT4FPX | XT4LQ3225BFF000XXX + SRFB6XT4FPX | XT4LQ3225EFF000XXX + SRFB3XT4FPX | XT4LQ3225FFF000XXX + SRFB3XT4FPX | XT4LQ3225GFF000XXX + SRFB3XT4FPX | XT4LQ3225PFF000XXX + SRFB3XT4FPX | XT4LQ3225QFF000XXX + SRFB3XT4FPX | XT4LQ3225TFF000XXX + SRFB3XT4FPX | XT4LQ3225UFF000XXX + SRFB3XT4FPX
SG | SGPP36AT0400 | 55 | SRPG400A225 | 32 | 225 | 19 | 100kA | 8 | Panelboard MRO | 1 | Distribution Protection | 1 | 600Vac (Y/D) | 2 | 100% | 2 | 553281122 | XT4XQ3225AFF000XXX + SRFB6XT4FPX | XT4XQ3225BFF000XXX + SRFB6XT4FPX | XT4XQ3225EFF000XXX + SRFB3XT4FPX | XT4XQ3225FFF000XXX + SRFB3XT4FPX | XT4XQ3225GFF000XXX + SRFB3XT4FPX | XT4XQ3225PFF000XXX + SRFB3XT4FPX | XT4XQ3225QFF000XXX + SRFB3XT4FPX | XT4XQ3225TFF000XXX + SRFB3XT4FPX | XT4XQ3225UFF000XXX + SRFB3XT4FPX
SG | SGPP36AT0400 | 55 | SRPG400A250 | 33 | 250 | 20 | 100kA | 8 | Loose MCCB (OEM) | 2 | Distribution Protection | 1 | 480Vac (Y/D) | 1 | 80% | 1 | 553382111 | XT4LU3250AFF000XXX | XT4LU3250BFF000XXX | XT4LU3250EFF000XXX | XT4LU3250FFF000XXX | XT4LU3250GFF000XXX | XT4LU3250PFF000XXX | XT4LU3250QFF000XXX | XT4LU3250TFF000XXX | XT4LU3250UFF000XXX
SG | SGPP36AT0400 | 55 | SRPG400A250 | 33 | 250 | 20 | 100kA | 8 | Loose MCCB (OEM) | 2 | Distribution Protection | 1 | 600Vac (Y/D) | 2 | 80% | 1 | 553382121 | XT4XU3250AFF000XXX | XT4XU3250BFF000XXX | XT4XU3250EFF000XXX | XT4XU3250FFF000XXX | XT4XU3250GFF000XXX | XT4XU3250PFF000XXX | XT4XU3250QFF000XXX | XT4XU3250TFF000XXX | XT4XU3250UFF000XXX
SG | SGPP36AT0400 | 55 | SRPG400A250 | 33 | 250 | 20 | 100kA | 8 | Loose MCCB (OEM) | 2 | Distribution Protection | 1 | 480Vac (Y/D) | 1 | 100% | 2 | 553382112 | XT4LQ3250AFF000XXX | XT4LQ3250BFF000XXX | XT4LQ3250EFF000XXX | XT4LQ3250FFF000XXX | XT4LQ3250GFF000XXX | XT4LQ3250PFF000XXX | XT4LQ3250QFF000XXX | XT4LQ3250TFF000XXX | XT4LQ3250UFF000XXX
SG | SGPP36AT0400 | 55 | SRPG400A250 | 33 | 250 | 20 | 100kA | 8 | Loose MCCB (OEM) | 2 | Distribution Protection | 1 | 600Vac (Y/D) | 2 | 100% | 2 | 553382122 | XT4XQ3250AFF000XXX | XT4XQ3250BFF000XXX | XT4XQ3250EFF000XXX | XT4XQ3250FFF000XXX | XT4XQ3250GFF000XXX | XT4XQ3250PFF000XXX | XT4XQ3250QFF000XXX | XT4XQ3250TFF000XXX | XT4XQ3250UFF000XXX
SG | SGPP36AT0400 | 55 | SRPG400A250 | 33 | 250 | 20 | 100kA | 8 | Panelboard MRO | 1 | Distribution Protection | 1 | 480Vac (Y/D) | 1 | 80% | 1 | 553381111 | XT4LU3250AFF000XXX + SRFB6XT4FPX | XT4LU3250BFF000XXX + SRFB6XT4FPX | XT4LU3250EFF000XXX + SRFB3XT4FPX | XT4LU3250FFF000XXX + SRFB3XT4FPX | XT4LU3250GFF000XXX + SRFB3XT4FPX | XT4LU3250PFF000XXX + SRFB3XT4FPX | XT4LU3250QFF000XXX + SRFB3XT4FPX | XT4LU3250TFF000XXX + SRFB3XT4FPX | XT4LU3250UFF000XXX + SRFB3XT4FPX
SG | SGPP36AT0400 | 55 | SRPG400A250 | 33 | 250 | 20 | 100kA | 8 | Panelboard MRO | 1 | Distribution Protection | 1 | 600Vac (Y/D) | 2 | 80% | 1 | 553381121 | XT4XU3250AFF000XXX + SRFB6XT4FPX | XT4XU3250BFF000XXX + SRFB6XT4FPX | XT4XU3250EFF000XXX + SRFB3XT4FPX | XT4XU3250FFF000XXX + SRFB3XT4FPX | XT4XU3250GFF000XXX + SRFB3XT4FPX | XT4XU3250PFF000XXX + SRFB3XT4FPX | XT4XU3250QFF000XXX + SRFB3XT4FPX | XT4XU3250TFF000XXX + SRFB3XT4FPX | XT4XU3250UFF000XXX + SRFB3XT4FPX
SG | SGPP36AT0400 | 55 | SRPG400A250 | 33 | 250 | 20 | 100kA | 8 | Panelboard MRO | 1 | Distribution Protection | 1 | 480Vac (Y/D) | 1 | 100% | 2 | 553381112 | XT4LQ3250AFF000XXX + SRFB6XT4FPX | XT4LQ3250BFF000XXX + SRFB6XT4FPX | XT4LQ3250EFF000XXX + SRFB3XT4FPX | XT4LQ3250FFF000XXX + SRFB3XT4FPX | XT4LQ3250GFF000XXX + SRFB3XT4FPX | XT4LQ3250PFF000XXX + SRFB3XT4FPX | XT4LQ3250QFF000XXX + SRFB3XT4FPX | XT4LQ3250TFF000XXX + SRFB3XT4FPX | XT4LQ3250UFF000XXX + SRFB3XT4FPX
SG | SGPP36AT0400 | 55 | SRPG400A250 | 33 | 250 | 20 | 100kA | 8 | Panelboard MRO | 1 | Distribution Protection | 1 | 600Vac (Y/D) | 2 | 100% | 2 | 553381122 | XT4XQ3250AFF000XXX + SRFB6XT4FPX | XT4XQ3250BFF000XXX + SRFB6XT4FPX | XT4XQ3250EFF000XXX + SRFB3XT4FPX | XT4XQ3250FFF000XXX + SRFB3XT4FPX | XT4XQ3250GFF000XXX + SRFB3XT4FPX | XT4XQ3250PFF000XXX + SRFB3XT4FPX | XT4XQ3250QFF000XXX + SRFB3XT4FPX | XT4XQ3250TFF000XXX + SRFB3XT4FPX | XT4XQ3250UFF000XXX + SRFB3XT4FPX
SG | SGPP36AT0400 | 55 | SRPG400A300 | 34 | 300 | 21 | 100kA | 8 | Loose MCCB (OEM) | 2 | Distribution Protection | 1 | 480Vac (Y/D) | 1 | 80% | 1 | 553482111 | No Equivalent Cross Available Based on Selections | XT5LU330ABFF000XXX | XT5LU330AEFF000XXX | XT5LU330AFFF000XXX | XT5LU330AGFF000XXX | XT5LU330APFF000XXX | XT5LU330AQFF000XXX | XT5LU330ATFF000XXX | XT5LU330AUFF000XXX
SG | SGPP36AT0400 | 55 | SRPG400A300 | 34 | 300 | 21 | 100kA | 8 | Loose MCCB (OEM) | 2 | Distribution Protection | 1 | 600Vac (Y/D) | 2 | 80% | 1 | 553482121 | No Equivalent Cross Available Based on Selections | XT5VU330ABFF000XXX | XT5VU330AEFF000XXX | XT5VU330AFFF000XXX | XT5VU330AGFF000XXX | XT5VU330APFF000XXX | XT5VU330AQFF000XXX | XT5VU330ATFF000XXX | XT5VU330AUFF000XXX
SG | SGPP36AT0400 | 55 | SRPG400A300 | 34 | 300 | 21 | 100kA | 8 | Loose MCCB (OEM) | 2 | Distribution Protection | 1 | 480Vac (Y/D) | 1 | 100% | 2 | 553482112 | No Equivalent Cross Available Based on Selections | XT5LQ330ABFF000XXX | XT5LQ330AEFF000XXX | XT5LQ330AFFF000XXX | XT5LQ330AGFF000XXX | XT5LQ330APFF000XXX | XT5LQ330AQFF000XXX | XT5LQ330ATFF000XXX | XT5LQ330AUFF000XXX
SG | SGPP36AT0400 | 55 | SRPG400A300 | 34 | 300 | 21 | 100kA | 8 | Loose MCCB (OEM) | 2 | Distribution Protection | 1 | 600Vac (Y/D) | 2 | 100% | 2 | 553482122 | No Equivalent Cross Available Based on Selections | XT5VQ330ABFF000XXX | XT5VQ330AEFF000XXX | XT5VQ330AFFF000XXX | XT5VQ330AGFF000XXX | XT5VQ330APFF000XXX | XT5VQ330AQFF000XXX | XT5VQ330ATFF000XXX | XT5VQ330AUFF000XXX
SG | SGPP36AT0400 | 55 | SRPG400A300 | 34 | 300 | 21 | 100kA | 8 | Panelboard MRO | 1 | Distribution Protection | 1 | 480Vac (Y/D) | 1 | 80% | 1 | 553481111 | No Equivalent Cross Available Based on Selections | XT5LU330ABFF000XXX | XT5LU330AEFF000XXX + SRFB3XT5MFPX | XT5LU330AFFF000XXX + SRFB3XT5MFPX | XT5LU330AGFF000XXX + SRFB3XT5MFPX | XT5LU330APFF000XXX + SRFB3XT5MFPX | XT5LU330AQFF000XXX + SRFB3XT5MFPX | XT5LU330ATFF000XXX + SRFB3XT5MFPX | XT5LU330AUFF000XXX + SRFB3XT5MFPX
SG | SGPP36AT0400 | 55 | SRPG400A300 | 34 | 300 | 21 | 100kA | 8 | Panelboard MRO | 1 | Distribution Protection | 1 | 600Vac (Y/D) | 2 | 80% | 1 | 553481121 | No Equivalent Cross Available Based on Selections | XT5VU330ABFF000XXX | XT5VU330AEFF000XXX + SRFB3XT5MFPX | XT5VU330AFFF000XXX + SRFB3XT5MFPX | XT5VU330AGFF000XXX + SRFB3XT5MFPX | XT5VU330APFF000XXX + SRFB3XT5MFPX | XT5VU330AQFF000XXX + SRFB3XT5MFPX | XT5VU330ATFF000XXX + SRFB3XT5MFPX | XT5VU330AUFF000XXX + SRFB3XT5MFPX
SG | SGPP36AT0400 | 55 | SRPG400A300 | 34 | 300 | 21 | 100kA | 8 | Panelboard MRO | 1 | Distribution Protection | 1 | 480Vac (Y/D) | 1 | 100% | 2 | 553481112 | No Equivalent Cross Available Based on Selections | XT5LQ330ABFF000XXX | XT5LQ330AEFF000XXX + SRFB3XT5MFPX | XT5LQ330AFFF000XXX + SRFB3XT5MFPX | XT5LQ330AGFF000XXX + SRFB3XT5MFPX | XT5LQ330APFF000XXX + SRFB3XT5MFPX | XT5LQ330AQFF000XXX + SRFB3XT5MFPX | XT5LQ330ATFF000XXX + SRFB3XT5MFPX | XT5LQ330AUFF000XXX + SRFB3XT5MFPX
SG | SGPP36AT0400 | 55 | SRPG400A300 | 34 | 300 | 21 | 100kA | 8 | Panelboard MRO | 1 | Distribution Protection | 1 | 600Vac (Y/D) | 2 | 100% | 2 | 553481122 | No Equivalent Cross Available Based on Selections | XT5VQ330ABFF000XXX | XT5VQ330AEFF000XXX + SRFB3XT5MFPX | XT5VQ330AFFF000XXX + SRFB3XT5MFPX | XT5VQ330AGFF000XXX + SRFB3XT5MFPX | XT5VQ330APFF000XXX + SRFB3XT5MFPX | XT5VQ330AQFF000XXX + SRFB3XT5MFPX | XT5VQ330ATFF000XXX + SRFB3XT5MFPX | XT5VQ330AUFF000XXX + SRFB3XT5MFPX
SG | SGPP36AT0400 | 55 | SRPG400A350 | 35 | 350 | 22 | 100kA | 8 | Loose MCCB (OEM) | 2 | Distribution Protection | 1 | 480Vac (Y/D) | 1 | 80% | 1 | 553582111 | No Equivalent Cross Available Based on Selections | XT5LU340ABFF000XXX | XT5LU340AEFF000XXX | XT5LU340AFFF000XXX | XT5LU340AGFF000XXX | XT5LU340APFF000XXX | XT5LU340AQFF000XXX | XT5LU340ATFF000XXX | XT5LU340AUFF000XXX
SG | SGPP36AT0400 | 55 | SRPG400A350 | 35 | 350 | 22 | 100kA | 8 | Loose MCCB (OEM) | 2 | Distribution Protection | 1 | 600Vac (Y/D) | 2 | 80% | 1 | 553582121 | No Equivalent Cross Available Based on Selections | XT5VU340ABFF000XXX | XT5VU340AEFF000XXX | XT5VU340AFFF000XXX | XT5VU340AGFF000XXX | XT5VU340APFF000XXX | XT5VU340AQFF000XXX | XT5VU340ATFF000XXX | XT5VU340AUFF000XXX
SG | SGPP36AT0400 | 55 | SRPG400A350 | 35 | 350 | 22 | 100kA | 8 | Loose MCCB (OEM) | 2 | Distribution Protection | 1 | 480Vac (Y/D) | 1 | 100% | 2 | 553582112 | No Equivalent Cross Available Based on Selections | XT5LQ340ABFF000XXX | XT5LQ340AEFF000XXX | XT5LQ340AFFF000XXX | XT5LQ340AGFF000XXX | XT5LQ340APFF000XXX | XT5LQ340AQFF000XXX | XT5LQ340ATFF000XXX | XT5LQ340AUFF000XXX
SG | SGPP36AT0400 | 55 | SRPG400A350 | 35 | 350 | 22 | 100kA | 8 | Loose MCCB (OEM) | 2 | Distribution Protection | 1 | 600Vac (Y/D) | 2 | 100% | 2 | 553582122 | No Equivalent Cross Available Based on Selections | XT5VQ340ABFF000XXX | XT5VQ340AEFF000XXX | XT5VQ340AFFF000XXX | XT5VQ340AGFF000XXX | XT5VQ340APFF000XXX | XT5VQ340AQFF000XXX | XT5VQ340ATFF000XXX | XT5VQ340AUFF000XXX
SG | SGPP36AT0400 | 55 | SRPG400A350 | 35 | 350 | 22 | 100kA | 8 | Panelboard MRO | 1 | Distribution Protection | 1 | 480Vac (Y/D) | 1 | 80% | 1 | 553581111 | No Equivalent Cross Available Based on Selections | XT5LU340ABFF000XXX | XT5LU340AEFF000XXX + SRFB3XT5MFPX | XT5LU340AFFF000XXX + SRFB3XT5MFPX | XT5LU340AGFF000XXX + SRFB3XT5MFPX | XT5LU340APFF000XXX + SRFB3XT5MFPX | XT5LU340AQFF000XXX + SRFB3XT5MFPX | XT5LU340ATFF000XXX + SRFB3XT5MFPX | XT5LU340AUFF000XXX + SRFB3XT5MFPX
SG | SGPP36AT0400 | 55 | SRPG400A350 | 35 | 350 | 22 | 100kA | 8 | Panelboard MRO | 1 | Distribution Protection | 1 | 600Vac (Y/D) | 2 | 80% | 1 | 553581121 | No Equivalent Cross Available Based on Selections | XT5VU340ABFF000XXX | XT5VU340AEFF000XXX + SRFB3XT5MFPX | XT5VU340AFFF000XXX + SRFB3XT5MFPX | XT5VU340AGFF000XXX + SRFB3XT5MFPX | XT5VU340APFF000XXX + SRFB3XT5MFPX | XT5VU340AQFF000XXX + SRFB3XT5MFPX | XT5VU340ATFF000XXX + SRFB3XT5MFPX | XT5VU340AUFF000XXX + SRFB3XT5MFPX
SG | SGPP36AT0400 | 55 | SRPG400A350 | 35 | 350 | 22 | 100kA | 8 | Panelboard MRO | 1 | Distribution Protection | 1 | 480Vac (Y/D) | 1 | 100% | 2 | 553581112 | No Equivalent Cross Available Based on Selections | XT5LQ340ABFF000XXX | XT5LQ340AEFF000XXX + SRFB3XT5MFPX | XT5LQ340AFFF000XXX + SRFB3XT5MFPX | XT5LQ340AGFF000XXX + SRFB3XT5MFPX | XT5LQ340APFF000XXX + SRFB3XT5MFPX | XT5LQ340AQFF000XXX + SRFB3XT5MFPX | XT5LQ340ATFF000XXX + SRFB3XT5MFPX | XT5LQ340AUFF000XXX + SRFB3XT5MFPX
SG | SGPP36AT0400 | 55 | SRPG400A350 | 35 | 350 | 22 | 100kA | 8 | Panelboard MRO | 1 | Distribution Protection | 1 | 600Vac (Y/D) | 2 | 100% | 2 | 553581122 | No Equivalent Cross Available Based on Selections | XT5VQ340ABFF000XXX | XT5VQ340AEFF000XXX + SRFB3XT5MFPX | XT5VQ340AFFF000XXX + SRFB3XT5MFPX | XT5VQ340AGFF000XXX + SRFB3XT5MFPX | XT5VQ340APFF000XXX + SRFB3XT5MFPX | XT5VQ340AQFF000XXX + SRFB3XT5MFPX | XT5VQ340ATFF000XXX + SRFB3XT5MFPX | XT5VQ340AUFF000XXX + SRFB3XT5MFPX
SG | SGPP36AT0400 | 55 | SRPG400A400 | 36 | 400 | 23 | 100kA | 8 | Loose MCCB (OEM) | 2 | Distribution Protection | 1 | 480Vac (Y/D) | 1 | 80% | 1 | 553682111 | No Equivalent Cross Available Based on Selections | XT5LU340ABFF000XXX | XT5LU340AEFF000XXX | XT5LU340AFFF000XXX | XT5LU340AGFF000XXX | XT5LU340APFF000XXX | XT5LU340AQFF000XXX | XT5LU340ATFF000XXX | XT5LU340AUFF000XXX
SG | SGPP36AT0400 | 55 | SRPG400A400 | 36 | 400 | 23 | 100kA | 8 | Loose MCCB (OEM) | 2 | Distribution Protection | 1 | 600Vac (Y/D) | 2 | 80% | 1 | 553682121 | No Equivalent Cross Available Based on Selections | XT5VU340ABFF000XXX | XT5VU340AEFF000XXX | XT5VU340AFFF000XXX | XT5VU340AGFF000XXX | XT5VU340APFF000XXX | XT5VU340AQFF000XXX | XT5VU340ATFF000XXX | XT5VU340AUFF000XXX
SG | SGPP36AT0400 | 55 | SRPG400A400 | 36 | 400 | 23 | 100kA | 8 | Loose MCCB (OEM) | 2 | Distribution Protection | 1 | 480Vac (Y/D) | 1 | 100% | 2 | 553682112 | No Equivalent Cross Available Based on Selections | XT5LQ340ABFF000XXX | XT5LQ340AEFF000XXX | XT5LQ340AFFF000XXX | XT5LQ340AGFF000XXX | XT5LQ340APFF000XXX | XT5LQ340AQFF000XXX | XT5LQ340ATFF000XXX | XT5LQ340AUFF000XXX
SG | SGPP36AT0400 | 55 | SRPG400A400 | 36 | 400 | 23 | 100kA | 8 | Loose MCCB (OEM) | 2 | Distribution Protection | 1 | 600Vac (Y/D) | 2 | 100% | 2 | 553682122 | No Equivalent Cross Available Based on Selections | XT5VQ340ABFF000XXX | XT5VQ340AEFF000XXX | XT5VQ340AFFF000XXX | XT5VQ340AGFF000XXX | XT5VQ340APFF000XXX | XT5VQ340AQFF000XXX | XT5VQ340ATFF000XXX | XT5VQ340AUFF000XXX
SG | SGPP36AT0400 | 55 | SRPG400A400 | 36 | 400 | 23 | 100kA | 8 | Panelboard MRO | 1 | Distribution Protection | 1 | 480Vac (Y/D) | 1 | 80% | 1 | 553681111 | No Equivalent Cross Available Based on Selections | XT5LU340ABFF000XXX | XT5LU340AEFF000XXX + SRFB3XT5MFPX | XT5LU340AFFF000XXX + SRFB3XT5MFPX | XT5LU340AGFF000XXX + SRFB3XT5MFPX | XT5LU340APFF000XXX + SRFB3XT5MFPX | XT5LU340AQFF000XXX + SRFB3XT5MFPX | XT5LU340ATFF000XXX + SRFB3XT5MFPX | XT5LU340AUFF000XXX + SRFB3XT5MFPX
SG | SGPP36AT0400 | 55 | SRPG400A400 | 36 | 400 | 23 | 100kA | 8 | Panelboard MRO | 1 | Distribution Protection | 1 | 600Vac (Y/D) | 2 | 80% | 1 | 553681121 | No Equivalent Cross Available Based on Selections | XT5VU340ABFF000XXX | XT5VU340AEFF000XXX + SRFB3XT5MFPX | XT5VU340AFFF000XXX + SRFB3XT5MFPX | XT5VU340AGFF000XXX + SRFB3XT5MFPX | XT5VU340APFF000XXX + SRFB3XT5MFPX | XT5VU340AQFF000XXX + SRFB3XT5MFPX | XT5VU340ATFF000XXX + SRFB3XT5MFPX | XT5VU340AUFF000XXX + SRFB3XT5MFPX
SG | SGPP36AT0400 | 55 | SRPG400A400 | 36 | 400 | 23 | 100kA | 8 | Panelboard MRO | 1 | Distribution Protection | 1 | 480Vac (Y/D) | 1 | 100% | 2 | 553681112 | No Equivalent Cross Available Based on Selections | XT5LQ340ABFF000XXX | XT5LQ340AEFF000XXX + SRFB3XT5MFPX | XT5LQ340AFFF000XXX + SRFB3XT5MFPX | XT5LQ340AGFF000XXX + SRFB3XT5MFPX | XT5LQ340APFF000XXX + SRFB3XT5MFPX | XT5LQ340AQFF000XXX + SRFB3XT5MFPX | XT5LQ340ATFF000XXX + SRFB3XT5MFPX | XT5LQ340AUFF000XXX + SRFB3XT5MFPX
SG | SGPP36AT0400 | 55 | SRPG400A400 | 36 | 400 | 23 | 100kA | 8 | Panelboard MRO | 1 | Distribution Protection | 1 | 600Vac (Y/D) | 2 | 100% | 2 | 553681122 | No Equivalent Cross Available Based on Selections | XT5VQ340ABFF000XXX | XT5VQ340AEFF000XXX + SRFB3XT5MFPX | XT5VQ340AFFF000XXX + SRFB3XT5MFPX | XT5VQ340AGFF000XXX + SRFB3XT5MFPX | XT5VQ340APFF000XXX + SRFB3XT5MFPX | XT5VQ340AQFF000XXX + SRFB3XT5MFPX | XT5VQ340ATFF000XXX + SRFB3XT5MFPX | XT5VQ340AUFF000XXX + SRFB3XT5MFPX
SG | SGHH36AT0600 | 56 | SRPG600A250 | 37 | 250 | 20 | 35kA | 5 | Loose MCCB (OEM) | 2 | Distribution Protection | 1 | 480Vac (Y/D) | 1 | 80% | 1 | 563752111 | XT4SU3250AFF000XXX | XT4SU3250BFF000XXX | XT4SU3250EFF000XXX | XT4SU3250FFF000XXX | XT4SU3250GFF000XXX | XT4SU3250PFF000XXX | XT4SU3250QFF000XXX | XT4SU3250TFF000XXX | XT4SU3250UFF000XXX
SG | SGHH36AT0600 | 56 | SRPG600A250 | 37 | 250 | 20 | 35kA | 5 | Loose MCCB (OEM) | 2 | Distribution Protection | 1 | 600Vac (Y/D) | 2 | 80% | 1 | 563752121 | XT4LU3250AFF000XXX | XT4LU3250BFF000XXX | XT4LU3250EFF000XXX | XT4LU3250FFF000XXX | XT4LU3250GFF000XXX | XT4LU3250PFF000XXX | XT4LU3250QFF000XXX | XT4LU3250TFF000XXX | XT4LU3250UFF000XXX
SG | SGHH36AT0600 | 56 | SRPG600A250 | 37 | 250 | 20 | 35kA | 5 | Loose MCCB (OEM) | 2 | Distribution Protection | 1 | 480Vac (Y/D) | 1 | 100% | 2 | 563752112 | XT4SQ3250AFF000XXX | XT4SQ3250BFF000XXX | XT4SQ3250EFF000XXX | XT4SQ3250FFF000XXX | XT4SQ3250GFF000XXX | XT4SQ3250PFF000XXX | XT4SQ3250QFF000XXX | XT4SQ3250TFF000XXX | XT4SQ3250UFF000XXX
SG | SGHH36AT0600 | 56 | SRPG600A250 | 37 | 250 | 20 | 35kA | 5 | Loose MCCB (OEM) | 2 | Distribution Protection | 1 | 600Vac (Y/D) | 2 | 100% | 2 | 563752122 | XT4LQ3250AFF000XXX | XT4LQ3250BFF000XXX | XT4LQ3250EFF000XXX | XT4LQ3250FFF000XXX | XT4LQ3250GFF000XXX | XT4LQ3250PFF000XXX | XT4LQ3250QFF000XXX | XT4LQ3250TFF000XXX | XT4LQ3250UFF000XXX
SG | SGHH36AT0600 | 56 | SRPG600A250 | 37 | 250 | 20 | 35kA | 5 | Loose MCCB (OEM) | 2 | Distribution Protection | 1 | 480Vac (Y/D) | 1 | 80% | 1 | 563752111 | XT4SU3250AFF000XXX | XT4SU3250BFF000XXX | XT4SU3250EFF000XXX | XT4SU3250FFF000XXX | XT4SU3250GFF000XXX | XT4SU3250PFF000XXX | XT4SU3250QFF000XXX | XT4SU3250TFF000XXX | XT4SU3250UFF000XXX
SG | SGHH36AT0600 | 56 | SRPG600A250 | 37 | 250 | 20 | 35kA | 5 | Loose MCCB (OEM) | 2 | Distribution Protection | 1 | 600Vac (Y/D) | 2 | 80% | 1 | 563752121 | XT4LU3250AFF000XXX | XT4LU3250BFF000XXX | XT4LU3250EFF000XXX | XT4LU3250FFF000XXX | XT4LU3250GFF000XXX | XT4LU3250PFF000XXX | XT4LU3250QFF000XXX | XT4LU3250TFF000XXX | XT4LU3250UFF000XXX
SG | SGHH36AT0600 | 56 | SRPG600A250 | 37 | 250 | 20 | 35kA | 5 | Loose MCCB (OEM) | 2 | Distribution Protection | 1 | 480Vac (Y/D) | 1 | 100% | 2 | 563752112 | XT4SQ3250AFF000XXX | XT4SQ3250BFF000XXX | XT4SQ3250EFF000XXX | XT4SQ3250FFF000XXX | XT4SQ3250GFF000XXX | XT4SQ3250PFF000XXX | XT4SQ3250QFF000XXX | XT4SQ3250TFF000XXX | XT4SQ3250UFF000XXX
SG | SGHH36AT0600 | 56 | SRPG600A250 | 37 | 250 | 20 | 35kA | 5 | Loose MCCB (OEM) | 2 | Distribution Protection | 1 | 600Vac (Y/D) | 2 | 100% | 2 | 563752122 | XT4LQ3250AFF000XXX | XT4LQ3250BFF000XXX | XT4LQ3250EFF000XXX | XT4LQ3250FFF000XXX | XT4LQ3250GFF000XXX | XT4LQ3250PFF000XXX | XT4LQ3250QFF000XXX | XT4LQ3250TFF000XXX | XT4LQ3250UFF000XXX
SG | SGHH36AT0600 | 56 | SRPG600A250 | 37 | 250 | 20 | 35kA | 5 | Panelboard MRO | 1 | Distribution Protection | 1 | 480Vac (Y/D) | 1 | 80% | 1 | 563751111 | XT4SU3250AFF000XXX + SRFB6XT4FPX | XT4SU3250BFF000XXX + SRFB6XT4FPX | XT4SU3250EFF000XXX + SRFB3XT4FPX | XT4SU3250FFF000XXX + SRFB3XT4FPX | XT4SU3250GFF000XXX + SRFB3XT4FPX | XT4SU3250PFF000XXX + SRFB3XT4FPX | XT4SU3250QFF000XXX + SRFB3XT4FPX | XT4SU3250TFF000XXX + SRFB3XT4FPX | XT4SU3250UFF000XXX + SRFB3XT4FPX
SG | SGHH36AT0600 | 56 | SRPG600A250 | 37 | 250 | 20 | 35kA | 5 | Panelboard MRO | 1 | Distribution Protection | 1 | 600Vac (Y/D) | 2 | 80% | 1 | 563751121 | XT4LU3150AFF000XXX + SRFB6XT4FPX | XT4LU3250BFF000XXX + SRFB6XT4FPX | XT4LU3250EFF000XXX + SRFB3XT4FPX | XT4LU3250FFF000XXX + SRFB3XT4FPX | XT4LU3250GFF000XXX + SRFB3XT4FPX | XT4LU3250PFF000XXX + SRFB3XT4FPX | XT4LU3250QFF000XXX + SRFB3XT4FPX | XT4LU3250TFF000XXX + SRFB3XT4FPX | XT4LU3250UFF000XXX + SRFB3XT4FPX
SG | SGHH36AT0600 | 56 | SRPG600A250 | 37 | 250 | 20 | 35kA | 5 | Panelboard MRO | 1 | Distribution Protection | 1 | 480Vac (Y/D) | 1 | 100% | 2 | 563751112 | XT4SQ3250AFF000XXX + SRFB6XT4FPX | XT4SQ3250BFF000XXX + SRFB6XT4FPX | XT4SQ3250EFF000XXX + SRFB3XT4FPX | XT4SQ3250FFF000XXX + SRFB3XT4FPX | XT4SQ3250GFF000XXX + SRFB3XT4FPX | XT4SQ3250PFF000XXX + SRFB3XT4FPX | XT4SQ3250QFF000XXX + SRFB3XT4FPX | XT4SQ3250TFF000XXX + SRFB3XT4FPX | XT4SQ3250UFF000XXX + SRFB3XT4FPX
SG | SGHH36AT0600 | 56 | SRPG600A250 | 37 | 250 | 20 | 35kA | 5 | Panelboard MRO | 1 | Distribution Protection | 1 | 600Vac (Y/D) | 2 | 100% | 2 | 563751122 | XT4LQ3250AFF000XXX + SRFB6XT4FPX | XT4LQ3250BFF000XXX + SRFB6XT4FPX | XT4LQ3250EFF000XXX + SRFB3XT4FPX | XT4LQ3250FFF000XXX + SRFB3XT4FPX | XT4LQ3250GFF000XXX + SRFB3XT4FPX | XT4LQ3250PFF000XXX + SRFB3XT4FPX | XT4LQ3250QFF000XXX + SRFB3XT4FPX | XT4LQ3250TFF000XXX + SRFB3XT4FPX | XT4LQ3250UFF000XXX + SRFB3XT4FPX
SG | SGHH36AT0600 | 56 | SRPG600A250 | 37 | 250 | 20 | 35kA | 5 | Panelboard MRO | 1 | Distribution Protection | 1 | 480Vac (Y/D) | 1 | 80% | 1 | 563751111 | XT4SU3250AFF000XXX + SRFB6XT4FPX | XT4SU3250BFF000XXX + SRFB6XT4FPX | XT4SU3250EFF000XXX + SRFB3XT4FPX | XT4SU3250FFF000XXX + SRFB3XT4FPX | XT4SU3250GFF000XXX + SRFB3XT4FPX | XT4SU3250PFF000XXX + SRFB3XT4FPX | XT4SU3250QFF000XXX + SRFB3XT4FPX | XT4SU3250TFF000XXX + SRFB3XT4FPX | XT4SU3250UFF000XXX + SRFB3XT4FPX
SG | SGHH36AT0600 | 56 | SRPG600A250 | 37 | 250 | 20 | 35kA | 5 | Panelboard MRO | 1 | Distribution Protection | 1 | 600Vac (Y/D) | 2 | 80% | 1 | 563751121 | XT4LU3150AFF000XXX + SRFB6XT4FPX | XT4LU3250BFF000XXX + SRFB6XT4FPX | XT4LU3250EFF000XXX + SRFB3XT4FPX | XT4LU3250FFF000XXX + SRFB3XT4FPX | XT4LU3250GFF000XXX + SRFB3XT4FPX | XT4LU3250PFF000XXX + SRFB3XT4FPX | XT4LU3250QFF000XXX + SRFB3XT4FPX | XT4LU3250TFF000XXX + SRFB3XT4FPX | XT4LU3250UFF000XXX + SRFB3XT4FPX
SG | SGHH36AT0600 | 56 | SRPG600A250 | 37 | 250 | 20 | 35kA | 5 | Panelboard MRO | 1 | Distribution Protection | 1 | 480Vac (Y/D) | 1 | 100% | 2 | 563751112 | XT4SQ3250AFF000XXX + SRFB6XT4FPX | XT4SQ3250BFF000XXX + SRFB6XT4FPX | XT4SQ3250EFF000XXX + SRFB3XT4FPX | XT4SQ3250FFF000XXX + SRFB3XT4FPX | XT4SQ3250GFF000XXX + SRFB3XT4FPX | XT4SQ3250PFF000XXX + SRFB3XT4FPX | XT4SQ3250QFF000XXX + SRFB3XT4FPX | XT4SQ3250TFF000XXX + SRFB3XT4FPX | XT4SQ3250UFF000XXX + SRFB3XT4FPX
SG | SGHH36AT0600 | 56 | SRPG600A250 | 37 | 250 | 20 | 35kA | 5 | Panelboard MRO | 1 | Distribution Protection | 1 | 600Vac (Y/D) | 2 | 100% | 2 | 563751122 | XT4LQ3250AFF000XXX + SRFB6XT4FPX | XT4LQ3250BFF000XXX + SRFB6XT4FPX | XT4LQ3250EFF000XXX + SRFB3XT4FPX | XT4LQ3250FFF000XXX + SRFB3XT4FPX | XT4LQ3250GFF000XXX + SRFB3XT4FPX | XT4LQ3250PFF000XXX + SRFB3XT4FPX | XT4LQ3250QFF000XXX + SRFB3XT4FPX | XT4LQ3250TFF000XXX + SRFB3XT4FPX | XT4LQ3250UFF000XXX + SRFB3XT4FPX
SG | SGHH36AT0600 | 56 | SRPG600A300 | 38 | 300 | 21 | 35kA | 5 | Loose MCCB (OEM) | 2 | Distribution Protection | 1 | 480Vac (Y/D) | 1 | 80% | 1 | 563852111 | No Equivalent Cross Available Based on Selections | XT5NU330ABFF000XXX | XT5NU330AEFF000XXX | XT5NU330AFFF000XXX | XT5NU330AGFF000XXX | XT5NU330APFF000XXX | XT5NU330AQFF000XXX | XT5NU330ATFF000XXX | XT5NU330AUFF000XXX
SG | SGHH36AT0600 | 56 | SRPG600A300 | 38 | 300 | 21 | 35kA | 5 | Loose MCCB (OEM) | 2 | Distribution Protection | 1 | 600Vac (Y/D) | 2 | 80% | 1 | 563852121 | No Equivalent Cross Available Based on Selections | XT5HU330ABFF000XXX | XT5HU330AEFF000XXX | XT5HU330AFFF000XXX | XT5HU330AGFF000XXX | XT5HU330APFF000XXX | XT5HU330AQFF000XXX | XT5HU330ATFF000XXX | XT5HU330AUFF000XXX
SG | SGHH36AT0600 | 56 | SRPG600A300 | 38 | 300 | 21 | 35kA | 5 | Loose MCCB (OEM) | 2 | Distribution Protection | 1 | 480Vac (Y/D) | 1 | 100% | 2 | 563852112 | No Equivalent Cross Available Based on Selections | XT5NQ330ABFF000XXX | XT5NQ330AEFF000XXX | XT5NQ330AFFF000XXX | XT5NQ330AGFF000XXX | XT5NQ330APFF000XXX | XT5NQ330AQFF000XXX | XT5NQ330ATFF000XXX | XT5NQ330AUFF000XXX
SG | SGHH36AT0600 | 56 | SRPG600A300 | 38 | 300 | 21 | 35kA | 5 | Loose MCCB (OEM) | 2 | Distribution Protection | 1 | 600Vac (Y/D) | 2 | 100% | 2 | 563852122 | No Equivalent Cross Available Based on Selections | XT5HQ330ABFF000XXX | XT5HQ330AEFF000XXX | XT5HQ330AFFF000XXX | XT5HQ330AGFF000XXX | XT5HQ330APFF000XXX | XT5HQ330AQFF000XXX | XT5HQ330ATFF000XXX | XT5HQ330AUFF000XXX
SG | SGHH36AT0600 | 56 | SRPG600A300 | 38 | 300 | 21 | 35kA | 5 | Loose MCCB (OEM) | 2 | Distribution Protection | 1 | 480Vac (Y/D) | 1 | 80% | 1 | 563852111 | No Equivalent Cross Available Based on Selections | XT5NU330ABFF000XXX | XT5NU330AEFF000XXX | XT5NU330AFFF000XXX | XT5NU330AGFF000XXX | XT5NU330APFF000XXX | XT5NU330AQFF000XXX | XT5NU330ATFF000XXX | XT5NU330AUFF000XXX
SG | SGHH36AT0600 | 56 | SRPG600A300 | 38 | 300 | 21 | 35kA | 5 | Loose MCCB (OEM) | 2 | Distribution Protection | 1 | 600Vac (Y/D) | 2 | 80% | 1 | 563852121 | No Equivalent Cross Available Based on Selections | XT5HU330ABFF000XXX | XT5HU330AEFF000XXX | XT5HU330AFFF000XXX | XT5HU330AGFF000XXX | XT5HU330APFF000XXX | XT5HU330AQFF000XXX | XT5HU330ATFF000XXX | XT5HU330AUFF000XXX
SG | SGHH36AT0600 | 56 | SRPG600A300 | 38 | 300 | 21 | 35kA | 5 | Loose MCCB (OEM) | 2 | Distribution Protection | 1 | 480Vac (Y/D) | 1 | 100% | 2 | 563852112 | No Equivalent Cross Available Based on Selections | XT5NQ330ABFF000XXX | XT5NQ330AEFF000XXX | XT5NQ330AFFF000XXX | XT5NQ330AGFF000XXX | XT5NQ330APFF000XXX | XT5NQ330AQFF000XXX | XT5NQ330ATFF000XXX | XT5NQ330AUFF000XXX
SG | SGHH36AT0600 | 56 | SRPG600A300 | 38 | 300 | 21 | 35kA | 5 | Loose MCCB (OEM) | 2 | Distribution Protection | 1 | 600Vac (Y/D) | 2 | 100% | 2 | 563852122 | No Equivalent Cross Available Based on Selections | XT5HQ330ABFF000XXX | XT5HQ330AEFF000XXX | XT5HQ330AFFF000XXX | XT5HQ330AGFF000XXX | XT5HQ330APFF000XXX | XT5HQ330AQFF000XXX | XT5HQ330ATFF000XXX | XT5HQ330AUFF000XXX
SG | SGHH36AT0600 | 56 | SRPG600A300 | 38 | 300 | 21 | 35kA | 5 | Panelboard MRO | 1 | Distribution Protection | 1 | 480Vac (Y/D) | 1 | 80% | 1 | 563851111 | No Equivalent Cross Available Based on Selections | XT5NU330ABFF000XXX | XT5NU330AEFF000XXX + SRFB3XT5MFPX | XT5NU330AFFF000XXX + SRFB3XT5MFPX | XT5NU330AGFF000XXX + SRFB3XT5MFPX | XT5NU330APFF000XXX + SRFB3XT5MFPX | XT5NU330AQFF000XXX + SRFB3XT5MFPX | XT5NU330ATFF000XXX + SRFB3XT5MFPX | XT5NU330AUFF000XXX + SRFB3XT5MFPX
SG | SGHH36AT0600 | 56 | SRPG600A300 | 38 | 300 | 21 | 35kA | 5 | Panelboard MRO | 1 | Distribution Protection | 1 | 600Vac (Y/D) | 2 | 80% | 1 | 563851121 | No Equivalent Cross Available Based on Selections | XT5HU330ABFF000XXX | XT5HU330AEFF000XXX + SRFB3XT5MFPX | XT5HU330AFFF000XXX + SRFB3XT5MFPX | XT5HU330AGFF000XXX + SRFB3XT5MFPX | XT5HU330APFF000XXX + SRFB3XT5MFPX | XT5HU330AQFF000XXX + SRFB3XT5MFPX | XT5HU330ATFF000XXX + SRFB3XT5MFPX | XT5HU330AUFF000XXX + SRFB3XT5MFPX
SG | SGHH36AT0600 | 56 | SRPG600A300 | 38 | 300 | 21 | 35kA | 5 | Panelboard MRO | 1 | Distribution Protection | 1 | 480Vac (Y/D) | 1 | 100% | 2 | 563851112 | No Equivalent Cross Available Based on Selections | XT5NQ330ABFF000XXX | XT5NQ330AEFF000XXX + SRFB3XT5MFPX | XT5NQ330AFFF000XXX + SRFB3XT5MFPX | XT5NQ330AGFF000XXX + SRFB3XT5MFPX | XT5NQ330APFF000XXX + SRFB3XT5MFPX | XT5NQ330AQFF000XXX + SRFB3XT5MFPX | XT5NQ330ATFF000XXX + SRFB3XT5MFPX | XT5NQ330AUFF000XXX + SRFB3XT5MFPX
SG | SGHH36AT0600 | 56 | SRPG600A300 | 38 | 300 | 21 | 35kA | 5 | Panelboard MRO | 1 | Distribution Protection | 1 | 600Vac (Y/D) | 2 | 100% | 2 | 563851122 | No Equivalent Cross Available Based on Selections | XT5HQ330ABFF000XXX | XT5HQ330AEFF000XXX + SRFB3XT5MFPX | XT5HQ330AFFF000XXX + SRFB3XT5MFPX | XT5HQ330AGFF000XXX + SRFB3XT5MFPX | XT5HQ330APFF000XXX + SRFB3XT5MFPX | XT5HQ330AQFF000XXX + SRFB3XT5MFPX | XT5HQ330ATFF000XXX + SRFB3XT5MFPX | XT5HQ330AUFF000XXX + SRFB3XT5MFPX
SG | SGHH36AT0600 | 56 | SRPG600A300 | 38 | 300 | 21 | 35kA | 5 | Panelboard MRO | 1 | Distribution Protection | 1 | 480Vac (Y/D) | 1 | 80% | 1 | 563851111 | No Equivalent Cross Available Based on Selections | XT5NU330ABFF000XXX | XT5NU330AEFF000XXX + SRFB3XT5MFPX | XT5NU330AFFF000XXX + SRFB3XT5MFPX | XT5NU330AGFF000XXX + SRFB3XT5MFPX | XT5NU330APFF000XXX + SRFB3XT5MFPX | XT5NU330AQFF000XXX + SRFB3XT5MFPX | XT5NU330ATFF000XXX + SRFB3XT5MFPX | XT5NU330AUFF000XXX + SRFB3XT5MFPX
SG | SGHH36AT0600 | 56 | SRPG600A300 | 38 | 300 | 21 | 35kA | 5 | Panelboard MRO | 1 | Distribution Protection | 1 | 600Vac (Y/D) | 2 | 80% | 1 | 563851121 | No Equivalent Cross Available Based on Selections | XT5HU330ABFF000XXX | XT5HU330AEFF000XXX + SRFB3XT5MFPX | XT5HU330AFFF000XXX + SRFB3XT5MFPX | XT5HU330AGFF000XXX + SRFB3XT5MFPX | XT5HU330APFF000XXX + SRFB3XT5MFPX | XT5HU330AQFF000XXX + SRFB3XT5MFPX | XT5HU330ATFF000XXX + SRFB3XT5MFPX | XT5HU330AUFF000XXX + SRFB3XT5MFPX
SG | SGHH36AT0600 | 56 | SRPG600A300 | 38 | 300 | 21 | 35kA | 5 | Panelboard MRO | 1 | Distribution Protection | 1 | 480Vac (Y/D) | 1 | 100% | 2 | 563851112 | No Equivalent Cross Available Based on Selections | XT5NQ330ABFF000XXX | XT5NQ330AEFF000XXX + SRFB3XT5MFPX | XT5NQ330AFFF000XXX + SRFB3XT5MFPX | XT5NQ330AGFF000XXX + SRFB3XT5MFPX | XT5NQ330APFF000XXX + SRFB3XT5MFPX | XT5NQ330AQFF000XXX + SRFB3XT5MFPX | XT5NQ330ATFF000XXX + SRFB3XT5MFPX | XT5NQ330AUFF000XXX + SRFB3XT5MFPX
SG | SGHH36AT0600 | 56 | SRPG600A300 | 38 | 300 | 21 | 35kA | 5 | Panelboard MRO | 1 | Distribution Protection | 1 | 600Vac (Y/D) | 2 | 100% | 2 | 563851122 | No Equivalent Cross Available Based on Selections | XT5HQ330ABFF000XXX | XT5HQ330AEFF000XXX + SRFB3XT5MFPX | XT5HQ330AFFF000XXX + SRFB3XT5MFPX | XT5HQ330AGFF000XXX + SRFB3XT5MFPX | XT5HQ330APFF000XXX + SRFB3XT5MFPX | XT5HQ330AQFF000XXX + SRFB3XT5MFPX | XT5HQ330ATFF000XXX + SRFB3XT5MFPX | XT5HQ330AUFF000XXX + SRFB3XT5MFPX
SG | SGHH36AT0600 | 56 | SRPG600A350 | 39 | 350 | 22 | 35kA | 5 | Loose MCCB (OEM) | 2 | Distribution Protection | 1 | 480Vac (Y/D) | 1 | 80% | 1 | 563952111 | No Equivalent Cross Available Based on Selections | XT5NU340ABFF000XXX | XT5NU340AEFF000XXX | XT5NU340AFFF000XXX | XT5NU340AGFF000XXX | XT5NU340APFF000XXX | XT5NU340AQFF000XXX | XT5NU340ATFF000XXX | XT5NU340AUFF000XXX
SG | SGHH36AT0600 | 56 | SRPG600A350 | 39 | 350 | 22 | 35kA | 5 | Loose MCCB (OEM) | 2 | Distribution Protection | 1 | 600Vac (Y/D) | 2 | 80% | 1 | 563952121 | No Equivalent Cross Available Based on Selections | XT5HU340ABFF000XXX | XT5HU340AEFF000XXX | XT5HU340AFFF000XXX | XT5HU340AGFF000XXX | XT5HU340APFF000XXX | XT5HU340AQFF000XXX | XT5HU340ATFF000XXX | XT5HU340AUFF000XXX
SG | SGHH36AT0600 | 56 | SRPG600A350 | 39 | 350 | 22 | 35kA | 5 | Loose MCCB (OEM) | 2 | Distribution Protection | 1 | 480Vac (Y/D) | 1 | 100% | 2 | 563952112 | No Equivalent Cross Available Based on Selections | XT5NQ340ABFF000XXX | XT5NQ340AEFF000XXX | XT5NQ340AFFF000XXX | XT5NQ340AGFF000XXX | XT5NQ340APFF000XXX | XT5NQ340AQFF000XXX | XT5NQ340ATFF000XXX | XT5NQ340AUFF000XXX
SG | SGHH36AT0600 | 56 | SRPG600A350 | 39 | 350 | 22 | 35kA | 5 | Loose MCCB (OEM) | 2 | Distribution Protection | 1 | 600Vac (Y/D) | 2 | 100% | 2 | 563952122 | No Equivalent Cross Available Based on Selections | XT5HQ340ABFF000XXX | XT5HQ340AEFF000XXX | XT5HQ340AFFF000XXX | XT5HQ340AGFF000XXX | XT5HQ340APFF000XXX | XT5HQ340AQFF000XXX | XT5HQ340ATFF000XXX | XT5HQ340AUFF000XXX
SG | SGHH36AT0600 | 56 | SRPG600A350 | 39 | 350 | 22 | 35kA | 5 | Loose MCCB (OEM) | 2 | Distribution Protection | 1 | 480Vac (Y/D) | 1 | 80% | 1 | 563952111 | No Equivalent Cross Available Based on Selections | XT5NU340ABFF000XXX | XT5NU340AEFF000XXX | XT5NU340AFFF000XXX | XT5NU340AGFF000XXX | XT5NU340APFF000XXX | XT5NU340AQFF000XXX | XT5NU340ATFF000XXX | XT5NU340AUFF000XXX
SG | SGHH36AT0600 | 56 | SRPG600A350 | 39 | 350 | 22 | 35kA | 5 | Loose MCCB (OEM) | 2 | Distribution Protection | 1 | 600Vac (Y/D) | 2 | 80% | 1 | 563952121 | No Equivalent Cross Available Based on Selections | XT5HU340ABFF000XXX | XT5HU340AEFF000XXX | XT5HU340AFFF000XXX | XT5HU340AGFF000XXX | XT5HU340APFF000XXX | XT5HU340AQFF000XXX | XT5HU340ATFF000XXX | XT5HU340AUFF000XXX
SG | SGHH36AT0600 | 56 | SRPG600A350 | 39 | 350 | 22 | 35kA | 5 | Loose MCCB (OEM) | 2 | Distribution Protection | 1 | 480Vac (Y/D) | 1 | 100% | 2 | 563952112 | No Equivalent Cross Available Based on Selections | XT5NQ340ABFF000XXX | XT5NQ340AEFF000XXX | XT5NQ340AFFF000XXX | XT5NQ340AGFF000XXX | XT5NQ340APFF000XXX | XT5NQ340AQFF000XXX | XT5NQ340ATFF000XXX | XT5NQ340AUFF000XXX
SG | SGHH36AT0600 | 56 | SRPG600A350 | 39 | 350 | 22 | 35kA | 5 | Loose MCCB (OEM) | 2 | Distribution Protection | 1 | 600Vac (Y/D) | 2 | 100% | 2 | 563952122 | No Equivalent Cross Available Based on Selections | XT5HQ340ABFF000XXX | XT5HQ340AEFF000XXX | XT5HQ340AFFF000XXX | XT5HQ340AGFF000XXX | XT5HQ340APFF000XXX | XT5HQ340AQFF000XXX | XT5HQ340ATFF000XXX | XT5HQ340AUFF000XXX
SG | SGHH36AT0600 | 56 | SRPG600A350 | 39 | 350 | 22 | 35kA | 5 | Panelboard MRO | 1 | Distribution Protection | 1 | 480Vac (Y/D) | 1 | 80% | 1 | 563951111 | No Equivalent Cross Available Based on Selections | XT5NU340ABFF000XXX | XT5NU340AEFF000XXX + SRFB3XT5MFPX | XT5NU340AFFF000XXX + SRFB3XT5MFPX | XT5NU340AGFF000XXX + SRFB3XT5MFPX | XT5NU340APFF000XXX + SRFB3XT5MFPX | XT5NU340AQFF000XXX + SRFB3XT5MFPX | XT5NU340ATFF000XXX + SRFB3XT5MFPX | XT5NU340AUFF000XXX + SRFB3XT5MFPX
SG | SGHH36AT0600 | 56 | SRPG600A350 | 39 | 350 | 22 | 35kA | 5 | Panelboard MRO | 1 | Distribution Protection | 1 | 600Vac (Y/D) | 2 | 80% | 1 | 563951121 | No Equivalent Cross Available Based on Selections | XT5HU340ABFF000XXX | XT5HU340AEFF000XXX + SRFB3XT5MFPX | XT5HU340AFFF000XXX + SRFB3XT5MFPX | XT5HU340AGFF000XXX + SRFB3XT5MFPX | XT5HU340APFF000XXX + SRFB3XT5MFPX | XT5HU340AQFF000XXX + SRFB3XT5MFPX | XT5HU340ATFF000XXX + SRFB3XT5MFPX | XT5HU340AUFF000XXX + SRFB3XT5MFPX
SG | SGHH36AT0600 | 56 | SRPG600A350 | 39 | 350 | 22 | 35kA | 5 | Panelboard MRO | 1 | Distribution Protection | 1 | 480Vac (Y/D) | 1 | 100% | 2 | 563951112 | No Equivalent Cross Available Based on Selections | XT5NQ340ABFF000XXX | XT5NQ340AEFF000XXX + SRFB3XT5MFPX | XT5NQ340AFFF000XXX + SRFB3XT5MFPX | XT5NQ340AGFF000XXX + SRFB3XT5MFPX | XT5NQ340APFF000XXX + SRFB3XT5MFPX | XT5NQ340AQFF000XXX + SRFB3XT5MFPX | XT5NQ340ATFF000XXX + SRFB3XT5MFPX | XT5NQ340AUFF000XXX + SRFB3XT5MFPX
SG | SGHH36AT0600 | 56 | SRPG600A350 | 39 | 350 | 22 | 35kA | 5 | Panelboard MRO | 1 | Distribution Protection | 1 | 600Vac (Y/D) | 2 | 100% | 2 | 563951122 | No Equivalent Cross Available Based on Selections | XT5HQ340ABFF000XXX | XT5HQ340AEFF000XXX + SRFB3XT5MFPX | XT5HQ340AFFF000XXX + SRFB3XT5MFPX | XT5HQ340AGFF000XXX + SRFB3XT5MFPX | XT5HQ340APFF000XXX + SRFB3XT5MFPX | XT5HQ340AQFF000XXX + SRFB3XT5MFPX | XT5HQ340ATFF000XXX + SRFB3XT5MFPX | XT5HQ340AUFF000XXX + SRFB3XT5MFPX
SG | SGHH36AT0600 | 56 | SRPG600A350 | 39 | 350 | 22 | 35kA | 5 | Panelboard MRO | 1 | Distribution Protection | 1 | 480Vac (Y/D) | 1 | 80% | 1 | 563951111 | No Equivalent Cross Available Based on Selections | XT5NU340ABFF000XXX | XT5NU340AEFF000XXX + SRFB3XT5MFPX | XT5NU340AFFF000XXX + SRFB3XT5MFPX | XT5NU340AGFF000XXX + SRFB3XT5MFPX | XT5NU340APFF000XXX + SRFB3XT5MFPX | XT5NU340AQFF000XXX + SRFB3XT5MFPX | XT5NU340ATFF000XXX + SRFB3XT5MFPX | XT5NU340AUFF000XXX + SRFB3XT5MFPX
SG | SGHH36AT0600 | 56 | SRPG600A350 | 39 | 350 | 22 | 35kA | 5 | Panelboard MRO | 1 | Distribution Protection | 1 | 600Vac (Y/D) | 2 | 80% | 1 | 563951121 | No Equivalent Cross Available Based on Selections | XT5HU340ABFF000XXX | XT5HU340AEFF000XXX + SRFB3XT5MFPX | XT5HU340AFFF000XXX + SRFB3XT5MFPX | XT5HU340AGFF000XXX + SRFB3XT5MFPX | XT5HU340APFF000XXX + SRFB3XT5MFPX | XT5HU340AQFF000XXX + SRFB3XT5MFPX | XT5HU340ATFF000XXX + SRFB3XT5MFPX | XT5HU340AUFF000XXX + SRFB3XT5MFPX
SG | SGHH36AT0600 | 56 | SRPG600A350 | 39 | 350 | 22 | 35kA | 5 | Panelboard MRO | 1 | Distribution Protection | 1 | 480Vac (Y/D) | 1 | 100% | 2 | 563951112 | No Equivalent Cross Available Based on Selections | XT5NQ340ABFF000XXX | XT5NQ340AEFF000XXX + SRFB3XT5MFPX | XT5NQ340AFFF000XXX + SRFB3XT5MFPX | XT5NQ340AGFF000XXX + SRFB3XT5MFPX | XT5NQ340APFF000XXX + SRFB3XT5MFPX | XT5NQ340AQFF000XXX + SRFB3XT5MFPX | XT5NQ340ATFF000XXX + SRFB3XT5MFPX | XT5NQ340AUFF000XXX + SRFB3XT5MFPX
SG | SGHH36AT0600 | 56 | SRPG600A350 | 39 | 350 | 22 | 35kA | 5 | Panelboard MRO | 1 | Distribution Protection | 1 | 600Vac (Y/D) | 2 | 100% | 2 | 563951122 | No Equivalent Cross Available Based on Selections | XT5HQ340ABFF000XXX | XT5HQ340AEFF000XXX + SRFB3XT5MFPX | XT5HQ340AFFF000XXX + SRFB3XT5MFPX | XT5HQ340AGFF000XXX + SRFB3XT5MFPX | XT5HQ340APFF000XXX + SRFB3XT5MFPX | XT5HQ340AQFF000XXX + SRFB3XT5MFPX | XT5HQ340ATFF000XXX + SRFB3XT5MFPX | XT5HQ340AUFF000XXX + SRFB3XT5MFPX
SG | SGHH36AT0600 | 56 | SRPG600A400 | 40 | 400 | 23 | 35kA | 5 | Loose MCCB (OEM) | 2 | Distribution Protection | 1 | 480Vac (Y/D) | 1 | 80% | 1 | 564052111 | No Equivalent Cross Available Based on Selections | XT5NU340ABFF000XXX | XT5NU340AEFF000XXX | XT5NU340AFFF000XXX | XT5NU340AGFF000XXX | XT5NU340APFF000XXX | XT5NU340AQFF000XXX | XT5NU340ATFF000XXX | XT5NU340AUFF000XXX
SG | SGHH36AT0600 | 56 | SRPG600A400 | 40 | 400 | 23 | 35kA | 5 | Loose MCCB (OEM) | 2 | Distribution Protection | 1 | 600Vac (Y/D) | 2 | 80% | 1 | 564052121 | No Equivalent Cross Available Based on Selections | XT5HU340ABFF000XXX | XT5HU340AEFF000XXX | XT5HU340AFFF000XXX | XT5HU340AGFF000XXX | XT5HU340APFF000XXX | XT5HU340AQFF000XXX | XT5HU340ATFF000XXX | XT5HU340AUFF000XXX
SG | SGHH36AT0600 | 56 | SRPG600A400 | 40 | 400 | 23 | 35kA | 5 | Loose MCCB (OEM) | 2 | Distribution Protection | 1 | 480Vac (Y/D) | 1 | 100% | 2 | 564052112 | No Equivalent Cross Available Based on Selections | XT5NQ340ABFF000XXX | XT5NQ340AEFF000XXX | XT5NQ340AFFF000XXX | XT5NQ340AGFF000XXX | XT5NQ340APFF000XXX | XT5NQ340AQFF000XXX | XT5NQ340ATFF000XXX | XT5NQ340AUFF000XXX
SG | SGHH36AT0600 | 56 | SRPG600A400 | 40 | 400 | 23 | 35kA | 5 | Loose MCCB (OEM) | 2 | Distribution Protection | 1 | 600Vac (Y/D) | 2 | 100% | 2 | 564052122 | No Equivalent Cross Available Based on Selections | XT5HQ340ABFF000XXX | XT5HQ340AEFF000XXX | XT5HQ340AFFF000XXX | XT5HQ340AGFF000XXX | XT5HQ340APFF000XXX | XT5HQ340AQFF000XXX | XT5HQ340ATFF000XXX | XT5HQ340AUFF000XXX
SG | SGHH36AT0600 | 56 | SRPG600A400 | 40 | 400 | 23 | 35kA | 5 | Loose MCCB (OEM) | 2 | Distribution Protection | 1 | 480Vac (Y/D) | 1 | 80% | 1 | 564052111 | No Equivalent Cross Available Based on Selections | XT5NU340ABFF000XXX | XT5NU340AEFF000XXX | XT5NU340AFFF000XXX | XT5NU340AGFF000XXX | XT5NU340APFF000XXX | XT5NU340AQFF000XXX | XT5NU340ATFF000XXX | XT5NU340AUFF000XXX
SG | SGHH36AT0600 | 56 | SRPG600A400 | 40 | 400 | 23 | 35kA | 5 | Loose MCCB (OEM) | 2 | Distribution Protection | 1 | 600Vac (Y/D) | 2 | 80% | 1 | 564052121 | No Equivalent Cross Available Based on Selections | XT5HU340ABFF000XXX | XT5HU340AEFF000XXX | XT5HU340AFFF000XXX | XT5HU340AGFF000XXX | XT5HU340APFF000XXX | XT5HU340AQFF000XXX | XT5HU340ATFF000XXX | XT5HU340AUFF000XXX
SG | SGHH36AT0600 | 56 | SRPG600A400 | 40 | 400 | 23 | 35kA | 5 | Loose MCCB (OEM) | 2 | Distribution Protection | 1 | 480Vac (Y/D) | 1 | 100% | 2 | 564052112 | No Equivalent Cross Available Based on Selections | XT5NQ340ABFF000XXX | XT5NQ340AEFF000XXX | XT5NQ340AFFF000XXX | XT5NQ340AGFF000XXX | XT5NQ340APFF000XXX | XT5NQ340AQFF000XXX | XT5NQ340ATFF000XXX | XT5NQ340AUFF000XXX
SG | SGHH36AT0600 | 56 | SRPG600A400 | 40 | 400 | 23 | 35kA | 5 | Loose MCCB (OEM) | 2 | Distribution Protection | 1 | 600Vac (Y/D) | 2 | 100% | 2 | 564052122 | No Equivalent Cross Available Based on Selections | XT5HQ340ABFF000XXX | XT5HQ340AEFF000XXX | XT5HQ340AFFF000XXX | XT5HQ340AGFF000XXX | XT5HQ340APFF000XXX | XT5HQ340AQFF000XXX | XT5HQ340ATFF000XXX | XT5HQ340AUFF000XXX
SG | SGHH36AT0600 | 56 | SRPG600A400 | 40 | 400 | 23 | 35kA | 5 | Panelboard MRO | 1 | Distribution Protection | 1 | 480Vac (Y/D) | 1 | 80% | 1 | 564051111 | No Equivalent Cross Available Based on Selections | XT5NU340ABFF000XXX | XT5NU340AEFF000XXX + SRFB3XT5MFPX | XT5NU340AFFF000XXX + SRFB3XT5MFPX | XT5NU340AGFF000XXX + SRFB3XT5MFPX | XT5NU340APFF000XXX + SRFB3XT5MFPX | XT5NU340AQFF000XXX + SRFB3XT5MFPX | XT5NU340ATFF000XXX + SRFB3XT5MFPX | XT5NU340AUFF000XXX + SRFB3XT5MFPX
SG | SGHH36AT0600 | 56 | SRPG600A400 | 40 | 400 | 23 | 35kA | 5 | Panelboard MRO | 1 | Distribution Protection | 1 | 600Vac (Y/D) | 2 | 80% | 1 | 564051121 | No Equivalent Cross Available Based on Selections | XT5HU340ABFF000XXX | XT5HU340AEFF000XXX + SRFB3XT5MFPX | XT5HU340AFFF000XXX + SRFB3XT5MFPX | XT5HU340AGFF000XXX + SRFB3XT5MFPX | XT5HU340APFF000XXX + SRFB3XT5MFPX | XT5HU340AQFF000XXX + SRFB3XT5MFPX | XT5HU340ATFF000XXX + SRFB3XT5MFPX | XT5HU340AUFF000XXX + SRFB3XT5MFPX
SG | SGHH36AT0600 | 56 | SRPG600A400 | 40 | 400 | 23 | 35kA | 5 | Panelboard MRO | 1 | Distribution Protection | 1 | 480Vac (Y/D) | 1 | 100% | 2 | 564051112 | No Equivalent Cross Available Based on Selections | XT5NQ340ABFF000XXX | XT5NQ340AEFF000XXX + SRFB3XT5MFPX | XT5NQ340AFFF000XXX + SRFB3XT5MFPX | XT5NQ340AGFF000XXX + SRFB3XT5MFPX | XT5NQ340APFF000XXX + SRFB3XT5MFPX | XT5NQ340AQFF000XXX + SRFB3XT5MFPX | XT5NQ340ATFF000XXX + SRFB3XT5MFPX | XT5NQ340AUFF000XXX + SRFB3XT5MFPX
SG | SGHH36AT0600 | 56 | SRPG600A400 | 40 | 400 | 23 | 35kA | 5 | Panelboard MRO | 1 | Distribution Protection | 1 | 600Vac (Y/D) | 2 | 100% | 2 | 564051122 | No Equivalent Cross Available Based on Selections | XT5HQ340ABFF000XXX | XT5HQ340AEFF000XXX + SRFB3XT5MFPX | XT5HQ340AFFF000XXX + SRFB3XT5MFPX | XT5HQ340AGFF000XXX + SRFB3XT5MFPX | XT5HQ340APFF000XXX + SRFB3XT5MFPX | XT5HQ340AQFF000XXX + SRFB3XT5MFPX | XT5HQ340ATFF000XXX + SRFB3XT5MFPX | XT5HQ340AUFF000XXX + SRFB3XT5MFPX
SG | SGHH36AT0600 | 56 | SRPG600A400 | 40 | 400 | 23 | 35kA | 5 | Panelboard MRO | 1 | Distribution Protection | 1 | 480Vac (Y/D) | 1 | 80% | 1 | 564051111 | No Equivalent Cross Available Based on Selections | XT5NU340ABFF000XXX | XT5NU340AEFF000XXX + SRFB3XT5MFPX | XT5NU340AFFF000XXX + SRFB3XT5MFPX | XT5NU340AGFF000XXX + SRFB3XT5MFPX | XT5NU340APFF000XXX + SRFB3XT5MFPX | XT5NU340AQFF000XXX + SRFB3XT5MFPX | XT5NU340ATFF000XXX + SRFB3XT5MFPX | XT5NU340AUFF000XXX + SRFB3XT5MFPX
SG | SGHH36AT0600 | 56 | SRPG600A400 | 40 | 400 | 23 | 35kA | 5 | Panelboard MRO | 1 | Distribution Protection | 1 | 600Vac (Y/D) | 2 | 80% | 1 | 564051121 | No Equivalent Cross Available Based on Selections | XT5HU340ABFF000XXX | XT5HU340AEFF000XXX + SRFB3XT5MFPX | XT5HU340AFFF000XXX + SRFB3XT5MFPX | XT5HU340AGFF000XXX + SRFB3XT5MFPX | XT5HU340APFF000XXX + SRFB3XT5MFPX | XT5HU340AQFF000XXX + SRFB3XT5MFPX | XT5HU340ATFF000XXX + SRFB3XT5MFPX | XT5HU340AUFF000XXX + SRFB3XT5MFPX
SG | SGHH36AT0600 | 56 | SRPG600A400 | 40 | 400 | 23 | 35kA | 5 | Panelboard MRO | 1 | Distribution Protection | 1 | 480Vac (Y/D) | 1 | 100% | 2 | 564051112 | No Equivalent Cross Available Based on Selections | XT5NQ340ABFF000XXX | XT5NQ340AEFF000XXX + SRFB3XT5MFPX | XT5NQ340AFFF000XXX + SRFB3XT5MFPX | XT5NQ340AGFF000XXX + SRFB3XT5MFPX | XT5NQ340APFF000XXX + SRFB3XT5MFPX | XT5NQ340AQFF000XXX + SRFB3XT5MFPX | XT5NQ340ATFF000XXX + SRFB3XT5MFPX | XT5NQ340AUFF000XXX + SRFB3XT5MFPX
SG | SGHH36AT0600 | 56 | SRPG600A400 | 40 | 400 | 23 | 35kA | 5 | Panelboard MRO | 1 | Distribution Protection | 1 | 600Vac (Y/D) | 2 | 100% | 2 | 564051122 | No Equivalent Cross Available Based on Selections | XT5HQ340ABFF000XXX | XT5HQ340AEFF000XXX + SRFB3XT5MFPX | XT5HQ340AFFF000XXX + SRFB3XT5MFPX | XT5HQ340AGFF000XXX + SRFB3XT5MFPX | XT5HQ340APFF000XXX + SRFB3XT5MFPX | XT5HQ340AQFF000XXX + SRFB3XT5MFPX | XT5HQ340ATFF000XXX + SRFB3XT5MFPX | XT5HQ340AUFF000XXX + SRFB3XT5MFPX
SG | SGHH36AT0600 | 56 | SRPG600A450 | 41 | 450 | 24 | 35kA | 5 | Loose MCCB (OEM) | 2 | Distribution Protection | 1 | 480Vac (Y/D) | 1 | 80% | 1 | 564152111 | No Equivalent Cross Available Based on Selections | XT5NU350BBFF000XXX | XT5NU360BEFF000XXX | XT5NU360BFFF000XXX | XT5NU360BGFF000XXX | XT5NU360BPFF000XXX | XT5NU360BQFF000XXX | XT5NU360BTFF000XXX | XT5NU360BUFF000XXX
SG | SGHH36AT0600 | 56 | SRPG600A450 | 41 | 450 | 24 | 35kA | 5 | Loose MCCB (OEM) | 2 | Distribution Protection | 1 | 600Vac (Y/D) | 2 | 80% | 1 | 564152121 | No Equivalent Cross Available Based on Selections | XT5HU350BBFF000XXX | XT5HU360BEFF000XXX | XT5HU360BFFF000XXX | XT5HU360BGFF000XXX | XT5HU360BPFF000XXX | XT5HU360BQFF000XXX | XT5HU360BTFF000XXX | XT5HU360BUFF000XXX
SG | SGHH36AT0600 | 56 | SRPG600A450 | 41 | 450 | 24 | 35kA | 5 | Loose MCCB (OEM) | 2 | Distribution Protection | 1 | 480Vac (Y/D) | 1 | 100% | 2 | 564152112 | No Equivalent Cross Available Based on Selections | XT5NQ350BBFF000XXX | XT5NQ360BEFF000XXX | XT5NQ360BFFF000XXX | XT5NQ360BGFF000XXX | XT5NQ360BPFF000XXX | XT5NQ360BQFF000XXX | XT5NQ360BTFF000XXX | XT5NQ360BUFF000XXX
SG | SGHH36AT0600 | 56 | SRPG600A450 | 41 | 450 | 24 | 35kA | 5 | Loose MCCB (OEM) | 2 | Distribution Protection | 1 | 600Vac (Y/D) | 2 | 100% | 2 | 564152122 | No Equivalent Cross Available Based on Selections | XT5HQ350BBFF000XXX | XT5HQ360BEFF000XXX | XT5HQ360BFFF000XXX | XT5HQ360BGFF000XXX | XT5HQ360BPFF000XXX | XT5HQ360BQFF000XXX | XT5HQ360BTFF000XXX | XT5HQ360BUFF000XXX
SG | SGHH36AT0600 | 56 | SRPG600A450 | 41 | 450 | 24 | 35kA | 5 | Loose MCCB (OEM) | 2 | Distribution Protection | 1 | 480Vac (Y/D) | 1 | 80% | 1 | 564152111 | No Equivalent Cross Available Based on Selections | XT5NU350BBFF000XXX | XT5NU360BEFF000XXX | XT5NU360BFFF000XXX | XT5NU360BGFF000XXX | XT5NU360BPFF000XXX | XT5NU360BQFF000XXX | XT5NU360BTFF000XXX | XT5NU360BUFF000XXX
SG | SGHH36AT0600 | 56 | SRPG600A450 | 41 | 450 | 24 | 35kA | 5 | Loose MCCB (OEM) | 2 | Distribution Protection | 1 | 600Vac (Y/D) | 2 | 80% | 1 | 564152121 | No Equivalent Cross Available Based on Selections | XT5HU350BBFF000XXX | XT5HU360BEFF000XXX | XT5HU360BFFF000XXX | XT5HU360BGFF000XXX | XT5HU360BPFF000XXX | XT5HU360BQFF000XXX | XT5HU360BTFF000XXX | XT5HU360BUFF000XXX
SG | SGHH36AT0600 | 56 | SRPG600A450 | 41 | 450 | 24 | 35kA | 5 | Loose MCCB (OEM) | 2 | Distribution Protection | 1 | 480Vac (Y/D) | 1 | 100% | 2 | 564152112 | No Equivalent Cross Available Based on Selections | XT5NQ350BBFF000XXX | XT5NQ360BEFF000XXX | XT5NQ360BFFF000XXX | XT5NQ360BGFF000XXX | XT5NQ360BPFF000XXX | XT5NQ360BQFF000XXX | XT5NQ360BTFF000XXX | XT5NQ360BUFF000XXX
SG | SGHH36AT0600 | 56 | SRPG600A450 | 41 | 450 | 24 | 35kA | 5 | Loose MCCB (OEM) | 2 | Distribution Protection | 1 | 600Vac (Y/D) | 2 | 100% | 2 | 564152122 | No Equivalent Cross Available Based on Selections | XT5HQ350BBFF000XXX | XT5HQ360BEFF000XXX | XT5HQ360BFFF000XXX | XT5HQ360BGFF000XXX | XT5HQ360BPFF000XXX | XT5HQ360BQFF000XXX | XT5HQ360BTFF000XXX | XT5HQ360BUFF000XXX
SG | SGHH36AT0600 | 56 | SRPG600A450 | 41 | 450 | 24 | 35kA | 5 | Panelboard MRO | 1 | Distribution Protection | 1 | 480Vac (Y/D) | 1 | 80% | 1 | 564151111 | No Equivalent Cross Available Based on Selections | XT5NU350BBFF000XXX | XT5NU360BEFF000XXX + SRFB3XT5MFPX | XT5NU360BFFF000XXX + SRFB3XT5MFPX | XT5NU360BGFF000XXX + SRFB3XT5MFPX | XT5NU360BPFF000XXX + SRFB3XT5MFPX | XT5NU360BQFF000XXX + SRFB3XT5MFPX | XT5NU360BTFF000XXX + SRFB3XT5MFPX | XT5NU360BUFF000XXX + SRFB3XT5MFPX
SG | SGHH36AT0600 | 56 | SRPG600A450 | 41 | 450 | 24 | 35kA | 5 | Panelboard MRO | 1 | Distribution Protection | 1 | 600Vac (Y/D) | 2 | 80% | 1 | 564151121 | No Equivalent Cross Available Based on Selections | XT5HU350BBFF000XXX | XT5HU360BEFF000XXX + SRFB3XT5MFPX | XT5HU360BFFF000XXX + SRFB3XT5MFPX | XT5HU360BGFF000XXX + SRFB3XT5MFPX | XT5HU360BPFF000XXX + SRFB3XT5MFPX | XT5HU360BQFF000XXX + SRFB3XT5MFPX | XT5HU360BTFF000XXX + SRFB3XT5MFPX | XT5HU360BUFF000XXX + SRFB3XT5MFPX
SG | SGHH36AT0600 | 56 | SRPG600A450 | 41 | 450 | 24 | 35kA | 5 | Panelboard MRO | 1 | Distribution Protection | 1 | 480Vac (Y/D) | 1 | 100% | 2 | 564151112 | No Equivalent Cross Available Based on Selections | XT5NQ350BBFF000XXX | XT5NQ360BEFF000XXX + SRFB3XT5MFPX | XT5NQ360BFFF000XXX + SRFB3XT5MFPX | XT5NQ360BGFF000XXX + SRFB3XT5MFPX | XT5NQ360BPFF000XXX + SRFB3XT5MFPX | XT5NQ360BQFF000XXX + SRFB3XT5MFPX | XT5NQ360BTFF000XXX + SRFB3XT5MFPX | XT5NQ360BUFF000XXX + SRFB3XT5MFPX
SG | SGHH36AT0600 | 56 | SRPG600A450 | 41 | 450 | 24 | 35kA | 5 | Panelboard MRO | 1 | Distribution Protection | 1 | 600Vac (Y/D) | 2 | 100% | 2 | 564151122 | No Equivalent Cross Available Based on Selections | XT5HQ350BBFF000XXX | XT5HQ360BEFF000XXX + SRFB3XT5MFPX | XT5HQ360BFFF000XXX + SRFB3XT5MFPX | XT5HQ360BGFF000XXX + SRFB3XT5MFPX | XT5HQ360BPFF000XXX + SRFB3XT5MFPX | XT5HQ360BQFF000XXX + SRFB3XT5MFPX | XT5HQ360BTFF000XXX + SRFB3XT5MFPX | XT5HQ360BUFF000XXX + SRFB3XT5MFPX
SG | SGHH36AT0600 | 56 | SRPG600A450 | 41 | 450 | 24 | 35kA | 5 | Panelboard MRO | 1 | Distribution Protection | 1 | 480Vac (Y/D) | 1 | 80% | 1 | 564151111 | No Equivalent Cross Available Based on Selections | XT5NU350BBFF000XXX | XT5NU360BEFF000XXX + SRFB3XT5MFPX | XT5NU360BFFF000XXX + SRFB3XT5MFPX | XT5NU360BGFF000XXX + SRFB3XT5MFPX | XT5NU360BPFF000XXX + SRFB3XT5MFPX | XT5NU360BQFF000XXX + SRFB3XT5MFPX | XT5NU360BTFF000XXX + SRFB3XT5MFPX | XT5NU360BUFF000XXX + SRFB3XT5MFPX
SG | SGHH36AT0600 | 56 | SRPG600A450 | 41 | 450 | 24 | 35kA | 5 | Panelboard MRO | 1 | Distribution Protection | 1 | 600Vac (Y/D) | 2 | 80% | 1 | 564151121 | No Equivalent Cross Available Based on Selections | XT5HU350BBFF000XXX | XT5HU360BEFF000XXX + SRFB3XT5MFPX | XT5HU360BFFF000XXX + SRFB3XT5MFPX | XT5HU360BGFF000XXX + SRFB3XT5MFPX | XT5HU360BPFF000XXX + SRFB3XT5MFPX | XT5HU360BQFF000XXX + SRFB3XT5MFPX | XT5HU360BTFF000XXX + SRFB3XT5MFPX | XT5HU360BUFF000XXX + SRFB3XT5MFPX
SG | SGHH36AT0600 | 56 | SRPG600A450 | 41 | 450 | 24 | 35kA | 5 | Panelboard MRO | 1 | Distribution Protection | 1 | 480Vac (Y/D) | 1 | 100% | 2 | 564151112 | No Equivalent Cross Available Based on Selections | XT5NQ350BBFF000XXX | XT5NQ360BEFF000XXX + SRFB3XT5MFPX | XT5NQ360BFFF000XXX + SRFB3XT5MFPX | XT5NQ360BGFF000XXX + SRFB3XT5MFPX | XT5NQ360BPFF000XXX + SRFB3XT5MFPX | XT5NQ360BQFF000XXX + SRFB3XT5MFPX | XT5NQ360BTFF000XXX + SRFB3XT5MFPX | XT5NQ360BUFF000XXX + SRFB3XT5MFPX
SG | SGHH36AT0600 | 56 | SRPG600A450 | 41 | 450 | 24 | 35kA | 5 | Panelboard MRO | 1 | Distribution Protection | 1 | 600Vac (Y/D) | 2 | 100% | 2 | 564151122 | No Equivalent Cross Available Based on Selections | XT5HQ350BBFF000XXX | XT5HQ360BEFF000XXX + SRFB3XT5MFPX | XT5HQ360BFFF000XXX + SRFB3XT5MFPX | XT5HQ360BGFF000XXX + SRFB3XT5MFPX | XT5HQ360BPFF000XXX + SRFB3XT5MFPX | XT5HQ360BQFF000XXX + SRFB3XT5MFPX | XT5HQ360BTFF000XXX + SRFB3XT5MFPX | XT5HQ360BUFF000XXX + SRFB3XT5MFPX
SG | SGHH36AT0600 | 56 | SRPG600A500 | 42 | 500 | 25 | 35kA | 5 | Loose MCCB (OEM) | 2 | Distribution Protection | 1 | 480Vac (Y/D) | 1 | 80% | 1 | 564252111 | No Equivalent Cross Available Based on Selections | XT5NU350BBFF000XXX | XT5NU360BEFF000XXX | XT5NU360BFFF000XXX | XT5NU360BGFF000XXX | XT5NU360BPFF000XXX | XT5NU360BQFF000XXX | XT5NU360BTFF000XXX | XT5NU360BUFF000XXX
SG | SGHH36AT0600 | 56 | SRPG600A500 | 42 | 500 | 25 | 35kA | 5 | Loose MCCB (OEM) | 2 | Distribution Protection | 1 | 600Vac (Y/D) | 2 | 80% | 1 | 564252121 | No Equivalent Cross Available Based on Selections | XT5HU350BBFF000XXX | XT5HU360BEFF000XXX | XT5HU360BFFF000XXX | XT5HU360BGFF000XXX | XT5HU360BPFF000XXX | XT5HU360BQFF000XXX | XT5HU360BTFF000XXX | XT5HU360BUFF000XXX
SG | SGHH36AT0600 | 56 | SRPG600A500 | 42 | 500 | 25 | 35kA | 5 | Loose MCCB (OEM) | 2 | Distribution Protection | 1 | 480Vac (Y/D) | 1 | 100% | 2 | 564252112 | No Equivalent Cross Available Based on Selections | XT5NQ350BBFF000XXX | XT5NQ360BEFF000XXX | XT5NQ360BFFF000XXX | XT5NQ360BGFF000XXX | XT5NQ360BPFF000XXX | XT5NQ360BQFF000XXX | XT5NQ360BTFF000XXX | XT5NQ360BUFF000XXX
SG | SGHH36AT0600 | 56 | SRPG600A500 | 42 | 500 | 25 | 35kA | 5 | Loose MCCB (OEM) | 2 | Distribution Protection | 1 | 600Vac (Y/D) | 2 | 100% | 2 | 564252122 | No Equivalent Cross Available Based on Selections | XT5HQ350BBFF000XXX | XT5HQ360BEFF000XXX | XT5HQ360BFFF000XXX | XT5HQ360BGFF000XXX | XT5HQ360BPFF000XXX | XT5HQ360BQFF000XXX | XT5HQ360BTFF000XXX | XT5HQ360BUFF000XXX
SG | SGHH36AT0600 | 56 | SRPG600A500 | 42 | 500 | 25 | 35kA | 5 | Loose MCCB (OEM) | 2 | Distribution Protection | 1 | 480Vac (Y/D) | 1 | 80% | 1 | 564252111 | No Equivalent Cross Available Based on Selections | XT5NU350BBFF000XXX | XT5NU360BEFF000XXX | XT5NU360BFFF000XXX | XT5NU360BGFF000XXX | XT5NU360BPFF000XXX | XT5NU360BQFF000XXX | XT5NU360BTFF000XXX | XT5NU360BUFF000XXX
SG | SGHH36AT0600 | 56 | SRPG600A500 | 42 | 500 | 25 | 35kA | 5 | Loose MCCB (OEM) | 2 | Distribution Protection | 1 | 600Vac (Y/D) | 2 | 80% | 1 | 564252121 | No Equivalent Cross Available Based on Selections | XT5HU350BBFF000XXX | XT5HU360BEFF000XXX | XT5HU360BFFF000XXX | XT5HU360BGFF000XXX | XT5HU360BPFF000XXX | XT5HU360BQFF000XXX | XT5HU360BTFF000XXX | XT5HU360BUFF000XXX
SG | SGHH36AT0600 | 56 | SRPG600A500 | 42 | 500 | 25 | 35kA | 5 | Loose MCCB (OEM) | 2 | Distribution Protection | 1 | 480Vac (Y/D) | 1 | 100% | 2 | 564252112 | No Equivalent Cross Available Based on Selections | XT5NQ350BBFF000XXX | XT5NQ360BEFF000XXX | XT5NQ360BFFF000XXX | XT5NQ360BGFF000XXX | XT5NQ360BPFF000XXX | XT5NQ360BQFF000XXX | XT5NQ360BTFF000XXX | XT5NQ360BUFF000XXX
SG | SGHH36AT0600 | 56 | SRPG600A500 | 42 | 500 | 25 | 35kA | 5 | Loose MCCB (OEM) | 2 | Distribution Protection | 1 | 600Vac (Y/D) | 2 | 100% | 2 | 564252122 | No Equivalent Cross Available Based on Selections | XT5HQ350BBFF000XXX | XT5HQ360BEFF000XXX | XT5HQ360BFFF000XXX | XT5HQ360BGFF000XXX | XT5HQ360BPFF000XXX | XT5HQ360BQFF000XXX | XT5HQ360BTFF000XXX | XT5HQ360BUFF000XXX
SG | SGHH36AT0600 | 56 | SRPG600A500 | 42 | 500 | 25 | 35kA | 5 | Panelboard MRO | 1 | Distribution Protection | 1 | 480Vac (Y/D) | 1 | 80% | 1 | 564251111 | No Equivalent Cross Available Based on Selections | XT5NU350BBFF000XXX | XT5NU360BEFF000XXX + SRFB3XT5MFPX | XT5NU360BFFF000XXX + SRFB3XT5MFPX | XT5NU360BGFF000XXX + SRFB3XT5MFPX | XT5NU360BPFF000XXX + SRFB3XT5MFPX | XT5NU360BQFF000XXX + SRFB3XT5MFPX | XT5NU360BTFF000XXX + SRFB3XT5MFPX | XT5NU360BUFF000XXX + SRFB3XT5MFPX
SG | SGHH36AT0600 | 56 | SRPG600A500 | 42 | 500 | 25 | 35kA | 5 | Panelboard MRO | 1 | Distribution Protection | 1 | 600Vac (Y/D) | 2 | 80% | 1 | 564251121 | No Equivalent Cross Available Based on Selections | XT5HU350BBFF000XXX | XT5HU360BEFF000XXX + SRFB3XT5MFPX | XT5HU360BFFF000XXX + SRFB3XT5MFPX | XT5HU360BGFF000XXX + SRFB3XT5MFPX | XT5HU360BPFF000XXX + SRFB3XT5MFPX | XT5HU360BQFF000XXX + SRFB3XT5MFPX | XT5HU360BTFF000XXX + SRFB3XT5MFPX | XT5HU360BUFF000XXX + SRFB3XT5MFPX
SG | SGHH36AT0600 | 56 | SRPG600A500 | 42 | 500 | 25 | 35kA | 5 | Panelboard MRO | 1 | Distribution Protection | 1 | 480Vac (Y/D) | 1 | 100% | 2 | 564251112 | No Equivalent Cross Available Based on Selections | XT5NQ350BBFF000XXX | XT5NQ360BEFF000XXX + SRFB3XT5MFPX | XT5NQ360BFFF000XXX + SRFB3XT5MFPX | XT5NQ360BGFF000XXX + SRFB3XT5MFPX | XT5NQ360BPFF000XXX + SRFB3XT5MFPX | XT5NQ360BQFF000XXX + SRFB3XT5MFPX | XT5NQ360BTFF000XXX + SRFB3XT5MFPX | XT5NQ360BUFF000XXX + SRFB3XT5MFPX
SG | SGHH36AT0600 | 56 | SRPG600A500 | 42 | 500 | 25 | 35kA | 5 | Panelboard MRO | 1 | Distribution Protection | 1 | 600Vac (Y/D) | 2 | 100% | 2 | 564251122 | No Equivalent Cross Available Based on Selections | XT5HQ350BBFF000XXX | XT5HQ360BEFF000XXX + SRFB3XT5MFPX | XT5HQ360BFFF000XXX + SRFB3XT5MFPX | XT5HQ360BGFF000XXX + SRFB3XT5MFPX | XT5HQ360BPFF000XXX + SRFB3XT5MFPX | XT5HQ360BQFF000XXX + SRFB3XT5MFPX | XT5HQ360BTFF000XXX + SRFB3XT5MFPX | XT5HQ360BUFF000XXX + SRFB3XT5MFPX
SG | SGHH36AT0600 | 56 | SRPG600A500 | 42 | 500 | 25 | 35kA | 5 | Panelboard MRO | 1 | Distribution Protection | 1 | 480Vac (Y/D) | 1 | 80% | 1 | 564251111 | No Equivalent Cross Available Based on Selections | XT5NU350BBFF000XXX | XT5NU360BEFF000XXX + SRFB3XT5MFPX | XT5NU360BFFF000XXX + SRFB3XT5MFPX | XT5NU360BGFF000XXX + SRFB3XT5MFPX | XT5NU360BPFF000XXX + SRFB3XT5MFPX | XT5NU360BQFF000XXX + SRFB3XT5MFPX | XT5NU360BTFF000XXX + SRFB3XT5MFPX | XT5NU360BUFF000XXX + SRFB3XT5MFPX
SG | SGHH36AT0600 | 56 | SRPG600A500 | 42 | 500 | 25 | 35kA | 5 | Panelboard MRO | 1 | Distribution Protection | 1 | 600Vac (Y/D) | 2 | 80% | 1 | 564251121 | No Equivalent Cross Available Based on Selections | XT5HU350BBFF000XXX | XT5HU360BEFF000XXX + SRFB3XT5MFPX | XT5HU360BFFF000XXX + SRFB3XT5MFPX | XT5HU360BGFF000XXX + SRFB3XT5MFPX | XT5HU360BPFF000XXX + SRFB3XT5MFPX | XT5HU360BQFF000XXX + SRFB3XT5MFPX | XT5HU360BTFF000XXX + SRFB3XT5MFPX | XT5HU360BUFF000XXX + SRFB3XT5MFPX
SG | SGHH36AT0600 | 56 | SRPG600A500 | 42 | 500 | 25 | 35kA | 5 | Panelboard MRO | 1 | Distribution Protection | 1 | 480Vac (Y/D) | 1 | 100% | 2 | 564251112 | No Equivalent Cross Available Based on Selections | XT5NQ350BBFF000XXX | XT5NQ360BEFF000XXX + SRFB3XT5MFPX | XT5NQ360BFFF000XXX + SRFB3XT5MFPX | XT5NQ360BGFF000XXX + SRFB3XT5MFPX | XT5NQ360BPFF000XXX + SRFB3XT5MFPX | XT5NQ360BQFF000XXX + SRFB3XT5MFPX | XT5NQ360BTFF000XXX + SRFB3XT5MFPX | XT5NQ360BUFF000XXX + SRFB3XT5MFPX
SG | SGHH36AT0600 | 56 | SRPG600A500 | 42 | 500 | 25 | 35kA | 5 | Panelboard MRO | 1 | Distribution Protection | 1 | 600Vac (Y/D) | 2 | 100% | 2 | 564251122 | No Equivalent Cross Available Based on Selections | XT5HQ350BBFF000XXX | XT5HQ360BEFF000XXX + SRFB3XT5MFPX | XT5HQ360BFFF000XXX + SRFB3XT5MFPX | XT5HQ360BGFF000XXX + SRFB3XT5MFPX | XT5HQ360BPFF000XXX + SRFB3XT5MFPX | XT5HQ360BQFF000XXX + SRFB3XT5MFPX | XT5HQ360BTFF000XXX + SRFB3XT5MFPX | XT5HQ360BUFF000XXX + SRFB3XT5MFPX
SG | SGHH36AT0600 | 56 | SRPG600A600 | 43 | 600 | 26 | 35kA | 5 | Loose MCCB (OEM) | 2 | Distribution Protection | 1 | 480Vac (Y/D) | 1 | 80% | 1 | 564352111 | No Equivalent Cross Available Based on Selections | XT5NU360BBFF000XXX | XT5NU360BEFF000XXX | XT5NU360BFFF000XXX | XT5NU360BGFF000XXX | XT5NU360BPFF000XXX | XT5NU360BQFF000XXX | XT5NU360BTFF000XXX | XT5NU360BUFF000XXX
SG | SGHH36AT0600 | 56 | SRPG600A600 | 43 | 600 | 26 | 35kA | 5 | Loose MCCB (OEM) | 2 | Distribution Protection | 1 | 600Vac (Y/D) | 2 | 80% | 1 | 564352121 | No Equivalent Cross Available Based on Selections | XT5HU360BBFF000XXX | XT5HU360BEFF000XXX | XT5HU360BFFF000XXX | XT5HU360BGFF000XXX | XT5HU360BPFF000XXX | XT5HU360BQFF000XXX | XT5HU360BTFF000XXX | XT5HU360BUFF000XXX
SG | SGHH36AT0600 | 56 | SRPG600A600 | 43 | 600 | 26 | 35kA | 5 | Loose MCCB (OEM) | 2 | Distribution Protection | 1 | 480Vac (Y/D) | 1 | 100% | 2 | 564352112 | No Equivalent Cross Available Based on Selections | XT5NQ360BBFF000XXX | XT5NQ360BEFF000XXX | XT5NQ360BFFF000XXX | XT5NQ360BGFF000XXX | XT5NQ360BPFF000XXX | XT5NQ360BQFF000XXX | XT5NQ360BTFF000XXX | XT5NQ360BUFF000XXX
SG | SGHH36AT0600 | 56 | SRPG600A600 | 43 | 600 | 26 | 35kA | 5 | Loose MCCB (OEM) | 2 | Distribution Protection | 1 | 600Vac (Y/D) | 2 | 100% | 2 | 564352122 | No Equivalent Cross Available Based on Selections | XT5HQ360BBFF000XXX | XT5HQ360BEFF000XXX | XT5HQ360BFFF000XXX | XT5HQ360BGFF000XXX | XT5HQ360BPFF000XXX | XT5HQ360BQFF000XXX | XT5HQ360BTFF000XXX | XT5HQ360BUFF000XXX
SG | SGHH36AT0600 | 56 | SRPG600A600 | 43 | 600 | 26 | 35kA | 5 | Loose MCCB (OEM) | 2 | Distribution Protection | 1 | 480Vac (Y/D) | 1 | 80% | 1 | 564352111 | No Equivalent Cross Available Based on Selections | XT5NU360BBFF000XXX | XT5NU360BEFF000XXX | XT5NU360BFFF000XXX | XT5NU360BGFF000XXX | XT5NU360BPFF000XXX | XT5NU360BQFF000XXX | XT5NU360BTFF000XXX | XT5NU360BUFF000XXX
SG | SGHH36AT0600 | 56 | SRPG600A600 | 43 | 600 | 26 | 35kA | 5 | Loose MCCB (OEM) | 2 | Distribution Protection | 1 | 600Vac (Y/D) | 2 | 80% | 1 | 564352121 | No Equivalent Cross Available Based on Selections | XT5HU360BBFF000XXX | XT5HU360BEFF000XXX | XT5HU360BFFF000XXX | XT5HU360BGFF000XXX | XT5HU360BPFF000XXX | XT5HU360BQFF000XXX | XT5HU360BTFF000XXX | XT5HU360BUFF000XXX
SG | SGHH36AT0600 | 56 | SRPG600A600 | 43 | 600 | 26 | 35kA | 5 | Loose MCCB (OEM) | 2 | Distribution Protection | 1 | 480Vac (Y/D) | 1 | 100% | 2 | 564352112 | No Equivalent Cross Available Based on Selections | XT5NQ360BBFF000XXX | XT5NQ360BEFF000XXX | XT5NQ360BFFF000XXX | XT5NQ360BGFF000XXX | XT5NQ360BPFF000XXX | XT5NQ360BQFF000XXX | XT5NQ360BTFF000XXX | XT5NQ360BUFF000XXX
SG | SGHH36AT0600 | 56 | SRPG600A600 | 43 | 600 | 26 | 35kA | 5 | Loose MCCB (OEM) | 2 | Distribution Protection | 1 | 600Vac (Y/D) | 2 | 100% | 2 | 564352122 | No Equivalent Cross Available Based on Selections | XT5HQ360BBFF000XXX | XT5HQ360BEFF000XXX | XT5HQ360BFFF000XXX | XT5HQ360BGFF000XXX | XT5HQ360BPFF000XXX | XT5HQ360BQFF000XXX | XT5HQ360BTFF000XXX | XT5HQ360BUFF000XXX
SG | SGHH36AT0600 | 56 | SRPG600A600 | 43 | 600 | 26 | 35kA | 5 | Panelboard MRO | 1 | Distribution Protection | 1 | 480Vac (Y/D) | 1 | 80% | 1 | 564351111 | No Equivalent Cross Available Based on Selections | XT5NU360BBFF000XXX | XT5NU360BEFF000XXX + SRFB3XT5MFPX | XT5NU360BFFF000XXX + SRFB3XT5MFPX | XT5NU360BGFF000XXX + SRFB3XT5MFPX | XT5NU360BPFF000XXX + SRFB3XT5MFPX | XT5NU360BQFF000XXX + SRFB3XT5MFPX | XT5NU360BTFF000XXX + SRFB3XT5MFPX | XT5NU360BUFF000XXX + SRFB3XT5MFPX
SG | SGHH36AT0600 | 56 | SRPG600A600 | 43 | 600 | 26 | 35kA | 5 | Panelboard MRO | 1 | Distribution Protection | 1 | 600Vac (Y/D) | 2 | 80% | 1 | 564351121 | No Equivalent Cross Available Based on Selections | XT5HU360BBFF000XXX | XT5HU360BEFF000XXX + SRFB3XT5MFPX | XT5HU360BFFF000XXX + SRFB3XT5MFPX | XT5HU360BGFF000XXX + SRFB3XT5MFPX | XT5HU360BPFF000XXX + SRFB3XT5MFPX | XT5HU360BQFF000XXX + SRFB3XT5MFPX | XT5HU360BTFF000XXX + SRFB3XT5MFPX | XT5HU360BUFF000XXX + SRFB3XT5MFPX
SG | SGHH36AT0600 | 56 | SRPG600A600 | 43 | 600 | 26 | 35kA | 5 | Panelboard MRO | 1 | Distribution Protection | 1 | 480Vac (Y/D) | 1 | 100% | 2 | 564351112 | No Equivalent Cross Available Based on Selections | XT5NQ360BBFF000XXX | XT5NQ360BEFF000XXX + SRFB3XT5MFPX | XT5NQ360BFFF000XXX + SRFB3XT5MFPX | XT5NQ360BGFF000XXX + SRFB3XT5MFPX | XT5NQ360BPFF000XXX + SRFB3XT5MFPX | XT5NQ360BQFF000XXX + SRFB3XT5MFPX | XT5NQ360BTFF000XXX + SRFB3XT5MFPX | XT5NQ360BUFF000XXX + SRFB3XT5MFPX
SG | SGHH36AT0600 | 56 | SRPG600A600 | 43 | 600 | 26 | 35kA | 5 | Panelboard MRO | 1 | Distribution Protection | 1 | 600Vac (Y/D) | 2 | 100% | 2 | 564351122 | No Equivalent Cross Available Based on Selections | XT5HQ360BBFF000XXX | XT5HQ360BEFF000XXX + SRFB3XT5MFPX | XT5HQ360BFFF000XXX + SRFB3XT5MFPX | XT5HQ360BGFF000XXX + SRFB3XT5MFPX | XT5HQ360BPFF000XXX + SRFB3XT5MFPX | XT5HQ360BQFF000XXX + SRFB3XT5MFPX | XT5HQ360BTFF000XXX + SRFB3XT5MFPX | XT5HQ360BUFF000XXX + SRFB3XT5MFPX
SG | SGHH36AT0600 | 56 | SRPG600A600 | 43 | 600 | 26 | 35kA | 5 | Panelboard MRO | 1 | Distribution Protection | 1 | 480Vac (Y/D) | 1 | 80% | 1 | 564351111 | No Equivalent Cross Available Based on Selections | XT5NU360BBFF000XXX | XT5NU360BEFF000XXX + SRFB3XT5MFPX | XT5NU360BFFF000XXX + SRFB3XT5MFPX | XT5NU360BGFF000XXX + SRFB3XT5MFPX | XT5NU360BPFF000XXX + SRFB3XT5MFPX | XT5NU360BQFF000XXX + SRFB3XT5MFPX | XT5NU360BTFF000XXX + SRFB3XT5MFPX | XT5NU360BUFF000XXX + SRFB3XT5MFPX
SG | SGHH36AT0600 | 56 | SRPG600A600 | 43 | 600 | 26 | 35kA | 5 | Panelboard MRO | 1 | Distribution Protection | 1 | 600Vac (Y/D) | 2 | 80% | 1 | 564351121 | No Equivalent Cross Available Based on Selections | XT5HU360BBFF000XXX | XT5HU360BEFF000XXX + SRFB3XT5MFPX | XT5HU360BFFF000XXX + SRFB3XT5MFPX | XT5HU360BGFF000XXX + SRFB3XT5MFPX | XT5HU360BPFF000XXX + SRFB3XT5MFPX | XT5HU360BQFF000XXX + SRFB3XT5MFPX | XT5HU360BTFF000XXX + SRFB3XT5MFPX | XT5HU360BUFF000XXX + SRFB3XT5MFPX
SG | SGHH36AT0600 | 56 | SRPG600A600 | 43 | 600 | 26 | 35kA | 5 | Panelboard MRO | 1 | Distribution Protection | 1 | 480Vac (Y/D) | 1 | 100% | 2 | 564351112 | No Equivalent Cross Available Based on Selections | XT5NQ360BBFF000XXX | XT5NQ360BEFF000XXX + SRFB3XT5MFPX | XT5NQ360BFFF000XXX + SRFB3XT5MFPX | XT5NQ360BGFF000XXX + SRFB3XT5MFPX | XT5NQ360BPFF000XXX + SRFB3XT5MFPX | XT5NQ360BQFF000XXX + SRFB3XT5MFPX | XT5NQ360BTFF000XXX + SRFB3XT5MFPX | XT5NQ360BUFF000XXX + SRFB3XT5MFPX
SG | SGHH36AT0600 | 56 | SRPG600A600 | 43 | 600 | 26 | 35kA | 5 | Panelboard MRO | 1 | Distribution Protection | 1 | 600Vac (Y/D) | 2 | 100% | 2 | 564351122 | No Equivalent Cross Available Based on Selections | XT5HQ360BBFF000XXX | XT5HQ360BEFF000XXX + SRFB3XT5MFPX | XT5HQ360BFFF000XXX + SRFB3XT5MFPX | XT5HQ360BGFF000XXX + SRFB3XT5MFPX | XT5HQ360BPFF000XXX + SRFB3XT5MFPX | XT5HQ360BQFF000XXX + SRFB3XT5MFPX | XT5HQ360BTFF000XXX + SRFB3XT5MFPX | XT5HQ360BUFF000XXX + SRFB3XT5MFPX
SG | SGLL36AT0600 | 57 | SRPG600A250 | 37 | 250 | 20 | 50kA | 6 | Loose MCCB (OEM) | 2 | Distribution Protection | 1 | 480Vac (Y/D) | 1 | 80% | 1 | 573762111 | XT4HU3250AFF000XXX | XT4HU3250BFF000XXX | XT4HU3250EFF000XXX | XT4HU3250FFF000XXX | XT4HU3250GFF000XXX | XT4HU3250PFF000XXX | XT4HU3250QFF000XXX | XT4HU3250TFF000XXX | XT4HU3250UFF000XXX
SG | SGLL36AT0600 | 57 | SRPG600A250 | 37 | 250 | 20 | 50kA | 6 | Loose MCCB (OEM) | 2 | Distribution Protection | 1 | 600Vac (Y/D) | 2 | 80% | 1 | 573762121 | XT4LU3250AFF000XXX | XT4LU3250BFF000XXX | XT4LU3250EFF000XXX | XT4LU3250FFF000XXX | XT4LU3250GFF000XXX | XT4LU3250PFF000XXX | XT4LU3250QFF000XXX | XT4LU3250TFF000XXX | XT4LU3250UFF000XXX
SG | SGLL36AT0600 | 57 | SRPG600A250 | 37 | 250 | 20 | 50kA | 6 | Loose MCCB (OEM) | 2 | Distribution Protection | 1 | 480Vac (Y/D) | 1 | 100% | 2 | 573762112 | XT4HQ3250AFF000XXX | XT4HQ3250BFF000XXX | XT4HQ3250EFF000XXX | XT4HQ3250FFF000XXX | XT4HQ3250GFF000XXX | XT4HQ3250PFF000XXX | XT4HQ3250QFF000XXX | XT4HQ3250TFF000XXX | XT4HQ3250UFF000XXX
SG | SGLL36AT0600 | 57 | SRPG600A250 | 37 | 250 | 20 | 50kA | 6 | Loose MCCB (OEM) | 2 | Distribution Protection | 1 | 600Vac (Y/D) | 2 | 100% | 2 | 573762122 | XT4LQ3250AFF000XXX | XT4LQ3250BFF000XXX | XT4LQ3250EFF000XXX | XT4LQ3250FFF000XXX | XT4LQ3250GFF000XXX | XT4LQ3250PFF000XXX | XT4LQ3250QFF000XXX | XT4LQ3250TFF000XXX | XT4LQ3250UFF000XXX
SG | SGLL36AT0600 | 57 | SRPG600A250 | 37 | 250 | 20 | 50kA | 6 | Panelboard MRO | 1 | Distribution Protection | 1 | 480Vac (Y/D) | 1 | 80% | 1 | 573761111 | XT4HU3250AFF000XXX + SRFB6XT4FPX | XT4HU3250BFF000XXX + SRFB6XT4FPX | XT4HU3250EFF000XXX + SRFB3XT4FPX | XT4HU3250FFF000XXX + SRFB3XT4FPX | XT4HU3250GFF000XXX + SRFB3XT4FPX | XT4HU3250PFF000XXX + SRFB3XT4FPX | XT4HU3250QFF000XXX + SRFB3XT4FPX | XT4HU3250TFF000XXX + SRFB3XT4FPX | XT4HU3250UFF000XXX + SRFB3XT4FPX
SG | SGLL36AT0600 | 57 | SRPG600A250 | 37 | 250 | 20 | 50kA | 6 | Panelboard MRO | 1 | Distribution Protection | 1 | 600Vac (Y/D) | 2 | 80% | 1 | 573761121 | XT4LU3150AFF000XXX + SRFB6XT4FPX | XT4LU3250BFF000XXX + SRFB6XT4FPX | XT4LU3250EFF000XXX + SRFB3XT4FPX | XT4LU3250FFF000XXX + SRFB3XT4FPX | XT4LU3250GFF000XXX + SRFB3XT4FPX | XT4LU3250PFF000XXX + SRFB3XT4FPX | XT4LU3250QFF000XXX + SRFB3XT4FPX | XT4LU3250TFF000XXX + SRFB3XT4FPX | XT4LU3250UFF000XXX + SRFB3XT4FPX
SG | SGLL36AT0600 | 57 | SRPG600A250 | 37 | 250 | 20 | 50kA | 6 | Panelboard MRO | 1 | Distribution Protection | 1 | 480Vac (Y/D) | 1 | 100% | 2 | 573761112 | XT4HQ3250AFF000XXX + SRFB6XT4FPX | XT4HQ3250BFF000XXX + SRFB6XT4FPX | XT4HQ3250EFF000XXX + SRFB3XT4FPX | XT4HQ3250FFF000XXX + SRFB3XT4FPX | XT4HQ3250GFF000XXX + SRFB3XT4FPX | XT4HQ3250PFF000XXX + SRFB3XT4FPX | XT4HQ3250QFF000XXX + SRFB3XT4FPX | XT4HQ3250TFF000XXX + SRFB3XT4FPX | XT4HQ3250UFF000XXX + SRFB3XT4FPX
SG | SGLL36AT0600 | 57 | SRPG600A250 | 37 | 250 | 20 | 50kA | 6 | Panelboard MRO | 1 | Distribution Protection | 1 | 600Vac (Y/D) | 2 | 100% | 2 | 573761122 | XT4LQ3250AFF000XXX + SRFB6XT4FPX | XT4LQ3250BFF000XXX + SRFB6XT4FPX | XT4LQ3250EFF000XXX + SRFB3XT4FPX | XT4LQ3250FFF000XXX + SRFB3XT4FPX | XT4LQ3250GFF000XXX + SRFB3XT4FPX | XT4LQ3250PFF000XXX + SRFB3XT4FPX | XT4LQ3250QFF000XXX + SRFB3XT4FPX | XT4LQ3250TFF000XXX + SRFB3XT4FPX | XT4LQ3250UFF000XXX + SRFB3XT4FPX
SG | SGLL36AT0600 | 57 | SRPG600A250 | 37 | 250 | 20 | 65kA | 7 | Loose MCCB (OEM) | 2 | Distribution Protection | 1 | 480Vac (Y/D) | 1 | 80% | 1 | 573772111 | XT4HU3250AFF000XXX | XT4HU3250BFF000XXX | XT4HU3250EFF000XXX | XT4HU3250FFF000XXX | XT4HU3250GFF000XXX | XT4HU3250PFF000XXX | XT4HU3250QFF000XXX | XT4HU3250TFF000XXX | XT4HU3250UFF000XXX
SG | SGLL36AT0600 | 57 | SRPG600A250 | 37 | 250 | 20 | 65kA | 7 | Loose MCCB (OEM) | 2 | Distribution Protection | 1 | 600Vac (Y/D) | 2 | 80% | 1 | 573772121 | XT4VU3250AFF000XXX | XT4VU3250BFF000XXX | XT4VU3250EFF000XXX | XT4VU3250FFF000XXX | XT4VU3250GFF000XXX | XT4VU3250PFF000XXX | XT4VU3250QFF000XXX | XT4VU3250TFF000XXX | XT4VU3250UFF000XXX
SG | SGLL36AT0600 | 57 | SRPG600A250 | 37 | 250 | 20 | 65kA | 7 | Loose MCCB (OEM) | 2 | Distribution Protection | 1 | 480Vac (Y/D) | 1 | 100% | 2 | 573772112 | XT4HQ3250AFF000XXX | XT4HQ3250BFF000XXX | XT4HQ3250EFF000XXX | XT4HQ3250FFF000XXX | XT4HQ3250GFF000XXX | XT4HQ3250PFF000XXX | XT4HQ3250QFF000XXX | XT4HQ3250TFF000XXX | XT4HQ3250UFF000XXX
SG | SGLL36AT0600 | 57 | SRPG600A250 | 37 | 250 | 20 | 65kA | 7 | Loose MCCB (OEM) | 2 | Distribution Protection | 1 | 600Vac (Y/D) | 2 | 100% | 2 | 573772122 | XT4VQ3250AFF000XXX | XT4VQ3250BFF000XXX | XT4VQ3250EFF000XXX | XT4VQ3250FFF000XXX | XT4VQ3250GFF000XXX | XT4VQ3250PFF000XXX | XT4VQ3250QFF000XXX | XT4VQ3250TFF000XXX | XT4VQ3250UFF000XXX
SG | SGLL36AT0600 | 57 | SRPG600A250 | 37 | 250 | 20 | 65kA | 7 | Panelboard MRO | 1 | Distribution Protection | 1 | 480Vac (Y/D) | 1 | 80% | 1 | 573771111 | XT4HU3250AFF000XXX + SRFB6XT4FPX | XT4HU3250BFF000XXX + SRFB6XT4FPX | XT4HU3250EFF000XXX + SRFB3XT4FPX | XT4HU3250FFF000XXX + SRFB3XT4FPX | XT4HU3250GFF000XXX + SRFB3XT4FPX | XT4HU3250PFF000XXX + SRFB3XT4FPX | XT4HU3250QFF000XXX + SRFB3XT4FPX | XT4HU3250TFF000XXX + SRFB3XT4FPX | XT4HU3250UFF000XXX + SRFB3XT4FPX
SG | SGLL36AT0600 | 57 | SRPG600A250 | 37 | 250 | 20 | 65kA | 7 | Panelboard MRO | 1 | Distribution Protection | 1 | 600Vac (Y/D) | 2 | 80% | 1 | 573771121 | XT4VU3150AFF000XXX + SRFB6XT4FPX | XT4VU3250BFF000XXX + SRFB6XT4FPX | XT4VU3250EFF000XXX + SRFB3XT4FPX | XT4VU3250FFF000XXX + SRFB3XT4FPX | XT4VU3250GFF000XXX + SRFB3XT4FPX | XT4VU3250PFF000XXX + SRFB3XT4FPX | XT4VU3250QFF000XXX + SRFB3XT4FPX | XT4VU3250TFF000XXX + SRFB3XT4FPX | XT4VU3250UFF000XXX + SRFB3XT4FPX
SG | SGLL36AT0600 | 57 | SRPG600A250 | 37 | 250 | 20 | 65kA | 7 | Panelboard MRO | 1 | Distribution Protection | 1 | 480Vac (Y/D) | 1 | 100% | 2 | 573771112 | XT4HQ3250AFF000XXX + SRFB6XT4FPX | XT4HQ3250BFF000XXX + SRFB6XT4FPX | XT4HQ3250EFF000XXX + SRFB3XT4FPX | XT4HQ3250FFF000XXX + SRFB3XT4FPX | XT4HQ3250GFF000XXX + SRFB3XT4FPX | XT4HQ3250PFF000XXX + SRFB3XT4FPX | XT4HQ3250QFF000XXX + SRFB3XT4FPX | XT4HQ3250TFF000XXX + SRFB3XT4FPX | XT4HQ3250UFF000XXX + SRFB3XT4FPX
SG | SGLL36AT0600 | 57 | SRPG600A250 | 37 | 250 | 20 | 65kA | 7 | Panelboard MRO | 1 | Distribution Protection | 1 | 600Vac (Y/D) | 2 | 100% | 2 | 573771122 | XT4VQ3250AFF000XXX + SRFB6XT4FPX | XT4VQ3250BFF000XXX + SRFB6XT4FPX | XT4VQ3250EFF000XXX + SRFB3XT4FPX | XT4VQ3250FFF000XXX + SRFB3XT4FPX | XT4VQ3250GFF000XXX + SRFB3XT4FPX | XT4VQ3250PFF000XXX + SRFB3XT4FPX | XT4VQ3250QFF000XXX + SRFB3XT4FPX | XT4VQ3250TFF000XXX + SRFB3XT4FPX | XT4VQ3250UFF000XXX + SRFB3XT4FPX
SG | SGLL36AT0600 | 57 | SRPG600A300 | 38 | 300 | 21 | 50kA | 6 | Loose MCCB (OEM) | 2 | Distribution Protection | 1 | 480Vac (Y/D) | 1 | 80% | 1 | 573862111 | No Equivalent Cross Available Based on Selections | XT5SU330ABFF000XXX | XT5SU330AEFF000XXX | XT5SU330AFFF000XXX | XT5SU330AGFF000XXX | XT5SU330APFF000XXX | XT5SU330AQFF000XXX | XT5SU330ATFF000XXX | XT5SU330AUFF000XXX
SG | SGLL36AT0600 | 57 | SRPG600A300 | 38 | 300 | 21 | 50kA | 6 | Loose MCCB (OEM) | 2 | Distribution Protection | 1 | 600Vac (Y/D) | 2 | 80% | 1 | 573862121 | No Equivalent Cross Available Based on Selections | XT5LU330ABFF000XXX | XT5LU330AEFF000XXX | XT5LU330AFFF000XXX | XT5LU330AGFF000XXX | XT5LU330APFF000XXX | XT5LU330AQFF000XXX | XT5LU330ATFF000XXX | XT5LU330AUFF000XXX
SG | SGLL36AT0600 | 57 | SRPG600A300 | 38 | 300 | 21 | 50kA | 6 | Loose MCCB (OEM) | 2 | Distribution Protection | 1 | 480Vac (Y/D) | 1 | 100% | 2 | 573862112 | No Equivalent Cross Available Based on Selections | XT5SQ330ABFF000XXX | XT5SQ330AEFF000XXX | XT5SQ330AFFF000XXX | XT5SQ330AGFF000XXX | XT5SQ330APFF000XXX | XT5SQ330AQFF000XXX | XT5SQ330ATFF000XXX | XT5SQ330AUFF000XXX
SG | SGLL36AT0600 | 57 | SRPG600A300 | 38 | 300 | 21 | 50kA | 6 | Loose MCCB (OEM) | 2 | Distribution Protection | 1 | 600Vac (Y/D) | 2 | 100% | 2 | 573862122 | No Equivalent Cross Available Based on Selections | XT5LQ330ABFF000XXX | XT5LQ330AEFF000XXX | XT5LQ330AFFF000XXX | XT5LQ330AGFF000XXX | XT5LQ330APFF000XXX | XT5LQ330AQFF000XXX | XT5LQ330ATFF000XXX | XT5LQ330AUFF000XXX
SG | SGLL36AT0600 | 57 | SRPG600A300 | 38 | 300 | 21 | 50kA | 6 | Panelboard MRO | 1 | Distribution Protection | 1 | 480Vac (Y/D) | 1 | 80% | 1 | 573861111 | No Equivalent Cross Available Based on Selections | XT5SU330ABFF000XXX | XT5SU330AEFF000XXX + SRFB3XT5MFPX | XT5SU330AFFF000XXX + SRFB3XT5MFPX | XT5SU330AGFF000XXX + SRFB3XT5MFPX | XT5SU330APFF000XXX + SRFB3XT5MFPX | XT5SU330AQFF000XXX + SRFB3XT5MFPX | XT5SU330ATFF000XXX + SRFB3XT5MFPX | XT5SU330AUFF000XXX + SRFB3XT5MFPX
SG | SGLL36AT0600 | 57 | SRPG600A300 | 38 | 300 | 21 | 50kA | 6 | Panelboard MRO | 1 | Distribution Protection | 1 | 600Vac (Y/D) | 2 | 80% | 1 | 573861121 | No Equivalent Cross Available Based on Selections | XT5LU330ABFF000XXX | XT5LU330AEFF000XXX + SRFB3XT5MFPX | XT5LU330AFFF000XXX + SRFB3XT5MFPX | XT5LU330AGFF000XXX + SRFB3XT5MFPX | XT5LU330APFF000XXX + SRFB3XT5MFPX | XT5LU330AQFF000XXX + SRFB3XT5MFPX | XT5LU330ATFF000XXX + SRFB3XT5MFPX | XT5LU330AUFF000XXX + SRFB3XT5MFPX
SG | SGLL36AT0600 | 57 | SRPG600A300 | 38 | 300 | 21 | 50kA | 6 | Panelboard MRO | 1 | Distribution Protection | 1 | 480Vac (Y/D) | 1 | 100% | 2 | 573861112 | No Equivalent Cross Available Based on Selections | XT5SQ330ABFF000XXX | XT5SQ330AEFF000XXX + SRFB3XT5MFPX | XT5SQ330AFFF000XXX + SRFB3XT5MFPX | XT5SQ330AGFF000XXX + SRFB3XT5MFPX | XT5SQ330APFF000XXX + SRFB3XT5MFPX | XT5SQ330AQFF000XXX + SRFB3XT5MFPX | XT5SQ330ATFF000XXX + SRFB3XT5MFPX | XT5SQ330AUFF000XXX + SRFB3XT5MFPX
SG | SGLL36AT0600 | 57 | SRPG600A300 | 38 | 300 | 21 | 50kA | 6 | Panelboard MRO | 1 | Distribution Protection | 1 | 600Vac (Y/D) | 2 | 100% | 2 | 573861122 | No Equivalent Cross Available Based on Selections | XT5LQ330ABFF000XXX | XT5LQ330AEFF000XXX + SRFB3XT5MFPX | XT5LQ330AFFF000XXX + SRFB3XT5MFPX | XT5LQ330AGFF000XXX + SRFB3XT5MFPX | XT5LQ330APFF000XXX + SRFB3XT5MFPX | XT5LQ330AQFF000XXX + SRFB3XT5MFPX | XT5LQ330ATFF000XXX + SRFB3XT5MFPX | XT5LQ330AUFF000XXX + SRFB3XT5MFPX
SG | SGLL36AT0600 | 57 | SRPG600A300 | 38 | 300 | 21 | 65kA | 7 | Loose MCCB (OEM) | 2 | Distribution Protection | 1 | 480Vac (Y/D) | 1 | 80% | 1 | 573872111 | No Equivalent Cross Available Based on Selections | XT5HU330ABFF000XXX | XT5HU330AEFF000XXX | XT5HU330AFFF000XXX | XT5HU330AGFF000XXX | XT5HU330APFF000XXX | XT5HU330AQFF000XXX | XT5HU330ATFF000XXX | XT5HU330AUFF000XXX
SG | SGLL36AT0600 | 57 | SRPG600A300 | 38 | 300 | 21 | 65kA | 7 | Loose MCCB (OEM) | 2 | Distribution Protection | 1 | 600Vac (Y/D) | 2 | 80% | 1 | 573872121 | No Equivalent Cross Available Based on Selections | XT5LU330ABFF000XXX | XT5LU330AEFF000XXX | XT5LU330AFFF000XXX | XT5LU330AGFF000XXX | XT5LU330APFF000XXX | XT5LU330AQFF000XXX | XT5LU330ATFF000XXX | XT5LU330AUFF000XXX
SG | SGLL36AT0600 | 57 | SRPG600A300 | 38 | 300 | 21 | 65kA | 7 | Loose MCCB (OEM) | 2 | Distribution Protection | 1 | 480Vac (Y/D) | 1 | 100% | 2 | 573872112 | No Equivalent Cross Available Based on Selections | XT5HQ330ABFF000XXX | XT5HQ330AEFF000XXX | XT5HQ330AFFF000XXX | XT5HQ330AGFF000XXX | XT5HQ330APFF000XXX | XT5HQ330AQFF000XXX | XT5HQ330ATFF000XXX | XT5HQ330AUFF000XXX
SG | SGLL36AT0600 | 57 | SRPG600A300 | 38 | 300 | 21 | 65kA | 7 | Loose MCCB (OEM) | 2 | Distribution Protection | 1 | 600Vac (Y/D) | 2 | 100% | 2 | 573872122 | No Equivalent Cross Available Based on Selections | XT5LQ330ABFF000XXX | XT5LQ330AEFF000XXX | XT5LQ330AFFF000XXX | XT5LQ330AGFF000XXX | XT5LQ330APFF000XXX | XT5LQ330AQFF000XXX | XT5LQ330ATFF000XXX | XT5LQ330AUFF000XXX
SG | SGLL36AT0600 | 57 | SRPG600A300 | 38 | 300 | 21 | 65kA | 7 | Panelboard MRO | 1 | Distribution Protection | 1 | 480Vac (Y/D) | 1 | 80% | 1 | 573871111 | No Equivalent Cross Available Based on Selections | XT5HU330ABFF000XXX | XT5HU330AEFF000XXX + SRFB3XT5MFPX | XT5HU330AFFF000XXX + SRFB3XT5MFPX | XT5HU330AGFF000XXX + SRFB3XT5MFPX | XT5HU330APFF000XXX + SRFB3XT5MFPX | XT5HU330AQFF000XXX + SRFB3XT5MFPX | XT5HU330ATFF000XXX + SRFB3XT5MFPX | XT5HU330AUFF000XXX + SRFB3XT5MFPX
SG | SGLL36AT0600 | 57 | SRPG600A300 | 38 | 300 | 21 | 65kA | 7 | Panelboard MRO | 1 | Distribution Protection | 1 | 600Vac (Y/D) | 2 | 80% | 1 | 573871121 | No Equivalent Cross Available Based on Selections | XT5LU330ABFF000XXX | XT5LU330AEFF000XXX + SRFB3XT5MFPX | XT5LU330AFFF000XXX + SRFB3XT5MFPX | XT5LU330AGFF000XXX + SRFB3XT5MFPX | XT5LU330APFF000XXX + SRFB3XT5MFPX | XT5LU330AQFF000XXX + SRFB3XT5MFPX | XT5LU330ATFF000XXX + SRFB3XT5MFPX | XT5LU330AUFF000XXX + SRFB3XT5MFPX
SG | SGLL36AT0600 | 57 | SRPG600A300 | 38 | 300 | 21 | 65kA | 7 | Panelboard MRO | 1 | Distribution Protection | 1 | 480Vac (Y/D) | 1 | 100% | 2 | 573871112 | No Equivalent Cross Available Based on Selections | XT5HQ330ABFF000XXX | XT5HQ330AEFF000XXX + SRFB3XT5MFPX | XT5HQ330AFFF000XXX + SRFB3XT5MFPX | XT5HQ330AGFF000XXX + SRFB3XT5MFPX | XT5HQ330APFF000XXX + SRFB3XT5MFPX | XT5HQ330AQFF000XXX + SRFB3XT5MFPX | XT5HQ330ATFF000XXX + SRFB3XT5MFPX | XT5HQ330AUFF000XXX + SRFB3XT5MFPX
SG | SGLL36AT0600 | 57 | SRPG600A300 | 38 | 300 | 21 | 65kA | 7 | Panelboard MRO | 1 | Distribution Protection | 1 | 600Vac (Y/D) | 2 | 100% | 2 | 573871122 | No Equivalent Cross Available Based on Selections | XT5LQ330ABFF000XXX | XT5LQ330AEFF000XXX + SRFB3XT5MFPX | XT5LQ330AFFF000XXX + SRFB3XT5MFPX | XT5LQ330AGFF000XXX + SRFB3XT5MFPX | XT5LQ330APFF000XXX + SRFB3XT5MFPX | XT5LQ330AQFF000XXX + SRFB3XT5MFPX | XT5LQ330ATFF000XXX + SRFB3XT5MFPX | XT5LQ330AUFF000XXX + SRFB3XT5MFPX
SG | SGLL36AT0600 | 57 | SRPG600A350 | 39 | 350 | 22 | 50kA | 6 | Loose MCCB (OEM) | 2 | Distribution Protection | 1 | 480Vac (Y/D) | 1 | 80% | 1 | 573962111 | No Equivalent Cross Available Based on Selections | XT5SU340ABFF000XXX | XT5SU340AEFF000XXX | XT5SU340AFFF000XXX | XT5SU340AGFF000XXX | XT5SU340APFF000XXX | XT5SU340AQFF000XXX | XT5SU340ATFF000XXX | XT5SU340AUFF000XXX
SG | SGLL36AT0600 | 57 | SRPG600A350 | 39 | 350 | 22 | 50kA | 6 | Loose MCCB (OEM) | 2 | Distribution Protection | 1 | 600Vac (Y/D) | 2 | 80% | 1 | 573962121 | No Equivalent Cross Available Based on Selections | XT5LU340ABFF000XXX | XT5LU340AEFF000XXX | XT5LU340AFFF000XXX | XT5LU340AGFF000XXX | XT5LU340APFF000XXX | XT5LU340AQFF000XXX | XT5LU340ATFF000XXX | XT5LU340AUFF000XXX
SG | SGLL36AT0600 | 57 | SRPG600A350 | 39 | 350 | 22 | 50kA | 6 | Loose MCCB (OEM) | 2 | Distribution Protection | 1 | 480Vac (Y/D) | 1 | 100% | 2 | 573962112 | No Equivalent Cross Available Based on Selections | XT5SQ340ABFF000XXX | XT5SQ340AEFF000XXX | XT5SQ340AFFF000XXX | XT5SQ340AGFF000XXX | XT5SQ340APFF000XXX | XT5SQ340AQFF000XXX | XT5SQ340ATFF000XXX | XT5SQ340AUFF000XXX
SG | SGLL36AT0600 | 57 | SRPG600A350 | 39 | 350 | 22 | 50kA | 6 | Loose MCCB (OEM) | 2 | Distribution Protection | 1 | 600Vac (Y/D) | 2 | 100% | 2 | 573962122 | No Equivalent Cross Available Based on Selections | XT5LQ340ABFF000XXX | XT5LQ340AEFF000XXX | XT5LQ340AFFF000XXX | XT5LQ340AGFF000XXX | XT5LQ340APFF000XXX | XT5LQ340AQFF000XXX | XT5LQ340ATFF000XXX | XT5LQ340AUFF000XXX
SG | SGLL36AT0600 | 57 | SRPG600A350 | 39 | 350 | 22 | 50kA | 6 | Panelboard MRO | 1 | Distribution Protection | 1 | 480Vac (Y/D) | 1 | 80% | 1 | 573961111 | No Equivalent Cross Available Based on Selections | XT5SU340ABFF000XXX | XT5SU340AEFF000XXX + SRFB3XT5MFPX | XT5SU340AFFF000XXX + SRFB3XT5MFPX | XT5SU340AGFF000XXX + SRFB3XT5MFPX | XT5SU340APFF000XXX + SRFB3XT5MFPX | XT5SU340AQFF000XXX + SRFB3XT5MFPX | XT5SU340ATFF000XXX + SRFB3XT5MFPX | XT5SU340AUFF000XXX + SRFB3XT5MFPX
SG | SGLL36AT0600 | 57 | SRPG600A350 | 39 | 350 | 22 | 50kA | 6 | Panelboard MRO | 1 | Distribution Protection | 1 | 600Vac (Y/D) | 2 | 80% | 1 | 573961121 | No Equivalent Cross Available Based on Selections | XT5LU340ABFF000XXX | XT5LU340AEFF000XXX + SRFB3XT5MFPX | XT5LU340AFFF000XXX + SRFB3XT5MFPX | XT5LU340AGFF000XXX + SRFB3XT5MFPX | XT5LU340APFF000XXX + SRFB3XT5MFPX | XT5LU340AQFF000XXX + SRFB3XT5MFPX | XT5LU340ATFF000XXX + SRFB3XT5MFPX | XT5LU340AUFF000XXX + SRFB3XT5MFPX
SG | SGLL36AT0600 | 57 | SRPG600A350 | 39 | 350 | 22 | 50kA | 6 | Panelboard MRO | 1 | Distribution Protection | 1 | 480Vac (Y/D) | 1 | 100% | 2 | 573961112 | No Equivalent Cross Available Based on Selections | XT5SQ340ABFF000XXX | XT5SQ340AEFF000XXX + SRFB3XT5MFPX | XT5SQ340AFFF000XXX + SRFB3XT5MFPX | XT5SQ340AGFF000XXX + SRFB3XT5MFPX | XT5SQ340APFF000XXX + SRFB3XT5MFPX | XT5SQ340AQFF000XXX + SRFB3XT5MFPX | XT5SQ340ATFF000XXX + SRFB3XT5MFPX | XT5SQ340AUFF000XXX + SRFB3XT5MFPX
SG | SGLL36AT0600 | 57 | SRPG600A350 | 39 | 350 | 22 | 50kA | 6 | Panelboard MRO | 1 | Distribution Protection | 1 | 600Vac (Y/D) | 2 | 100% | 2 | 573961122 | No Equivalent Cross Available Based on Selections | XT5LQ340ABFF000XXX | XT5LQ340AEFF000XXX + SRFB3XT5MFPX | XT5LQ340AFFF000XXX + SRFB3XT5MFPX | XT5LQ340AGFF000XXX + SRFB3XT5MFPX | XT5LQ340APFF000XXX + SRFB3XT5MFPX | XT5LQ340AQFF000XXX + SRFB3XT5MFPX | XT5LQ340ATFF000XXX + SRFB3XT5MFPX | XT5LQ340AUFF000XXX + SRFB3XT5MFPX
SG | SGLL36AT0600 | 57 | SRPG600A350 | 39 | 350 | 22 | 65kA | 7 | Loose MCCB (OEM) | 2 | Distribution Protection | 1 | 480Vac (Y/D) | 1 | 80% | 1 | 573972111 | No Equivalent Cross Available Based on Selections | XT5HU340ABFF000XXX | XT5HU340AEFF000XXX | XT5HU340AFFF000XXX | XT5HU340AGFF000XXX | XT5HU340APFF000XXX | XT5HU340AQFF000XXX | XT5HU340ATFF000XXX | XT5HU340AUFF000XXX
SG | SGLL36AT0600 | 57 | SRPG600A350 | 39 | 350 | 22 | 65kA | 7 | Loose MCCB (OEM) | 2 | Distribution Protection | 1 | 600Vac (Y/D) | 2 | 80% | 1 | 573972121 | No Equivalent Cross Available Based on Selections | XT5LU340ABFF000XXX | XT5LU340AEFF000XXX | XT5LU340AFFF000XXX | XT5LU340AGFF000XXX | XT5LU340APFF000XXX | XT5LU340AQFF000XXX | XT5LU340ATFF000XXX | XT5LU340AUFF000XXX
SG | SGLL36AT0600 | 57 | SRPG600A350 | 39 | 350 | 22 | 65kA | 7 | Loose MCCB (OEM) | 2 | Distribution Protection | 1 | 480Vac (Y/D) | 1 | 100% | 2 | 573972112 | No Equivalent Cross Available Based on Selections | XT5HQ340ABFF000XXX | XT5HQ340AEFF000XXX | XT5HQ340AFFF000XXX | XT5HQ340AGFF000XXX | XT5HQ340APFF000XXX | XT5HQ340AQFF000XXX | XT5HQ340ATFF000XXX | XT5HQ340AUFF000XXX
SG | SGLL36AT0600 | 57 | SRPG600A350 | 39 | 350 | 22 | 65kA | 7 | Loose MCCB (OEM) | 2 | Distribution Protection | 1 | 600Vac (Y/D) | 2 | 100% | 2 | 573972122 | No Equivalent Cross Available Based on Selections | XT5LQ340ABFF000XXX | XT5LQ340AEFF000XXX | XT5LQ340AFFF000XXX | XT5LQ340AGFF000XXX | XT5LQ340APFF000XXX | XT5LQ340AQFF000XXX | XT5LQ340ATFF000XXX | XT5LQ340AUFF000XXX
SG | SGLL36AT0600 | 57 | SRPG600A350 | 39 | 350 | 22 | 65kA | 7 | Panelboard MRO | 1 | Distribution Protection | 1 | 480Vac (Y/D) | 1 | 80% | 1 | 573971111 | No Equivalent Cross Available Based on Selections | XT5HU340ABFF000XXX | XT5HU340AEFF000XXX + SRFB3XT5MFPX | XT5HU340AFFF000XXX + SRFB3XT5MFPX | XT5HU340AGFF000XXX + SRFB3XT5MFPX | XT5HU340APFF000XXX + SRFB3XT5MFPX | XT5HU340AQFF000XXX + SRFB3XT5MFPX | XT5HU340ATFF000XXX + SRFB3XT5MFPX | XT5HU340AUFF000XXX + SRFB3XT5MFPX
SG | SGLL36AT0600 | 57 | SRPG600A350 | 39 | 350 | 22 | 65kA | 7 | Panelboard MRO | 1 | Distribution Protection | 1 | 600Vac (Y/D) | 2 | 80% | 1 | 573971121 | No Equivalent Cross Available Based on Selections | XT5LU340ABFF000XXX | XT5LU340AEFF000XXX + SRFB3XT5MFPX | XT5LU340AFFF000XXX + SRFB3XT5MFPX | XT5LU340AGFF000XXX + SRFB3XT5MFPX | XT5LU340APFF000XXX + SRFB3XT5MFPX | XT5LU340AQFF000XXX + SRFB3XT5MFPX | XT5LU340ATFF000XXX + SRFB3XT5MFPX | XT5LU340AUFF000XXX + SRFB3XT5MFPX
SG | SGLL36AT0600 | 57 | SRPG600A350 | 39 | 350 | 22 | 65kA | 7 | Panelboard MRO | 1 | Distribution Protection | 1 | 480Vac (Y/D) | 1 | 100% | 2 | 573971112 | No Equivalent Cross Available Based on Selections | XT5HQ340ABFF000XXX | XT5HQ340AEFF000XXX + SRFB3XT5MFPX | XT5HQ340AFFF000XXX + SRFB3XT5MFPX | XT5HQ340AGFF000XXX + SRFB3XT5MFPX | XT5HQ340APFF000XXX + SRFB3XT5MFPX | XT5HQ340AQFF000XXX + SRFB3XT5MFPX | XT5HQ340ATFF000XXX + SRFB3XT5MFPX | XT5HQ340AUFF000XXX + SRFB3XT5MFPX
SG | SGLL36AT0600 | 57 | SRPG600A350 | 39 | 350 | 22 | 65kA | 7 | Panelboard MRO | 1 | Distribution Protection | 1 | 600Vac (Y/D) | 2 | 100% | 2 | 573971122 | No Equivalent Cross Available Based on Selections | XT5LQ340ABFF000XXX | XT5LQ340AEFF000XXX + SRFB3XT5MFPX | XT5LQ340AFFF000XXX + SRFB3XT5MFPX | XT5LQ340AGFF000XXX + SRFB3XT5MFPX | XT5LQ340APFF000XXX + SRFB3XT5MFPX | XT5LQ340AQFF000XXX + SRFB3XT5MFPX | XT5LQ340ATFF000XXX + SRFB3XT5MFPX | XT5LQ340AUFF000XXX + SRFB3XT5MFPX
SG | SGLL36AT0600 | 57 | SRPG600A400 | 40 | 400 | 23 | 50kA | 6 | Loose MCCB (OEM) | 2 | Distribution Protection | 1 | 480Vac (Y/D) | 1 | 80% | 1 | 574062111 | No Equivalent Cross Available Based on Selections | XT5SU340ABFF000XXX | XT5SU340AEFF000XXX | XT5SU340AFFF000XXX | XT5SU340AGFF000XXX | XT5SU340APFF000XXX | XT5SU340AQFF000XXX | XT5SU340ATFF000XXX | XT5SU340AUFF000XXX
SG | SGLL36AT0600 | 57 | SRPG600A400 | 40 | 400 | 23 | 50kA | 6 | Loose MCCB (OEM) | 2 | Distribution Protection | 1 | 600Vac (Y/D) | 2 | 80% | 1 | 574062121 | No Equivalent Cross Available Based on Selections | XT5LU340ABFF000XXX | XT5LU340AEFF000XXX | XT5LU340AFFF000XXX | XT5LU340AGFF000XXX | XT5LU340APFF000XXX | XT5LU340AQFF000XXX | XT5LU340ATFF000XXX | XT5LU340AUFF000XXX
SG | SGLL36AT0600 | 57 | SRPG600A400 | 40 | 400 | 23 | 50kA | 6 | Loose MCCB (OEM) | 2 | Distribution Protection | 1 | 480Vac (Y/D) | 1 | 100% | 2 | 574062112 | No Equivalent Cross Available Based on Selections | XT5SQ340ABFF000XXX | XT5SQ340AEFF000XXX | XT5SQ340AFFF000XXX | XT5SQ340AGFF000XXX | XT5SQ340APFF000XXX | XT5SQ340AQFF000XXX | XT5SQ340ATFF000XXX | XT5SQ340AUFF000XXX
SG | SGLL36AT0600 | 57 | SRPG600A400 | 40 | 400 | 23 | 50kA | 6 | Loose MCCB (OEM) | 2 | Distribution Protection | 1 | 600Vac (Y/D) | 2 | 100% | 2 | 574062122 | No Equivalent Cross Available Based on Selections | XT5LQ340ABFF000XXX | XT5LQ340AEFF000XXX | XT5LQ340AFFF000XXX | XT5LQ340AGFF000XXX | XT5LQ340APFF000XXX | XT5LQ340AQFF000XXX | XT5LQ340ATFF000XXX | XT5LQ340AUFF000XXX
SG | SGLL36AT0600 | 57 | SRPG600A400 | 40 | 400 | 23 | 50kA | 6 | Panelboard MRO | 1 | Distribution Protection | 1 | 480Vac (Y/D) | 1 | 80% | 1 | 574061111 | No Equivalent Cross Available Based on Selections | XT5SU340ABFF000XXX | XT5SU340AEFF000XXX + SRFB3XT5MFPX | XT5SU340AFFF000XXX + SRFB3XT5MFPX | XT5SU340AGFF000XXX + SRFB3XT5MFPX | XT5SU340APFF000XXX + SRFB3XT5MFPX | XT5SU340AQFF000XXX + SRFB3XT5MFPX | XT5SU340ATFF000XXX + SRFB3XT5MFPX | XT5SU340AUFF000XXX + SRFB3XT5MFPX
SG | SGLL36AT0600 | 57 | SRPG600A400 | 40 | 400 | 23 | 50kA | 6 | Panelboard MRO | 1 | Distribution Protection | 1 | 600Vac (Y/D) | 2 | 80% | 1 | 574061121 | No Equivalent Cross Available Based on Selections | XT5LU340ABFF000XXX | XT5LU340AEFF000XXX + SRFB3XT5MFPX | XT5LU340AFFF000XXX + SRFB3XT5MFPX | XT5LU340AGFF000XXX + SRFB3XT5MFPX | XT5LU340APFF000XXX + SRFB3XT5MFPX | XT5LU340AQFF000XXX + SRFB3XT5MFPX | XT5LU340ATFF000XXX + SRFB3XT5MFPX | XT5LU340AUFF000XXX + SRFB3XT5MFPX
SG | SGLL36AT0600 | 57 | SRPG600A400 | 40 | 400 | 23 | 50kA | 6 | Panelboard MRO | 1 | Distribution Protection | 1 | 480Vac (Y/D) | 1 | 100% | 2 | 574061112 | No Equivalent Cross Available Based on Selections | XT5SQ340ABFF000XXX | XT5SQ340AEFF000XXX + SRFB3XT5MFPX | XT5SQ340AFFF000XXX + SRFB3XT5MFPX | XT5SQ340AGFF000XXX + SRFB3XT5MFPX | XT5SQ340APFF000XXX + SRFB3XT5MFPX | XT5SQ340AQFF000XXX + SRFB3XT5MFPX | XT5SQ340ATFF000XXX + SRFB3XT5MFPX | XT5SQ340AUFF000XXX + SRFB3XT5MFPX
SG | SGLL36AT0600 | 57 | SRPG600A400 | 40 | 400 | 23 | 50kA | 6 | Panelboard MRO | 1 | Distribution Protection | 1 | 600Vac (Y/D) | 2 | 100% | 2 | 574061122 | No Equivalent Cross Available Based on Selections | XT5LQ340ABFF000XXX | XT5LQ340AEFF000XXX + SRFB3XT5MFPX | XT5LQ340AFFF000XXX + SRFB3XT5MFPX | XT5LQ340AGFF000XXX + SRFB3XT5MFPX | XT5LQ340APFF000XXX + SRFB3XT5MFPX | XT5LQ340AQFF000XXX + SRFB3XT5MFPX | XT5LQ340ATFF000XXX + SRFB3XT5MFPX | XT5LQ340AUFF000XXX + SRFB3XT5MFPX
SG | SGLL36AT0600 | 57 | SRPG600A400 | 40 | 400 | 23 | 65kA | 7 | Loose MCCB (OEM) | 2 | Distribution Protection | 1 | 480Vac (Y/D) | 1 | 80% | 1 | 574072111 | No Equivalent Cross Available Based on Selections | XT5HU340ABFF000XXX | XT5HU340AEFF000XXX | XT5HU340AFFF000XXX | XT5HU340AGFF000XXX | XT5HU340APFF000XXX | XT5HU340AQFF000XXX | XT5HU340ATFF000XXX | XT5HU340AUFF000XXX
SG | SGLL36AT0600 | 57 | SRPG600A400 | 40 | 400 | 23 | 65kA | 7 | Loose MCCB (OEM) | 2 | Distribution Protection | 1 | 600Vac (Y/D) | 2 | 80% | 1 | 574072121 | No Equivalent Cross Available Based on Selections | XT5LU340ABFF000XXX | XT5LU340AEFF000XXX | XT5LU340AFFF000XXX | XT5LU340AGFF000XXX | XT5LU340APFF000XXX | XT5LU340AQFF000XXX | XT5LU340ATFF000XXX | XT5LU340AUFF000XXX
SG | SGLL36AT0600 | 57 | SRPG600A400 | 40 | 400 | 23 | 65kA | 7 | Loose MCCB (OEM) | 2 | Distribution Protection | 1 | 480Vac (Y/D) | 1 | 100% | 2 | 574072112 | No Equivalent Cross Available Based on Selections | XT5HQ340ABFF000XXX | XT5HQ340AEFF000XXX | XT5HQ340AFFF000XXX | XT5HQ340AGFF000XXX | XT5HQ340APFF000XXX | XT5HQ340AQFF000XXX | XT5HQ340ATFF000XXX | XT5HQ340AUFF000XXX
SG | SGLL36AT0600 | 57 | SRPG600A400 | 40 | 400 | 23 | 65kA | 7 | Loose MCCB (OEM) | 2 | Distribution Protection | 1 | 600Vac (Y/D) | 2 | 100% | 2 | 574072122 | No Equivalent Cross Available Based on Selections | XT5LQ340ABFF000XXX | XT5LQ340AEFF000XXX | XT5LQ340AFFF000XXX | XT5LQ340AGFF000XXX | XT5LQ340APFF000XXX | XT5LQ340AQFF000XXX | XT5LQ340ATFF000XXX | XT5LQ340AUFF000XXX
SG | SGLL36AT0600 | 57 | SRPG600A400 | 40 | 400 | 23 | 65kA | 7 | Panelboard MRO | 1 | Distribution Protection | 1 | 480Vac (Y/D) | 1 | 80% | 1 | 574071111 | No Equivalent Cross Available Based on Selections | XT5HU340ABFF000XXX | XT5HU340AEFF000XXX + SRFB3XT5MFPX | XT5HU340AFFF000XXX + SRFB3XT5MFPX | XT5HU340AGFF000XXX + SRFB3XT5MFPX | XT5HU340APFF000XXX + SRFB3XT5MFPX | XT5HU340AQFF000XXX + SRFB3XT5MFPX | XT5HU340ATFF000XXX + SRFB3XT5MFPX | XT5HU340AUFF000XXX + SRFB3XT5MFPX
SG | SGLL36AT0600 | 57 | SRPG600A400 | 40 | 400 | 23 | 65kA | 7 | Panelboard MRO | 1 | Distribution Protection | 1 | 600Vac (Y/D) | 2 | 80% | 1 | 574071121 | No Equivalent Cross Available Based on Selections | XT5LU340ABFF000XXX | XT5LU340AEFF000XXX + SRFB3XT5MFPX | XT5LU340AFFF000XXX + SRFB3XT5MFPX | XT5LU340AGFF000XXX + SRFB3XT5MFPX | XT5LU340APFF000XXX + SRFB3XT5MFPX | XT5LU340AQFF000XXX + SRFB3XT5MFPX | XT5LU340ATFF000XXX + SRFB3XT5MFPX | XT5LU340AUFF000XXX + SRFB3XT5MFPX
SG | SGLL36AT0600 | 57 | SRPG600A400 | 40 | 400 | 23 | 65kA | 7 | Panelboard MRO | 1 | Distribution Protection | 1 | 480Vac (Y/D) | 1 | 100% | 2 | 574071112 | No Equivalent Cross Available Based on Selections | XT5HQ340ABFF000XXX | XT5HQ340AEFF000XXX + SRFB3XT5MFPX | XT5HQ340AFFF000XXX + SRFB3XT5MFPX | XT5HQ340AGFF000XXX + SRFB3XT5MFPX | XT5HQ340APFF000XXX + SRFB3XT5MFPX | XT5HQ340AQFF000XXX + SRFB3XT5MFPX | XT5HQ340ATFF000XXX + SRFB3XT5MFPX | XT5HQ340AUFF000XXX + SRFB3XT5MFPX
SG | SGLL36AT0600 | 57 | SRPG600A400 | 40 | 400 | 23 | 65kA | 7 | Panelboard MRO | 1 | Distribution Protection | 1 | 600Vac (Y/D) | 2 | 100% | 2 | 574071122 | No Equivalent Cross Available Based on Selections | XT5LQ340ABFF000XXX | XT5LQ340AEFF000XXX + SRFB3XT5MFPX | XT5LQ340AFFF000XXX + SRFB3XT5MFPX | XT5LQ340AGFF000XXX + SRFB3XT5MFPX | XT5LQ340APFF000XXX + SRFB3XT5MFPX | XT5LQ340AQFF000XXX + SRFB3XT5MFPX | XT5LQ340ATFF000XXX + SRFB3XT5MFPX | XT5LQ340AUFF000XXX + SRFB3XT5MFPX
SG | SGLL36AT0600 | 57 | SRPG600A450 | 41 | 450 | 24 | 50kA | 6 | Loose MCCB (OEM) | 2 | Distribution Protection | 1 | 480Vac (Y/D) | 1 | 80% | 1 | 574162111 | No Equivalent Cross Available Based on Selections | XT5SU350BBFF000XXX | XT5SU360BEFF000XXX | XT5SU360BFFF000XXX | XT5SU360BGFF000XXX | XT5SU360BPFF000XXX | XT5SU360BQFF000XXX | XT5SU360BTFF000XXX | XT5SU360BUFF000XXX
SG | SGLL36AT0600 | 57 | SRPG600A450 | 41 | 450 | 24 | 50kA | 6 | Loose MCCB (OEM) | 2 | Distribution Protection | 1 | 600Vac (Y/D) | 2 | 80% | 1 | 574162121 | No Equivalent Cross Available Based on Selections | XT5LU350BBFF000XXX | XT5LU360BEFF000XXX | XT5LU360BFFF000XXX | XT5LU360BGFF000XXX | XT5LU360BPFF000XXX | XT5LU360BQFF000XXX | XT5LU360BTFF000XXX | XT5LU360BUFF000XXX
SG | SGLL36AT0600 | 57 | SRPG600A450 | 41 | 450 | 24 | 50kA | 6 | Loose MCCB (OEM) | 2 | Distribution Protection | 1 | 480Vac (Y/D) | 1 | 100% | 2 | 574162112 | No Equivalent Cross Available Based on Selections | XT5SQ350BBFF000XXX | XT5SQ360BEFF000XXX | XT5SQ360BFFF000XXX | XT5SQ360BGFF000XXX | XT5SQ360BPFF000XXX | XT5SQ360BQFF000XXX | XT5SQ360BTFF000XXX | XT5SQ360BUFF000XXX
SG | SGLL36AT0600 | 57 | SRPG600A450 | 41 | 450 | 24 | 50kA | 6 | Loose MCCB (OEM) | 2 | Distribution Protection | 1 | 600Vac (Y/D) | 2 | 100% | 2 | 574162122 | No Equivalent Cross Available Based on Selections | XT5LQ360BBFF000XXX | XT5LQ360BEFF000XXX | XT5LQ360BFFF000XXX | XT5LQ360BGFF000XXX | XT5LQ360BPFF000XXX | XT5LQ360BQFF000XXX | XT5LQ360BTFF000XXX | XT5LQ360BUFF000XXX
SG | SGLL36AT0600 | 57 | SRPG600A450 | 41 | 450 | 24 | 50kA | 6 | Panelboard MRO | 1 | Distribution Protection | 1 | 480Vac (Y/D) | 1 | 80% | 1 | 574161111 | No Equivalent Cross Available Based on Selections | XT5SU350BBFF000XXX | XT5SU360BEFF000XXX + SRFB3XT5MFPX | XT5SU360BFFF000XXX + SRFB3XT5MFPX | XT5SU360BGFF000XXX + SRFB3XT5MFPX | XT5SU360BPFF000XXX + SRFB3XT5MFPX | XT5SU360BQFF000XXX + SRFB3XT5MFPX | XT5SU360BTFF000XXX + SRFB3XT5MFPX | XT5SU360BUFF000XXX + SRFB3XT5MFPX
SG | SGLL36AT0600 | 57 | SRPG600A450 | 41 | 450 | 24 | 50kA | 6 | Panelboard MRO | 1 | Distribution Protection | 1 | 600Vac (Y/D) | 2 | 80% | 1 | 574161121 | No Equivalent Cross Available Based on Selections | XT5LU350BBFF000XXX | XT5LU360BEFF000XXX + SRFB3XT5MFPX | XT5LU360BFFF000XXX + SRFB3XT5MFPX | XT5LU360BGFF000XXX + SRFB3XT5MFPX | XT5LU360BPFF000XXX + SRFB3XT5MFPX | XT5LU360BQFF000XXX + SRFB3XT5MFPX | XT5LU360BTFF000XXX + SRFB3XT5MFPX | XT5LU360BUFF000XXX + SRFB3XT5MFPX
SG | SGLL36AT0600 | 57 | SRPG600A450 | 41 | 450 | 24 | 50kA | 6 | Panelboard MRO | 1 | Distribution Protection | 1 | 480Vac (Y/D) | 1 | 100% | 2 | 574161112 | No Equivalent Cross Available Based on Selections | XT5SQ350BBFF000XXX | XT5SQ360BEFF000XXX + SRFB3XT5MFPX | XT5SQ360BFFF000XXX + SRFB3XT5MFPX | XT5SQ360BGFF000XXX + SRFB3XT5MFPX | XT5SQ360BPFF000XXX + SRFB3XT5MFPX | XT5SQ360BQFF000XXX + SRFB3XT5MFPX | XT5SQ360BTFF000XXX + SRFB3XT5MFPX | XT5SQ360BUFF000XXX + SRFB3XT5MFPX
SG | SGLL36AT0600 | 57 | SRPG600A450 | 41 | 450 | 24 | 50kA | 6 | Panelboard MRO | 1 | Distribution Protection | 1 | 600Vac (Y/D) | 2 | 100% | 2 | 574161122 | No Equivalent Cross Available Based on Selections | XT5LQ360BBFF000XXX | XT5LQ360BEFF000XXX + SRFB3XT5MFPX | XT5LQ360BFFF000XXX + SRFB3XT5MFPX | XT5LQ360BGFF000XXX + SRFB3XT5MFPX | XT5LQ360BPFF000XXX + SRFB3XT5MFPX | XT5LQ360BQFF000XXX + SRFB3XT5MFPX | XT5LQ360BTFF000XXX + SRFB3XT5MFPX | XT5LQ360BUFF000XXX + SRFB3XT5MFPX
SG | SGLL36AT0600 | 57 | SRPG600A450 | 41 | 450 | 24 | 65kA | 7 | Loose MCCB (OEM) | 2 | Distribution Protection | 1 | 480Vac (Y/D) | 1 | 80% | 1 | 574172111 | No Equivalent Cross Available Based on Selections | XT5HU350BBFF000XXX | XT5HU360BEFF000XXX | XT5HU360BFFF000XXX | XT5HU360BGFF000XXX | XT5HU360BPFF000XXX | XT5HU360BQFF000XXX | XT5HU360BTFF000XXX | XT5HU360BUFF000XXX
SG | SGLL36AT0600 | 57 | SRPG600A450 | 41 | 450 | 24 | 65kA | 7 | Loose MCCB (OEM) | 2 | Distribution Protection | 1 | 600Vac (Y/D) | 2 | 80% | 1 | 574172121 | No Equivalent Cross Available Based on Selections | XT5LU350BBFF000XXX | XT5LU360BEFF000XXX | XT5LU360BFFF000XXX | XT5LU360BGFF000XXX | XT5LU360BPFF000XXX | XT5LU360BQFF000XXX | XT5LU360BTFF000XXX | XT5LU360BUFF000XXX
SG | SGLL36AT0600 | 57 | SRPG600A450 | 41 | 450 | 24 | 65kA | 7 | Loose MCCB (OEM) | 2 | Distribution Protection | 1 | 480Vac (Y/D) | 1 | 100% | 2 | 574172112 | No Equivalent Cross Available Based on Selections | XT5HQ350BBFF000XXX | XT5HQ360BEFF000XXX | XT5HQ360BFFF000XXX | XT5HQ360BGFF000XXX | XT5HQ360BPFF000XXX | XT5HQ360BQFF000XXX | XT5HQ360BTFF000XXX | XT5HQ360BUFF000XXX
SG | SGLL36AT0600 | 57 | SRPG600A450 | 41 | 450 | 24 | 65kA | 7 | Loose MCCB (OEM) | 2 | Distribution Protection | 1 | 600Vac (Y/D) | 2 | 100% | 2 | 574172122 | No Equivalent Cross Available Based on Selections | XT5LQ360BBFF000XXX | XT5LQ360BEFF000XXX | XT5LQ360BFFF000XXX | XT5LQ360BGFF000XXX | XT5LQ360BPFF000XXX | XT5LQ360BQFF000XXX | XT5LQ360BTFF000XXX | XT5LQ360BUFF000XXX
SG | SGLL36AT0600 | 57 | SRPG600A450 | 41 | 450 | 24 | 65kA | 7 | Panelboard MRO | 1 | Distribution Protection | 1 | 480Vac (Y/D) | 1 | 80% | 1 | 574171111 | No Equivalent Cross Available Based on Selections | XT5HU350BBFF000XXX | XT5HU360BEFF000XXX + SRFB3XT5MFPX | XT5HU360BFFF000XXX + SRFB3XT5MFPX | XT5HU360BGFF000XXX + SRFB3XT5MFPX | XT5HU360BPFF000XXX + SRFB3XT5MFPX | XT5HU360BQFF000XXX + SRFB3XT5MFPX | XT5HU360BTFF000XXX + SRFB3XT5MFPX | XT5HU360BUFF000XXX + SRFB3XT5MFPX
SG | SGLL36AT0600 | 57 | SRPG600A450 | 41 | 450 | 24 | 65kA | 7 | Panelboard MRO | 1 | Distribution Protection | 1 | 600Vac (Y/D) | 2 | 80% | 1 | 574171121 | No Equivalent Cross Available Based on Selections | XT5LU350BBFF000XXX | XT5LU360BEFF000XXX + SRFB3XT5MFPX | XT5LU360BFFF000XXX + SRFB3XT5MFPX | XT5LU360BGFF000XXX + SRFB3XT5MFPX | XT5LU360BPFF000XXX + SRFB3XT5MFPX | XT5LU360BQFF000XXX + SRFB3XT5MFPX | XT5LU360BTFF000XXX + SRFB3XT5MFPX | XT5LU360BUFF000XXX + SRFB3XT5MFPX
SG | SGLL36AT0600 | 57 | SRPG600A450 | 41 | 450 | 24 | 65kA | 7 | Panelboard MRO | 1 | Distribution Protection | 1 | 480Vac (Y/D) | 1 | 100% | 2 | 574171112 | No Equivalent Cross Available Based on Selections | XT5HQ350BBFF000XXX | XT5HQ360BEFF000XXX + SRFB3XT5MFPX | XT5HQ360BFFF000XXX + SRFB3XT5MFPX | XT5HQ360BGFF000XXX + SRFB3XT5MFPX | XT5HQ360BPFF000XXX + SRFB3XT5MFPX | XT5HQ360BQFF000XXX + SRFB3XT5MFPX | XT5HQ360BTFF000XXX + SRFB3XT5MFPX | XT5HQ360BUFF000XXX + SRFB3XT5MFPX
SG | SGLL36AT0600 | 57 | SRPG600A450 | 41 | 450 | 24 | 65kA | 7 | Panelboard MRO | 1 | Distribution Protection | 1 | 600Vac (Y/D) | 2 | 100% | 2 | 574171122 | No Equivalent Cross Available Based on Selections | XT5LQ360BBFF000XXX | XT5LQ360BEFF000XXX + SRFB3XT5MFPX | XT5LQ360BFFF000XXX + SRFB3XT5MFPX | XT5LQ360BGFF000XXX + SRFB3XT5MFPX | XT5LQ360BPFF000XXX + SRFB3XT5MFPX | XT5LQ360BQFF000XXX + SRFB3XT5MFPX | XT5LQ360BTFF000XXX + SRFB3XT5MFPX | XT5LQ360BUFF000XXX + SRFB3XT5MFPX
SG | SGLL36AT0600 | 57 | SRPG600A500 | 42 | 500 | 25 | 50kA | 6 | Loose MCCB (OEM) | 2 | Distribution Protection | 1 | 480Vac (Y/D) | 1 | 80% | 1 | 574262111 | No Equivalent Cross Available Based on Selections | XT5SU350BBFF000XXX | XT5SU360BEFF000XXX | XT5SU360BFFF000XXX | XT5SU360BGFF000XXX | XT5SU360BPFF000XXX | XT5SU360BQFF000XXX | XT5SU360BTFF000XXX | XT5SU360BUFF000XXX
SG | SGLL36AT0600 | 57 | SRPG600A500 | 42 | 500 | 25 | 50kA | 6 | Loose MCCB (OEM) | 2 | Distribution Protection | 1 | 600Vac (Y/D) | 2 | 80% | 1 | 574262121 | No Equivalent Cross Available Based on Selections | XT5LU350BBFF000XXX | XT5LU360BEFF000XXX | XT5LU360BFFF000XXX | XT5LU360BGFF000XXX | XT5LU360BPFF000XXX | XT5LU360BQFF000XXX | XT5LU360BTFF000XXX | XT5LU360BUFF000XXX
SG | SGLL36AT0600 | 57 | SRPG600A500 | 42 | 500 | 25 | 50kA | 6 | Loose MCCB (OEM) | 2 | Distribution Protection | 1 | 480Vac (Y/D) | 1 | 100% | 2 | 574262112 | No Equivalent Cross Available Based on Selections | XT5SQ350BBFF000XXX | XT5SQ360BEFF000XXX | XT5SQ360BFFF000XXX | XT5SQ360BGFF000XXX | XT5SQ360BPFF000XXX | XT5SQ360BQFF000XXX | XT5SQ360BTFF000XXX | XT5SQ360BUFF000XXX
SG | SGLL36AT0600 | 57 | SRPG600A500 | 42 | 500 | 25 | 50kA | 6 | Loose MCCB (OEM) | 2 | Distribution Protection | 1 | 600Vac (Y/D) | 2 | 100% | 2 | 574262122 | No Equivalent Cross Available Based on Selections | XT5LQ360BBFF000XXX | XT5LQ360BEFF000XXX | XT5LQ360BFFF000XXX | XT5LQ360BGFF000XXX | XT5LQ360BPFF000XXX | XT5LQ360BQFF000XXX | XT5LQ360BTFF000XXX | XT5LQ360BUFF000XXX
SG | SGLL36AT0600 | 57 | SRPG600A500 | 42 | 500 | 25 | 50kA | 6 | Panelboard MRO | 1 | Distribution Protection | 1 | 480Vac (Y/D) | 1 | 80% | 1 | 574261111 | No Equivalent Cross Available Based on Selections | XT5SU350BBFF000XXX | XT5SU360BEFF000XXX + SRFB3XT5MFPX | XT5SU360BFFF000XXX + SRFB3XT5MFPX | XT5SU360BGFF000XXX + SRFB3XT5MFPX | XT5SU360BPFF000XXX + SRFB3XT5MFPX | XT5SU360BQFF000XXX + SRFB3XT5MFPX | XT5SU360BTFF000XXX + SRFB3XT5MFPX | XT5SU360BUFF000XXX + SRFB3XT5MFPX
SG | SGLL36AT0600 | 57 | SRPG600A500 | 42 | 500 | 25 | 50kA | 6 | Panelboard MRO | 1 | Distribution Protection | 1 | 600Vac (Y/D) | 2 | 80% | 1 | 574261121 | No Equivalent Cross Available Based on Selections | XT5LU350BBFF000XXX | XT5LU360BEFF000XXX + SRFB3XT5MFPX | XT5LU360BFFF000XXX + SRFB3XT5MFPX | XT5LU360BGFF000XXX + SRFB3XT5MFPX | XT5LU360BPFF000XXX + SRFB3XT5MFPX | XT5LU360BQFF000XXX + SRFB3XT5MFPX | XT5LU360BTFF000XXX + SRFB3XT5MFPX | XT5LU360BUFF000XXX + SRFB3XT5MFPX
SG | SGLL36AT0600 | 57 | SRPG600A500 | 42 | 500 | 25 | 50kA | 6 | Panelboard MRO | 1 | Distribution Protection | 1 | 480Vac (Y/D) | 1 | 100% | 2 | 574261112 | No Equivalent Cross Available Based on Selections | XT5SQ350BBFF000XXX | XT5SQ360BEFF000XXX + SRFB3XT5MFPX | XT5SQ360BFFF000XXX + SRFB3XT5MFPX | XT5SQ360BGFF000XXX + SRFB3XT5MFPX | XT5SQ360BPFF000XXX + SRFB3XT5MFPX | XT5SQ360BQFF000XXX + SRFB3XT5MFPX | XT5SQ360BTFF000XXX + SRFB3XT5MFPX | XT5SQ360BUFF000XXX + SRFB3XT5MFPX
SG | SGLL36AT0600 | 57 | SRPG600A500 | 42 | 500 | 25 | 50kA | 6 | Panelboard MRO | 1 | Distribution Protection | 1 | 600Vac (Y/D) | 2 | 100% | 2 | 574261122 | No Equivalent Cross Available Based on Selections | XT5LQ360BBFF000XXX | XT5LQ360BEFF000XXX + SRFB3XT5MFPX | XT5LQ360BFFF000XXX + SRFB3XT5MFPX | XT5LQ360BGFF000XXX + SRFB3XT5MFPX | XT5LQ360BPFF000XXX + SRFB3XT5MFPX | XT5LQ360BQFF000XXX + SRFB3XT5MFPX | XT5LQ360BTFF000XXX + SRFB3XT5MFPX | XT5LQ360BUFF000XXX + SRFB3XT5MFPX
SG | SGLL36AT0600 | 57 | SRPG600A500 | 42 | 500 | 25 | 65kA | 7 | Loose MCCB (OEM) | 2 | Distribution Protection | 1 | 480Vac (Y/D) | 1 | 80% | 1 | 574272111 | No Equivalent Cross Available Based on Selections | XT5HU350BBFF000XXX | XT5HU360BEFF000XXX | XT5HU360BFFF000XXX | XT5HU360BGFF000XXX | XT5HU360BPFF000XXX | XT5HU360BQFF000XXX | XT5HU360BTFF000XXX | XT5HU360BUFF000XXX
SG | SGLL36AT0600 | 57 | SRPG600A500 | 42 | 500 | 25 | 65kA | 7 | Loose MCCB (OEM) | 2 | Distribution Protection | 1 | 600Vac (Y/D) | 2 | 80% | 1 | 574272121 | No Equivalent Cross Available Based on Selections | XT5LU350BBFF000XXX | XT5LU360BEFF000XXX | XT5LU360BFFF000XXX | XT5LU360BGFF000XXX | XT5LU360BPFF000XXX | XT5LU360BQFF000XXX | XT5LU360BTFF000XXX | XT5LU360BUFF000XXX
SG | SGLL36AT0600 | 57 | SRPG600A500 | 42 | 500 | 25 | 65kA | 7 | Loose MCCB (OEM) | 2 | Distribution Protection | 1 | 480Vac (Y/D) | 1 | 100% | 2 | 574272112 | No Equivalent Cross Available Based on Selections | XT5HQ350BBFF000XXX | XT5HQ360BEFF000XXX | XT5HQ360BFFF000XXX | XT5HQ360BGFF000XXX | XT5HQ360BPFF000XXX | XT5HQ360BQFF000XXX | XT5HQ360BTFF000XXX | XT5HQ360BUFF000XXX
SG | SGLL36AT0600 | 57 | SRPG600A500 | 42 | 500 | 25 | 65kA | 7 | Loose MCCB (OEM) | 2 | Distribution Protection | 1 | 600Vac (Y/D) | 2 | 100% | 2 | 574272122 | No Equivalent Cross Available Based on Selections | XT5LQ360BBFF000XXX | XT5LQ360BEFF000XXX | XT5LQ360BFFF000XXX | XT5LQ360BGFF000XXX | XT5LQ360BPFF000XXX | XT5LQ360BQFF000XXX | XT5LQ360BTFF000XXX | XT5LQ360BUFF000XXX
SG | SGLL36AT0600 | 57 | SRPG600A500 | 42 | 500 | 25 | 65kA | 7 | Panelboard MRO | 1 | Distribution Protection | 1 | 480Vac (Y/D) | 1 | 80% | 1 | 574271111 | No Equivalent Cross Available Based on Selections | XT5HU350BBFF000XXX | XT5HU360BEFF000XXX + SRFB3XT5MFPX | XT5HU360BFFF000XXX + SRFB3XT5MFPX | XT5HU360BGFF000XXX + SRFB3XT5MFPX | XT5HU360BPFF000XXX + SRFB3XT5MFPX | XT5HU360BQFF000XXX + SRFB3XT5MFPX | XT5HU360BTFF000XXX + SRFB3XT5MFPX | XT5HU360BUFF000XXX + SRFB3XT5MFPX
SG | SGLL36AT0600 | 57 | SRPG600A500 | 42 | 500 | 25 | 65kA | 7 | Panelboard MRO | 1 | Distribution Protection | 1 | 600Vac (Y/D) | 2 | 80% | 1 | 574271121 | No Equivalent Cross Available Based on Selections | XT5LU350BBFF000XXX | XT5LU360BEFF000XXX + SRFB3XT5MFPX | XT5LU360BFFF000XXX + SRFB3XT5MFPX | XT5LU360BGFF000XXX + SRFB3XT5MFPX | XT5LU360BPFF000XXX + SRFB3XT5MFPX | XT5LU360BQFF000XXX + SRFB3XT5MFPX | XT5LU360BTFF000XXX + SRFB3XT5MFPX | XT5LU360BUFF000XXX + SRFB3XT5MFPX
SG | SGLL36AT0600 | 57 | SRPG600A500 | 42 | 500 | 25 | 65kA | 7 | Panelboard MRO | 1 | Distribution Protection | 1 | 480Vac (Y/D) | 1 | 100% | 2 | 574271112 | No Equivalent Cross Available Based on Selections | XT5HQ350BBFF000XXX | XT5HQ360BEFF000XXX + SRFB3XT5MFPX | XT5HQ360BFFF000XXX + SRFB3XT5MFPX | XT5HQ360BGFF000XXX + SRFB3XT5MFPX | XT5HQ360BPFF000XXX + SRFB3XT5MFPX | XT5HQ360BQFF000XXX + SRFB3XT5MFPX | XT5HQ360BTFF000XXX + SRFB3XT5MFPX | XT5HQ360BUFF000XXX + SRFB3XT5MFPX
SG | SGLL36AT0600 | 57 | SRPG600A500 | 42 | 500 | 25 | 65kA | 7 | Panelboard MRO | 1 | Distribution Protection | 1 | 600Vac (Y/D) | 2 | 100% | 2 | 574271122 | No Equivalent Cross Available Based on Selections | XT5LQ360BBFF000XXX | XT5LQ360BEFF000XXX + SRFB3XT5MFPX | XT5LQ360BFFF000XXX + SRFB3XT5MFPX | XT5LQ360BGFF000XXX + SRFB3XT5MFPX | XT5LQ360BPFF000XXX + SRFB3XT5MFPX | XT5LQ360BQFF000XXX + SRFB3XT5MFPX | XT5LQ360BTFF000XXX + SRFB3XT5MFPX | XT5LQ360BUFF000XXX + SRFB3XT5MFPX
SG | SGLL36AT0600 | 57 | SRPG600A600 | 43 | 600 | 26 | 50kA | 6 | Loose MCCB (OEM) | 2 | Distribution Protection | 1 | 480Vac (Y/D) | 1 | 80% | 1 | 574362111 | No Equivalent Cross Available Based on Selections | XT5SU360BBFF000XXX | XT5SU360BEFF000XXX | XT5SU360BFFF000XXX | XT5SU360BGFF000XXX | XT5SU360BPFF000XXX | XT5SU360BQFF000XXX | XT5SU360BTFF000XXX | XT5SU360BUFF000XXX
SG | SGLL36AT0600 | 57 | SRPG600A600 | 43 | 600 | 26 | 50kA | 6 | Loose MCCB (OEM) | 2 | Distribution Protection | 1 | 600Vac (Y/D) | 2 | 80% | 1 | 574362121 | No Equivalent Cross Available Based on Selections | XT5LU360BBFF000XXX | XT5LU360BEFF000XXX | XT5LU360BFFF000XXX | XT5LU360BGFF000XXX | XT5LU360BPFF000XXX | XT5LU360BQFF000XXX | XT5LU360BTFF000XXX | XT5LU360BUFF000XXX
SG | SGLL36AT0600 | 57 | SRPG600A600 | 43 | 600 | 26 | 50kA | 6 | Loose MCCB (OEM) | 2 | Distribution Protection | 1 | 480Vac (Y/D) | 1 | 100% | 2 | 574362112 | No Equivalent Cross Available Based on Selections | XT5SQ360BBFF000XXX | XT5SQ360BEFF000XXX | XT5SQ360BFFF000XXX | XT5SQ360BGFF000XXX | XT5SQ360BPFF000XXX | XT5SQ360BQFF000XXX | XT5SQ360BTFF000XXX | XT5SQ360BUFF000XXX
SG | SGLL36AT0600 | 57 | SRPG600A600 | 43 | 600 | 26 | 50kA | 6 | Loose MCCB (OEM) | 2 | Distribution Protection | 1 | 600Vac (Y/D) | 2 | 100% | 2 | 574362122 | No Equivalent Cross Available Based on Selections | XT5LQ360BBFF000XXX | XT5LQ360BEFF000XXX | XT5LQ360BFFF000XXX | XT5LQ360BGFF000XXX | XT5LQ360BPFF000XXX | XT5LQ360BQFF000XXX | XT5LQ360BTFF000XXX | XT5LQ360BUFF000XXX
SG | SGLL36AT0600 | 57 | SRPG600A600 | 43 | 600 | 26 | 50kA | 6 | Panelboard MRO | 1 | Distribution Protection | 1 | 480Vac (Y/D) | 1 | 80% | 1 | 574361111 | No Equivalent Cross Available Based on Selections | XT5SU360BBFF000XXX | XT5SU360BEFF000XXX + SRFB3XT5MFPX | XT5SU360BFFF000XXX + SRFB3XT5MFPX | XT5SU360BGFF000XXX + SRFB3XT5MFPX | XT5SU360BPFF000XXX + SRFB3XT5MFPX | XT5SU360BQFF000XXX + SRFB3XT5MFPX | XT5SU360BTFF000XXX + SRFB3XT5MFPX | XT5SU360BUFF000XXX + SRFB3XT5MFPX
SG | SGLL36AT0600 | 57 | SRPG600A600 | 43 | 600 | 26 | 50kA | 6 | Panelboard MRO | 1 | Distribution Protection | 1 | 600Vac (Y/D) | 2 | 80% | 1 | 574361121 | No Equivalent Cross Available Based on Selections | XT5LU360BBFF000XXX | XT5LU360BEFF000XXX + SRFB3XT5MFPX | XT5LU360BFFF000XXX + SRFB3XT5MFPX | XT5LU360BGFF000XXX + SRFB3XT5MFPX | XT5LU360BPFF000XXX + SRFB3XT5MFPX | XT5LU360BQFF000XXX + SRFB3XT5MFPX | XT5LU360BTFF000XXX + SRFB3XT5MFPX | XT5LU360BUFF000XXX + SRFB3XT5MFPX
SG | SGLL36AT0600 | 57 | SRPG600A600 | 43 | 600 | 26 | 50kA | 6 | Panelboard MRO | 1 | Distribution Protection | 1 | 480Vac (Y/D) | 1 | 100% | 2 | 574361112 | No Equivalent Cross Available Based on Selections | XT5SQ360BBFF000XXX | XT5SQ360BEFF000XXX + SRFB3XT5MFPX | XT5SQ360BFFF000XXX + SRFB3XT5MFPX | XT5SQ360BGFF000XXX + SRFB3XT5MFPX | XT5SQ360BPFF000XXX + SRFB3XT5MFPX | XT5SQ360BQFF000XXX + SRFB3XT5MFPX | XT5SQ360BTFF000XXX + SRFB3XT5MFPX | XT5SQ360BUFF000XXX + SRFB3XT5MFPX
SG | SGLL36AT0600 | 57 | SRPG600A600 | 43 | 600 | 26 | 50kA | 6 | Panelboard MRO | 1 | Distribution Protection | 1 | 600Vac (Y/D) | 2 | 100% | 2 | 574361122 | No Equivalent Cross Available Based on Selections | XT5LQ360BBFF000XXX | XT5LQ360BEFF000XXX + SRFB3XT5MFPX | XT5LQ360BFFF000XXX + SRFB3XT5MFPX | XT5LQ360BGFF000XXX + SRFB3XT5MFPX | XT5LQ360BPFF000XXX + SRFB3XT5MFPX | XT5LQ360BQFF000XXX + SRFB3XT5MFPX | XT5LQ360BTFF000XXX + SRFB3XT5MFPX | XT5LQ360BUFF000XXX + SRFB3XT5MFPX
SG | SGLL36AT0600 | 57 | SRPG600A600 | 43 | 600 | 26 | 65kA | 7 | Loose MCCB (OEM) | 2 | Distribution Protection | 1 | 480Vac (Y/D) | 1 | 80% | 1 | 574372111 | No Equivalent Cross Available Based on Selections | XT5HU360BBFF000XXX | XT5HU360BEFF000XXX | XT5HU360BFFF000XXX | XT5HU360BGFF000XXX | XT5HU360BPFF000XXX | XT5HU360BQFF000XXX | XT5HU360BTFF000XXX | XT5HU360BUFF000XXX
SG | SGLL36AT0600 | 57 | SRPG600A600 | 43 | 600 | 26 | 65kA | 7 | Loose MCCB (OEM) | 2 | Distribution Protection | 1 | 600Vac (Y/D) | 2 | 80% | 1 | 574372121 | No Equivalent Cross Available Based on Selections | XT5LU360BBFF000XXX | XT5LU360BEFF000XXX | XT5LU360BFFF000XXX | XT5LU360BGFF000XXX | XT5LU360BPFF000XXX | XT5LU360BQFF000XXX | XT5LU360BTFF000XXX | XT5LU360BUFF000XXX
SG | SGLL36AT0600 | 57 | SRPG600A600 | 43 | 600 | 26 | 65kA | 7 | Loose MCCB (OEM) | 2 | Distribution Protection | 1 | 480Vac (Y/D) | 1 | 100% | 2 | 574372112 | No Equivalent Cross Available Based on Selections | XT5HQ360BBFF000XXX | XT5HQ360BEFF000XXX | XT5HQ360BFFF000XXX | XT5HQ360BGFF000XXX | XT5HQ360BPFF000XXX | XT5HQ360BQFF000XXX | XT5HQ360BTFF000XXX | XT5HQ360BUFF000XXX
SG | SGLL36AT0600 | 57 | SRPG600A600 | 43 | 600 | 26 | 65kA | 7 | Loose MCCB (OEM) | 2 | Distribution Protection | 1 | 600Vac (Y/D) | 2 | 100% | 2 | 574372122 | No Equivalent Cross Available Based on Selections | XT5LQ360BBFF000XXX | XT5LQ360BEFF000XXX | XT5LQ360BFFF000XXX | XT5LQ360BGFF000XXX | XT5LQ360BPFF000XXX | XT5LQ360BQFF000XXX | XT5LQ360BTFF000XXX | XT5LQ360BUFF000XXX
SG | SGLL36AT0600 | 57 | SRPG600A600 | 43 | 600 | 26 | 65kA | 7 | Panelboard MRO | 1 | Distribution Protection | 1 | 480Vac (Y/D) | 1 | 80% | 1 | 574371111 | No Equivalent Cross Available Based on Selections | XT5HU360BBFF000XXX | XT5HU360BEFF000XXX + SRFB3XT5MFPX | XT5HU360BFFF000XXX + SRFB3XT5MFPX | XT5HU360BGFF000XXX + SRFB3XT5MFPX | XT5HU360BPFF000XXX + SRFB3XT5MFPX | XT5HU360BQFF000XXX + SRFB3XT5MFPX | XT5HU360BTFF000XXX + SRFB3XT5MFPX | XT5HU360BUFF000XXX + SRFB3XT5MFPX
SG | SGLL36AT0600 | 57 | SRPG600A600 | 43 | 600 | 26 | 65kA | 7 | Panelboard MRO | 1 | Distribution Protection | 1 | 600Vac (Y/D) | 2 | 80% | 1 | 574371121 | No Equivalent Cross Available Based on Selections | XT5LU360BBFF000XXX | XT5LU360BEFF000XXX + SRFB3XT5MFPX | XT5LU360BFFF000XXX + SRFB3XT5MFPX | XT5LU360BGFF000XXX + SRFB3XT5MFPX | XT5LU360BPFF000XXX + SRFB3XT5MFPX | XT5LU360BQFF000XXX + SRFB3XT5MFPX | XT5LU360BTFF000XXX + SRFB3XT5MFPX | XT5LU360BUFF000XXX + SRFB3XT5MFPX
SG | SGLL36AT0600 | 57 | SRPG600A600 | 43 | 600 | 26 | 65kA | 7 | Panelboard MRO | 1 | Distribution Protection | 1 | 480Vac (Y/D) | 1 | 100% | 2 | 574371112 | No Equivalent Cross Available Based on Selections | XT5HQ360BBFF000XXX | XT5HQ360BEFF000XXX + SRFB3XT5MFPX | XT5HQ360BFFF000XXX + SRFB3XT5MFPX | XT5HQ360BGFF000XXX + SRFB3XT5MFPX | XT5HQ360BPFF000XXX + SRFB3XT5MFPX | XT5HQ360BQFF000XXX + SRFB3XT5MFPX | XT5HQ360BTFF000XXX + SRFB3XT5MFPX | XT5HQ360BUFF000XXX + SRFB3XT5MFPX
SG | SGLL36AT0600 | 57 | SRPG600A600 | 43 | 600 | 26 | 65kA | 7 | Panelboard MRO | 1 | Distribution Protection | 1 | 600Vac (Y/D) | 2 | 100% | 2 | 574371122 | No Equivalent Cross Available Based on Selections | XT5LQ360BBFF000XXX | XT5LQ360BEFF000XXX + SRFB3XT5MFPX | XT5LQ360BFFF000XXX + SRFB3XT5MFPX | XT5LQ360BGFF000XXX + SRFB3XT5MFPX | XT5LQ360BPFF000XXX + SRFB3XT5MFPX | XT5LQ360BQFF000XXX + SRFB3XT5MFPX | XT5LQ360BTFF000XXX + SRFB3XT5MFPX | XT5LQ360BUFF000XXX + SRFB3XT5MFPX
SG | SGPP36AT0600 | 58 | SRPG600A250 | 37 | 250 | 20 | 100kA | 8 | Loose MCCB (OEM) | 2 | Distribution Protection | 1 | 480Vac (Y/D) | 1 | 80% | 1 | 583782111 | XT4LU3250AFF000XXX | XT4LU3250BFF000XXX | XT4LU3250EFF000XXX | XT4LU3250FFF000XXX | XT4LU3250GFF000XXX | XT4LU3250PFF000XXX | XT4LU3250QFF000XXX | XT4LU3250TFF000XXX | XT4LU3250UFF000XXX
SG | SGPP36AT0600 | 58 | SRPG600A250 | 37 | 250 | 20 | 100kA | 8 | Loose MCCB (OEM) | 2 | Distribution Protection | 1 | 600Vac (Y/D) | 2 | 80% | 1 | 583782121 | XT4XU3250AFF000XXX | XT4XU3250BFF000XXX | XT4XU3250EFF000XXX | XT4XU3250FFF000XXX | XT4XU3250GFF000XXX | XT4XU3250PFF000XXX | XT4XU3250QFF000XXX | XT4XU3250TFF000XXX | XT4XU3250UFF000XXX
SG | SGPP36AT0600 | 58 | SRPG600A250 | 37 | 250 | 20 | 100kA | 8 | Loose MCCB (OEM) | 2 | Distribution Protection | 1 | 480Vac (Y/D) | 1 | 100% | 2 | 583782112 | XT4LQ3250AFF000XXX | XT4LQ3250BFF000XXX | XT4LQ3250EFF000XXX | XT4LQ3250FFF000XXX | XT4LQ3250GFF000XXX | XT4LQ3250PFF000XXX | XT4LQ3250QFF000XXX | XT4LQ3250TFF000XXX | XT4LQ3250UFF000XXX
SG | SGPP36AT0600 | 58 | SRPG600A250 | 37 | 250 | 20 | 100kA | 8 | Loose MCCB (OEM) | 2 | Distribution Protection | 1 | 600Vac (Y/D) | 2 | 100% | 2 | 583782122 | XT4XQ3250AFF000XXX | XT4XQ3250BFF000XXX | XT4XQ3250EFF000XXX | XT4XQ3250FFF000XXX | XT4XQ3250GFF000XXX | XT4XQ3250PFF000XXX | XT4XQ3250QFF000XXX | XT4XQ3250TFF000XXX | XT4XQ3250UFF000XXX
SG | SGPP36AT0600 | 58 | SRPG600A250 | 37 | 250 | 20 | 100kA | 8 | Panelboard MRO | 1 | Distribution Protection | 1 | 480Vac (Y/D) | 1 | 80% | 1 | 583781111 | XT4LU3250AFF000XXX + SRFB6XT4FPX | XT4LU3250BFF000XXX + SRFB6XT4FPX | XT4LU3250EFF000XXX + SRFB3XT4FPX | XT4LU3250FFF000XXX + SRFB3XT4FPX | XT4LU3250GFF000XXX + SRFB3XT4FPX | XT4LU3250PFF000XXX + SRFB3XT4FPX | XT4LU3250QFF000XXX + SRFB3XT4FPX | XT4LU3250TFF000XXX + SRFB3XT4FPX | XT4LU3250UFF000XXX + SRFB3XT4FPX
SG | SGPP36AT0600 | 58 | SRPG600A250 | 37 | 250 | 20 | 100kA | 8 | Panelboard MRO | 1 | Distribution Protection | 1 | 600Vac (Y/D) | 2 | 80% | 1 | 583781121 | XT4XU3150AFF000XXX + SRFB6XT4FPX | XT4XU3250BFF000XXX + SRFB6XT4FPX | XT4XU3250EFF000XXX + SRFB3XT4FPX | XT4XU3250FFF000XXX + SRFB3XT4FPX | XT4XU3250GFF000XXX + SRFB3XT4FPX | XT4XU3250PFF000XXX + SRFB3XT4FPX | XT4XU3250QFF000XXX + SRFB3XT4FPX | XT4XU3250TFF000XXX + SRFB3XT4FPX | XT4XU3250UFF000XXX + SRFB3XT4FPX
SG | SGPP36AT0600 | 58 | SRPG600A250 | 37 | 250 | 20 | 100kA | 8 | Panelboard MRO | 1 | Distribution Protection | 1 | 480Vac (Y/D) | 1 | 100% | 2 | 583781112 | XT4LQ3250AFF000XXX + SRFB6XT4FPX | XT4LQ3250BFF000XXX + SRFB6XT4FPX | XT4LQ3250EFF000XXX + SRFB3XT4FPX | XT4LQ3250FFF000XXX + SRFB3XT4FPX | XT4LQ3250GFF000XXX + SRFB3XT4FPX | XT4LQ3250PFF000XXX + SRFB3XT4FPX | XT4LQ3250QFF000XXX + SRFB3XT4FPX | XT4LQ3250TFF000XXX + SRFB3XT4FPX | XT4LQ3250UFF000XXX + SRFB3XT4FPX
SG | SGPP36AT0600 | 58 | SRPG600A250 | 37 | 250 | 20 | 100kA | 8 | Panelboard MRO | 1 | Distribution Protection | 1 | 600Vac (Y/D) | 2 | 100% | 2 | 583781122 | XT4XQ3250AFF000XXX + SRFB6XT4FPX | XT4XQ3250BFF000XXX + SRFB6XT4FPX | XT4XQ3250EFF000XXX + SRFB3XT4FPX | XT4XQ3250FFF000XXX + SRFB3XT4FPX | XT4XQ3250GFF000XXX + SRFB3XT4FPX | XT4XQ3250PFF000XXX + SRFB3XT4FPX | XT4XQ3250QFF000XXX + SRFB3XT4FPX | XT4XQ3250TFF000XXX + SRFB3XT4FPX | XT4XQ3250UFF000XXX + SRFB3XT4FPX
SG | SGPP36AT0600 | 58 | SRPG600A300 | 38 | 300 | 21 | 100kA | 8 | Loose MCCB (OEM) | 2 | Distribution Protection | 1 | 480Vac (Y/D) | 1 | 80% | 1 | 583882111 | No Equivalent Cross Available Based on Selections | XT5LU330ABFF000XXX | XT5LU330AEFF000XXX | XT5LU330AFFF000XXX | XT5LU330AGFF000XXX | XT5LU330APFF000XXX | XT5LU330AQFF000XXX | XT5LU330ATFF000XXX | XT5LU330AUFF000XXX
SG | SGPP36AT0600 | 58 | SRPG600A300 | 38 | 300 | 21 | 100kA | 8 | Loose MCCB (OEM) | 2 | Distribution Protection | 1 | 600Vac (Y/D) | 2 | 80% | 1 | 583882121 | No Equivalent Cross Available Based on Selections | XT5VU330ABFF000XXX | XT5VU330AEFF000XXX | XT5VU330AFFF000XXX | XT5VU330AGFF000XXX | XT5VU330APFF000XXX | XT5VU330AQFF000XXX | XT5VU330ATFF000XXX | XT5VU330AUFF000XXX
SG | SGPP36AT0600 | 58 | SRPG600A300 | 38 | 300 | 21 | 100kA | 8 | Loose MCCB (OEM) | 2 | Distribution Protection | 1 | 480Vac (Y/D) | 1 | 100% | 2 | 583882112 | No Equivalent Cross Available Based on Selections | XT5LQ330ABFF000XXX | XT5LQ330AEFF000XXX | XT5LQ330AFFF000XXX | XT5LQ330AGFF000XXX | XT5LQ330APFF000XXX | XT5LQ330AQFF000XXX | XT5LQ330ATFF000XXX | XT5LQ330AUFF000XXX
SG | SGPP36AT0600 | 58 | SRPG600A300 | 38 | 300 | 21 | 100kA | 8 | Loose MCCB (OEM) | 2 | Distribution Protection | 1 | 600Vac (Y/D) | 2 | 100% | 2 | 583882122 | No Equivalent Cross Available Based on Selections | XT5VQ330ABFF000XXX | XT5VQ330AEFF000XXX | XT5VQ330AFFF000XXX | XT5VQ330AGFF000XXX | XT5VQ330APFF000XXX | XT5VQ330AQFF000XXX | XT5VQ330ATFF000XXX | XT5VQ330AUFF000XXX
SG | SGPP36AT0600 | 58 | SRPG600A300 | 38 | 300 | 21 | 100kA | 8 | Panelboard MRO | 1 | Distribution Protection | 1 | 480Vac (Y/D) | 1 | 80% | 1 | 583881111 | No Equivalent Cross Available Based on Selections | XT5LU330ABFF000XXX | XT5LU330AEFF000XXX + SRFB3XT5MFPX | XT5LU330AFFF000XXX + SRFB3XT5MFPX | XT5LU330AGFF000XXX + SRFB3XT5MFPX | XT5LU330APFF000XXX + SRFB3XT5MFPX | XT5LU330AQFF000XXX + SRFB3XT5MFPX | XT5LU330ATFF000XXX + SRFB3XT5MFPX | XT5LU330AUFF000XXX + SRFB3XT5MFPX
SG | SGPP36AT0600 | 58 | SRPG600A300 | 38 | 300 | 21 | 100kA | 8 | Panelboard MRO | 1 | Distribution Protection | 1 | 600Vac (Y/D) | 2 | 80% | 1 | 583881121 | No Equivalent Cross Available Based on Selections | XT5VU330ABFF000XXX | XT5VU330AEFF000XXX + SRFB3XT5MFPX | XT5VU330AFFF000XXX + SRFB3XT5MFPX | XT5VU330AGFF000XXX + SRFB3XT5MFPX | XT5VU330APFF000XXX + SRFB3XT5MFPX | XT5VU330AQFF000XXX + SRFB3XT5MFPX | XT5VU330ATFF000XXX + SRFB3XT5MFPX | XT5VU330AUFF000XXX + SRFB3XT5MFPX
SG | SGPP36AT0600 | 58 | SRPG600A300 | 38 | 300 | 21 | 100kA | 8 | Panelboard MRO | 1 | Distribution Protection | 1 | 480Vac (Y/D) | 1 | 100% | 2 | 583881112 | No Equivalent Cross Available Based on Selections | XT5LQ330ABFF000XXX | XT5LQ330AEFF000XXX + SRFB3XT5MFPX | XT5LQ330AFFF000XXX + SRFB3XT5MFPX | XT5LQ330AGFF000XXX + SRFB3XT5MFPX | XT5LQ330APFF000XXX + SRFB3XT5MFPX | XT5LQ330AQFF000XXX + SRFB3XT5MFPX | XT5LQ330ATFF000XXX + SRFB3XT5MFPX | XT5LQ330AUFF000XXX + SRFB3XT5MFPX
SG | SGPP36AT0600 | 58 | SRPG600A300 | 38 | 300 | 21 | 100kA | 8 | Panelboard MRO | 1 | Distribution Protection | 1 | 600Vac (Y/D) | 2 | 100% | 2 | 583881122 | No Equivalent Cross Available Based on Selections | XT5VQ330ABFF000XXX | XT5VQ330AEFF000XXX + SRFB3XT5MFPX | XT5VQ330AFFF000XXX + SRFB3XT5MFPX | XT5VQ330AGFF000XXX + SRFB3XT5MFPX | XT5VQ330APFF000XXX + SRFB3XT5MFPX | XT5VQ330AQFF000XXX + SRFB3XT5MFPX | XT5VQ330ATFF000XXX + SRFB3XT5MFPX | XT5VQ330AUFF000XXX + SRFB3XT5MFPX
SG | SGPP36AT0600 | 58 | SRPG600A350 | 39 | 350 | 22 | 100kA | 8 | Loose MCCB (OEM) | 2 | Distribution Protection | 1 | 480Vac (Y/D) | 1 | 80% | 1 | 583982111 | No Equivalent Cross Available Based on Selections | XT5LU340ABFF000XXX | XT5LU340AEFF000XXX | XT5LU340AFFF000XXX | XT5LU340AGFF000XXX | XT5LU340APFF000XXX | XT5LU340AQFF000XXX | XT5LU340ATFF000XXX | XT5LU340AUFF000XXX
SG | SGPP36AT0600 | 58 | SRPG600A350 | 39 | 350 | 22 | 100kA | 8 | Loose MCCB (OEM) | 2 | Distribution Protection | 1 | 600Vac (Y/D) | 2 | 80% | 1 | 583982121 | No Equivalent Cross Available Based on Selections | XT5VU340ABFF000XXX | XT5VU340AEFF000XXX | XT5VU340AFFF000XXX | XT5VU340AGFF000XXX | XT5VU340APFF000XXX | XT5VU340AQFF000XXX | XT5VU340ATFF000XXX | XT5VU340AUFF000XXX
SG | SGPP36AT0600 | 58 | SRPG600A350 | 39 | 350 | 22 | 100kA | 8 | Loose MCCB (OEM) | 2 | Distribution Protection | 1 | 480Vac (Y/D) | 1 | 100% | 2 | 583982112 | No Equivalent Cross Available Based on Selections | XT5LQ340ABFF000XXX | XT5LQ340AEFF000XXX | XT5LQ340AFFF000XXX | XT5LQ340AGFF000XXX | XT5LQ340APFF000XXX | XT5LQ340AQFF000XXX | XT5LQ340ATFF000XXX | XT5LQ340AUFF000XXX
SG | SGPP36AT0600 | 58 | SRPG600A350 | 39 | 350 | 22 | 100kA | 8 | Loose MCCB (OEM) | 2 | Distribution Protection | 1 | 600Vac (Y/D) | 2 | 100% | 2 | 583982122 | No Equivalent Cross Available Based on Selections | XT5VQ340ABFF000XXX | XT5VQ340AEFF000XXX | XT5VQ340AFFF000XXX | XT5VQ340AGFF000XXX | XT5VQ340APFF000XXX | XT5VQ340AQFF000XXX | XT5VQ340ATFF000XXX | XT5VQ340AUFF000XXX
SG | SGPP36AT0600 | 58 | SRPG600A350 | 39 | 350 | 22 | 100kA | 8 | Panelboard MRO | 1 | Distribution Protection | 1 | 480Vac (Y/D) | 1 | 80% | 1 | 583981111 | No Equivalent Cross Available Based on Selections | XT5LU340ABFF000XXX | XT5LU340AEFF000XXX + SRFB3XT5MFPX | XT5LU340AFFF000XXX + SRFB3XT5MFPX | XT5LU340AGFF000XXX + SRFB3XT5MFPX | XT5LU340APFF000XXX + SRFB3XT5MFPX | XT5LU340AQFF000XXX + SRFB3XT5MFPX | XT5LU340ATFF000XXX + SRFB3XT5MFPX | XT5LU340AUFF000XXX + SRFB3XT5MFPX
SG | SGPP36AT0600 | 58 | SRPG600A350 | 39 | 350 | 22 | 100kA | 8 | Panelboard MRO | 1 | Distribution Protection | 1 | 600Vac (Y/D) | 2 | 80% | 1 | 583981121 | No Equivalent Cross Available Based on Selections | XT5VU340ABFF000XXX | XT5VU340AEFF000XXX + SRFB3XT5MFPX | XT5VU340AFFF000XXX + SRFB3XT5MFPX | XT5VU340AGFF000XXX + SRFB3XT5MFPX | XT5VU340APFF000XXX + SRFB3XT5MFPX | XT5VU340AQFF000XXX + SRFB3XT5MFPX | XT5VU340ATFF000XXX + SRFB3XT5MFPX | XT5VU340AUFF000XXX + SRFB3XT5MFPX
SG | SGPP36AT0600 | 58 | SRPG600A350 | 39 | 350 | 22 | 100kA | 8 | Panelboard MRO | 1 | Distribution Protection | 1 | 480Vac (Y/D) | 1 | 100% | 2 | 583981112 | No Equivalent Cross Available Based on Selections | XT5LQ340ABFF000XXX | XT5LQ340AEFF000XXX + SRFB3XT5MFPX | XT5LQ340AFFF000XXX + SRFB3XT5MFPX | XT5LQ340AGFF000XXX + SRFB3XT5MFPX | XT5LQ340APFF000XXX + SRFB3XT5MFPX | XT5LQ340AQFF000XXX + SRFB3XT5MFPX | XT5LQ340ATFF000XXX + SRFB3XT5MFPX | XT5LQ340AUFF000XXX + SRFB3XT5MFPX
SG | SGPP36AT0600 | 58 | SRPG600A350 | 39 | 350 | 22 | 100kA | 8 | Panelboard MRO | 1 | Distribution Protection | 1 | 600Vac (Y/D) | 2 | 100% | 2 | 583981122 | No Equivalent Cross Available Based on Selections | XT5VQ340ABFF000XXX | XT5VQ340AEFF000XXX + SRFB3XT5MFPX | XT5VQ340AFFF000XXX + SRFB3XT5MFPX | XT5VQ340AGFF000XXX + SRFB3XT5MFPX | XT5VQ340APFF000XXX + SRFB3XT5MFPX | XT5VQ340AQFF000XXX + SRFB3XT5MFPX | XT5VQ340ATFF000XXX + SRFB3XT5MFPX | XT5VQ340AUFF000XXX + SRFB3XT5MFPX
SG | SGPP36AT0600 | 58 | SRPG600A400 | 40 | 400 | 23 | 100kA | 8 | Loose MCCB (OEM) | 2 | Distribution Protection | 1 | 480Vac (Y/D) | 1 | 80% | 1 | 584082111 | No Equivalent Cross Available Based on Selections | XT5LU340ABFF000XXX | XT5LU340AEFF000XXX | XT5LU340AFFF000XXX | XT5LU340AGFF000XXX | XT5LU340APFF000XXX | XT5LU340AQFF000XXX | XT5LU340ATFF000XXX | XT5LU340AUFF000XXX
SG | SGPP36AT0600 | 58 | SRPG600A400 | 40 | 400 | 23 | 100kA | 8 | Loose MCCB (OEM) | 2 | Distribution Protection | 1 | 600Vac (Y/D) | 2 | 80% | 1 | 584082121 | No Equivalent Cross Available Based on Selections | XT5VU340ABFF000XXX | XT5VU340AEFF000XXX | XT5VU340AFFF000XXX | XT5VU340AGFF000XXX | XT5VU340APFF000XXX | XT5VU340AQFF000XXX | XT5VU340ATFF000XXX | XT5VU340AUFF000XXX
SG | SGPP36AT0600 | 58 | SRPG600A400 | 40 | 400 | 23 | 100kA | 8 | Loose MCCB (OEM) | 2 | Distribution Protection | 1 | 480Vac (Y/D) | 1 | 100% | 2 | 584082112 | No Equivalent Cross Available Based on Selections | XT5LQ340ABFF000XXX | XT5LQ340AEFF000XXX | XT5LQ340AFFF000XXX | XT5LQ340AGFF000XXX | XT5LQ340APFF000XXX | XT5LQ340AQFF000XXX | XT5LQ340ATFF000XXX | XT5LQ340AUFF000XXX
SG | SGPP36AT0600 | 58 | SRPG600A400 | 40 | 400 | 23 | 100kA | 8 | Loose MCCB (OEM) | 2 | Distribution Protection | 1 | 600Vac (Y/D) | 2 | 100% | 2 | 584082122 | No Equivalent Cross Available Based on Selections | XT5VQ340ABFF000XXX | XT5VQ340AEFF000XXX | XT5VQ340AFFF000XXX | XT5VQ340AGFF000XXX | XT5VQ340APFF000XXX | XT5VQ340AQFF000XXX | XT5VQ340ATFF000XXX | XT5VQ340AUFF000XXX
SG | SGPP36AT0600 | 58 | SRPG600A400 | 40 | 400 | 23 | 100kA | 8 | Panelboard MRO | 1 | Distribution Protection | 1 | 480Vac (Y/D) | 1 | 80% | 1 | 584081111 | No Equivalent Cross Available Based on Selections | XT5LU340ABFF000XXX | XT5LU340AEFF000XXX + SRFB3XT5MFPX | XT5LU340AFFF000XXX + SRFB3XT5MFPX | XT5LU340AGFF000XXX + SRFB3XT5MFPX | XT5LU340APFF000XXX + SRFB3XT5MFPX | XT5LU340AQFF000XXX + SRFB3XT5MFPX | XT5LU340ATFF000XXX + SRFB3XT5MFPX | XT5LU340AUFF000XXX + SRFB3XT5MFPX
SG | SGPP36AT0600 | 58 | SRPG600A400 | 40 | 400 | 23 | 100kA | 8 | Panelboard MRO | 1 | Distribution Protection | 1 | 600Vac (Y/D) | 2 | 80% | 1 | 584081121 | No Equivalent Cross Available Based on Selections | XT5VU340ABFF000XXX | XT5VU340AEFF000XXX + SRFB3XT5MFPX | XT5VU340AFFF000XXX + SRFB3XT5MFPX | XT5VU340AGFF000XXX + SRFB3XT5MFPX | XT5VU340APFF000XXX + SRFB3XT5MFPX | XT5VU340AQFF000XXX + SRFB3XT5MFPX | XT5VU340ATFF000XXX + SRFB3XT5MFPX | XT5VU340AUFF000XXX + SRFB3XT5MFPX
SG | SGPP36AT0600 | 58 | SRPG600A400 | 40 | 400 | 23 | 100kA | 8 | Panelboard MRO | 1 | Distribution Protection | 1 | 480Vac (Y/D) | 1 | 100% | 2 | 584081112 | No Equivalent Cross Available Based on Selections | XT5LQ340ABFF000XXX | XT5LQ340AEFF000XXX + SRFB3XT5MFPX | XT5LQ340AFFF000XXX + SRFB3XT5MFPX | XT5LQ340AGFF000XXX + SRFB3XT5MFPX | XT5LQ340APFF000XXX + SRFB3XT5MFPX | XT5LQ340AQFF000XXX + SRFB3XT5MFPX | XT5LQ340ATFF000XXX + SRFB3XT5MFPX | XT5LQ340AUFF000XXX + SRFB3XT5MFPX
SG | SGPP36AT0600 | 58 | SRPG600A400 | 40 | 400 | 23 | 100kA | 8 | Panelboard MRO | 1 | Distribution Protection | 1 | 600Vac (Y/D) | 2 | 100% | 2 | 584081122 | No Equivalent Cross Available Based on Selections | XT5VQ340ABFF000XXX | XT5VQ340AEFF000XXX + SRFB3XT5MFPX | XT5VQ340AFFF000XXX + SRFB3XT5MFPX | XT5VQ340AGFF000XXX + SRFB3XT5MFPX | XT5VQ340APFF000XXX + SRFB3XT5MFPX | XT5VQ340AQFF000XXX + SRFB3XT5MFPX | XT5VQ340ATFF000XXX + SRFB3XT5MFPX | XT5VQ340AUFF000XXX + SRFB3XT5MFPX
SG | SGPP36AT0600 | 58 | SRPG600A450 | 41 | 450 | 24 | 100kA | 8 | Loose MCCB (OEM) | 2 | Distribution Protection | 1 | 480Vac (Y/D) | 1 | 80% | 1 | 584182111 | No Equivalent Cross Available Based on Selections | XT5LU350BBFF000XXX | XT5LU360BEFF000XXX | XT5LU360BFFF000XXX | XT5LU360BGFF000XXX | XT5LU360BPFF000XXX | XT5LU360BQFF000XXX | XT5LU360BTFF000XXX | XT5LU360BUFF000XXX
SG | SGPP36AT0600 | 58 | SRPG600A450 | 41 | 450 | 24 | 100kA | 8 | Loose MCCB (OEM) | 2 | Distribution Protection | 1 | 600Vac (Y/D) | 2 | 80% | 1 | 584182121 | No Equivalent Cross Available Based on Selections | XT5VU350BBFF000XXX | XT5VU360BEFF000XXX | XT5VU360BFFF000XXX | XT5VU360BGFF000XXX | XT5VU360BPFF000XXX | XT5VU360BQFF000XXX | XT5VU360BTFF000XXX | XT5VU360BUFF000XXX
SG | SGPP36AT0600 | 58 | SRPG600A450 | 41 | 450 | 24 | 100kA | 8 | Loose MCCB (OEM) | 2 | Distribution Protection | 1 | 480Vac (Y/D) | 1 | 100% | 2 | 584182112 | No Equivalent Cross Available Based on Selections | XT5LQ360BBFF000XXX | XT5LQ360BEFF000XXX | XT5LQ360BFFF000XXX | XT5LQ360BGFF000XXX | XT5LQ360BPFF000XXX | XT5LQ360BQFF000XXX | XT5LQ360BTFF000XXX | XT5LQ360BUFF000XXX
SG | SGPP36AT0600 | 58 | SRPG600A450 | 41 | 450 | 24 | 100kA | 8 | Loose MCCB (OEM) | 2 | Distribution Protection | 1 | 600Vac (Y/D) | 2 | 100% | 2 | 584182122 | No Equivalent Cross Available Based on Selections | No Equivalent Cross Available Based on Selections | No Equivalent Cross Available Based on Selections | XT5VQ360BFFF000XXX | No Equivalent Cross Available Based on Selections | No Equivalent Cross Available Based on Selections | No Equivalent Cross Available Based on Selections | No Equivalent Cross Available Based on Selections | XT5VQ360BUFF000XXX
SG | SGPP36AT0600 | 58 | SRPG600A450 | 41 | 450 | 24 | 100kA | 8 | Panelboard MRO | 1 | Distribution Protection | 1 | 480Vac (Y/D) | 1 | 80% | 1 | 584181111 | No Equivalent Cross Available Based on Selections | XT5LU350BBFF000XXX | XT5LU360BEFF000XXX + SRFB3XT5MFPX | XT5LU360BFFF000XXX + SRFB3XT5MFPX | XT5LU360BGFF000XXX + SRFB3XT5MFPX | XT5LU360BPFF000XXX + SRFB3XT5MFPX | XT5LU360BQFF000XXX + SRFB3XT5MFPX | XT5LU360BTFF000XXX + SRFB3XT5MFPX | XT5LU360BUFF000XXX + SRFB3XT5MFPX
SG | SGPP36AT0600 | 58 | SRPG600A450 | 41 | 450 | 24 | 100kA | 8 | Panelboard MRO | 1 | Distribution Protection | 1 | 600Vac (Y/D) | 2 | 80% | 1 | 584181121 | No Equivalent Cross Available Based on Selections | XT5VU350BBFF000XXX | XT5VU360BEFF000XXX + SRFB3XT5MFPX | XT5VU360BFFF000XXX + SRFB3XT5MFPX | XT5VU360BGFF000XXX + SRFB3XT5MFPX | XT5VU360BPFF000XXX + SRFB3XT5MFPX | XT5VU360BQFF000XXX + SRFB3XT5MFPX | XT5VU360BTFF000XXX + SRFB3XT5MFPX | XT5VU360BUFF000XXX + SRFB3XT5MFPX
SG | SGPP36AT0600 | 58 | SRPG600A450 | 41 | 450 | 24 | 100kA | 8 | Panelboard MRO | 1 | Distribution Protection | 1 | 480Vac (Y/D) | 1 | 100% | 2 | 584181112 | No Equivalent Cross Available Based on Selections | XT5LQ360BBFF000XXX | XT5LQ360BEFF000XXX + SRFB3XT5MFPX | XT5LQ360BFFF000XXX + SRFB3XT5MFPX | XT5LQ360BGFF000XXX + SRFB3XT5MFPX | XT5LQ360BPFF000XXX + SRFB3XT5MFPX | XT5LQ360BQFF000XXX + SRFB3XT5MFPX | XT5LQ360BTFF000XXX + SRFB3XT5MFPX | XT5LQ360BUFF000XXX + SRFB3XT5MFPX
SG | SGPP36AT0600 | 58 | SRPG600A450 | 41 | 450 | 24 | 100kA | 8 | Panelboard MRO | 1 | Distribution Protection | 1 | 600Vac (Y/D) | 2 | 100% | 2 | 584181122 | No Equivalent Cross Available Based on Selections | No Equivalent Cross Available Based on Selections | No Equivalent Cross Available Based on Selections | XT5VQ360BFFF000XXX + SRFB3XT5MFPX | No Equivalent Cross Available Based on Selections | No Equivalent Cross Available Based on Selections | No Equivalent Cross Available Based on Selections | No Equivalent Cross Available Based on Selections | XT5VQ360BUFF000XXX + SRFB3XT5MFPX
SG | SGPP36AT0600 | 58 | SRPG600A500 | 42 | 500 | 25 | 100kA | 8 | Loose MCCB (OEM) | 2 | Distribution Protection | 1 | 480Vac (Y/D) | 1 | 80% | 1 | 584282111 | No Equivalent Cross Available Based on Selections | XT5LU350BBFF000XXX | XT5LU360BEFF000XXX | XT5LU360BFFF000XXX | XT5LU360BGFF000XXX | XT5LU360BPFF000XXX | XT5LU360BQFF000XXX | XT5LU360BTFF000XXX | XT5LU360BUFF000XXX
SG | SGPP36AT0600 | 58 | SRPG600A500 | 42 | 500 | 25 | 100kA | 8 | Loose MCCB (OEM) | 2 | Distribution Protection | 1 | 600Vac (Y/D) | 2 | 80% | 1 | 584282121 | No Equivalent Cross Available Based on Selections | XT5VU350BBFF000XXX | XT5VU360BEFF000XXX | XT5VU360BFFF000XXX | XT5VU360BGFF000XXX | XT5VU360BPFF000XXX | XT5VU360BQFF000XXX | XT5VU360BTFF000XXX | XT5VU360BUFF000XXX
SG | SGPP36AT0600 | 58 | SRPG600A500 | 42 | 500 | 25 | 100kA | 8 | Loose MCCB (OEM) | 2 | Distribution Protection | 1 | 480Vac (Y/D) | 1 | 100% | 2 | 584282112 | No Equivalent Cross Available Based on Selections | XT5LQ360BBFF000XXX | XT5LQ360BEFF000XXX | XT5LQ360BFFF000XXX | XT5LQ360BGFF000XXX | XT5LQ360BPFF000XXX | XT5LQ360BQFF000XXX | XT5LQ360BTFF000XXX | XT5LQ360BUFF000XXX
SG | SGPP36AT0600 | 58 | SRPG600A500 | 42 | 500 | 25 | 100kA | 8 | Loose MCCB (OEM) | 2 | Distribution Protection | 1 | 600Vac (Y/D) | 2 | 100% | 2 | 584282122 | No Equivalent Cross Available Based on Selections | No Equivalent Cross Available Based on Selections | No Equivalent Cross Available Based on Selections | XT5VQ360BFFF000XXX | No Equivalent Cross Available Based on Selections | No Equivalent Cross Available Based on Selections | No Equivalent Cross Available Based on Selections | No Equivalent Cross Available Based on Selections | XT5VQ360BUFF000XXX
SG | SGPP36AT0600 | 58 | SRPG600A500 | 42 | 500 | 25 | 100kA | 8 | Panelboard MRO | 1 | Distribution Protection | 1 | 480Vac (Y/D) | 1 | 80% | 1 | 584281111 | No Equivalent Cross Available Based on Selections | XT5LU350BBFF000XXX | XT5LU360BEFF000XXX + SRFB3XT5MFPX | XT5LU360BFFF000XXX + SRFB3XT5MFPX | XT5LU360BGFF000XXX + SRFB3XT5MFPX | XT5LU360BPFF000XXX + SRFB3XT5MFPX | XT5LU360BQFF000XXX + SRFB3XT5MFPX | XT5LU360BTFF000XXX + SRFB3XT5MFPX | XT5LU360BUFF000XXX + SRFB3XT5MFPX
SG | SGPP36AT0600 | 58 | SRPG600A500 | 42 | 500 | 25 | 100kA | 8 | Panelboard MRO | 1 | Distribution Protection | 1 | 600Vac (Y/D) | 2 | 80% | 1 | 584281121 | No Equivalent Cross Available Based on Selections | XT5VU350BBFF000XXX | XT5VU360BEFF000XXX + SRFB3XT5MFPX | XT5VU360BFFF000XXX + SRFB3XT5MFPX | XT5VU360BGFF000XXX + SRFB3XT5MFPX | XT5VU360BPFF000XXX + SRFB3XT5MFPX | XT5VU360BQFF000XXX + SRFB3XT5MFPX | XT5VU360BTFF000XXX + SRFB3XT5MFPX | XT5VU360BUFF000XXX + SRFB3XT5MFPX
SG | SGPP36AT0600 | 58 | SRPG600A500 | 42 | 500 | 25 | 100kA | 8 | Panelboard MRO | 1 | Distribution Protection | 1 | 480Vac (Y/D) | 1 | 100% | 2 | 584281112 | No Equivalent Cross Available Based on Selections | XT5LQ360BBFF000XXX | XT5LQ360BEFF000XXX + SRFB3XT5MFPX | XT5LQ360BFFF000XXX + SRFB3XT5MFPX | XT5LQ360BGFF000XXX + SRFB3XT5MFPX | XT5LQ360BPFF000XXX + SRFB3XT5MFPX | XT5LQ360BQFF000XXX + SRFB3XT5MFPX | XT5LQ360BTFF000XXX + SRFB3XT5MFPX | XT5LQ360BUFF000XXX + SRFB3XT5MFPX
SG | SGPP36AT0600 | 58 | SRPG600A500 | 42 | 500 | 25 | 100kA | 8 | Panelboard MRO | 1 | Distribution Protection | 1 | 600Vac (Y/D) | 2 | 100% | 2 | 584281122 | No Equivalent Cross Available Based on Selections | No Equivalent Cross Available Based on Selections | No Equivalent Cross Available Based on Selections | XT5VQ360BFFF000XXX + SRFB3XT5MFPX | No Equivalent Cross Available Based on Selections | No Equivalent Cross Available Based on Selections | No Equivalent Cross Available Based on Selections | No Equivalent Cross Available Based on Selections | XT5VQ360BUFF000XXX + SRFB3XT5MFPX
SG | SGPP36AT0600 | 58 | SRPG600A600 | 43 | 600 | 26 | 100kA | 8 | Loose MCCB (OEM) | 2 | Distribution Protection | 1 | 480Vac (Y/D) | 1 | 80% | 1 | 584382111 | No Equivalent Cross Available Based on Selections | XT5LU360BBFF000XXX | XT5LU360BEFF000XXX | XT5LU360BFFF000XXX | XT5LU360BGFF000XXX | XT5LU360BPFF000XXX | XT5LU360BQFF000XXX | XT5LU360BTFF000XXX | XT5LU360BUFF000XXX
SG | SGPP36AT0600 | 58 | SRPG600A600 | 43 | 600 | 26 | 100kA | 8 | Loose MCCB (OEM) | 2 | Distribution Protection | 1 | 600Vac (Y/D) | 2 | 80% | 1 | 584382121 | No Equivalent Cross Available Based on Selections | XT5VU360BBFF000XXX | XT5VU360BEFF000XXX | XT5VU360BFFF000XXX | XT5VU360BGFF000XXX | XT5VU360BPFF000XXX | XT5VU360BQFF000XXX | XT5VU360BTFF000XXX | XT5VU360BUFF000XXX
SG | SGPP36AT0600 | 58 | SRPG600A600 | 43 | 600 | 26 | 100kA | 8 | Loose MCCB (OEM) | 2 | Distribution Protection | 1 | 480Vac (Y/D) | 1 | 100% | 2 | 584382112 | No Equivalent Cross Available Based on Selections | XT5LQ360BBFF000XXX | XT5LQ360BEFF000XXX | XT5LQ360BFFF000XXX | XT5LQ360BGFF000XXX | XT5LQ360BPFF000XXX | XT5LQ360BQFF000XXX | XT5LQ360BTFF000XXX | XT5LQ360BUFF000XXX
SG | SGPP36AT0600 | 58 | SRPG600A600 | 43 | 600 | 26 | 100kA | 8 | Loose MCCB (OEM) | 2 | Distribution Protection | 1 | 600Vac (Y/D) | 2 | 100% | 2 | 584382122 | No Equivalent Cross Available Based on Selections | No Equivalent Cross Available Based on Selections | No Equivalent Cross Available Based on Selections | No Equivalent Cross Available Based on Selections | No Equivalent Cross Available Based on Selections | No Equivalent Cross Available Based on Selections | No Equivalent Cross Available Based on Selections | No Equivalent Cross Available Based on Selections | No Equivalent Cross Available Based on Selections
SG | SGPP36AT0600 | 58 | SRPG600A600 | 43 | 600 | 26 | 100kA | 8 | Panelboard MRO | 1 | Distribution Protection | 1 | 480Vac (Y/D) | 1 | 80% | 1 | 584381111 | No Equivalent Cross Available Based on Selections | XT5LU360BBFF000XXX | XT5LU360BEFF000XXX + SRFB3XT5MFPX | XT5LU360BFFF000XXX + SRFB3XT5MFPX | XT5LU360BGFF000XXX + SRFB3XT5MFPX | XT5LU360BPFF000XXX + SRFB3XT5MFPX | XT5LU360BQFF000XXX + SRFB3XT5MFPX | XT5LU360BTFF000XXX + SRFB3XT5MFPX | XT5LU360BUFF000XXX + SRFB3XT5MFPX
SG | SGPP36AT0600 | 58 | SRPG600A600 | 43 | 600 | 26 | 100kA | 8 | Panelboard MRO | 1 | Distribution Protection | 1 | 600Vac (Y/D) | 2 | 80% | 1 | 584381121 | No Equivalent Cross Available Based on Selections | XT5VU360BBFF000XXX | XT5VU360BEFF000XXX + SRFB3XT5MFPX | XT5VU360BFFF000XXX + SRFB3XT5MFPX | XT5VU360BGFF000XXX + SRFB3XT5MFPX | XT5VU360BPFF000XXX + SRFB3XT5MFPX | XT5VU360BQFF000XXX + SRFB3XT5MFPX | XT5VU360BTFF000XXX + SRFB3XT5MFPX | XT5VU360BUFF000XXX + SRFB3XT5MFPX
SG | SGPP36AT0600 | 58 | SRPG600A600 | 43 | 600 | 26 | 100kA | 8 | Panelboard MRO | 1 | Distribution Protection | 1 | 480Vac (Y/D) | 1 | 100% | 2 | 584381112 | No Equivalent Cross Available Based on Selections | XT5LQ360BBFF000XXX | XT5LQ360BEFF000XXX + SRFB3XT5MFPX | XT5LQ360BFFF000XXX + SRFB3XT5MFPX | XT5LQ360BGFF000XXX + SRFB3XT5MFPX | XT5LQ360BPFF000XXX + SRFB3XT5MFPX | XT5LQ360BQFF000XXX + SRFB3XT5MFPX | XT5LQ360BTFF000XXX + SRFB3XT5MFPX | XT5LQ360BUFF000XXX + SRFB3XT5MFPX
SG | SGPP36AT0600 | 58 | SRPG600A600 | 43 | 600 | 26 | 100kA | 8 | Panelboard MRO | 1 | Distribution Protection | 1 | 600Vac (Y/D) | 2 | 100% | 2 | 584381122 | No Equivalent Cross Available Based on Selections | No Equivalent Cross Available Based on Selections | No Equivalent Cross Available Based on Selections | No Equivalent Cross Available Based on Selections | No Equivalent Cross Available Based on Selections | No Equivalent Cross Available Based on Selections | No Equivalent Cross Available Based on Selections | No Equivalent Cross Available Based on Selections | No Equivalent Cross Available Based on Selections
SK | SKHA26AT0800 | 59 | SRPK800A300 | 44 | 300 | 21 | 50kA | 6 | Loose MCCB (OEM) | 2 | Distribution Protection | 1 | 480Vac (Y/D) | 1 | 80% | 1 | 594462111 | No Equivalent Cross Available Based on Selections | XT5SU330ABFF000XXX | XT5SU330AEFF000XXX | XT5SU330AFFF000XXX | XT5SU330AGFF000XXX | XT5SU330APFF000XXX | XT5SU330AQFF000XXX | XT5SU330ATFF000XXX | XT5SU330AUFF000XXX
SK | SKHA26AT0800 | 59 | SRPK800A300 | 44 | 300 | 21 | 50kA | 6 | Loose MCCB (OEM) | 2 | Distribution Protection | 1 | 600Vac (Y/D) | 2 | 80% | 1 | 594462121 | No Equivalent Cross Available Based on Selections | XT5LU330ABFF000XXX | XT5LU330AEFF000XXX | XT5LU330AFFF000XXX | XT5LU330AGFF000XXX | XT5LU330APFF000XXX | XT5LU330AQFF000XXX | XT5LU330ATFF000XXX | XT5LU330AUFF000XXX
SK | SKHA26AT0800 | 59 | SRPK800A300 | 44 | 300 | 21 | 50kA | 6 | Loose MCCB (OEM) | 2 | Distribution Protection | 1 | 480Vac (Y/D) | 1 | 100% | 2 | 594462112 | No Equivalent Cross Available Based on Selections | XT5SQ330ABFF000XXX | XT5SQ330AEFF000XXX | XT5SQ330AFFF000XXX | XT5SQ330AGFF000XXX | XT5SQ330APFF000XXX | XT5SQ330AQFF000XXX | XT5SQ330ATFF000XXX | XT5SQ330AUFF000XXX
SK | SKHA26AT0800 | 59 | SRPK800A300 | 44 | 300 | 21 | 50kA | 6 | Loose MCCB (OEM) | 2 | Distribution Protection | 1 | 600Vac (Y/D) | 2 | 100% | 2 | 594462122 | No Equivalent Cross Available Based on Selections | XT5LQ330ABFF000XXX | XT5LQ330AEFF000XXX | XT5LQ330AFFF000XXX | XT5LQ330AGFF000XXX | XT5LQ330APFF000XXX | XT5LQ330AQFF000XXX | XT5LQ330ATFF000XXX | XT5LQ330AUFF000XXX
SK | SKHA26AT0800 | 59 | SRPK800A300 | 44 | 300 | 21 | 50kA | 6 | Panelboard MRO | 1 | Distribution Protection | 1 | 480Vac (Y/D) | 1 | 80% | 1 | 594461111 | No Equivalent Cross Available Based on Selections | XT5SU330ABFF000XXX | XT5SU330AEFF000XXX + SRFB3XT5MFPX | XT5SU330AFFF000XXX + SRFB3XT5MFPX | XT5SU330AGFF000XXX + SRFB3XT5MFPX | XT5SU330APFF000XXX + SRFB3XT5MFPX | XT5SU330AQFF000XXX + SRFB3XT5MFPX | XT5SU330ATFF000XXX + SRFB3XT5MFPX | XT5SU330AUFF000XXX + SRFB3XT5MFPX
SK | SKHA26AT0800 | 59 | SRPK800A300 | 44 | 300 | 21 | 50kA | 6 | Panelboard MRO | 1 | Distribution Protection | 1 | 600Vac (Y/D) | 2 | 80% | 1 | 594461121 | No Equivalent Cross Available Based on Selections | XT5LU330ABFF000XXX | XT5LU330AEFF000XXX + SRFB3XT5MFPX | XT5LU330AFFF000XXX + SRFB3XT5MFPX | XT5LU330AGFF000XXX + SRFB3XT5MFPX | XT5LU330APFF000XXX + SRFB3XT5MFPX | XT5LU330AQFF000XXX + SRFB3XT5MFPX | XT5LU330ATFF000XXX + SRFB3XT5MFPX | XT5LU330AUFF000XXX + SRFB3XT5MFPX
SK | SKHA26AT0800 | 59 | SRPK800A300 | 44 | 300 | 21 | 50kA | 6 | Panelboard MRO | 1 | Distribution Protection | 1 | 480Vac (Y/D) | 1 | 100% | 2 | 594461112 | No Equivalent Cross Available Based on Selections | XT5SQ330ABFF000XXX | XT5SQ330AEFF000XXX + SRFB3XT5MFPX | XT5SQ330AFFF000XXX + SRFB3XT5MFPX | XT5SQ330AGFF000XXX + SRFB3XT5MFPX | XT5SQ330APFF000XXX + SRFB3XT5MFPX | XT5SQ330AQFF000XXX + SRFB3XT5MFPX | XT5SQ330ATFF000XXX + SRFB3XT5MFPX | XT5SQ330AUFF000XXX + SRFB3XT5MFPX
SK | SKHA26AT0800 | 59 | SRPK800A300 | 44 | 300 | 21 | 50kA | 6 | Panelboard MRO | 1 | Distribution Protection | 1 | 600Vac (Y/D) | 2 | 100% | 2 | 594461122 | No Equivalent Cross Available Based on Selections | XT5LQ330ABFF000XXX | XT5LQ330AEFF000XXX + SRFB3XT5MFPX | XT5LQ330AFFF000XXX + SRFB3XT5MFPX | XT5LQ330AGFF000XXX + SRFB3XT5MFPX | XT5LQ330APFF000XXX + SRFB3XT5MFPX | XT5LQ330AQFF000XXX + SRFB3XT5MFPX | XT5LQ330ATFF000XXX + SRFB3XT5MFPX | XT5LQ330AUFF000XXX + SRFB3XT5MFPX
SK | SKHA26AT0800 | 59 | SRPK800A400 | 45 | 400 | 23 | 50kA | 6 | Loose MCCB (OEM) | 2 | Distribution Protection | 1 | 480Vac (Y/D) | 1 | 80% | 1 | 594562111 | No Equivalent Cross Available Based on Selections | XT5SU340ABFF000XXX | XT5SU340AEFF000XXX | XT5SU340AFFF000XXX | XT5SU340AGFF000XXX | XT5SU340APFF000XXX | XT5SU340AQFF000XXX | XT5SU340ATFF000XXX | XT5SU340AUFF000XXX
SK | SKHA26AT0800 | 59 | SRPK800A400 | 45 | 400 | 23 | 50kA | 6 | Loose MCCB (OEM) | 2 | Distribution Protection | 1 | 600Vac (Y/D) | 2 | 80% | 1 | 594562121 | No Equivalent Cross Available Based on Selections | XT5LU340ABFF000XXX | XT5LU340AEFF000XXX | XT5LU340AFFF000XXX | XT5LU340AGFF000XXX | XT5LU340APFF000XXX | XT5LU340AQFF000XXX | XT5LU340ATFF000XXX | XT5LU340AUFF000XXX
SK | SKHA26AT0800 | 59 | SRPK800A400 | 45 | 400 | 23 | 50kA | 6 | Loose MCCB (OEM) | 2 | Distribution Protection | 1 | 480Vac (Y/D) | 1 | 100% | 2 | 594562112 | No Equivalent Cross Available Based on Selections | XT5SQ340ABFF000XXX | XT5SQ340AEFF000XXX | XT5SQ340AFFF000XXX | XT5SQ340AGFF000XXX | XT5SQ340APFF000XXX | XT5SQ340AQFF000XXX | XT5SQ340ATFF000XXX | XT5SQ340AUFF000XXX
SK | SKHA26AT0800 | 59 | SRPK800A400 | 45 | 400 | 23 | 50kA | 6 | Loose MCCB (OEM) | 2 | Distribution Protection | 1 | 600Vac (Y/D) | 2 | 100% | 2 | 594562122 | No Equivalent Cross Available Based on Selections | XT5LQ340ABFF000XXX | XT5LQ340AEFF000XXX | XT5LQ340AFFF000XXX | XT5LQ340AGFF000XXX | XT5LQ340APFF000XXX | XT5LQ340AQFF000XXX | XT5LQ340ATFF000XXX | XT5LQ340AUFF000XXX
SK | SKHA26AT0800 | 59 | SRPK800A400 | 45 | 400 | 23 | 50kA | 6 | Panelboard MRO | 1 | Distribution Protection | 1 | 480Vac (Y/D) | 1 | 80% | 1 | 594561111 | No Equivalent Cross Available Based on Selections | XT5SU340ABFF000XXX | XT5SU340AEFF000XXX + SRFB3XT5MFPX | XT5SU340AFFF000XXX + SRFB3XT5MFPX | XT5SU340AGFF000XXX + SRFB3XT5MFPX | XT5SU340APFF000XXX + SRFB3XT5MFPX | XT5SU340AQFF000XXX + SRFB3XT5MFPX | XT5SU340ATFF000XXX + SRFB3XT5MFPX | XT5SU340AUFF000XXX + SRFB3XT5MFPX
SK | SKHA26AT0800 | 59 | SRPK800A400 | 45 | 400 | 23 | 50kA | 6 | Panelboard MRO | 1 | Distribution Protection | 1 | 600Vac (Y/D) | 2 | 80% | 1 | 594561121 | No Equivalent Cross Available Based on Selections | XT5LU340ABFF000XXX | XT5LU340AEFF000XXX + SRFB3XT5MFPX | XT5LU340AFFF000XXX + SRFB3XT5MFPX | XT5LU340AGFF000XXX + SRFB3XT5MFPX | XT5LU340APFF000XXX + SRFB3XT5MFPX | XT5LU340AQFF000XXX + SRFB3XT5MFPX | XT5LU340ATFF000XXX + SRFB3XT5MFPX | XT5LU340AUFF000XXX + SRFB3XT5MFPX
SK | SKHA26AT0800 | 59 | SRPK800A400 | 45 | 400 | 23 | 50kA | 6 | Panelboard MRO | 1 | Distribution Protection | 1 | 480Vac (Y/D) | 1 | 100% | 2 | 594561112 | No Equivalent Cross Available Based on Selections | XT5SQ340ABFF000XXX | XT5SQ340AEFF000XXX + SRFB3XT5MFPX | XT5SQ340AFFF000XXX + SRFB3XT5MFPX | XT5SQ340AGFF000XXX + SRFB3XT5MFPX | XT5SQ340APFF000XXX + SRFB3XT5MFPX | XT5SQ340AQFF000XXX + SRFB3XT5MFPX | XT5SQ340ATFF000XXX + SRFB3XT5MFPX | XT5SQ340AUFF000XXX + SRFB3XT5MFPX
SK | SKHA26AT0800 | 59 | SRPK800A400 | 45 | 400 | 23 | 50kA | 6 | Panelboard MRO | 1 | Distribution Protection | 1 | 600Vac (Y/D) | 2 | 100% | 2 | 594561122 | No Equivalent Cross Available Based on Selections | XT5LQ340ABFF000XXX | XT5LQ340AEFF000XXX + SRFB3XT5MFPX | XT5LQ340AFFF000XXX + SRFB3XT5MFPX | XT5LQ340AGFF000XXX + SRFB3XT5MFPX | XT5LQ340APFF000XXX + SRFB3XT5MFPX | XT5LQ340AQFF000XXX + SRFB3XT5MFPX | XT5LQ340ATFF000XXX + SRFB3XT5MFPX | XT5LQ340AUFF000XXX + SRFB3XT5MFPX
SK | SKHA26AT0800 | 59 | SRPK800A500 | 46 | 500 | 25 | 50kA | 6 | Loose MCCB (OEM) | 2 | Distribution Protection | 1 | 480Vac (Y/D) | 1 | 80% | 1 | 594662111 | No Equivalent Cross Available Based on Selections | XT5SU350BBFF000XXX | XT5SU360BEFF000XXX | XT5SU360BFFF000XXX | XT5SU360BGFF000XXX | XT5SU360BPFF000XXX | XT5SU360BQFF000XXX | XT5SU360BTFF000XXX | XT5SU360BUFF000XXX
SK | SKHA26AT0800 | 59 | SRPK800A500 | 46 | 500 | 25 | 50kA | 6 | Loose MCCB (OEM) | 2 | Distribution Protection | 1 | 600Vac (Y/D) | 2 | 80% | 1 | 594662121 | No Equivalent Cross Available Based on Selections | XT5LU350BBFF000XXX | XT5LU360BEFF000XXX | XT5LU360BFFF000XXX | XT5LU360BGFF000XXX | XT5LU360BPFF000XXX | XT5LU360BQFF000XXX | XT5LU360BTFF000XXX | XT5LU360BUFF000XXX
SK | SKHA26AT0800 | 59 | SRPK800A500 | 46 | 500 | 25 | 50kA | 6 | Loose MCCB (OEM) | 2 | Distribution Protection | 1 | 480Vac (Y/D) | 1 | 100% | 2 | 594662112 | No Equivalent Cross Available Based on Selections | XT5SQ350BBFF000XXX | XT5SQ360BEFF000XXX | XT5SQ360BFFF000XXX | XT5SQ360BGFF000XXX | XT5SQ360BPFF000XXX | XT5SQ360BQFF000XXX | XT5SQ360BTFF000XXX | XT5SQ360BUFF000XXX
SK | SKHA26AT0800 | 59 | SRPK800A500 | 46 | 500 | 25 | 50kA | 6 | Loose MCCB (OEM) | 2 | Distribution Protection | 1 | 600Vac (Y/D) | 2 | 100% | 2 | 594662122 | No Equivalent Cross Available Based on Selections | XT5LQ360BBFF000XXX | XT5LQ360BEFF000XXX | XT5LQ360BFFF000XXX | XT5LQ360BGFF000XXX | XT5LQ360BPFF000XXX | XT5LQ360BQFF000XXX | XT5LQ360BTFF000XXX | XT5LQ360BUFF000XXX
SK | SKHA26AT0800 | 59 | SRPK800A500 | 46 | 500 | 25 | 50kA | 6 | Panelboard MRO | 1 | Distribution Protection | 1 | 480Vac (Y/D) | 1 | 80% | 1 | 594661111 | No Equivalent Cross Available Based on Selections | XT5SU350BBFF000XXX | XT5SU360BEFF000XXX + SRFB3XT5MFPX | XT5SU360BFFF000XXX + SRFB3XT5MFPX | XT5SU360BGFF000XXX + SRFB3XT5MFPX | XT5SU360BPFF000XXX + SRFB3XT5MFPX | XT5SU360BQFF000XXX + SRFB3XT5MFPX | XT5SU360BTFF000XXX + SRFB3XT5MFPX | XT5SU360BUFF000XXX + SRFB3XT5MFPX
SK | SKHA26AT0800 | 59 | SRPK800A500 | 46 | 500 | 25 | 50kA | 6 | Panelboard MRO | 1 | Distribution Protection | 1 | 600Vac (Y/D) | 2 | 80% | 1 | 594661121 | No Equivalent Cross Available Based on Selections | XT5LU350BBFF000XXX | XT5LU360BEFF000XXX + SRFB3XT5MFPX | XT5LU360BFFF000XXX + SRFB3XT5MFPX | XT5LU360BGFF000XXX + SRFB3XT5MFPX | XT5LU360BPFF000XXX + SRFB3XT5MFPX | XT5LU360BQFF000XXX + SRFB3XT5MFPX | XT5LU360BTFF000XXX + SRFB3XT5MFPX | XT5LU360BUFF000XXX + SRFB3XT5MFPX
SK | SKHA26AT0800 | 59 | SRPK800A500 | 46 | 500 | 25 | 50kA | 6 | Panelboard MRO | 1 | Distribution Protection | 1 | 480Vac (Y/D) | 1 | 100% | 2 | 594661112 | No Equivalent Cross Available Based on Selections | XT5SQ350BBFF000XXX | XT5SQ360BEFF000XXX + SRFB3XT5MFPX | XT5SQ360BFFF000XXX + SRFB3XT5MFPX | XT5SQ360BGFF000XXX + SRFB3XT5MFPX | XT5SQ360BPFF000XXX + SRFB3XT5MFPX | XT5SQ360BQFF000XXX + SRFB3XT5MFPX | XT5SQ360BTFF000XXX + SRFB3XT5MFPX | XT5SQ360BUFF000XXX + SRFB3XT5MFPX
SK | SKHA26AT0800 | 59 | SRPK800A500 | 46 | 500 | 25 | 50kA | 6 | Panelboard MRO | 1 | Distribution Protection | 1 | 600Vac (Y/D) | 2 | 100% | 2 | 594661122 | No Equivalent Cross Available Based on Selections | XT5LQ360BBFF000XXX | XT5LQ360BEFF000XXX + SRFB3XT5MFPX | XT5LQ360BFFF000XXX + SRFB3XT5MFPX | XT5LQ360BGFF000XXX + SRFB3XT5MFPX | XT5LQ360BPFF000XXX + SRFB3XT5MFPX | XT5LQ360BQFF000XXX + SRFB3XT5MFPX | XT5LQ360BTFF000XXX + SRFB3XT5MFPX | XT5LQ360BUFF000XXX + SRFB3XT5MFPX
SK | SKHA26AT0800 | 59 | SRPK800A600 | 47 | 600 | 26 | 50kA | 6 | Loose MCCB (OEM) | 2 | Distribution Protection | 1 | 480Vac (Y/D) | 1 | 80% | 1 | 594762111 | No Equivalent Cross Available Based on Selections | XT5SU360BBFF000XXX | XT5SU360BEFF000XXX | XT5SU360BFFF000XXX | XT5SU360BGFF000XXX | XT5SU360BPFF000XXX | XT5SU360BQFF000XXX | XT5SU360BTFF000XXX | XT5SU360BUFF000XXX
SK | SKHA26AT0800 | 59 | SRPK800A600 | 47 | 600 | 26 | 50kA | 6 | Loose MCCB (OEM) | 2 | Distribution Protection | 1 | 600Vac (Y/D) | 2 | 80% | 1 | 594762121 | No Equivalent Cross Available Based on Selections | XT5LU360BBFF000XXX | XT5LU360BEFF000XXX | XT5LU360BFFF000XXX | XT5LU360BGFF000XXX | XT5LU360BPFF000XXX | XT5LU360BQFF000XXX | XT5LU360BTFF000XXX | XT5LU360BUFF000XXX
SK | SKHA26AT0800 | 59 | SRPK800A600 | 47 | 600 | 26 | 50kA | 6 | Loose MCCB (OEM) | 2 | Distribution Protection | 1 | 480Vac (Y/D) | 1 | 100% | 2 | 594762112 | No Equivalent Cross Available Based on Selections | XT5SQ360BBFF000XXX | XT5SQ360BEFF000XXX | XT5SQ360BFFF000XXX | XT5SQ360BGFF000XXX | XT5SQ360BPFF000XXX | XT5SQ360BQFF000XXX | XT5SQ360BTFF000XXX | XT5SQ360BUFF000XXX
SK | SKHA26AT0800 | 59 | SRPK800A600 | 47 | 600 | 26 | 50kA | 6 | Loose MCCB (OEM) | 2 | Distribution Protection | 1 | 600Vac (Y/D) | 2 | 100% | 2 | 594762122 | No Equivalent Cross Available Based on Selections | XT5LQ360BBFF000XXX | XT5LQ360BEFF000XXX | XT5LQ360BFFF000XXX | XT5LQ360BGFF000XXX | XT5LQ360BPFF000XXX | XT5LQ360BQFF000XXX | XT5LQ360BTFF000XXX | XT5LQ360BUFF000XXX
SK | SKHA26AT0800 | 59 | SRPK800A600 | 47 | 600 | 26 | 50kA | 6 | Panelboard MRO | 1 | Distribution Protection | 1 | 480Vac (Y/D) | 1 | 80% | 1 | 594761111 | No Equivalent Cross Available Based on Selections | XT5SU360BBFF000XXX | XT5SU360BEFF000XXX + SRFB3XT5MFPX | XT5SU360BFFF000XXX + SRFB3XT5MFPX | XT5SU360BGFF000XXX + SRFB3XT5MFPX | XT5SU360BPFF000XXX + SRFB3XT5MFPX | XT5SU360BQFF000XXX + SRFB3XT5MFPX | XT5SU360BTFF000XXX + SRFB3XT5MFPX | XT5SU360BUFF000XXX + SRFB3XT5MFPX
SK | SKHA26AT0800 | 59 | SRPK800A600 | 47 | 600 | 26 | 50kA | 6 | Panelboard MRO | 1 | Distribution Protection | 1 | 600Vac (Y/D) | 2 | 80% | 1 | 594761121 | No Equivalent Cross Available Based on Selections | XT5LU360BBFF000XXX | XT5LU360BEFF000XXX + SRFB3XT5MFPX | XT5LU360BFFF000XXX + SRFB3XT5MFPX | XT5LU360BGFF000XXX + SRFB3XT5MFPX | XT5LU360BPFF000XXX + SRFB3XT5MFPX | XT5LU360BQFF000XXX + SRFB3XT5MFPX | XT5LU360BTFF000XXX + SRFB3XT5MFPX | XT5LU360BUFF000XXX + SRFB3XT5MFPX
SK | SKHA26AT0800 | 59 | SRPK800A600 | 47 | 600 | 26 | 50kA | 6 | Panelboard MRO | 1 | Distribution Protection | 1 | 480Vac (Y/D) | 1 | 100% | 2 | 594761112 | No Equivalent Cross Available Based on Selections | XT5SQ360BBFF000XXX | XT5SQ360BEFF000XXX + SRFB3XT5MFPX | XT5SQ360BFFF000XXX + SRFB3XT5MFPX | XT5SQ360BGFF000XXX + SRFB3XT5MFPX | XT5SQ360BPFF000XXX + SRFB3XT5MFPX | XT5SQ360BQFF000XXX + SRFB3XT5MFPX | XT5SQ360BTFF000XXX + SRFB3XT5MFPX | XT5SQ360BUFF000XXX + SRFB3XT5MFPX
SK | SKHA26AT0800 | 59 | SRPK800A600 | 47 | 600 | 26 | 50kA | 6 | Panelboard MRO | 1 | Distribution Protection | 1 | 600Vac (Y/D) | 2 | 100% | 2 | 594761122 | No Equivalent Cross Available Based on Selections | XT5LQ360BBFF000XXX | XT5LQ360BEFF000XXX + SRFB3XT5MFPX | XT5LQ360BFFF000XXX + SRFB3XT5MFPX | XT5LQ360BGFF000XXX + SRFB3XT5MFPX | XT5LQ360BPFF000XXX + SRFB3XT5MFPX | XT5LQ360BQFF000XXX + SRFB3XT5MFPX | XT5LQ360BTFF000XXX + SRFB3XT5MFPX | XT5LQ360BUFF000XXX + SRFB3XT5MFPX
SK | SKHA26AT0800 | 59 | SRPK800A700 | 48 | 700 | 27 | 50kA | 6 | Loose MCCB (OEM) | 2 | Distribution Protection | 1 | 480Vac (Y/D) | 1 | 80% | 1 | 594862111 | No Equivalent Cross Available Based on Selections | XT6SU3800BFF000XXX | XT6SU3800EFF000XXX | XT6SU3800FFF000XXX | XT6SU3800GFF000XXX | XT7SU380CPFF000XXX | XT7SU380CQFF000XXX | XT7SU380CTFF000XXX | XT7SU380CUFF000XXX
SK | SKHA26AT0800 | 59 | SRPK800A700 | 48 | 700 | 27 | 50kA | 6 | Loose MCCB (OEM) | 2 | Distribution Protection | 1 | 600Vac (Y/D) | 2 | 80% | 1 | 594862121 | No Equivalent Cross Available Based on Selections | No Equivalent Cross Available Based on Selections | XT7HU380CEFF000XXX | XT7HU380CFFF000XXX | XT7HU380CGFF000XXX | XT7HU380CPFF000XXX | XT7HU380CQFF000XXX | XT7HU380CTFF000XXX | XT7HU380CUFF000XXX
SK | SKHA26AT0800 | 59 | SRPK800A700 | 48 | 700 | 27 | 50kA | 6 | Loose MCCB (OEM) | 2 | Distribution Protection | 1 | 480Vac (Y/D) | 1 | 100% | 2 | 594862112 | No Equivalent Cross Available Based on Selections | XT6SQ3800BFF000XXX | XT6SQ3800EFF000XXX | XT6SQ3800FFF000XXX | XT6SQ3800GFF000XXX | XT7SQ380CPFF000XXX | XT7SQ380CQFF000XXX | XT7SQ380CTFF000XXX | XT7SQ380CUFF000XXX
SK | SKHA26AT0800 | 59 | SRPK800A700 | 48 | 700 | 27 | 50kA | 6 | Loose MCCB (OEM) | 2 | Distribution Protection | 1 | 600Vac (Y/D) | 2 | 100% | 2 | 594862122 | No Equivalent Cross Available Based on Selections | No Equivalent Cross Available Based on Selections | XT7HQ380CEFF000XXX | XT7HQ380CFFF000XXX | XT7HQ380CGFF000XXX | XT7HQ380CPFF000XXX | XT7HQ380CQFF000XXX | XT7HQ380CTFF000XXX | XT7HQ380CUFF000XXX
SK | SKHA26AT0800 | 59 | SRPK800A700 | 48 | 700 | 27 | 50kA | 6 | Panelboard MRO | 1 | Distribution Protection | 1 | 480Vac (Y/D) | 1 | 80% | 1 | 594861111 | No Equivalent Cross Available Based on Selections | No Equivalent Cross Available Based on Selections | XT7SU380CEFF000XXX + SRFB3XT7MFPX | XT7SU380CFFF000XXX + SRFB3XT7MFPX | XT7SU380CGFF000XXX + SRFB3XT7MFPX | XT7SU380CPFF000XXX + SRFB3XT7MFPX | XT7SU380CQFF000XXX + SRFB3XT7MFPX | XT7SU380CTFF000XXX + SRFB3XT7MFPX | XT7SU380CUFF000XXX + SRFB3XT7MFPX
SK | SKHA26AT0800 | 59 | SRPK800A700 | 48 | 700 | 27 | 50kA | 6 | Panelboard MRO | 1 | Distribution Protection | 1 | 600Vac (Y/D) | 2 | 80% | 1 | 594861121 | No Equivalent Cross Available Based on Selections | No Equivalent Cross Available Based on Selections | XT7HU380CEFF000XXX + SRFB3XT7MFPX | XT7HU380CFFF000XXX + SRFB3XT7MFPX | XT7HU380CGFF000XXX + SRFB3XT7MFPX | XT7HU380CPFF000XXX + SRFB3XT7MFPX | XT7HU380CQFF000XXX + SRFB3XT7MFPX | XT7HU380CTFF000XXX + SRFB3XT7MFPX | XT7HU380CUFF000XXX + SRFB3XT7MFPX
SK | SKHA26AT0800 | 59 | SRPK800A700 | 48 | 700 | 27 | 50kA | 6 | Panelboard MRO | 1 | Distribution Protection | 1 | 480Vac (Y/D) | 1 | 100% | 2 | 594861112 | No Equivalent Cross Available Based on Selections | No Equivalent Cross Available Based on Selections | XT7SQ380CEFF000XXX + SRFB3XT7MFPX | XT7SQ380CFFF000XXX + SRFB3XT7MFPX | XT7SQ380CGFF000XXX + SRFB3XT7MFPX | XT7SQ380CPFF000XXX + SRFB3XT7MFPX | XT7SQ380CQFF000XXX + SRFB3XT7MFPX | XT7SQ380CTFF000XXX + SRFB3XT7MFPX | XT7SQ380CUFF000XXX + SRFB3XT7MFPX
SK | SKHA26AT0800 | 59 | SRPK800A700 | 48 | 700 | 27 | 50kA | 6 | Panelboard MRO | 1 | Distribution Protection | 1 | 600Vac (Y/D) | 2 | 100% | 2 | 594861122 | No Equivalent Cross Available Based on Selections | No Equivalent Cross Available Based on Selections | XT7HQ380CEFF000XXX + SRFB3XT7MFPX | XT7HQ380CFFF000XXX + SRFB3XT7MFPX | XT7HQ380CGFF000XXX + SRFB3XT7MFPX | XT7HQ380CPFF000XXX + SRFB3XT7MFPX | XT7HQ380CQFF000XXX + SRFB3XT7MFPX | XT7HQ380CTFF000XXX + SRFB3XT7MFPX | XT7HQ380CUFF000XXX + SRFB3XT7MFPX
SK | SKHA26AT0800 | 59 | SRPK800A800 | 49 | 800 | 28 | 50kA | 6 | Loose MCCB (OEM) | 2 | Distribution Protection | 1 | 480Vac (Y/D) | 1 | 80% | 1 | 594962111 | No Equivalent Cross Available Based on Selections | XT6SU3800BFF000XXX | XT6SU3800EFF000XXX | XT6SU3800FFF000XXX | XT6SU3800GFF000XXX | XT7SU380CPFF000XXX | XT7SU380CQFF000XXX | XT7SU380CTFF000XXX | XT7SU380CUFF000XXX
SK | SKHA26AT0800 | 59 | SRPK800A800 | 49 | 800 | 28 | 50kA | 6 | Loose MCCB (OEM) | 2 | Distribution Protection | 1 | 600Vac (Y/D) | 2 | 80% | 1 | 594962121 | No Equivalent Cross Available Based on Selections | No Equivalent Cross Available Based on Selections | XT7HU380CEFF000XXX | XT7HU380CFFF000XXX | XT7HU380CGFF000XXX | XT7HU380CPFF000XXX | XT7HU380CQFF000XXX | XT7HU380CTFF000XXX | XT7HU380CUFF000XXX
SK | SKHA26AT0800 | 59 | SRPK800A800 | 49 | 800 | 28 | 50kA | 6 | Loose MCCB (OEM) | 2 | Distribution Protection | 1 | 480Vac (Y/D) | 1 | 100% | 2 | 594962112 | No Equivalent Cross Available Based on Selections | XT6SQ3800BFF000XXX | XT6SQ3800EFF000XXX | XT6SQ3800FFF000XXX | XT6SQ3800GFF000XXX | XT7SQ380CPFF000XXX | XT7SQ380CQFF000XXX | XT7SQ380CTFF000XXX | XT7SQ380CUFF000XXX
SK | SKHA26AT0800 | 59 | SRPK800A800 | 49 | 800 | 28 | 50kA | 6 | Loose MCCB (OEM) | 2 | Distribution Protection | 1 | 600Vac (Y/D) | 2 | 100% | 2 | 594962122 | No Equivalent Cross Available Based on Selections | No Equivalent Cross Available Based on Selections | XT7HQ380CEFF000XXX | XT7HQ380CFFF000XXX | XT7HQ380CGFF000XXX | XT7HQ380CPFF000XXX | XT7HQ380CQFF000XXX | XT7HQ380CTFF000XXX | XT7HQ380CUFF000XXX
SK | SKHA26AT0800 | 59 | SRPK800A800 | 49 | 800 | 28 | 50kA | 6 | Panelboard MRO | 1 | Distribution Protection | 1 | 480Vac (Y/D) | 1 | 80% | 1 | 594961111 | No Equivalent Cross Available Based on Selections | No Equivalent Cross Available Based on Selections | XT7SU380CEFF000XXX + SRFB3XT7MFPX | XT7SU380CFFF000XXX + SRFB3XT7MFPX | XT7SU380CGFF000XXX + SRFB3XT7MFPX | XT7SU380CPFF000XXX + SRFB3XT7MFPX | XT7SU380CQFF000XXX + SRFB3XT7MFPX | XT7SU380CTFF000XXX + SRFB3XT7MFPX | XT7SU380CUFF000XXX + SRFB3XT7MFPX
SK | SKHA26AT0800 | 59 | SRPK800A800 | 49 | 800 | 28 | 50kA | 6 | Panelboard MRO | 1 | Distribution Protection | 1 | 600Vac (Y/D) | 2 | 80% | 1 | 594961121 | No Equivalent Cross Available Based on Selections | No Equivalent Cross Available Based on Selections | XT7HU380CEFF000XXX + SRFB3XT7MFPX | XT7HU380CFFF000XXX + SRFB3XT7MFPX | XT7HU380CGFF000XXX + SRFB3XT7MFPX | XT7HU380CPFF000XXX + SRFB3XT7MFPX | XT7HU380CQFF000XXX + SRFB3XT7MFPX | XT7HU380CTFF000XXX + SRFB3XT7MFPX | XT7HU380CUFF000XXX + SRFB3XT7MFPX
SK | SKHA26AT0800 | 59 | SRPK800A800 | 49 | 800 | 28 | 50kA | 6 | Panelboard MRO | 1 | Distribution Protection | 1 | 480Vac (Y/D) | 1 | 100% | 2 | 594961112 | No Equivalent Cross Available Based on Selections | No Equivalent Cross Available Based on Selections | XT7SQ380CEFF000XXX + SRFB3XT7MFPX | XT7SQ380CFFF000XXX + SRFB3XT7MFPX | XT7SQ380CGFF000XXX + SRFB3XT7MFPX | XT7SQ380CPFF000XXX + SRFB3XT7MFPX | XT7SQ380CQFF000XXX + SRFB3XT7MFPX | XT7SQ380CTFF000XXX + SRFB3XT7MFPX | XT7SQ380CUFF000XXX + SRFB3XT7MFPX
SK | SKHA26AT0800 | 59 | SRPK800A800 | 49 | 800 | 28 | 50kA | 6 | Panelboard MRO | 1 | Distribution Protection | 1 | 600Vac (Y/D) | 2 | 100% | 2 | 594961122 | No Equivalent Cross Available Based on Selections | No Equivalent Cross Available Based on Selections | XT7HQ380CEFF000XXX + SRFB3XT7MFPX | XT7HQ380CFFF000XXX + SRFB3XT7MFPX | XT7HQ380CGFF000XXX + SRFB3XT7MFPX | XT7HQ380CPFF000XXX + SRFB3XT7MFPX | XT7HQ380CQFF000XXX + SRFB3XT7MFPX | XT7HQ380CTFF000XXX + SRFB3XT7MFPX | XT7HQ380CUFF000XXX + SRFB3XT7MFPX
SK | SKLA26AT0800 | 60 | SRPK800A300 | 44 | 300 | 21 | 65kA | 7 | Loose MCCB (OEM) | 2 | Distribution Protection | 1 | 480Vac (Y/D) | 1 | 80% | 1 | 604472111 | No Equivalent Cross Available Based on Selections | XT5HU330ABFF000XXX | XT5HU330AEFF000XXX | XT5HU330AFFF000XXX | XT5HU330AGFF000XXX | XT5HU330APFF000XXX | XT5HU330AQFF000XXX | XT5HU330ATFF000XXX | XT5HU330AUFF000XXX
SK | SKLA26AT0800 | 60 | SRPK800A300 | 44 | 300 | 21 | 65kA | 7 | Loose MCCB (OEM) | 2 | Distribution Protection | 1 | 600Vac (Y/D) | 2 | 80% | 1 | 604472121 | No Equivalent Cross Available Based on Selections | XT5LU330ABFF000XXX | XT5LU330AEFF000XXX | XT5LU330AFFF000XXX | XT5LU330AGFF000XXX | XT5LU330APFF000XXX | XT5LU330AQFF000XXX | XT5LU330ATFF000XXX | XT5LU330AUFF000XXX
SK | SKLA26AT0800 | 60 | SRPK800A300 | 44 | 300 | 21 | 65kA | 7 | Loose MCCB (OEM) | 2 | Distribution Protection | 1 | 480Vac (Y/D) | 1 | 100% | 2 | 604472112 | No Equivalent Cross Available Based on Selections | XT5HQ330ABFF000XXX | XT5HQ330AEFF000XXX | XT5HQ330AFFF000XXX | XT5HQ330AGFF000XXX | XT5HQ330APFF000XXX | XT5HQ330AQFF000XXX | XT5HQ330ATFF000XXX | XT5HQ330AUFF000XXX
SK | SKLA26AT0800 | 60 | SRPK800A300 | 44 | 300 | 21 | 65kA | 7 | Loose MCCB (OEM) | 2 | Distribution Protection | 1 | 600Vac (Y/D) | 2 | 100% | 2 | 604472122 | No Equivalent Cross Available Based on Selections | XT5LQ330ABFF000XXX | XT5LQ330AEFF000XXX | XT5LQ330AFFF000XXX | XT5LQ330AGFF000XXX | XT5LQ330APFF000XXX | XT5LQ330AQFF000XXX | XT5LQ330ATFF000XXX | XT5LQ330AUFF000XXX
SK | SKLA26AT0800 | 60 | SRPK800A300 | 44 | 300 | 21 | 65kA | 7 | Panelboard MRO | 1 | Distribution Protection | 1 | 480Vac (Y/D) | 1 | 80% | 1 | 604471111 | No Equivalent Cross Available Based on Selections | XT5HU330ABFF000XXX | XT5HU330AEFF000XXX + SRFB3XT5MFPX | XT5HU330AFFF000XXX + SRFB3XT5MFPX | XT5HU330AGFF000XXX + SRFB3XT5MFPX | XT5HU330APFF000XXX + SRFB3XT5MFPX | XT5HU330AQFF000XXX + SRFB3XT5MFPX | XT5HU330ATFF000XXX + SRFB3XT5MFPX | XT5HU330AUFF000XXX + SRFB3XT5MFPX
SK | SKLA26AT0800 | 60 | SRPK800A300 | 44 | 300 | 21 | 65kA | 7 | Panelboard MRO | 1 | Distribution Protection | 1 | 600Vac (Y/D) | 2 | 80% | 1 | 604471121 | No Equivalent Cross Available Based on Selections | XT5LU330ABFF000XXX | XT5LU330AEFF000XXX + SRFB3XT5MFPX | XT5LU330AFFF000XXX + SRFB3XT5MFPX | XT5LU330AGFF000XXX + SRFB3XT5MFPX | XT5LU330APFF000XXX + SRFB3XT5MFPX | XT5LU330AQFF000XXX + SRFB3XT5MFPX | XT5LU330ATFF000XXX + SRFB3XT5MFPX | XT5LU330AUFF000XXX + SRFB3XT5MFPX
SK | SKLA26AT0800 | 60 | SRPK800A300 | 44 | 300 | 21 | 65kA | 7 | Panelboard MRO | 1 | Distribution Protection | 1 | 480Vac (Y/D) | 1 | 100% | 2 | 604471112 | No Equivalent Cross Available Based on Selections | XT5HQ330ABFF000XXX | XT5HQ330AEFF000XXX + SRFB3XT5MFPX | XT5HQ330AFFF000XXX + SRFB3XT5MFPX | XT5HQ330AGFF000XXX + SRFB3XT5MFPX | XT5HQ330APFF000XXX + SRFB3XT5MFPX | XT5HQ330AQFF000XXX + SRFB3XT5MFPX | XT5HQ330ATFF000XXX + SRFB3XT5MFPX | XT5HQ330AUFF000XXX + SRFB3XT5MFPX
SK | SKLA26AT0800 | 60 | SRPK800A300 | 44 | 300 | 21 | 65kA | 7 | Panelboard MRO | 1 | Distribution Protection | 1 | 600Vac (Y/D) | 2 | 100% | 2 | 604471122 | No Equivalent Cross Available Based on Selections | XT5LQ330ABFF000XXX | XT5LQ330AEFF000XXX + SRFB3XT5MFPX | XT5LQ330AFFF000XXX + SRFB3XT5MFPX | XT5LQ330AGFF000XXX + SRFB3XT5MFPX | XT5LQ330APFF000XXX + SRFB3XT5MFPX | XT5LQ330AQFF000XXX + SRFB3XT5MFPX | XT5LQ330ATFF000XXX + SRFB3XT5MFPX | XT5LQ330AUFF000XXX + SRFB3XT5MFPX
SK | SKLA26AT0800 | 60 | SRPK800A400 | 45 | 400 | 23 | 65kA | 7 | Loose MCCB (OEM) | 2 | Distribution Protection | 1 | 480Vac (Y/D) | 1 | 80% | 1 | 604572111 | No Equivalent Cross Available Based on Selections | XT5HU340ABFF000XXX | XT5HU340AEFF000XXX | XT5HU340AFFF000XXX | XT5HU340AGFF000XXX | XT5HU340APFF000XXX | XT5HU340AQFF000XXX | XT5HU340ATFF000XXX | XT5HU340AUFF000XXX
SK | SKLA26AT0800 | 60 | SRPK800A400 | 45 | 400 | 23 | 65kA | 7 | Loose MCCB (OEM) | 2 | Distribution Protection | 1 | 600Vac (Y/D) | 2 | 80% | 1 | 604572121 | No Equivalent Cross Available Based on Selections | XT5LU340ABFF000XXX | XT5LU340AEFF000XXX | XT5LU340AFFF000XXX | XT5LU340AGFF000XXX | XT5LU340APFF000XXX | XT5LU340AQFF000XXX | XT5LU340ATFF000XXX | XT5LU340AUFF000XXX
SK | SKLA26AT0800 | 60 | SRPK800A400 | 45 | 400 | 23 | 65kA | 7 | Loose MCCB (OEM) | 2 | Distribution Protection | 1 | 480Vac (Y/D) | 1 | 100% | 2 | 604572112 | No Equivalent Cross Available Based on Selections | XT5HQ340ABFF000XXX | XT5HQ340AEFF000XXX | XT5HQ340AFFF000XXX | XT5HQ340AGFF000XXX | XT5HQ340APFF000XXX | XT5HQ340AQFF000XXX | XT5HQ340ATFF000XXX | XT5HQ340AUFF000XXX
SK | SKLA26AT0800 | 60 | SRPK800A400 | 45 | 400 | 23 | 65kA | 7 | Loose MCCB (OEM) | 2 | Distribution Protection | 1 | 600Vac (Y/D) | 2 | 100% | 2 | 604572122 | No Equivalent Cross Available Based on Selections | XT5LQ340ABFF000XXX | XT5LQ340AEFF000XXX | XT5LQ340AFFF000XXX | XT5LQ340AGFF000XXX | XT5LQ340APFF000XXX | XT5LQ340AQFF000XXX | XT5LQ340ATFF000XXX | XT5LQ340AUFF000XXX
SK | SKLA26AT0800 | 60 | SRPK800A400 | 45 | 400 | 23 | 65kA | 7 | Panelboard MRO | 1 | Distribution Protection | 1 | 480Vac (Y/D) | 1 | 80% | 1 | 604571111 | No Equivalent Cross Available Based on Selections | XT5HU340ABFF000XXX | XT5HU340AEFF000XXX + SRFB3XT5MFPX | XT5HU340AFFF000XXX + SRFB3XT5MFPX | XT5HU340AGFF000XXX + SRFB3XT5MFPX | XT5HU340APFF000XXX + SRFB3XT5MFPX | XT5HU340AQFF000XXX + SRFB3XT5MFPX | XT5HU340ATFF000XXX + SRFB3XT5MFPX | XT5HU340AUFF000XXX + SRFB3XT5MFPX
SK | SKLA26AT0800 | 60 | SRPK800A400 | 45 | 400 | 23 | 65kA | 7 | Panelboard MRO | 1 | Distribution Protection | 1 | 600Vac (Y/D) | 2 | 80% | 1 | 604571121 | No Equivalent Cross Available Based on Selections | XT5LU340ABFF000XXX | XT5LU340AEFF000XXX + SRFB3XT5MFPX | XT5LU340AFFF000XXX + SRFB3XT5MFPX | XT5LU340AGFF000XXX + SRFB3XT5MFPX | XT5LU340APFF000XXX + SRFB3XT5MFPX | XT5LU340AQFF000XXX + SRFB3XT5MFPX | XT5LU340ATFF000XXX + SRFB3XT5MFPX | XT5LU340AUFF000XXX + SRFB3XT5MFPX
SK | SKLA26AT0800 | 60 | SRPK800A400 | 45 | 400 | 23 | 65kA | 7 | Panelboard MRO | 1 | Distribution Protection | 1 | 480Vac (Y/D) | 1 | 100% | 2 | 604571112 | No Equivalent Cross Available Based on Selections | XT5HQ340ABFF000XXX | XT5HQ340AEFF000XXX + SRFB3XT5MFPX | XT5HQ340AFFF000XXX + SRFB3XT5MFPX | XT5HQ340AGFF000XXX + SRFB3XT5MFPX | XT5HQ340APFF000XXX + SRFB3XT5MFPX | XT5HQ340AQFF000XXX + SRFB3XT5MFPX | XT5HQ340ATFF000XXX + SRFB3XT5MFPX | XT5HQ340AUFF000XXX + SRFB3XT5MFPX
SK | SKLA26AT0800 | 60 | SRPK800A400 | 45 | 400 | 23 | 65kA | 7 | Panelboard MRO | 1 | Distribution Protection | 1 | 600Vac (Y/D) | 2 | 100% | 2 | 604571122 | No Equivalent Cross Available Based on Selections | XT5LQ340ABFF000XXX | XT5LQ340AEFF000XXX + SRFB3XT5MFPX | XT5LQ340AFFF000XXX + SRFB3XT5MFPX | XT5LQ340AGFF000XXX + SRFB3XT5MFPX | XT5LQ340APFF000XXX + SRFB3XT5MFPX | XT5LQ340AQFF000XXX + SRFB3XT5MFPX | XT5LQ340ATFF000XXX + SRFB3XT5MFPX | XT5LQ340AUFF000XXX + SRFB3XT5MFPX
SK | SKLA26AT0800 | 60 | SRPK800A500 | 46 | 500 | 25 | 65kA | 7 | Loose MCCB (OEM) | 2 | Distribution Protection | 1 | 480Vac (Y/D) | 1 | 80% | 1 | 604672111 | No Equivalent Cross Available Based on Selections | XT5HU350BBFF000XXX | XT5HU360BEFF000XXX | XT5HU360BFFF000XXX | XT5HU360BGFF000XXX | XT5HU360BPFF000XXX | XT5HU360BQFF000XXX | XT5HU360BTFF000XXX | XT5HU360BUFF000XXX
SK | SKLA26AT0800 | 60 | SRPK800A500 | 46 | 500 | 25 | 65kA | 7 | Loose MCCB (OEM) | 2 | Distribution Protection | 1 | 600Vac (Y/D) | 2 | 80% | 1 | 604672121 | No Equivalent Cross Available Based on Selections | XT5LU350BBFF000XXX | XT5LU360BEFF000XXX | XT5LU360BFFF000XXX | XT5LU360BGFF000XXX | XT5LU360BPFF000XXX | XT5LU360BQFF000XXX | XT5LU360BTFF000XXX | XT5LU360BUFF000XXX
SK | SKLA26AT0800 | 60 | SRPK800A500 | 46 | 500 | 25 | 65kA | 7 | Loose MCCB (OEM) | 2 | Distribution Protection | 1 | 480Vac (Y/D) | 1 | 100% | 2 | 604672112 | No Equivalent Cross Available Based on Selections | XT5HQ350BBFF000XXX | XT5HQ360BEFF000XXX | XT5HQ360BFFF000XXX | XT5HQ360BGFF000XXX | XT5HQ360BPFF000XXX | XT5HQ360BQFF000XXX | XT5HQ360BTFF000XXX | XT5HQ360BUFF000XXX
SK | SKLA26AT0800 | 60 | SRPK800A500 | 46 | 500 | 25 | 65kA | 7 | Loose MCCB (OEM) | 2 | Distribution Protection | 1 | 600Vac (Y/D) | 2 | 100% | 2 | 604672122 | No Equivalent Cross Available Based on Selections | XT5LQ360BBFF000XXX | XT5LQ360BEFF000XXX | XT5LQ360BFFF000XXX | XT5LQ360BGFF000XXX | XT5LQ360BPFF000XXX | XT5LQ360BQFF000XXX | XT5LQ360BTFF000XXX | XT5LQ360BUFF000XXX
SK | SKLA26AT0800 | 60 | SRPK800A500 | 46 | 500 | 25 | 65kA | 7 | Panelboard MRO | 1 | Distribution Protection | 1 | 480Vac (Y/D) | 1 | 80% | 1 | 604671111 | No Equivalent Cross Available Based on Selections | XT5HU350BBFF000XXX | XT5HU360BEFF000XXX + SRFB3XT5MFPX | XT5HU360BFFF000XXX + SRFB3XT5MFPX | XT5HU360BGFF000XXX + SRFB3XT5MFPX | XT5HU360BPFF000XXX + SRFB3XT5MFPX | XT5HU360BQFF000XXX + SRFB3XT5MFPX | XT5HU360BTFF000XXX + SRFB3XT5MFPX | XT5HU360BUFF000XXX + SRFB3XT5MFPX
SK | SKLA26AT0800 | 60 | SRPK800A500 | 46 | 500 | 25 | 65kA | 7 | Panelboard MRO | 1 | Distribution Protection | 1 | 600Vac (Y/D) | 2 | 80% | 1 | 604671121 | No Equivalent Cross Available Based on Selections | XT5LU350BBFF000XXX | XT5LU360BEFF000XXX + SRFB3XT5MFPX | XT5LU360BFFF000XXX + SRFB3XT5MFPX | XT5LU360BGFF000XXX + SRFB3XT5MFPX | XT5LU360BPFF000XXX + SRFB3XT5MFPX | XT5LU360BQFF000XXX + SRFB3XT5MFPX | XT5LU360BTFF000XXX + SRFB3XT5MFPX | XT5LU360BUFF000XXX + SRFB3XT5MFPX
SK | SKLA26AT0800 | 60 | SRPK800A500 | 46 | 500 | 25 | 65kA | 7 | Panelboard MRO | 1 | Distribution Protection | 1 | 480Vac (Y/D) | 1 | 100% | 2 | 604671112 | No Equivalent Cross Available Based on Selections | XT5HQ350BBFF000XXX | XT5HQ360BEFF000XXX + SRFB3XT5MFPX | XT5HQ360BFFF000XXX + SRFB3XT5MFPX | XT5HQ360BGFF000XXX + SRFB3XT5MFPX | XT5HQ360BPFF000XXX + SRFB3XT5MFPX | XT5HQ360BQFF000XXX + SRFB3XT5MFPX | XT5HQ360BTFF000XXX + SRFB3XT5MFPX | XT5HQ360BUFF000XXX + SRFB3XT5MFPX
SK | SKLA26AT0800 | 60 | SRPK800A500 | 46 | 500 | 25 | 65kA | 7 | Panelboard MRO | 1 | Distribution Protection | 1 | 600Vac (Y/D) | 2 | 100% | 2 | 604671122 | No Equivalent Cross Available Based on Selections | XT5LQ360BBFF000XXX | XT5LQ360BEFF000XXX + SRFB3XT5MFPX | XT5LQ360BFFF000XXX + SRFB3XT5MFPX | XT5LQ360BGFF000XXX + SRFB3XT5MFPX | XT5LQ360BPFF000XXX + SRFB3XT5MFPX | XT5LQ360BQFF000XXX + SRFB3XT5MFPX | XT5LQ360BTFF000XXX + SRFB3XT5MFPX | XT5LQ360BUFF000XXX + SRFB3XT5MFPX
SK | SKLA26AT0800 | 60 | SRPK800A600 | 47 | 600 | 26 | 65kA | 7 | Loose MCCB (OEM) | 2 | Distribution Protection | 1 | 480Vac (Y/D) | 1 | 80% | 1 | 604772111 | No Equivalent Cross Available Based on Selections | XT5HU360BBFF000XXX | XT5HU360BEFF000XXX | XT5HU360BFFF000XXX | XT5HU360BGFF000XXX | XT5HU360BPFF000XXX | XT5HU360BQFF000XXX | XT5HU360BTFF000XXX | XT5HU360BUFF000XXX
SK | SKLA26AT0800 | 60 | SRPK800A600 | 47 | 600 | 26 | 65kA | 7 | Loose MCCB (OEM) | 2 | Distribution Protection | 1 | 600Vac (Y/D) | 2 | 80% | 1 | 604772121 | No Equivalent Cross Available Based on Selections | XT5LU360BBFF000XXX | XT5LU360BEFF000XXX | XT5LU360BFFF000XXX | XT5LU360BGFF000XXX | XT5LU360BPFF000XXX | XT5LU360BQFF000XXX | XT5LU360BTFF000XXX | XT5LU360BUFF000XXX
SK | SKLA26AT0800 | 60 | SRPK800A600 | 47 | 600 | 26 | 65kA | 7 | Loose MCCB (OEM) | 2 | Distribution Protection | 1 | 480Vac (Y/D) | 1 | 100% | 2 | 604772112 | No Equivalent Cross Available Based on Selections | XT5HQ360BBFF000XXX | XT5HQ360BEFF000XXX | XT5HQ360BFFF000XXX | XT5HQ360BGFF000XXX | XT5HQ360BPFF000XXX | XT5HQ360BQFF000XXX | XT5HQ360BTFF000XXX | XT5HQ360BUFF000XXX
SK | SKLA26AT0800 | 60 | SRPK800A600 | 47 | 600 | 26 | 65kA | 7 | Loose MCCB (OEM) | 2 | Distribution Protection | 1 | 600Vac (Y/D) | 2 | 100% | 2 | 604772122 | No Equivalent Cross Available Based on Selections | XT5LQ360BBFF000XXX | XT5LQ360BEFF000XXX | XT5LQ360BFFF000XXX | XT5LQ360BGFF000XXX | XT5LQ360BPFF000XXX | XT5LQ360BQFF000XXX | XT5LQ360BTFF000XXX | XT5LQ360BUFF000XXX
SK | SKLA26AT0800 | 60 | SRPK800A600 | 47 | 600 | 26 | 65kA | 7 | Panelboard MRO | 1 | Distribution Protection | 1 | 480Vac (Y/D) | 1 | 80% | 1 | 604771111 | No Equivalent Cross Available Based on Selections | XT5HU360BBFF000XXX | XT5HU360BEFF000XXX + SRFB3XT5MFPX | XT5HU360BFFF000XXX + SRFB3XT5MFPX | XT5HU360BGFF000XXX + SRFB3XT5MFPX | XT5HU360BPFF000XXX + SRFB3XT5MFPX | XT5HU360BQFF000XXX + SRFB3XT5MFPX | XT5HU360BTFF000XXX + SRFB3XT5MFPX | XT5HU360BUFF000XXX + SRFB3XT5MFPX
SK | SKLA26AT0800 | 60 | SRPK800A600 | 47 | 600 | 26 | 65kA | 7 | Panelboard MRO | 1 | Distribution Protection | 1 | 600Vac (Y/D) | 2 | 80% | 1 | 604771121 | No Equivalent Cross Available Based on Selections | XT5LU360BBFF000XXX | XT5LU360BEFF000XXX + SRFB3XT5MFPX | XT5LU360BFFF000XXX + SRFB3XT5MFPX | XT5LU360BGFF000XXX + SRFB3XT5MFPX | XT5LU360BPFF000XXX + SRFB3XT5MFPX | XT5LU360BQFF000XXX + SRFB3XT5MFPX | XT5LU360BTFF000XXX + SRFB3XT5MFPX | XT5LU360BUFF000XXX + SRFB3XT5MFPX
SK | SKLA26AT0800 | 60 | SRPK800A600 | 47 | 600 | 26 | 65kA | 7 | Panelboard MRO | 1 | Distribution Protection | 1 | 480Vac (Y/D) | 1 | 100% | 2 | 604771112 | No Equivalent Cross Available Based on Selections | XT5HQ360BBFF000XXX | XT5HQ360BEFF000XXX + SRFB3XT5MFPX | XT5HQ360BFFF000XXX + SRFB3XT5MFPX | XT5HQ360BGFF000XXX + SRFB3XT5MFPX | XT5HQ360BPFF000XXX + SRFB3XT5MFPX | XT5HQ360BQFF000XXX + SRFB3XT5MFPX | XT5HQ360BTFF000XXX + SRFB3XT5MFPX | XT5HQ360BUFF000XXX + SRFB3XT5MFPX
SK | SKLA26AT0800 | 60 | SRPK800A600 | 47 | 600 | 26 | 65kA | 7 | Panelboard MRO | 1 | Distribution Protection | 1 | 600Vac (Y/D) | 2 | 100% | 2 | 604771122 | No Equivalent Cross Available Based on Selections | XT5LQ360BBFF000XXX | XT5LQ360BEFF000XXX + SRFB3XT5MFPX | XT5LQ360BFFF000XXX + SRFB3XT5MFPX | XT5LQ360BGFF000XXX + SRFB3XT5MFPX | XT5LQ360BPFF000XXX + SRFB3XT5MFPX | XT5LQ360BQFF000XXX + SRFB3XT5MFPX | XT5LQ360BTFF000XXX + SRFB3XT5MFPX | XT5LQ360BUFF000XXX + SRFB3XT5MFPX
SK | SKLA26AT0800 | 60 | SRPK800A700 | 48 | 700 | 27 | 65kA | 7 | Loose MCCB (OEM) | 2 | Distribution Protection | 1 | 480Vac (Y/D) | 1 | 80% | 1 | 604872111 | No Equivalent Cross Available Based on Selections | XT6HU3800BFF000XXX | XT6HU3800EFF000XXX | XT6HU3800FFF000XXX | XT6HU3800GFF000XXX | XT7HU380CPFF000XXX | XT7HU380CQFF000XXX | XT7HU380CTFF000XXX | XT7HU380CUFF000XXX
SK | SKLA26AT0800 | 60 | SRPK800A700 | 48 | 700 | 27 | 65kA | 7 | Loose MCCB (OEM) | 2 | Distribution Protection | 1 | 600Vac (Y/D) | 2 | 80% | 1 | 604872121 | No Equivalent Cross Available Based on Selections | No Equivalent Cross Available Based on Selections | XT7LU380CEFF000XXX | XT7LU380CFFF000XXX | XT7LU380CGFF000XXX | XT7LU380CPFF000XXX | XT7LU380CQFF000XXX | XT7LU380CTFF000XXX | XT7LU380CUFF000XXX
SK | SKLA26AT0800 | 60 | SRPK800A700 | 48 | 700 | 27 | 65kA | 7 | Loose MCCB (OEM) | 2 | Distribution Protection | 1 | 480Vac (Y/D) | 1 | 100% | 2 | 604872112 | No Equivalent Cross Available Based on Selections | XT6HQ3800BFF000XXX | XT6HQ3800EFF000XXX | XT6HQ3800FFF000XXX | XT6HQ3800GFF000XXX | XT7HQ380CPFF000XXX | XT7HQ380CQFF000XXX | XT7HQ380CTFF000XXX | XT7HQ380CUFF000XXX
SK | SKLA26AT0800 | 60 | SRPK800A700 | 48 | 700 | 27 | 65kA | 7 | Loose MCCB (OEM) | 2 | Distribution Protection | 1 | 600Vac (Y/D) | 2 | 100% | 2 | 604872122 | No Equivalent Cross Available Based on Selections | No Equivalent Cross Available Based on Selections | XT7LQ380CEFF000XXX | XT7LQ380CFFF000XXX | XT7LQ380CGFF000XXX | XT7LQ380CPFF000XXX | XT7LQ380CQFF000XXX | XT7LQ380CTFF000XXX | XT7LQ380CUFF000XXX
SK | SKLA26AT0800 | 60 | SRPK800A700 | 48 | 700 | 27 | 65kA | 7 | Panelboard MRO | 1 | Distribution Protection | 1 | 480Vac (Y/D) | 1 | 80% | 1 | 604871111 | No Equivalent Cross Available Based on Selections | No Equivalent Cross Available Based on Selections | XT7HU380CEFF000XXX + SRFB3XT7MFPX | XT7HU380CFFF000XXX + SRFB3XT7MFPX | XT7HU380CGFF000XXX + SRFB3XT7MFPX | XT7HU380CPFF000XXX + SRFB3XT7MFPX | XT7HU380CQFF000XXX + SRFB3XT7MFPX | XT7HU380CTFF000XXX + SRFB3XT7MFPX | XT7HU380CUFF000XXX + SRFB3XT7MFPX
SK | SKLA26AT0800 | 60 | SRPK800A700 | 48 | 700 | 27 | 65kA | 7 | Panelboard MRO | 1 | Distribution Protection | 1 | 600Vac (Y/D) | 2 | 80% | 1 | 604871121 | No Equivalent Cross Available Based on Selections | No Equivalent Cross Available Based on Selections | XT7LU380CEFF000XXX + SRFB3XT7MFPX | XT7LU380CFFF000XXX + SRFB3XT7MFPX | XT7LU380CGFF000XXX + SRFB3XT7MFPX | XT7LU380CPFF000XXX + SRFB3XT7MFPX | XT7LU380CQFF000XXX + SRFB3XT7MFPX | XT7LU380CTFF000XXX + SRFB3XT7MFPX | XT7LU380CUFF000XXX + SRFB3XT7MFPX
SK | SKLA26AT0800 | 60 | SRPK800A700 | 48 | 700 | 27 | 65kA | 7 | Panelboard MRO | 1 | Distribution Protection | 1 | 480Vac (Y/D) | 1 | 100% | 2 | 604871112 | No Equivalent Cross Available Based on Selections | No Equivalent Cross Available Based on Selections | XT7HQ380CEFF000XXX + SRFB3XT7MFPX | XT7HQ380CFFF000XXX + SRFB3XT7MFPX | XT7HQ380CGFF000XXX + SRFB3XT7MFPX | XT7HQ380CPFF000XXX + SRFB3XT7MFPX | XT7HQ380CQFF000XXX + SRFB3XT7MFPX | XT7HQ380CTFF000XXX + SRFB3XT7MFPX | XT7HQ380CUFF000XXX + SRFB3XT7MFPX
SK | SKLA26AT0800 | 60 | SRPK800A700 | 48 | 700 | 27 | 65kA | 7 | Panelboard MRO | 1 | Distribution Protection | 1 | 600Vac (Y/D) | 2 | 100% | 2 | 604871122 | No Equivalent Cross Available Based on Selections | No Equivalent Cross Available Based on Selections | XT7LQ380CEFF000XXX + SRFB3XT7MFPX | XT7LQ380CFFF000XXX + SRFB3XT7MFPX | XT7LQ380CGFF000XXX + SRFB3XT7MFPX | XT7LQ380CPFF000XXX + SRFB3XT7MFPX | XT7LQ380CQFF000XXX + SRFB3XT7MFPX | XT7LQ380CTFF000XXX + SRFB3XT7MFPX | XT7LQ380CUFF000XXX + SRFB3XT7MFPX
SK | SKLA26AT0800 | 60 | SRPK800A800 | 49 | 800 | 28 | 65kA | 7 | Loose MCCB (OEM) | 2 | Distribution Protection | 1 | 480Vac (Y/D) | 1 | 80% | 1 | 604972111 | No Equivalent Cross Available Based on Selections | XT6HU3800BFF000XXX | XT6HU3800EFF000XXX | XT6HU3800FFF000XXX | XT6HU3800GFF000XXX | XT7HU380CPFF000XXX | XT7HU380CQFF000XXX | XT7HU380CTFF000XXX | XT7HU380CUFF000XXX
SK | SKLA26AT0800 | 60 | SRPK800A800 | 49 | 800 | 28 | 65kA | 7 | Loose MCCB (OEM) | 2 | Distribution Protection | 1 | 600Vac (Y/D) | 2 | 80% | 1 | 604972121 | No Equivalent Cross Available Based on Selections | No Equivalent Cross Available Based on Selections | XT7LU380CEFF000XXX | XT7LU380CFFF000XXX | XT7LU380CGFF000XXX | XT7LU380CPFF000XXX | XT7LU380CQFF000XXX | XT7LU380CTFF000XXX | XT7LU380CUFF000XXX
SK | SKLA26AT0800 | 60 | SRPK800A800 | 49 | 800 | 28 | 65kA | 7 | Loose MCCB (OEM) | 2 | Distribution Protection | 1 | 480Vac (Y/D) | 1 | 100% | 2 | 604972112 | No Equivalent Cross Available Based on Selections | XT6HQ3800BFF000XXX | XT6HQ3800EFF000XXX | XT6HQ3800FFF000XXX | XT6HQ3800GFF000XXX | XT7HQ380CPFF000XXX | XT7HQ380CQFF000XXX | XT7HQ380CTFF000XXX | XT7HQ380CUFF000XXX
SK | SKLA26AT0800 | 60 | SRPK800A800 | 49 | 800 | 28 | 65kA | 7 | Loose MCCB (OEM) | 2 | Distribution Protection | 1 | 600Vac (Y/D) | 2 | 100% | 2 | 604972122 | No Equivalent Cross Available Based on Selections | No Equivalent Cross Available Based on Selections | XT7LQ380CEFF000XXX | XT7LQ380CFFF000XXX | XT7LQ380CGFF000XXX | XT7LQ380CPFF000XXX | XT7LQ380CQFF000XXX | XT7LQ380CTFF000XXX | XT7LQ380CUFF000XXX
SK | SKLA26AT0800 | 60 | SRPK800A800 | 49 | 800 | 28 | 65kA | 7 | Panelboard MRO | 1 | Distribution Protection | 1 | 480Vac (Y/D) | 1 | 80% | 1 | 604971111 | No Equivalent Cross Available Based on Selections | No Equivalent Cross Available Based on Selections | XT7HU380CEFF000XXX + SRFB3XT7MFPX | XT7HU380CFFF000XXX + SRFB3XT7MFPX | XT7HU380CGFF000XXX + SRFB3XT7MFPX | XT7HU380CPFF000XXX + SRFB3XT7MFPX | XT7HU380CQFF000XXX + SRFB3XT7MFPX | XT7HU380CTFF000XXX + SRFB3XT7MFPX | XT7HU380CUFF000XXX + SRFB3XT7MFPX
SK | SKLA26AT0800 | 60 | SRPK800A800 | 49 | 800 | 28 | 65kA | 7 | Panelboard MRO | 1 | Distribution Protection | 1 | 600Vac (Y/D) | 2 | 80% | 1 | 604971121 | No Equivalent Cross Available Based on Selections | No Equivalent Cross Available Based on Selections | XT7LU380CEFF000XXX + SRFB3XT7MFPX | XT7LU380CFFF000XXX + SRFB3XT7MFPX | XT7LU380CGFF000XXX + SRFB3XT7MFPX | XT7LU380CPFF000XXX + SRFB3XT7MFPX | XT7LU380CQFF000XXX + SRFB3XT7MFPX | XT7LU380CTFF000XXX + SRFB3XT7MFPX | XT7LU380CUFF000XXX + SRFB3XT7MFPX
SK | SKLA26AT0800 | 60 | SRPK800A800 | 49 | 800 | 28 | 65kA | 7 | Panelboard MRO | 1 | Distribution Protection | 1 | 480Vac (Y/D) | 1 | 100% | 2 | 604971112 | No Equivalent Cross Available Based on Selections | No Equivalent Cross Available Based on Selections | XT7HQ380CEFF000XXX + SRFB3XT7MFPX | XT7HQ380CFFF000XXX + SRFB3XT7MFPX | XT7HQ380CGFF000XXX + SRFB3XT7MFPX | XT7HQ380CPFF000XXX + SRFB3XT7MFPX | XT7HQ380CQFF000XXX + SRFB3XT7MFPX | XT7HQ380CTFF000XXX + SRFB3XT7MFPX | XT7HQ380CUFF000XXX + SRFB3XT7MFPX
SK | SKLA26AT0800 | 60 | SRPK800A800 | 49 | 800 | 28 | 65kA | 7 | Panelboard MRO | 1 | Distribution Protection | 1 | 600Vac (Y/D) | 2 | 100% | 2 | 604971122 | No Equivalent Cross Available Based on Selections | No Equivalent Cross Available Based on Selections | XT7LQ380CEFF000XXX + SRFB3XT7MFPX | XT7LQ380CFFF000XXX + SRFB3XT7MFPX | XT7LQ380CGFF000XXX + SRFB3XT7MFPX | XT7LQ380CPFF000XXX + SRFB3XT7MFPX | XT7LQ380CQFF000XXX + SRFB3XT7MFPX | XT7LQ380CTFF000XXX + SRFB3XT7MFPX | XT7LQ380CUFF000XXX + SRFB3XT7MFPX
SK | SKPA26AT0800 | 61 | SRPK800A300 | 44 | 300 | 21 | 100kA | 8 | Loose MCCB (OEM) | 2 | Distribution Protection | 1 | 480Vac (Y/D) | 1 | 80% | 1 | 614482111 | No Equivalent Cross Available Based on Selections | XT5LU330ABFF000XXX | XT5LU330AEFF000XXX | XT5LU330AFFF000XXX | XT5LU330AGFF000XXX | XT5LU330APFF000XXX | XT5LU330AQFF000XXX | XT5LU330ATFF000XXX | XT5LU330AUFF000XXX
SK | SKPA26AT0800 | 61 | SRPK800A300 | 44 | 300 | 21 | 65kA | 7 | Loose MCCB (OEM) | 2 | Distribution Protection | 1 | 600Vac (Y/D) | 2 | 80% | 1 | 614472121 | No Equivalent Cross Available Based on Selections | XT5LU330ABFF000XXX | XT5LU330AEFF000XXX | XT5LU330AFFF000XXX | XT5LU330AGFF000XXX | XT5LU330APFF000XXX | XT5LU330AQFF000XXX | XT5LU330ATFF000XXX | XT5LU330AUFF000XXX
SK | SKPA26AT0800 | 61 | SRPK800A300 | 44 | 300 | 21 | 65kA | 7 | Loose MCCB (OEM) | 2 | Distribution Protection | 1 | 480Vac (Y/D) | 1 | 100% | 2 | 614472112 | No Equivalent Cross Available Based on Selections | XT5HQ330ABFF000XXX | XT5HQ330AEFF000XXX | XT5HQ330AFFF000XXX | XT5HQ330AGFF000XXX | XT5HQ330APFF000XXX | XT5HQ330AQFF000XXX | XT5HQ330ATFF000XXX | XT5HQ330AUFF000XXX
SK | SKPA26AT0800 | 61 | SRPK800A300 | 44 | 300 | 21 | 65kA | 7 | Loose MCCB (OEM) | 2 | Distribution Protection | 1 | 600Vac (Y/D) | 2 | 100% | 2 | 614472122 | No Equivalent Cross Available Based on Selections | XT5LQ330ABFF000XXX | XT5LQ330AEFF000XXX | XT5LQ330AFFF000XXX | XT5LQ330AGFF000XXX | XT5LQ330APFF000XXX | XT5LQ330AQFF000XXX | XT5LQ330ATFF000XXX | XT5LQ330AUFF000XXX
SK | SKPA26AT0800 | 61 | SRPK800A300 | 44 | 300 | 21 | 65kA | 7 | Panelboard MRO | 1 | Distribution Protection | 1 | 480Vac (Y/D) | 1 | 80% | 1 | 614471111 | No Equivalent Cross Available Based on Selections | XT5HU330ABFF000XXX | XT5HU330AEFF000XXX + SRFB3XT5MFPX | XT5HU330AFFF000XXX + SRFB3XT5MFPX | XT5HU330AGFF000XXX + SRFB3XT5MFPX | XT5HU330APFF000XXX + SRFB3XT5MFPX | XT5HU330AQFF000XXX + SRFB3XT5MFPX | XT5HU330ATFF000XXX + SRFB3XT5MFPX | XT5HU330AUFF000XXX + SRFB3XT5MFPX
SK | SKPA26AT0800 | 61 | SRPK800A300 | 44 | 300 | 21 | 65kA | 7 | Panelboard MRO | 1 | Distribution Protection | 1 | 600Vac (Y/D) | 2 | 80% | 1 | 614471121 | No Equivalent Cross Available Based on Selections | XT5LU330ABFF000XXX | XT5LU330AEFF000XXX + SRFB3XT5MFPX | XT5LU330AFFF000XXX + SRFB3XT5MFPX | XT5LU330AGFF000XXX + SRFB3XT5MFPX | XT5LU330APFF000XXX + SRFB3XT5MFPX | XT5LU330AQFF000XXX + SRFB3XT5MFPX | XT5LU330ATFF000XXX + SRFB3XT5MFPX | XT5LU330AUFF000XXX + SRFB3XT5MFPX
SK | SKPA26AT0800 | 61 | SRPK800A300 | 44 | 300 | 21 | 65kA | 7 | Panelboard MRO | 1 | Distribution Protection | 1 | 480Vac (Y/D) | 1 | 100% | 2 | 614471112 | No Equivalent Cross Available Based on Selections | XT5HQ330ABFF000XXX | XT5HQ330AEFF000XXX + SRFB3XT5MFPX | XT5HQ330AFFF000XXX + SRFB3XT5MFPX | XT5HQ330AGFF000XXX + SRFB3XT5MFPX | XT5HQ330APFF000XXX + SRFB3XT5MFPX | XT5HQ330AQFF000XXX + SRFB3XT5MFPX | XT5HQ330ATFF000XXX + SRFB3XT5MFPX | XT5HQ330AUFF000XXX + SRFB3XT5MFPX
SK | SKPA26AT0800 | 61 | SRPK800A300 | 44 | 300 | 21 | 65kA | 7 | Panelboard MRO | 1 | Distribution Protection | 1 | 600Vac (Y/D) | 2 | 100% | 2 | 614471122 | No Equivalent Cross Available Based on Selections | XT5LQ330ABFF000XXX | XT5LQ330AEFF000XXX + SRFB3XT5MFPX | XT5LQ330AFFF000XXX + SRFB3XT5MFPX | XT5LQ330AGFF000XXX + SRFB3XT5MFPX | XT5LQ330APFF000XXX + SRFB3XT5MFPX | XT5LQ330AQFF000XXX + SRFB3XT5MFPX | XT5LQ330ATFF000XXX + SRFB3XT5MFPX | XT5LQ330AUFF000XXX + SRFB3XT5MFPX
SK | SKPA26AT0800 | 61 | SRPK800A400 | 45 | 400 | 23 | 100kA | 8 | Loose MCCB (OEM) | 2 | Distribution Protection | 1 | 480Vac (Y/D) | 1 | 80% | 1 | 614582111 | No Equivalent Cross Available Based on Selections | XT5LU340ABFF000XXX | XT5LU340AEFF000XXX | XT5LU340AFFF000XXX | XT5LU340AGFF000XXX | XT5LU340APFF000XXX | XT5LU340AQFF000XXX | XT5LU340ATFF000XXX | XT5LU340AUFF000XXX
SK | SKPA26AT0800 | 61 | SRPK800A400 | 45 | 400 | 23 | 65kA | 7 | Loose MCCB (OEM) | 2 | Distribution Protection | 1 | 600Vac (Y/D) | 2 | 80% | 1 | 614572121 | No Equivalent Cross Available Based on Selections | XT5LU340ABFF000XXX | XT5LU340AEFF000XXX | XT5LU340AFFF000XXX | XT5LU340AGFF000XXX | XT5LU340APFF000XXX | XT5LU340AQFF000XXX | XT5LU340ATFF000XXX | XT5LU340AUFF000XXX
SK | SKPA26AT0800 | 61 | SRPK800A400 | 45 | 400 | 23 | 65kA | 7 | Loose MCCB (OEM) | 2 | Distribution Protection | 1 | 480Vac (Y/D) | 1 | 100% | 2 | 614572112 | No Equivalent Cross Available Based on Selections | XT5HQ340ABFF000XXX | XT5HQ340AEFF000XXX | XT5HQ340AFFF000XXX | XT5HQ340AGFF000XXX | XT5HQ340APFF000XXX | XT5HQ340AQFF000XXX | XT5HQ340ATFF000XXX | XT5HQ340AUFF000XXX
SK | SKPA26AT0800 | 61 | SRPK800A400 | 45 | 400 | 23 | 65kA | 7 | Loose MCCB (OEM) | 2 | Distribution Protection | 1 | 600Vac (Y/D) | 2 | 100% | 2 | 614572122 | No Equivalent Cross Available Based on Selections | XT5LQ340ABFF000XXX | XT5LQ340AEFF000XXX | XT5LQ340AFFF000XXX | XT5LQ340AGFF000XXX | XT5LQ340APFF000XXX | XT5LQ340AQFF000XXX | XT5LQ340ATFF000XXX | XT5LQ340AUFF000XXX
SK | SKPA26AT0800 | 61 | SRPK800A400 | 45 | 400 | 23 | 65kA | 7 | Panelboard MRO | 1 | Distribution Protection | 1 | 480Vac (Y/D) | 1 | 80% | 1 | 614571111 | No Equivalent Cross Available Based on Selections | XT5HU340ABFF000XXX | XT5HU340AEFF000XXX + SRFB3XT5MFPX | XT5HU340AFFF000XXX + SRFB3XT5MFPX | XT5HU340AGFF000XXX + SRFB3XT5MFPX | XT5HU340APFF000XXX + SRFB3XT5MFPX | XT5HU340AQFF000XXX + SRFB3XT5MFPX | XT5HU340ATFF000XXX + SRFB3XT5MFPX | XT5HU340AUFF000XXX + SRFB3XT5MFPX
SK | SKPA26AT0800 | 61 | SRPK800A400 | 45 | 400 | 23 | 65kA | 7 | Panelboard MRO | 1 | Distribution Protection | 1 | 600Vac (Y/D) | 2 | 80% | 1 | 614571121 | No Equivalent Cross Available Based on Selections | XT5LU340ABFF000XXX | XT5LU340AEFF000XXX + SRFB3XT5MFPX | XT5LU340AFFF000XXX + SRFB3XT5MFPX | XT5LU340AGFF000XXX + SRFB3XT5MFPX | XT5LU340APFF000XXX + SRFB3XT5MFPX | XT5LU340AQFF000XXX + SRFB3XT5MFPX | XT5LU340ATFF000XXX + SRFB3XT5MFPX | XT5LU340AUFF000XXX + SRFB3XT5MFPX
SK | SKPA26AT0800 | 61 | SRPK800A400 | 45 | 400 | 23 | 65kA | 7 | Panelboard MRO | 1 | Distribution Protection | 1 | 480Vac (Y/D) | 1 | 100% | 2 | 614571112 | No Equivalent Cross Available Based on Selections | XT5HQ340ABFF000XXX | XT5HQ340AEFF000XXX + SRFB3XT5MFPX | XT5HQ340AFFF000XXX + SRFB3XT5MFPX | XT5HQ340AGFF000XXX + SRFB3XT5MFPX | XT5HQ340APFF000XXX + SRFB3XT5MFPX | XT5HQ340AQFF000XXX + SRFB3XT5MFPX | XT5HQ340ATFF000XXX + SRFB3XT5MFPX | XT5HQ340AUFF000XXX + SRFB3XT5MFPX
SK | SKPA26AT0800 | 61 | SRPK800A400 | 45 | 400 | 23 | 65kA | 7 | Panelboard MRO | 1 | Distribution Protection | 1 | 600Vac (Y/D) | 2 | 100% | 2 | 614571122 | No Equivalent Cross Available Based on Selections | XT5LQ340ABFF000XXX | XT5LQ340AEFF000XXX + SRFB3XT5MFPX | XT5LQ340AFFF000XXX + SRFB3XT5MFPX | XT5LQ340AGFF000XXX + SRFB3XT5MFPX | XT5LQ340APFF000XXX + SRFB3XT5MFPX | XT5LQ340AQFF000XXX + SRFB3XT5MFPX | XT5LQ340ATFF000XXX + SRFB3XT5MFPX | XT5LQ340AUFF000XXX + SRFB3XT5MFPX
SK | SKPA26AT0800 | 61 | SRPK800A500 | 46 | 500 | 25 | 100kA | 8 | Loose MCCB (OEM) | 2 | Distribution Protection | 1 | 480Vac (Y/D) | 1 | 80% | 1 | 614682111 | No Equivalent Cross Available Based on Selections | XT5LU350BBFF000XXX | XT5LU360BEFF000XXX | XT5LU360BFFF000XXX | XT5LU360BGFF000XXX | XT5LU360BPFF000XXX | XT5LU360BQFF000XXX | XT5LU360BTFF000XXX | XT5LU360BUFF000XXX
SK | SKPA26AT0800 | 61 | SRPK800A500 | 46 | 500 | 25 | 65kA | 7 | Loose MCCB (OEM) | 2 | Distribution Protection | 1 | 600Vac (Y/D) | 2 | 80% | 1 | 614672121 | No Equivalent Cross Available Based on Selections | XT5LU350BBFF000XXX | XT5LU360BEFF000XXX | XT5LU360BFFF000XXX | XT5LU360BGFF000XXX | XT5LU360BPFF000XXX | XT5LU360BQFF000XXX | XT5LU360BTFF000XXX | XT5LU360BUFF000XXX
SK | SKPA26AT0800 | 61 | SRPK800A500 | 46 | 500 | 25 | 65kA | 7 | Loose MCCB (OEM) | 2 | Distribution Protection | 1 | 480Vac (Y/D) | 1 | 100% | 2 | 614672112 | No Equivalent Cross Available Based on Selections | XT5HQ350BBFF000XXX | XT5HQ360BEFF000XXX | XT5HQ360BFFF000XXX | XT5HQ360BGFF000XXX | XT5HQ360BPFF000XXX | XT5HQ360BQFF000XXX | XT5HQ360BTFF000XXX | XT5HQ360BUFF000XXX
SK | SKPA26AT0800 | 61 | SRPK800A500 | 46 | 500 | 25 | 65kA | 7 | Loose MCCB (OEM) | 2 | Distribution Protection | 1 | 600Vac (Y/D) | 2 | 100% | 2 | 614672122 | No Equivalent Cross Available Based on Selections | XT5LQ360BBFF000XXX | XT5LQ360BEFF000XXX | XT5LQ360BFFF000XXX | XT5LQ360BGFF000XXX | XT5LQ360BPFF000XXX | XT5LQ360BQFF000XXX | XT5LQ360BTFF000XXX | XT5LQ360BUFF000XXX
SK | SKPA26AT0800 | 61 | SRPK800A500 | 46 | 500 | 25 | 65kA | 7 | Panelboard MRO | 1 | Distribution Protection | 1 | 480Vac (Y/D) | 1 | 80% | 1 | 614671111 | No Equivalent Cross Available Based on Selections | XT5HU350BBFF000XXX | XT5HU360BEFF000XXX + SRFB3XT5MFPX | XT5HU360BFFF000XXX + SRFB3XT5MFPX | XT5HU360BGFF000XXX + SRFB3XT5MFPX | XT5HU360BPFF000XXX + SRFB3XT5MFPX | XT5HU360BQFF000XXX + SRFB3XT5MFPX | XT5HU360BTFF000XXX + SRFB3XT5MFPX | XT5HU360BUFF000XXX + SRFB3XT5MFPX
SK | SKPA26AT0800 | 61 | SRPK800A500 | 46 | 500 | 25 | 65kA | 7 | Panelboard MRO | 1 | Distribution Protection | 1 | 600Vac (Y/D) | 2 | 80% | 1 | 614671121 | No Equivalent Cross Available Based on Selections | XT5LU350BBFF000XXX | XT5LU360BEFF000XXX + SRFB3XT5MFPX | XT5LU360BFFF000XXX + SRFB3XT5MFPX | XT5LU360BGFF000XXX + SRFB3XT5MFPX | XT5LU360BPFF000XXX + SRFB3XT5MFPX | XT5LU360BQFF000XXX + SRFB3XT5MFPX | XT5LU360BTFF000XXX + SRFB3XT5MFPX | XT5LU360BUFF000XXX + SRFB3XT5MFPX
SK | SKPA26AT0800 | 61 | SRPK800A500 | 46 | 500 | 25 | 65kA | 7 | Panelboard MRO | 1 | Distribution Protection | 1 | 480Vac (Y/D) | 1 | 100% | 2 | 614671112 | No Equivalent Cross Available Based on Selections | XT5HQ350BBFF000XXX | XT5HQ360BEFF000XXX + SRFB3XT5MFPX | XT5HQ360BFFF000XXX + SRFB3XT5MFPX | XT5HQ360BGFF000XXX + SRFB3XT5MFPX | XT5HQ360BPFF000XXX + SRFB3XT5MFPX | XT5HQ360BQFF000XXX + SRFB3XT5MFPX | XT5HQ360BTFF000XXX + SRFB3XT5MFPX | XT5HQ360BUFF000XXX + SRFB3XT5MFPX
SK | SKPA26AT0800 | 61 | SRPK800A500 | 46 | 500 | 25 | 65kA | 7 | Panelboard MRO | 1 | Distribution Protection | 1 | 600Vac (Y/D) | 2 | 100% | 2 | 614671122 | No Equivalent Cross Available Based on Selections | XT5LQ360BBFF000XXX | XT5LQ360BEFF000XXX + SRFB3XT5MFPX | XT5LQ360BFFF000XXX + SRFB3XT5MFPX | XT5LQ360BGFF000XXX + SRFB3XT5MFPX | XT5LQ360BPFF000XXX + SRFB3XT5MFPX | XT5LQ360BQFF000XXX + SRFB3XT5MFPX | XT5LQ360BTFF000XXX + SRFB3XT5MFPX | XT5LQ360BUFF000XXX + SRFB3XT5MFPX
SK | SKPA26AT0800 | 61 | SRPK800A600 | 47 | 600 | 26 | 100kA | 8 | Loose MCCB (OEM) | 2 | Distribution Protection | 1 | 480Vac (Y/D) | 1 | 80% | 1 | 614782111 | No Equivalent Cross Available Based on Selections | XT5LU360BBFF000XXX | XT5LU360BEFF000XXX | XT5LU360BFFF000XXX | XT5LU360BGFF000XXX | XT5LU360BPFF000XXX | XT5LU360BQFF000XXX | XT5LU360BTFF000XXX | XT5LU360BUFF000XXX
SK | SKPA26AT0800 | 61 | SRPK800A600 | 47 | 600 | 26 | 65kA | 7 | Loose MCCB (OEM) | 2 | Distribution Protection | 1 | 600Vac (Y/D) | 2 | 80% | 1 | 614772121 | No Equivalent Cross Available Based on Selections | XT5LU360BBFF000XXX | XT5LU360BEFF000XXX | XT5LU360BFFF000XXX | XT5LU360BGFF000XXX | XT5LU360BPFF000XXX | XT5LU360BQFF000XXX | XT5LU360BTFF000XXX | XT5LU360BUFF000XXX
SK | SKPA26AT0800 | 61 | SRPK800A600 | 47 | 600 | 26 | 65kA | 7 | Loose MCCB (OEM) | 2 | Distribution Protection | 1 | 480Vac (Y/D) | 1 | 100% | 2 | 614772112 | No Equivalent Cross Available Based on Selections | XT5HQ360BBFF000XXX | XT5HQ360BEFF000XXX | XT5HQ360BFFF000XXX | XT5HQ360BGFF000XXX | XT5HQ360BPFF000XXX | XT5HQ360BQFF000XXX | XT5HQ360BTFF000XXX | XT5HQ360BUFF000XXX
SK | SKPA26AT0800 | 61 | SRPK800A600 | 47 | 600 | 26 | 65kA | 7 | Loose MCCB (OEM) | 2 | Distribution Protection | 1 | 600Vac (Y/D) | 2 | 100% | 2 | 614772122 | No Equivalent Cross Available Based on Selections | XT5LQ360BBFF000XXX | XT5LQ360BEFF000XXX | XT5LQ360BFFF000XXX | XT5LQ360BGFF000XXX | XT5LQ360BPFF000XXX | XT5LQ360BQFF000XXX | XT5LQ360BTFF000XXX | XT5LQ360BUFF000XXX
SK | SKPA26AT0800 | 61 | SRPK800A600 | 47 | 600 | 26 | 65kA | 7 | Panelboard MRO | 1 | Distribution Protection | 1 | 480Vac (Y/D) | 1 | 80% | 1 | 614771111 | No Equivalent Cross Available Based on Selections | XT5HU360BBFF000XXX | XT5HU360BEFF000XXX + SRFB3XT5MFPX | XT5HU360BFFF000XXX + SRFB3XT5MFPX | XT5HU360BGFF000XXX + SRFB3XT5MFPX | XT5HU360BPFF000XXX + SRFB3XT5MFPX | XT5HU360BQFF000XXX + SRFB3XT5MFPX | XT5HU360BTFF000XXX + SRFB3XT5MFPX | XT5HU360BUFF000XXX + SRFB3XT5MFPX
SK | SKPA26AT0800 | 61 | SRPK800A600 | 47 | 600 | 26 | 65kA | 7 | Panelboard MRO | 1 | Distribution Protection | 1 | 600Vac (Y/D) | 2 | 80% | 1 | 614771121 | No Equivalent Cross Available Based on Selections | XT5LU360BBFF000XXX | XT5LU360BEFF000XXX + SRFB3XT5MFPX | XT5LU360BFFF000XXX + SRFB3XT5MFPX | XT5LU360BGFF000XXX + SRFB3XT5MFPX | XT5LU360BPFF000XXX + SRFB3XT5MFPX | XT5LU360BQFF000XXX + SRFB3XT5MFPX | XT5LU360BTFF000XXX + SRFB3XT5MFPX | XT5LU360BUFF000XXX + SRFB3XT5MFPX
SK | SKPA26AT0800 | 61 | SRPK800A600 | 47 | 600 | 26 | 65kA | 7 | Panelboard MRO | 1 | Distribution Protection | 1 | 480Vac (Y/D) | 1 | 100% | 2 | 614771112 | No Equivalent Cross Available Based on Selections | XT5HQ360BBFF000XXX | XT5HQ360BEFF000XXX + SRFB3XT5MFPX | XT5HQ360BFFF000XXX + SRFB3XT5MFPX | XT5HQ360BGFF000XXX + SRFB3XT5MFPX | XT5HQ360BPFF000XXX + SRFB3XT5MFPX | XT5HQ360BQFF000XXX + SRFB3XT5MFPX | XT5HQ360BTFF000XXX + SRFB3XT5MFPX | XT5HQ360BUFF000XXX + SRFB3XT5MFPX
SK | SKPA26AT0800 | 61 | SRPK800A600 | 47 | 600 | 26 | 65kA | 7 | Panelboard MRO | 1 | Distribution Protection | 1 | 600Vac (Y/D) | 2 | 100% | 2 | 614771122 | No Equivalent Cross Available Based on Selections | XT5LQ360BBFF000XXX | XT5LQ360BEFF000XXX + SRFB3XT5MFPX | XT5LQ360BFFF000XXX + SRFB3XT5MFPX | XT5LQ360BGFF000XXX + SRFB3XT5MFPX | XT5LQ360BPFF000XXX + SRFB3XT5MFPX | XT5LQ360BQFF000XXX + SRFB3XT5MFPX | XT5LQ360BTFF000XXX + SRFB3XT5MFPX | XT5LQ360BUFF000XXX + SRFB3XT5MFPX
SK | SKPA26AT0800 | 61 | SRPK800A700 | 48 | 700 | 27 | 100kA | 8 | Loose MCCB (OEM) | 2 | Distribution Protection | 1 | 480Vac (Y/D) | 1 | 80% | 1 | 614882111 | No Equivalent Cross Available Based on Selections | No Equivalent Cross Available Based on Selections | XT7LU380CEFF000XXX | XT7LU380CFFF000XXX | XT7LU380CGFF000XXX | XT7LU380CPFF000XXX | XT7LU380CQFF000XXX | XT7LU380CTFF000XXX | XT7LU380CUFF000XXX
SK | SKPA26AT0800 | 61 | SRPK800A700 | 48 | 700 | 27 | 65kA | 7 | Loose MCCB (OEM) | 2 | Distribution Protection | 1 | 600Vac (Y/D) | 2 | 80% | 1 | 614872121 | No Equivalent Cross Available Based on Selections | No Equivalent Cross Available Based on Selections | No Equivalent Cross Available Based on Selections | No Equivalent Cross Available Based on Selections | No Equivalent Cross Available Based on Selections | No Equivalent Cross Available Based on Selections | No Equivalent Cross Available Based on Selections | No Equivalent Cross Available Based on Selections | No Equivalent Cross Available Based on Selections
SK | SKPA26AT0800 | 61 | SRPK800A700 | 48 | 700 | 27 | 65kA | 7 | Loose MCCB (OEM) | 2 | Distribution Protection | 1 | 480Vac (Y/D) | 1 | 100% | 2 | 614872112 | No Equivalent Cross Available Based on Selections | XT6HQ3800BFF000XXX | XT6HQ3800EFF000XXX | XT6HQ3800FFF000XXX | XT6HQ3800GFF000XXX | XT7LQ380CPFF000XXX | XT7LQ380CQFF000XXX | XT7LQ380CTFF000XXX | XT7LQ380CUFF000XXX
SK | SKPA26AT0800 | 61 | SRPK800A700 | 48 | 700 | 27 | 65kA | 7 | Loose MCCB (OEM) | 2 | Distribution Protection | 1 | 600Vac (Y/D) | 2 | 100% | 2 | 614872122 | No Equivalent Cross Available Based on Selections | No Equivalent Cross Available Based on Selections | No Equivalent Cross Available Based on Selections | No Equivalent Cross Available Based on Selections | No Equivalent Cross Available Based on Selections | No Equivalent Cross Available Based on Selections | No Equivalent Cross Available Based on Selections | No Equivalent Cross Available Based on Selections | No Equivalent Cross Available Based on Selections
SK | SKPA26AT0800 | 61 | SRPK800A700 | 48 | 700 | 27 | 65kA | 7 | Panelboard MRO | 1 | Distribution Protection | 1 | 480Vac (Y/D) | 1 | 80% | 1 | 614871111 | No Equivalent Cross Available Based on Selections | No Equivalent Cross Available Based on Selections | XT7LU380CEFF000XXX + SRFB3XT7MFPX | XT7LU380CFFF000XXX + SRFB3XT7MFPX | XT7LU380CGFF000XXX + SRFB3XT7MFPX | XT7LU380CPFF000XXX + SRFB3XT7MFPX | XT7LU380CQFF000XXX + SRFB3XT7MFPX | XT7LU380CTFF000XXX + SRFB3XT7MFPX | XT7LU380CUFF000XXX + SRFB3XT7MFPX
SK | SKPA26AT0800 | 61 | SRPK800A700 | 48 | 700 | 27 | 65kA | 7 | Panelboard MRO | 1 | Distribution Protection | 1 | 600Vac (Y/D) | 2 | 80% | 1 | 614871121 | No Equivalent Cross Available Based on Selections | No Equivalent Cross Available Based on Selections | No Equivalent Cross Available Based on Selections | No Equivalent Cross Available Based on Selections | No Equivalent Cross Available Based on Selections | No Equivalent Cross Available Based on Selections | No Equivalent Cross Available Based on Selections | No Equivalent Cross Available Based on Selections | No Equivalent Cross Available Based on Selections
SK | SKPA26AT0800 | 61 | SRPK800A700 | 48 | 700 | 27 | 65kA | 7 | Panelboard MRO | 1 | Distribution Protection | 1 | 480Vac (Y/D) | 1 | 100% | 2 | 614871112 | No Equivalent Cross Available Based on Selections | No Equivalent Cross Available Based on Selections | XT7LQ380CEFF000XXX + SRFB3XT7MFPX | XT7LQ380CFFF000XXX + SRFB3XT7MFPX | XT7LQ380CGFF000XXX + SRFB3XT7MFPX | XT7LQ380CPFF000XXX + SRFB3XT7MFPX | XT7LQ380CQFF000XXX + SRFB3XT7MFPX | XT7LQ380CTFF000XXX + SRFB3XT7MFPX | XT7LQ380CUFF000XXX + SRFB3XT7MFPX
SK | SKPA26AT0800 | 61 | SRPK800A700 | 48 | 700 | 27 | 65kA | 7 | Panelboard MRO | 1 | Distribution Protection | 1 | 600Vac (Y/D) | 2 | 100% | 2 | 614871122 | No Equivalent Cross Available Based on Selections | No Equivalent Cross Available Based on Selections | No Equivalent Cross Available Based on Selections | No Equivalent Cross Available Based on Selections | No Equivalent Cross Available Based on Selections | No Equivalent Cross Available Based on Selections | No Equivalent Cross Available Based on Selections | No Equivalent Cross Available Based on Selections | No Equivalent Cross Available Based on Selections
SK | SKPA26AT0800 | 61 | SRPK800A800 | 49 | 800 | 28 | 100kA | 8 | Loose MCCB (OEM) | 2 | Distribution Protection | 1 | 480Vac (Y/D) | 1 | 80% | 1 | 614982111 | No Equivalent Cross Available Based on Selections | No Equivalent Cross Available Based on Selections | XT7LU380CEFF000XXX | XT7LU380CFFF000XXX | XT7LU380CGFF000XXX | XT7LU380CPFF000XXX | XT7LU380CQFF000XXX | XT7LU380CTFF000XXX | XT7LU380CUFF000XXX
SK | SKPA26AT0800 | 61 | SRPK800A800 | 49 | 800 | 28 | 65kA | 7 | Loose MCCB (OEM) | 2 | Distribution Protection | 1 | 600Vac (Y/D) | 2 | 80% | 1 | 614972121 | No Equivalent Cross Available Based on Selections | No Equivalent Cross Available Based on Selections | No Equivalent Cross Available Based on Selections | No Equivalent Cross Available Based on Selections | No Equivalent Cross Available Based on Selections | No Equivalent Cross Available Based on Selections | No Equivalent Cross Available Based on Selections | No Equivalent Cross Available Based on Selections | No Equivalent Cross Available Based on Selections
SK | SKPA26AT0800 | 61 | SRPK800A800 | 49 | 800 | 28 | 65kA | 7 | Loose MCCB (OEM) | 2 | Distribution Protection | 1 | 480Vac (Y/D) | 1 | 100% | 2 | 614972112 | No Equivalent Cross Available Based on Selections | XT6HQ3800BFF000XXX | XT6HQ3800EFF000XXX | XT6HQ3800FFF000XXX | XT6HQ3800GFF000XXX | XT7LQ380CPFF000XXX | XT7LQ380CQFF000XXX | XT7LQ380CTFF000XXX | XT7LQ380CUFF000XXX
SK | SKPA26AT0800 | 61 | SRPK800A800 | 49 | 800 | 28 | 65kA | 7 | Loose MCCB (OEM) | 2 | Distribution Protection | 1 | 600Vac (Y/D) | 2 | 100% | 2 | 614972122 | No Equivalent Cross Available Based on Selections | No Equivalent Cross Available Based on Selections | No Equivalent Cross Available Based on Selections | No Equivalent Cross Available Based on Selections | No Equivalent Cross Available Based on Selections | No Equivalent Cross Available Based on Selections | No Equivalent Cross Available Based on Selections | No Equivalent Cross Available Based on Selections | No Equivalent Cross Available Based on Selections
SK | SKPA26AT0800 | 61 | SRPK800A800 | 49 | 800 | 28 | 65kA | 7 | Panelboard MRO | 1 | Distribution Protection | 1 | 480Vac (Y/D) | 1 | 80% | 1 | 614971111 | No Equivalent Cross Available Based on Selections | No Equivalent Cross Available Based on Selections | XT7LU380CEFF000XXX + SRFB3XT7MFPX | XT7LU380CFFF000XXX + SRFB3XT7MFPX | XT7LU380CGFF000XXX + SRFB3XT7MFPX | XT7LU380CPFF000XXX + SRFB3XT7MFPX | XT7LU380CQFF000XXX + SRFB3XT7MFPX | XT7LU380CTFF000XXX + SRFB3XT7MFPX | XT7LU380CUFF000XXX + SRFB3XT7MFPX
SK | SKPA26AT0800 | 61 | SRPK800A800 | 49 | 800 | 28 | 65kA | 7 | Panelboard MRO | 1 | Distribution Protection | 1 | 600Vac (Y/D) | 2 | 80% | 1 | 614971121 | No Equivalent Cross Available Based on Selections | No Equivalent Cross Available Based on Selections | No Equivalent Cross Available Based on Selections | No Equivalent Cross Available Based on Selections | No Equivalent Cross Available Based on Selections | No Equivalent Cross Available Based on Selections | No Equivalent Cross Available Based on Selections | No Equivalent Cross Available Based on Selections | No Equivalent Cross Available Based on Selections
SK | SKPA26AT0800 | 61 | SRPK800A800 | 49 | 800 | 28 | 65kA | 7 | Panelboard MRO | 1 | Distribution Protection | 1 | 480Vac (Y/D) | 1 | 100% | 2 | 614971112 | No Equivalent Cross Available Based on Selections | No Equivalent Cross Available Based on Selections | XT7LQ380CEFF000XXX + SRFB3XT7MFPX | XT7LQ380CFFF000XXX + SRFB3XT7MFPX | XT7LQ380CGFF000XXX + SRFB3XT7MFPX | XT7LQ380CPFF000XXX + SRFB3XT7MFPX | XT7LQ380CQFF000XXX + SRFB3XT7MFPX | XT7LQ380CTFF000XXX + SRFB3XT7MFPX | XT7LQ380CUFF000XXX + SRFB3XT7MFPX
SK | SKPA26AT0800 | 61 | SRPK800A800 | 49 | 800 | 28 | 65kA | 7 | Panelboard MRO | 1 | Distribution Protection | 1 | 600Vac (Y/D) | 2 | 100% | 2 | 614971122 | No Equivalent Cross Available Based on Selections | No Equivalent Cross Available Based on Selections | No Equivalent Cross Available Based on Selections | No Equivalent Cross Available Based on Selections | No Equivalent Cross Available Based on Selections | No Equivalent Cross Available Based on Selections | No Equivalent Cross Available Based on Selections | No Equivalent Cross Available Based on Selections | No Equivalent Cross Available Based on Selections
SK | SKHA36AT0800 | 62 | SRPK800A300 | 44 | 300 | 21 | 50kA | 6 | Loose MCCB (OEM) | 2 | Distribution Protection | 1 | 480Vac (Y/D) | 1 | 80% | 1 | 624462111 | No Equivalent Cross Available Based on Selections | XT5SU330ABFF000XXX | XT5SU330AEFF000XXX | XT5SU330AFFF000XXX | XT5SU330AGFF000XXX | XT5SU330APFF000XXX | XT5SU330AQFF000XXX | XT5SU330ATFF000XXX | XT5SU330AUFF000XXX
SK | SKHA36AT0800 | 62 | SRPK800A300 | 44 | 300 | 21 | 50kA | 6 | Loose MCCB (OEM) | 2 | Distribution Protection | 1 | 600Vac (Y/D) | 2 | 80% | 1 | 624462121 | No Equivalent Cross Available Based on Selections | XT5LU330ABFF000XXX | XT5LU330AEFF000XXX | XT5LU330AFFF000XXX | XT5LU330AGFF000XXX | XT5LU330APFF000XXX | XT5LU330AQFF000XXX | XT5LU330ATFF000XXX | XT5LU330AUFF000XXX
SK | SKHA36AT0800 | 62 | SRPK800A300 | 44 | 300 | 21 | 50kA | 6 | Loose MCCB (OEM) | 2 | Distribution Protection | 1 | 480Vac (Y/D) | 1 | 100% | 2 | 624462112 | No Equivalent Cross Available Based on Selections | XT5SQ330ABFF000XXX | XT5SQ330AEFF000XXX | XT5SQ330AFFF000XXX | XT5SQ330AGFF000XXX | XT5SQ330APFF000XXX | XT5SQ330AQFF000XXX | XT5SQ330ATFF000XXX | XT5SQ330AUFF000XXX
SK | SKHA36AT0800 | 62 | SRPK800A300 | 44 | 300 | 21 | 50kA | 6 | Loose MCCB (OEM) | 2 | Distribution Protection | 1 | 600Vac (Y/D) | 2 | 100% | 2 | 624462122 | No Equivalent Cross Available Based on Selections | XT5LQ330ABFF000XXX | XT5LQ330AEFF000XXX | XT5LQ330AFFF000XXX | XT5LQ330AGFF000XXX | XT5LQ330APFF000XXX | XT5LQ330AQFF000XXX | XT5LQ330ATFF000XXX | XT5LQ330AUFF000XXX
SK | SKHA36AT0800 | 62 | SRPK800A300 | 44 | 300 | 21 | 50kA | 6 | Panelboard MRO | 1 | Distribution Protection | 1 | 480Vac (Y/D) | 1 | 80% | 1 | 624461111 | No Equivalent Cross Available Based on Selections | XT5SU330ABFF000XXX | XT5SU330AEFF000XXX + SRFB3XT5MFPX | XT5SU330AFFF000XXX + SRFB3XT5MFPX | XT5SU330AGFF000XXX + SRFB3XT5MFPX | XT5SU330APFF000XXX + SRFB3XT5MFPX | XT5SU330AQFF000XXX + SRFB3XT5MFPX | XT5SU330ATFF000XXX + SRFB3XT5MFPX | XT5SU330AUFF000XXX + SRFB3XT5MFPX
SK | SKHA36AT0800 | 62 | SRPK800A300 | 44 | 300 | 21 | 50kA | 6 | Panelboard MRO | 1 | Distribution Protection | 1 | 600Vac (Y/D) | 2 | 80% | 1 | 624461121 | No Equivalent Cross Available Based on Selections | XT5LU330ABFF000XXX | XT5LU330AEFF000XXX + SRFB3XT5MFPX | XT5LU330AFFF000XXX + SRFB3XT5MFPX | XT5LU330AGFF000XXX + SRFB3XT5MFPX | XT5LU330APFF000XXX + SRFB3XT5MFPX | XT5LU330AQFF000XXX + SRFB3XT5MFPX | XT5LU330ATFF000XXX + SRFB3XT5MFPX | XT5LU330AUFF000XXX + SRFB3XT5MFPX
SK | SKHA36AT0800 | 62 | SRPK800A300 | 44 | 300 | 21 | 50kA | 6 | Panelboard MRO | 1 | Distribution Protection | 1 | 480Vac (Y/D) | 1 | 100% | 2 | 624461112 | No Equivalent Cross Available Based on Selections | XT5SQ330ABFF000XXX | XT5SQ330AEFF000XXX + SRFB3XT5MFPX | XT5SQ330AFFF000XXX + SRFB3XT5MFPX | XT5SQ330AGFF000XXX + SRFB3XT5MFPX | XT5SQ330APFF000XXX + SRFB3XT5MFPX | XT5SQ330AQFF000XXX + SRFB3XT5MFPX | XT5SQ330ATFF000XXX + SRFB3XT5MFPX | XT5SQ330AUFF000XXX + SRFB3XT5MFPX
SK | SKHA36AT0800 | 62 | SRPK800A300 | 44 | 300 | 21 | 50kA | 6 | Panelboard MRO | 1 | Distribution Protection | 1 | 600Vac (Y/D) | 2 | 100% | 2 | 624461122 | No Equivalent Cross Available Based on Selections | XT5LQ330ABFF000XXX | XT5LQ330AEFF000XXX + SRFB3XT5MFPX | XT5LQ330AFFF000XXX + SRFB3XT5MFPX | XT5LQ330AGFF000XXX + SRFB3XT5MFPX | XT5LQ330APFF000XXX + SRFB3XT5MFPX | XT5LQ330AQFF000XXX + SRFB3XT5MFPX | XT5LQ330ATFF000XXX + SRFB3XT5MFPX | XT5LQ330AUFF000XXX + SRFB3XT5MFPX
SK | SKHA36AT0800 | 62 | SRPK800A400 | 45 | 400 | 23 | 50kA | 6 | Loose MCCB (OEM) | 2 | Distribution Protection | 1 | 480Vac (Y/D) | 1 | 80% | 1 | 624562111 | No Equivalent Cross Available Based on Selections | XT5SU340ABFF000XXX | XT5SU340AEFF000XXX | XT5SU340AFFF000XXX | XT5SU340AGFF000XXX | XT5SU340APFF000XXX | XT5SU340AQFF000XXX | XT5SU340ATFF000XXX | XT5SU340AUFF000XXX
SK | SKHA36AT0800 | 62 | SRPK800A400 | 45 | 400 | 23 | 50kA | 6 | Loose MCCB (OEM) | 2 | Distribution Protection | 1 | 600Vac (Y/D) | 2 | 80% | 1 | 624562121 | No Equivalent Cross Available Based on Selections | XT5LU340ABFF000XXX | XT5LU340AEFF000XXX | XT5LU340AFFF000XXX | XT5LU340AGFF000XXX | XT5LU340APFF000XXX | XT5LU340AQFF000XXX | XT5LU340ATFF000XXX | XT5LU340AUFF000XXX
SK | SKHA36AT0800 | 62 | SRPK800A400 | 45 | 400 | 23 | 50kA | 6 | Loose MCCB (OEM) | 2 | Distribution Protection | 1 | 480Vac (Y/D) | 1 | 100% | 2 | 624562112 | No Equivalent Cross Available Based on Selections | XT5SQ340ABFF000XXX | XT5SQ340AEFF000XXX | XT5SQ340AFFF000XXX | XT5SQ340AGFF000XXX | XT5SQ340APFF000XXX | XT5SQ340AQFF000XXX | XT5SQ340ATFF000XXX | XT5SQ340AUFF000XXX
SK | SKHA36AT0800 | 62 | SRPK800A400 | 45 | 400 | 23 | 50kA | 6 | Loose MCCB (OEM) | 2 | Distribution Protection | 1 | 600Vac (Y/D) | 2 | 100% | 2 | 624562122 | No Equivalent Cross Available Based on Selections | XT5LQ340ABFF000XXX | XT5LQ340AEFF000XXX | XT5LQ340AFFF000XXX | XT5LQ340AGFF000XXX | XT5LQ340APFF000XXX | XT5LQ340AQFF000XXX | XT5LQ340ATFF000XXX | XT5LQ340AUFF000XXX
SK | SKHA36AT0800 | 62 | SRPK800A400 | 45 | 400 | 23 | 50kA | 6 | Panelboard MRO | 1 | Distribution Protection | 1 | 480Vac (Y/D) | 1 | 80% | 1 | 624561111 | No Equivalent Cross Available Based on Selections | XT5SU340ABFF000XXX | XT5SU340AEFF000XXX + SRFB3XT5MFPX | XT5SU340AFFF000XXX + SRFB3XT5MFPX | XT5SU340AGFF000XXX + SRFB3XT5MFPX | XT5SU340APFF000XXX + SRFB3XT5MFPX | XT5SU340AQFF000XXX + SRFB3XT5MFPX | XT5SU340ATFF000XXX + SRFB3XT5MFPX | XT5SU340AUFF000XXX + SRFB3XT5MFPX
SK | SKHA36AT0800 | 62 | SRPK800A400 | 45 | 400 | 23 | 50kA | 6 | Panelboard MRO | 1 | Distribution Protection | 1 | 600Vac (Y/D) | 2 | 80% | 1 | 624561121 | No Equivalent Cross Available Based on Selections | XT5LU340ABFF000XXX | XT5LU340AEFF000XXX + SRFB3XT5MFPX | XT5LU340AFFF000XXX + SRFB3XT5MFPX | XT5LU340AGFF000XXX + SRFB3XT5MFPX | XT5LU340APFF000XXX + SRFB3XT5MFPX | XT5LU340AQFF000XXX + SRFB3XT5MFPX | XT5LU340ATFF000XXX + SRFB3XT5MFPX | XT5LU340AUFF000XXX + SRFB3XT5MFPX
SK | SKHA36AT0800 | 62 | SRPK800A400 | 45 | 400 | 23 | 50kA | 6 | Panelboard MRO | 1 | Distribution Protection | 1 | 480Vac (Y/D) | 1 | 100% | 2 | 624561112 | No Equivalent Cross Available Based on Selections | XT5SQ340ABFF000XXX | XT5SQ340AEFF000XXX + SRFB3XT5MFPX | XT5SQ340AFFF000XXX + SRFB3XT5MFPX | XT5SQ340AGFF000XXX + SRFB3XT5MFPX | XT5SQ340APFF000XXX + SRFB3XT5MFPX | XT5SQ340AQFF000XXX + SRFB3XT5MFPX | XT5SQ340ATFF000XXX + SRFB3XT5MFPX | XT5SQ340AUFF000XXX + SRFB3XT5MFPX
SK | SKHA36AT0800 | 62 | SRPK800A400 | 45 | 400 | 23 | 50kA | 6 | Panelboard MRO | 1 | Distribution Protection | 1 | 600Vac (Y/D) | 2 | 100% | 2 | 624561122 | No Equivalent Cross Available Based on Selections | XT5LQ340ABFF000XXX | XT5LQ340AEFF000XXX + SRFB3XT5MFPX | XT5LQ340AFFF000XXX + SRFB3XT5MFPX | XT5LQ340AGFF000XXX + SRFB3XT5MFPX | XT5LQ340APFF000XXX + SRFB3XT5MFPX | XT5LQ340AQFF000XXX + SRFB3XT5MFPX | XT5LQ340ATFF000XXX + SRFB3XT5MFPX | XT5LQ340AUFF000XXX + SRFB3XT5MFPX
SK | SKHA36AT0800 | 62 | SRPK800A500 | 46 | 500 | 25 | 50kA | 6 | Loose MCCB (OEM) | 2 | Distribution Protection | 1 | 480Vac (Y/D) | 1 | 80% | 1 | 624662111 | No Equivalent Cross Available Based on Selections | XT5SU350BBFF000XXX | XT5SU360BEFF000XXX | XT5SU360BFFF000XXX | XT5SU360BGFF000XXX | XT5SU360BPFF000XXX | XT5SU360BQFF000XXX | XT5SU360BTFF000XXX | XT5SU360BUFF000XXX
SK | SKHA36AT0800 | 62 | SRPK800A500 | 46 | 500 | 25 | 50kA | 6 | Loose MCCB (OEM) | 2 | Distribution Protection | 1 | 600Vac (Y/D) | 2 | 80% | 1 | 624662121 | No Equivalent Cross Available Based on Selections | XT5LU350BBFF000XXX | XT5LU360BEFF000XXX | XT5LU360BFFF000XXX | XT5LU360BGFF000XXX | XT5LU360BPFF000XXX | XT5LU360BQFF000XXX | XT5LU360BTFF000XXX | XT5LU360BUFF000XXX
SK | SKHA36AT0800 | 62 | SRPK800A500 | 46 | 500 | 25 | 50kA | 6 | Loose MCCB (OEM) | 2 | Distribution Protection | 1 | 480Vac (Y/D) | 1 | 100% | 2 | 624662112 | No Equivalent Cross Available Based on Selections | XT5SQ350BBFF000XXX | XT5SQ360BEFF000XXX | XT5SQ360BFFF000XXX | XT5SQ360BGFF000XXX | XT5SQ360BPFF000XXX | XT5SQ360BQFF000XXX | XT5SQ360BTFF000XXX | XT5SQ360BUFF000XXX
SK | SKHA36AT0800 | 62 | SRPK800A500 | 46 | 500 | 25 | 50kA | 6 | Loose MCCB (OEM) | 2 | Distribution Protection | 1 | 600Vac (Y/D) | 2 | 100% | 2 | 624662122 | No Equivalent Cross Available Based on Selections | XT5LQ360BBFF000XXX | XT5LQ360BEFF000XXX | XT5LQ360BFFF000XXX | XT5LQ360BGFF000XXX | XT5LQ360BPFF000XXX | XT5LQ360BQFF000XXX | XT5LQ360BTFF000XXX | XT5LQ360BUFF000XXX
SK | SKHA36AT0800 | 62 | SRPK800A500 | 46 | 500 | 25 | 50kA | 6 | Panelboard MRO | 1 | Distribution Protection | 1 | 480Vac (Y/D) | 1 | 80% | 1 | 624661111 | No Equivalent Cross Available Based on Selections | XT5SU350BBFF000XXX | XT5SU360BEFF000XXX + SRFB3XT5MFPX | XT5SU360BFFF000XXX + SRFB3XT5MFPX | XT5SU360BGFF000XXX + SRFB3XT5MFPX | XT5SU360BPFF000XXX + SRFB3XT5MFPX | XT5SU360BQFF000XXX + SRFB3XT5MFPX | XT5SU360BTFF000XXX + SRFB3XT5MFPX | XT5SU360BUFF000XXX + SRFB3XT5MFPX
SK | SKHA36AT0800 | 62 | SRPK800A500 | 46 | 500 | 25 | 50kA | 6 | Panelboard MRO | 1 | Distribution Protection | 1 | 600Vac (Y/D) | 2 | 80% | 1 | 624661121 | No Equivalent Cross Available Based on Selections | XT5LU350BBFF000XXX | XT5LU360BEFF000XXX + SRFB3XT5MFPX | XT5LU360BFFF000XXX + SRFB3XT5MFPX | XT5LU360BGFF000XXX + SRFB3XT5MFPX | XT5LU360BPFF000XXX + SRFB3XT5MFPX | XT5LU360BQFF000XXX + SRFB3XT5MFPX | XT5LU360BTFF000XXX + SRFB3XT5MFPX | XT5LU360BUFF000XXX + SRFB3XT5MFPX
SK | SKHA36AT0800 | 62 | SRPK800A500 | 46 | 500 | 25 | 50kA | 6 | Panelboard MRO | 1 | Distribution Protection | 1 | 480Vac (Y/D) | 1 | 100% | 2 | 624661112 | No Equivalent Cross Available Based on Selections | XT5SQ350BBFF000XXX | XT5SQ360BEFF000XXX + SRFB3XT5MFPX | XT5SQ360BFFF000XXX + SRFB3XT5MFPX | XT5SQ360BGFF000XXX + SRFB3XT5MFPX | XT5SQ360BPFF000XXX + SRFB3XT5MFPX | XT5SQ360BQFF000XXX + SRFB3XT5MFPX | XT5SQ360BTFF000XXX + SRFB3XT5MFPX | XT5SQ360BUFF000XXX + SRFB3XT5MFPX
SK | SKHA36AT0800 | 62 | SRPK800A500 | 46 | 500 | 25 | 50kA | 6 | Panelboard MRO | 1 | Distribution Protection | 1 | 600Vac (Y/D) | 2 | 100% | 2 | 624661122 | No Equivalent Cross Available Based on Selections | XT5LQ360BBFF000XXX | XT5LQ360BEFF000XXX + SRFB3XT5MFPX | XT5LQ360BFFF000XXX + SRFB3XT5MFPX | XT5LQ360BGFF000XXX + SRFB3XT5MFPX | XT5LQ360BPFF000XXX + SRFB3XT5MFPX | XT5LQ360BQFF000XXX + SRFB3XT5MFPX | XT5LQ360BTFF000XXX + SRFB3XT5MFPX | XT5LQ360BUFF000XXX + SRFB3XT5MFPX
SK | SKHA36AT0800 | 62 | SRPK800A600 | 47 | 600 | 26 | 50kA | 6 | Loose MCCB (OEM) | 2 | Distribution Protection | 1 | 480Vac (Y/D) | 1 | 80% | 1 | 624762111 | No Equivalent Cross Available Based on Selections | XT5SU360BBFF000XXX | XT5SU360BEFF000XXX | XT5SU360BFFF000XXX | XT5SU360BGFF000XXX | XT5SU360BPFF000XXX | XT5SU360BQFF000XXX | XT5SU360BTFF000XXX | XT5SU360BUFF000XXX
SK | SKHA36AT0800 | 62 | SRPK800A600 | 47 | 600 | 26 | 50kA | 6 | Loose MCCB (OEM) | 2 | Distribution Protection | 1 | 600Vac (Y/D) | 2 | 80% | 1 | 624762121 | No Equivalent Cross Available Based on Selections | XT5LU360BBFF000XXX | XT5LU360BEFF000XXX | XT5LU360BFFF000XXX | XT5LU360BGFF000XXX | XT5LU360BPFF000XXX | XT5LU360BQFF000XXX | XT5LU360BTFF000XXX | XT5LU360BUFF000XXX
SK | SKHA36AT0800 | 62 | SRPK800A600 | 47 | 600 | 26 | 50kA | 6 | Loose MCCB (OEM) | 2 | Distribution Protection | 1 | 480Vac (Y/D) | 1 | 100% | 2 | 624762112 | No Equivalent Cross Available Based on Selections | XT5SQ360BBFF000XXX | XT5SQ360BEFF000XXX | XT5SQ360BFFF000XXX | XT5SQ360BGFF000XXX | XT5SQ360BPFF000XXX | XT5SQ360BQFF000XXX | XT5SQ360BTFF000XXX | XT5SQ360BUFF000XXX
SK | SKHA36AT0800 | 62 | SRPK800A600 | 47 | 600 | 26 | 50kA | 6 | Loose MCCB (OEM) | 2 | Distribution Protection | 1 | 600Vac (Y/D) | 2 | 100% | 2 | 624762122 | No Equivalent Cross Available Based on Selections | XT5LQ360BBFF000XXX | XT5LQ360BEFF000XXX | XT5LQ360BFFF000XXX | XT5LQ360BGFF000XXX | XT5LQ360BPFF000XXX | XT5LQ360BQFF000XXX | XT5LQ360BTFF000XXX | XT5LQ360BUFF000XXX
SK | SKHA36AT0800 | 62 | SRPK800A600 | 47 | 600 | 26 | 50kA | 6 | Panelboard MRO | 1 | Distribution Protection | 1 | 480Vac (Y/D) | 1 | 80% | 1 | 624761111 | No Equivalent Cross Available Based on Selections | XT5SU360BBFF000XXX | XT5SU360BEFF000XXX + SRFB3XT5MFPX | XT5SU360BFFF000XXX + SRFB3XT5MFPX | XT5SU360BGFF000XXX + SRFB3XT5MFPX | XT5SU360BPFF000XXX + SRFB3XT5MFPX | XT5SU360BQFF000XXX + SRFB3XT5MFPX | XT5SU360BTFF000XXX + SRFB3XT5MFPX | XT5SU360BUFF000XXX + SRFB3XT5MFPX
SK | SKHA36AT0800 | 62 | SRPK800A600 | 47 | 600 | 26 | 50kA | 6 | Panelboard MRO | 1 | Distribution Protection | 1 | 600Vac (Y/D) | 2 | 80% | 1 | 624761121 | No Equivalent Cross Available Based on Selections | XT5LU360BBFF000XXX | XT5LU360BEFF000XXX + SRFB3XT5MFPX | XT5LU360BFFF000XXX + SRFB3XT5MFPX | XT5LU360BGFF000XXX + SRFB3XT5MFPX | XT5LU360BPFF000XXX + SRFB3XT5MFPX | XT5LU360BQFF000XXX + SRFB3XT5MFPX | XT5LU360BTFF000XXX + SRFB3XT5MFPX | XT5LU360BUFF000XXX + SRFB3XT5MFPX
SK | SKHA36AT0800 | 62 | SRPK800A600 | 47 | 600 | 26 | 50kA | 6 | Panelboard MRO | 1 | Distribution Protection | 1 | 480Vac (Y/D) | 1 | 100% | 2 | 624761112 | No Equivalent Cross Available Based on Selections | XT5SQ360BBFF000XXX | XT5SQ360BEFF000XXX + SRFB3XT5MFPX | XT5SQ360BFFF000XXX + SRFB3XT5MFPX | XT5SQ360BGFF000XXX + SRFB3XT5MFPX | XT5SQ360BPFF000XXX + SRFB3XT5MFPX | XT5SQ360BQFF000XXX + SRFB3XT5MFPX | XT5SQ360BTFF000XXX + SRFB3XT5MFPX | XT5SQ360BUFF000XXX + SRFB3XT5MFPX
SK | SKHA36AT0800 | 62 | SRPK800A600 | 47 | 600 | 26 | 50kA | 6 | Panelboard MRO | 1 | Distribution Protection | 1 | 600Vac (Y/D) | 2 | 100% | 2 | 624761122 | No Equivalent Cross Available Based on Selections | XT5LQ360BBFF000XXX | XT5LQ360BEFF000XXX + SRFB3XT5MFPX | XT5LQ360BFFF000XXX + SRFB3XT5MFPX | XT5LQ360BGFF000XXX + SRFB3XT5MFPX | XT5LQ360BPFF000XXX + SRFB3XT5MFPX | XT5LQ360BQFF000XXX + SRFB3XT5MFPX | XT5LQ360BTFF000XXX + SRFB3XT5MFPX | XT5LQ360BUFF000XXX + SRFB3XT5MFPX
SK | SKHA36AT0800 | 62 | SRPK800A700 | 48 | 700 | 27 | 50kA | 6 | Loose MCCB (OEM) | 2 | Distribution Protection | 1 | 480Vac (Y/D) | 1 | 80% | 1 | 624862111 | No Equivalent Cross Available Based on Selections | XT6SU3800BFF000XXX | XT6SU3800EFF000XXX | XT6SU3800FFF000XXX | XT6SU3800GFF000XXX | XT7SU380CPFF000XXX | XT7SU380CQFF000XXX | XT7SU380CTFF000XXX | XT7SU380CUFF000XXX
SK | SKHA36AT0800 | 62 | SRPK800A700 | 48 | 700 | 27 | 50kA | 6 | Loose MCCB (OEM) | 2 | Distribution Protection | 1 | 600Vac (Y/D) | 2 | 80% | 1 | 624862121 | No Equivalent Cross Available Based on Selections | No Equivalent Cross Available Based on Selections | XT7HU380CEFF000XXX | XT7HU380CFFF000XXX | XT7HU380CGFF000XXX | XT7HU380CPFF000XXX | XT7HU380CQFF000XXX | XT7HU380CTFF000XXX | XT7HU380CUFF000XXX
SK | SKHA36AT0800 | 62 | SRPK800A700 | 48 | 700 | 27 | 50kA | 6 | Loose MCCB (OEM) | 2 | Distribution Protection | 1 | 480Vac (Y/D) | 1 | 100% | 2 | 624862112 | No Equivalent Cross Available Based on Selections | XT6SQ3800BFF000XXX | XT6SQ3800EFF000XXX | XT6SQ3800FFF000XXX | XT6SQ3800GFF000XXX | XT7SQ380CPFF000XXX | XT7SQ380CQFF000XXX | XT7SQ380CTFF000XXX | XT7SQ380CUFF000XXX
SK | SKHA36AT0800 | 62 | SRPK800A700 | 48 | 700 | 27 | 50kA | 6 | Loose MCCB (OEM) | 2 | Distribution Protection | 1 | 600Vac (Y/D) | 2 | 100% | 2 | 624862122 | No Equivalent Cross Available Based on Selections | No Equivalent Cross Available Based on Selections | XT7HQ380CEFF000XXX | XT7HQ380CFFF000XXX | XT7HQ380CGFF000XXX | XT7HQ380CPFF000XXX | XT7HQ380CQFF000XXX | XT7HQ380CTFF000XXX | XT7HQ380CUFF000XXX
SK | SKHA36AT0800 | 62 | SRPK800A700 | 48 | 700 | 27 | 50kA | 6 | Panelboard MRO | 1 | Distribution Protection | 1 | 480Vac (Y/D) | 1 | 80% | 1 | 624861111 | No Equivalent Cross Available Based on Selections | No Equivalent Cross Available Based on Selections | XT7SU380CEFF000XXX + SRFB3XT7MFPX | XT7SU380CFFF000XXX + SRFB3XT7MFPX | XT7SU380CGFF000XXX + SRFB3XT7MFPX | XT7SU380CPFF000XXX + SRFB3XT7MFPX | XT7SU380CQFF000XXX + SRFB3XT7MFPX | XT7SU380CTFF000XXX + SRFB3XT7MFPX | XT7SU380CUFF000XXX + SRFB3XT7MFPX
SK | SKHA36AT0800 | 62 | SRPK800A700 | 48 | 700 | 27 | 50kA | 6 | Panelboard MRO | 1 | Distribution Protection | 1 | 600Vac (Y/D) | 2 | 80% | 1 | 624861121 | No Equivalent Cross Available Based on Selections | No Equivalent Cross Available Based on Selections | XT7HU380CEFF000XXX + SRFB3XT7MFPX | XT7HU380CFFF000XXX + SRFB3XT7MFPX | XT7HU380CGFF000XXX + SRFB3XT7MFPX | XT7HU380CPFF000XXX + SRFB3XT7MFPX | XT7HU380CQFF000XXX + SRFB3XT7MFPX | XT7HU380CTFF000XXX + SRFB3XT7MFPX | XT7HU380CUFF000XXX + SRFB3XT7MFPX
SK | SKHA36AT0800 | 62 | SRPK800A700 | 48 | 700 | 27 | 50kA | 6 | Panelboard MRO | 1 | Distribution Protection | 1 | 480Vac (Y/D) | 1 | 100% | 2 | 624861112 | No Equivalent Cross Available Based on Selections | No Equivalent Cross Available Based on Selections | XT7SQ380CEFF000XXX + SRFB3XT7MFPX | XT7SQ380CFFF000XXX + SRFB3XT7MFPX | XT7SQ380CGFF000XXX + SRFB3XT7MFPX | XT7SQ380CPFF000XXX + SRFB3XT7MFPX | XT7SQ380CQFF000XXX + SRFB3XT7MFPX | XT7SQ380CTFF000XXX + SRFB3XT7MFPX | XT7SQ380CUFF000XXX + SRFB3XT7MFPX
SK | SKHA36AT0800 | 62 | SRPK800A700 | 48 | 700 | 27 | 50kA | 6 | Panelboard MRO | 1 | Distribution Protection | 1 | 600Vac (Y/D) | 2 | 100% | 2 | 624861122 | No Equivalent Cross Available Based on Selections | No Equivalent Cross Available Based on Selections | XT7HQ380CEFF000XXX + SRFB3XT7MFPX | XT7HQ380CFFF000XXX + SRFB3XT7MFPX | XT7HQ380CGFF000XXX + SRFB3XT7MFPX | XT7HQ380CPFF000XXX + SRFB3XT7MFPX | XT7HQ380CQFF000XXX + SRFB3XT7MFPX | XT7HQ380CTFF000XXX + SRFB3XT7MFPX | XT7HQ380CUFF000XXX + SRFB3XT7MFPX
SK | SKHA36AT0800 | 62 | SRPK800A800 | 49 | 800 | 28 | 50kA | 6 | Loose MCCB (OEM) | 2 | Distribution Protection | 1 | 480Vac (Y/D) | 1 | 80% | 1 | 624962111 | No Equivalent Cross Available Based on Selections | XT6SU3800BFF000XXX | XT6SU3800EFF000XXX | XT6SU3800FFF000XXX | XT6SU3800GFF000XXX | XT7SU380CPFF000XXX | XT7SU380CQFF000XXX | XT7SU380CTFF000XXX | XT7SU380CUFF000XXX
SK | SKHA36AT0800 | 62 | SRPK800A800 | 49 | 800 | 28 | 50kA | 6 | Loose MCCB (OEM) | 2 | Distribution Protection | 1 | 600Vac (Y/D) | 2 | 80% | 1 | 624962121 | No Equivalent Cross Available Based on Selections | No Equivalent Cross Available Based on Selections | XT7HU380CEFF000XXX | XT7HU380CFFF000XXX | XT7HU380CGFF000XXX | XT7HU380CPFF000XXX | XT7HU380CQFF000XXX | XT7HU380CTFF000XXX | XT7HU380CUFF000XXX
SK | SKHA36AT0800 | 62 | SRPK800A800 | 49 | 800 | 28 | 50kA | 6 | Loose MCCB (OEM) | 2 | Distribution Protection | 1 | 480Vac (Y/D) | 1 | 100% | 2 | 624962112 | No Equivalent Cross Available Based on Selections | XT6SQ3800BFF000XXX | XT6SQ3800EFF000XXX | XT6SQ3800FFF000XXX | XT6SQ3800GFF000XXX | XT7SQ380CPFF000XXX | XT7SQ380CQFF000XXX | XT7SQ380CTFF000XXX | XT7SQ380CUFF000XXX
SK | SKHA36AT0800 | 62 | SRPK800A800 | 49 | 800 | 28 | 50kA | 6 | Loose MCCB (OEM) | 2 | Distribution Protection | 1 | 600Vac (Y/D) | 2 | 100% | 2 | 624962122 | No Equivalent Cross Available Based on Selections | No Equivalent Cross Available Based on Selections | XT7HQ380CEFF000XXX | XT7HQ380CFFF000XXX | XT7HQ380CGFF000XXX | XT7HQ380CPFF000XXX | XT7HQ380CQFF000XXX | XT7HQ380CTFF000XXX | XT7HQ380CUFF000XXX
SK | SKHA36AT0800 | 62 | SRPK800A800 | 49 | 800 | 28 | 50kA | 6 | Panelboard MRO | 1 | Distribution Protection | 1 | 480Vac (Y/D) | 1 | 80% | 1 | 624961111 | No Equivalent Cross Available Based on Selections | No Equivalent Cross Available Based on Selections | XT7SU380CEFF000XXX + SRFB3XT7MFPX | XT7SU380CFFF000XXX + SRFB3XT7MFPX | XT7SU380CGFF000XXX + SRFB3XT7MFPX | XT7SU380CPFF000XXX + SRFB3XT7MFPX | XT7SU380CQFF000XXX + SRFB3XT7MFPX | XT7SU380CTFF000XXX + SRFB3XT7MFPX | XT7SU380CUFF000XXX + SRFB3XT7MFPX
SK | SKHA36AT0800 | 62 | SRPK800A800 | 49 | 800 | 28 | 50kA | 6 | Panelboard MRO | 1 | Distribution Protection | 1 | 600Vac (Y/D) | 2 | 80% | 1 | 624961121 | No Equivalent Cross Available Based on Selections | No Equivalent Cross Available Based on Selections | XT7HU380CEFF000XXX + SRFB3XT7MFPX | XT7HU380CFFF000XXX + SRFB3XT7MFPX | XT7HU380CGFF000XXX + SRFB3XT7MFPX | XT7HU380CPFF000XXX + SRFB3XT7MFPX | XT7HU380CQFF000XXX + SRFB3XT7MFPX | XT7HU380CTFF000XXX + SRFB3XT7MFPX | XT7HU380CUFF000XXX + SRFB3XT7MFPX
SK | SKHA36AT0800 | 62 | SRPK800A800 | 49 | 800 | 28 | 50kA | 6 | Panelboard MRO | 1 | Distribution Protection | 1 | 480Vac (Y/D) | 1 | 100% | 2 | 624961112 | No Equivalent Cross Available Based on Selections | No Equivalent Cross Available Based on Selections | XT7SQ380CEFF000XXX + SRFB3XT7MFPX | XT7SQ380CFFF000XXX + SRFB3XT7MFPX | XT7SQ380CGFF000XXX + SRFB3XT7MFPX | XT7SQ380CPFF000XXX + SRFB3XT7MFPX | XT7SQ380CQFF000XXX + SRFB3XT7MFPX | XT7SQ380CTFF000XXX + SRFB3XT7MFPX | XT7SQ380CUFF000XXX + SRFB3XT7MFPX
SK | SKHA36AT0800 | 62 | SRPK800A800 | 49 | 800 | 28 | 50kA | 6 | Panelboard MRO | 1 | Distribution Protection | 1 | 600Vac (Y/D) | 2 | 100% | 2 | 624961122 | No Equivalent Cross Available Based on Selections | No Equivalent Cross Available Based on Selections | XT7HQ380CEFF000XXX + SRFB3XT7MFPX | XT7HQ380CFFF000XXX + SRFB3XT7MFPX | XT7HQ380CGFF000XXX + SRFB3XT7MFPX | XT7HQ380CPFF000XXX + SRFB3XT7MFPX | XT7HQ380CQFF000XXX + SRFB3XT7MFPX | XT7HQ380CTFF000XXX + SRFB3XT7MFPX | XT7HQ380CUFF000XXX + SRFB3XT7MFPX
SK | SKLA36AT0800 | 63 | SRPK800A300 | 44 | 300 | 21 | 65kA | 7 | Loose MCCB (OEM) | 2 | Distribution Protection | 1 | 480Vac (Y/D) | 1 | 80% | 1 | 634472111 | No Equivalent Cross Available Based on Selections | XT5HU330ABFF000XXX | XT5HU330AEFF000XXX | XT5HU330AFFF000XXX | XT5HU330AGFF000XXX | XT5HU330APFF000XXX | XT5HU330AQFF000XXX | XT5HU330ATFF000XXX | XT5HU330AUFF000XXX
SK | SKLA36AT0800 | 63 | SRPK800A300 | 44 | 300 | 21 | 65kA | 7 | Loose MCCB (OEM) | 2 | Distribution Protection | 1 | 600Vac (Y/D) | 2 | 80% | 1 | 634472121 | No Equivalent Cross Available Based on Selections | XT5LU330ABFF000XXX | XT5LU330AEFF000XXX | XT5LU330AFFF000XXX | XT5LU330AGFF000XXX | XT5LU330APFF000XXX | XT5LU330AQFF000XXX | XT5LU330ATFF000XXX | XT5LU330AUFF000XXX
SK | SKLA36AT0800 | 63 | SRPK800A300 | 44 | 300 | 21 | 65kA | 7 | Loose MCCB (OEM) | 2 | Distribution Protection | 1 | 480Vac (Y/D) | 1 | 100% | 2 | 634472112 | No Equivalent Cross Available Based on Selections | XT5HQ330ABFF000XXX | XT5HQ330AEFF000XXX | XT5HQ330AFFF000XXX | XT5HQ330AGFF000XXX | XT5HQ330APFF000XXX | XT5HQ330AQFF000XXX | XT5HQ330ATFF000XXX | XT5HQ330AUFF000XXX
SK | SKLA36AT0800 | 63 | SRPK800A300 | 44 | 300 | 21 | 65kA | 7 | Loose MCCB (OEM) | 2 | Distribution Protection | 1 | 600Vac (Y/D) | 2 | 100% | 2 | 634472122 | No Equivalent Cross Available Based on Selections | XT5LQ330ABFF000XXX | XT5LQ330AEFF000XXX | XT5LQ330AFFF000XXX | XT5LQ330AGFF000XXX | XT5LQ330APFF000XXX | XT5LQ330AQFF000XXX | XT5LQ330ATFF000XXX | XT5LQ330AUFF000XXX
SK | SKLA36AT0800 | 63 | SRPK800A300 | 44 | 300 | 21 | 65kA | 7 | Panelboard MRO | 1 | Distribution Protection | 1 | 480Vac (Y/D) | 1 | 80% | 1 | 634471111 | No Equivalent Cross Available Based on Selections | XT5HU330ABFF000XXX | XT5HU330AEFF000XXX + SRFB3XT5MFPX | XT5HU330AFFF000XXX + SRFB3XT5MFPX | XT5HU330AGFF000XXX + SRFB3XT5MFPX | XT5HU330APFF000XXX + SRFB3XT5MFPX | XT5HU330AQFF000XXX + SRFB3XT5MFPX | XT5HU330ATFF000XXX + SRFB3XT5MFPX | XT5HU330AUFF000XXX + SRFB3XT5MFPX
SK | SKLA36AT0800 | 63 | SRPK800A300 | 44 | 300 | 21 | 65kA | 7 | Panelboard MRO | 1 | Distribution Protection | 1 | 600Vac (Y/D) | 2 | 80% | 1 | 634471121 | No Equivalent Cross Available Based on Selections | XT5LU330ABFF000XXX | XT5LU330AEFF000XXX + SRFB3XT5MFPX | XT5LU330AFFF000XXX + SRFB3XT5MFPX | XT5LU330AGFF000XXX + SRFB3XT5MFPX | XT5LU330APFF000XXX + SRFB3XT5MFPX | XT5LU330AQFF000XXX + SRFB3XT5MFPX | XT5LU330ATFF000XXX + SRFB3XT5MFPX | XT5LU330AUFF000XXX + SRFB3XT5MFPX
SK | SKLA36AT0800 | 63 | SRPK800A300 | 44 | 300 | 21 | 65kA | 7 | Panelboard MRO | 1 | Distribution Protection | 1 | 480Vac (Y/D) | 1 | 100% | 2 | 634471112 | No Equivalent Cross Available Based on Selections | XT5HQ330ABFF000XXX | XT5HQ330AEFF000XXX + SRFB3XT5MFPX | XT5HQ330AFFF000XXX + SRFB3XT5MFPX | XT5HQ330AGFF000XXX + SRFB3XT5MFPX | XT5HQ330APFF000XXX + SRFB3XT5MFPX | XT5HQ330AQFF000XXX + SRFB3XT5MFPX | XT5HQ330ATFF000XXX + SRFB3XT5MFPX | XT5HQ330AUFF000XXX + SRFB3XT5MFPX
SK | SKLA36AT0800 | 63 | SRPK800A300 | 44 | 300 | 21 | 65kA | 7 | Panelboard MRO | 1 | Distribution Protection | 1 | 600Vac (Y/D) | 2 | 100% | 2 | 634471122 | No Equivalent Cross Available Based on Selections | XT5LQ330ABFF000XXX | XT5LQ330AEFF000XXX + SRFB3XT5MFPX | XT5LQ330AFFF000XXX + SRFB3XT5MFPX | XT5LQ330AGFF000XXX + SRFB3XT5MFPX | XT5LQ330APFF000XXX + SRFB3XT5MFPX | XT5LQ330AQFF000XXX + SRFB3XT5MFPX | XT5LQ330ATFF000XXX + SRFB3XT5MFPX | XT5LQ330AUFF000XXX + SRFB3XT5MFPX
SK | SKLA36AT0800 | 63 | SRPK800A400 | 45 | 400 | 23 | 65kA | 7 | Loose MCCB (OEM) | 2 | Distribution Protection | 1 | 480Vac (Y/D) | 1 | 80% | 1 | 634572111 | No Equivalent Cross Available Based on Selections | XT5HU340ABFF000XXX | XT5HU340AEFF000XXX | XT5HU340AFFF000XXX | XT5HU340AGFF000XXX | XT5HU340APFF000XXX | XT5HU340AQFF000XXX | XT5HU340ATFF000XXX | XT5HU340AUFF000XXX
SK | SKLA36AT0800 | 63 | SRPK800A400 | 45 | 400 | 23 | 65kA | 7 | Loose MCCB (OEM) | 2 | Distribution Protection | 1 | 600Vac (Y/D) | 2 | 80% | 1 | 634572121 | No Equivalent Cross Available Based on Selections | XT5LU340ABFF000XXX | XT5LU340AEFF000XXX | XT5LU340AFFF000XXX | XT5LU340AGFF000XXX | XT5LU340APFF000XXX | XT5LU340AQFF000XXX | XT5LU340ATFF000XXX | XT5LU340AUFF000XXX
SK | SKLA36AT0800 | 63 | SRPK800A400 | 45 | 400 | 23 | 65kA | 7 | Loose MCCB (OEM) | 2 | Distribution Protection | 1 | 480Vac (Y/D) | 1 | 100% | 2 | 634572112 | No Equivalent Cross Available Based on Selections | XT5HQ340ABFF000XXX | XT5HQ340AEFF000XXX | XT5HQ340AFFF000XXX | XT5HQ340AGFF000XXX | XT5HQ340APFF000XXX | XT5HQ340AQFF000XXX | XT5HQ340ATFF000XXX | XT5HQ340AUFF000XXX
SK | SKLA36AT0800 | 63 | SRPK800A400 | 45 | 400 | 23 | 65kA | 7 | Loose MCCB (OEM) | 2 | Distribution Protection | 1 | 600Vac (Y/D) | 2 | 100% | 2 | 634572122 | No Equivalent Cross Available Based on Selections | XT5LQ340ABFF000XXX | XT5LQ340AEFF000XXX | XT5LQ340AFFF000XXX | XT5LQ340AGFF000XXX | XT5LQ340APFF000XXX | XT5LQ340AQFF000XXX | XT5LQ340ATFF000XXX | XT5LQ340AUFF000XXX
SK | SKLA36AT0800 | 63 | SRPK800A400 | 45 | 400 | 23 | 65kA | 7 | Panelboard MRO | 1 | Distribution Protection | 1 | 480Vac (Y/D) | 1 | 80% | 1 | 634571111 | No Equivalent Cross Available Based on Selections | XT5HU340ABFF000XXX | XT5HU340AEFF000XXX + SRFB3XT5MFPX | XT5HU340AFFF000XXX + SRFB3XT5MFPX | XT5HU340AGFF000XXX + SRFB3XT5MFPX | XT5HU340APFF000XXX + SRFB3XT5MFPX | XT5HU340AQFF000XXX + SRFB3XT5MFPX | XT5HU340ATFF000XXX + SRFB3XT5MFPX | XT5HU340AUFF000XXX + SRFB3XT5MFPX
SK | SKLA36AT0800 | 63 | SRPK800A400 | 45 | 400 | 23 | 65kA | 7 | Panelboard MRO | 1 | Distribution Protection | 1 | 600Vac (Y/D) | 2 | 80% | 1 | 634571121 | No Equivalent Cross Available Based on Selections | XT5LU340ABFF000XXX | XT5LU340AEFF000XXX + SRFB3XT5MFPX | XT5LU340AFFF000XXX + SRFB3XT5MFPX | XT5LU340AGFF000XXX + SRFB3XT5MFPX | XT5LU340APFF000XXX + SRFB3XT5MFPX | XT5LU340AQFF000XXX + SRFB3XT5MFPX | XT5LU340ATFF000XXX + SRFB3XT5MFPX | XT5LU340AUFF000XXX + SRFB3XT5MFPX
SK | SKLA36AT0800 | 63 | SRPK800A400 | 45 | 400 | 23 | 65kA | 7 | Panelboard MRO | 1 | Distribution Protection | 1 | 480Vac (Y/D) | 1 | 100% | 2 | 634571112 | No Equivalent Cross Available Based on Selections | XT5HQ340ABFF000XXX | XT5HQ340AEFF000XXX + SRFB3XT5MFPX | XT5HQ340AFFF000XXX + SRFB3XT5MFPX | XT5HQ340AGFF000XXX + SRFB3XT5MFPX | XT5HQ340APFF000XXX + SRFB3XT5MFPX | XT5HQ340AQFF000XXX + SRFB3XT5MFPX | XT5HQ340ATFF000XXX + SRFB3XT5MFPX | XT5HQ340AUFF000XXX + SRFB3XT5MFPX
SK | SKLA36AT0800 | 63 | SRPK800A400 | 45 | 400 | 23 | 65kA | 7 | Panelboard MRO | 1 | Distribution Protection | 1 | 600Vac (Y/D) | 2 | 100% | 2 | 634571122 | No Equivalent Cross Available Based on Selections | XT5LQ340ABFF000XXX | XT5LQ340AEFF000XXX + SRFB3XT5MFPX | XT5LQ340AFFF000XXX + SRFB3XT5MFPX | XT5LQ340AGFF000XXX + SRFB3XT5MFPX | XT5LQ340APFF000XXX + SRFB3XT5MFPX | XT5LQ340AQFF000XXX + SRFB3XT5MFPX | XT5LQ340ATFF000XXX + SRFB3XT5MFPX | XT5LQ340AUFF000XXX + SRFB3XT5MFPX
SK | SKLA36AT0800 | 63 | SRPK800A500 | 46 | 500 | 25 | 65kA | 7 | Loose MCCB (OEM) | 2 | Distribution Protection | 1 | 480Vac (Y/D) | 1 | 80% | 1 | 634672111 | No Equivalent Cross Available Based on Selections | XT5HU350BBFF000XXX | XT5HU360BEFF000XXX | XT5HU360BFFF000XXX | XT5HU360BGFF000XXX | XT5HU360BPFF000XXX | XT5HU360BQFF000XXX | XT5HU360BTFF000XXX | XT5HU360BUFF000XXX
SK | SKLA36AT0800 | 63 | SRPK800A500 | 46 | 500 | 25 | 65kA | 7 | Loose MCCB (OEM) | 2 | Distribution Protection | 1 | 600Vac (Y/D) | 2 | 80% | 1 | 634672121 | No Equivalent Cross Available Based on Selections | XT5LU350BBFF000XXX | XT5LU360BEFF000XXX | XT5LU360BFFF000XXX | XT5LU360BGFF000XXX | XT5LU360BPFF000XXX | XT5LU360BQFF000XXX | XT5LU360BTFF000XXX | XT5LU360BUFF000XXX
SK | SKLA36AT0800 | 63 | SRPK800A500 | 46 | 500 | 25 | 65kA | 7 | Loose MCCB (OEM) | 2 | Distribution Protection | 1 | 480Vac (Y/D) | 1 | 100% | 2 | 634672112 | No Equivalent Cross Available Based on Selections | XT5HQ350BBFF000XXX | XT5HQ360BEFF000XXX | XT5HQ360BFFF000XXX | XT5HQ360BGFF000XXX | XT5HQ360BPFF000XXX | XT5HQ360BQFF000XXX | XT5HQ360BTFF000XXX | XT5HQ360BUFF000XXX
SK | SKLA36AT0800 | 63 | SRPK800A500 | 46 | 500 | 25 | 65kA | 7 | Loose MCCB (OEM) | 2 | Distribution Protection | 1 | 600Vac (Y/D) | 2 | 100% | 2 | 634672122 | No Equivalent Cross Available Based on Selections | XT5LQ360BBFF000XXX | XT5LQ360BEFF000XXX | XT5LQ360BFFF000XXX | XT5LQ360BGFF000XXX | XT5LQ360BPFF000XXX | XT5LQ360BQFF000XXX | XT5LQ360BTFF000XXX | XT5LQ360BUFF000XXX
SK | SKLA36AT0800 | 63 | SRPK800A500 | 46 | 500 | 25 | 65kA | 7 | Panelboard MRO | 1 | Distribution Protection | 1 | 480Vac (Y/D) | 1 | 80% | 1 | 634671111 | No Equivalent Cross Available Based on Selections | XT5HU350BBFF000XXX | XT5HU360BEFF000XXX + SRFB3XT5MFPX | XT5HU360BFFF000XXX + SRFB3XT5MFPX | XT5HU360BGFF000XXX + SRFB3XT5MFPX | XT5HU360BPFF000XXX + SRFB3XT5MFPX | XT5HU360BQFF000XXX + SRFB3XT5MFPX | XT5HU360BTFF000XXX + SRFB3XT5MFPX | XT5HU360BUFF000XXX + SRFB3XT5MFPX
SK | SKLA36AT0800 | 63 | SRPK800A500 | 46 | 500 | 25 | 65kA | 7 | Panelboard MRO | 1 | Distribution Protection | 1 | 600Vac (Y/D) | 2 | 80% | 1 | 634671121 | No Equivalent Cross Available Based on Selections | XT5LU350BBFF000XXX | XT5LU360BEFF000XXX + SRFB3XT5MFPX | XT5LU360BFFF000XXX + SRFB3XT5MFPX | XT5LU360BGFF000XXX + SRFB3XT5MFPX | XT5LU360BPFF000XXX + SRFB3XT5MFPX | XT5LU360BQFF000XXX + SRFB3XT5MFPX | XT5LU360BTFF000XXX + SRFB3XT5MFPX | XT5LU360BUFF000XXX + SRFB3XT5MFPX
SK | SKLA36AT0800 | 63 | SRPK800A500 | 46 | 500 | 25 | 65kA | 7 | Panelboard MRO | 1 | Distribution Protection | 1 | 480Vac (Y/D) | 1 | 100% | 2 | 634671112 | No Equivalent Cross Available Based on Selections | XT5HQ350BBFF000XXX | XT5HQ360BEFF000XXX + SRFB3XT5MFPX | XT5HQ360BFFF000XXX + SRFB3XT5MFPX | XT5HQ360BGFF000XXX + SRFB3XT5MFPX | XT5HQ360BPFF000XXX + SRFB3XT5MFPX | XT5HQ360BQFF000XXX + SRFB3XT5MFPX | XT5HQ360BTFF000XXX + SRFB3XT5MFPX | XT5HQ360BUFF000XXX + SRFB3XT5MFPX
SK | SKLA36AT0800 | 63 | SRPK800A500 | 46 | 500 | 25 | 65kA | 7 | Panelboard MRO | 1 | Distribution Protection | 1 | 600Vac (Y/D) | 2 | 100% | 2 | 634671122 | No Equivalent Cross Available Based on Selections | XT5LQ360BBFF000XXX | XT5LQ360BEFF000XXX + SRFB3XT5MFPX | XT5LQ360BFFF000XXX + SRFB3XT5MFPX | XT5LQ360BGFF000XXX + SRFB3XT5MFPX | XT5LQ360BPFF000XXX + SRFB3XT5MFPX | XT5LQ360BQFF000XXX + SRFB3XT5MFPX | XT5LQ360BTFF000XXX + SRFB3XT5MFPX | XT5LQ360BUFF000XXX + SRFB3XT5MFPX
SK | SKLA36AT0800 | 63 | SRPK800A600 | 47 | 600 | 26 | 65kA | 7 | Loose MCCB (OEM) | 2 | Distribution Protection | 1 | 480Vac (Y/D) | 1 | 80% | 1 | 634772111 | No Equivalent Cross Available Based on Selections | XT5HU360BBFF000XXX | XT5HU360BEFF000XXX | XT5HU360BFFF000XXX | XT5HU360BGFF000XXX | XT5HU360BPFF000XXX | XT5HU360BQFF000XXX | XT5HU360BTFF000XXX | XT5HU360BUFF000XXX
SK | SKLA36AT0800 | 63 | SRPK800A600 | 47 | 600 | 26 | 65kA | 7 | Loose MCCB (OEM) | 2 | Distribution Protection | 1 | 600Vac (Y/D) | 2 | 80% | 1 | 634772121 | No Equivalent Cross Available Based on Selections | XT5LU360BBFF000XXX | XT5LU360BEFF000XXX | XT5LU360BFFF000XXX | XT5LU360BGFF000XXX | XT5LU360BPFF000XXX | XT5LU360BQFF000XXX | XT5LU360BTFF000XXX | XT5LU360BUFF000XXX
SK | SKLA36AT0800 | 63 | SRPK800A600 | 47 | 600 | 26 | 65kA | 7 | Loose MCCB (OEM) | 2 | Distribution Protection | 1 | 480Vac (Y/D) | 1 | 100% | 2 | 634772112 | No Equivalent Cross Available Based on Selections | XT5HQ360BBFF000XXX | XT5HQ360BEFF000XXX | XT5HQ360BFFF000XXX | XT5HQ360BGFF000XXX | XT5HQ360BPFF000XXX | XT5HQ360BQFF000XXX | XT5HQ360BTFF000XXX | XT5HQ360BUFF000XXX
SK | SKLA36AT0800 | 63 | SRPK800A600 | 47 | 600 | 26 | 65kA | 7 | Loose MCCB (OEM) | 2 | Distribution Protection | 1 | 600Vac (Y/D) | 2 | 100% | 2 | 634772122 | No Equivalent Cross Available Based on Selections | XT5LQ360BBFF000XXX | XT5LQ360BEFF000XXX | XT5LQ360BFFF000XXX | XT5LQ360BGFF000XXX | XT5LQ360BPFF000XXX | XT5LQ360BQFF000XXX | XT5LQ360BTFF000XXX | XT5LQ360BUFF000XXX
SK | SKLA36AT0800 | 63 | SRPK800A600 | 47 | 600 | 26 | 65kA | 7 | Panelboard MRO | 1 | Distribution Protection | 1 | 480Vac (Y/D) | 1 | 80% | 1 | 634771111 | No Equivalent Cross Available Based on Selections | XT5HU360BBFF000XXX | XT5HU360BEFF000XXX + SRFB3XT5MFPX | XT5HU360BFFF000XXX + SRFB3XT5MFPX | XT5HU360BGFF000XXX + SRFB3XT5MFPX | XT5HU360BPFF000XXX + SRFB3XT5MFPX | XT5HU360BQFF000XXX + SRFB3XT5MFPX | XT5HU360BTFF000XXX + SRFB3XT5MFPX | XT5HU360BUFF000XXX + SRFB3XT5MFPX
SK | SKLA36AT0800 | 63 | SRPK800A600 | 47 | 600 | 26 | 65kA | 7 | Panelboard MRO | 1 | Distribution Protection | 1 | 600Vac (Y/D) | 2 | 80% | 1 | 634771121 | No Equivalent Cross Available Based on Selections | XT5LU360BBFF000XXX | XT5LU360BEFF000XXX + SRFB3XT5MFPX | XT5LU360BFFF000XXX + SRFB3XT5MFPX | XT5LU360BGFF000XXX + SRFB3XT5MFPX | XT5LU360BPFF000XXX + SRFB3XT5MFPX | XT5LU360BQFF000XXX + SRFB3XT5MFPX | XT5LU360BTFF000XXX + SRFB3XT5MFPX | XT5LU360BUFF000XXX + SRFB3XT5MFPX
SK | SKLA36AT0800 | 63 | SRPK800A600 | 47 | 600 | 26 | 65kA | 7 | Panelboard MRO | 1 | Distribution Protection | 1 | 480Vac (Y/D) | 1 | 100% | 2 | 634771112 | No Equivalent Cross Available Based on Selections | XT5HQ360BBFF000XXX | XT5HQ360BEFF000XXX + SRFB3XT5MFPX | XT5HQ360BFFF000XXX + SRFB3XT5MFPX | XT5HQ360BGFF000XXX + SRFB3XT5MFPX | XT5HQ360BPFF000XXX + SRFB3XT5MFPX | XT5HQ360BQFF000XXX + SRFB3XT5MFPX | XT5HQ360BTFF000XXX + SRFB3XT5MFPX | XT5HQ360BUFF000XXX + SRFB3XT5MFPX
SK | SKLA36AT0800 | 63 | SRPK800A600 | 47 | 600 | 26 | 65kA | 7 | Panelboard MRO | 1 | Distribution Protection | 1 | 600Vac (Y/D) | 2 | 100% | 2 | 634771122 | No Equivalent Cross Available Based on Selections | XT5LQ360BBFF000XXX | XT5LQ360BEFF000XXX + SRFB3XT5MFPX | XT5LQ360BFFF000XXX + SRFB3XT5MFPX | XT5LQ360BGFF000XXX + SRFB3XT5MFPX | XT5LQ360BPFF000XXX + SRFB3XT5MFPX | XT5LQ360BQFF000XXX + SRFB3XT5MFPX | XT5LQ360BTFF000XXX + SRFB3XT5MFPX | XT5LQ360BUFF000XXX + SRFB3XT5MFPX
SK | SKLA36AT0800 | 63 | SRPK800A700 | 48 | 700 | 27 | 65kA | 7 | Loose MCCB (OEM) | 2 | Distribution Protection | 1 | 480Vac (Y/D) | 1 | 80% | 1 | 634872111 | No Equivalent Cross Available Based on Selections | XT6HU3800BFF000XXX | XT6HU3800EFF000XXX | XT6HU3800FFF000XXX | XT6HU3800GFF000XXX | XT7HU380CPFF000XXX | XT7HU380CQFF000XXX | XT7HU380CTFF000XXX | XT7HU380CUFF000XXX
SK | SKLA36AT0800 | 63 | SRPK800A700 | 48 | 700 | 27 | 65kA | 7 | Loose MCCB (OEM) | 2 | Distribution Protection | 1 | 600Vac (Y/D) | 2 | 80% | 1 | 634872121 | No Equivalent Cross Available Based on Selections | No Equivalent Cross Available Based on Selections | XT7LU380CEFF000XXX | XT7LU380CFFF000XXX | XT7LU380CGFF000XXX | XT7LU380CPFF000XXX | XT7LU380CQFF000XXX | XT7LU380CTFF000XXX | XT7LU380CUFF000XXX
SK | SKLA36AT0800 | 63 | SRPK800A700 | 48 | 700 | 27 | 65kA | 7 | Loose MCCB (OEM) | 2 | Distribution Protection | 1 | 480Vac (Y/D) | 1 | 100% | 2 | 634872112 | No Equivalent Cross Available Based on Selections | XT6HQ3800BFF000XXX | XT6HQ3800EFF000XXX | XT6HQ3800FFF000XXX | XT6HQ3800GFF000XXX | XT7HQ380CPFF000XXX | XT7HQ380CQFF000XXX | XT7HQ380CTFF000XXX | XT7HQ380CUFF000XXX
SK | SKLA36AT0800 | 63 | SRPK800A700 | 48 | 700 | 27 | 65kA | 7 | Loose MCCB (OEM) | 2 | Distribution Protection | 1 | 600Vac (Y/D) | 2 | 100% | 2 | 634872122 | No Equivalent Cross Available Based on Selections | No Equivalent Cross Available Based on Selections | XT7LQ380CEFF000XXX | XT7LQ380CFFF000XXX | XT7LQ380CGFF000XXX | XT7LQ380CPFF000XXX | XT7LQ380CQFF000XXX | XT7LQ380CTFF000XXX | XT7LQ380CUFF000XXX
SK | SKLA36AT0800 | 63 | SRPK800A700 | 48 | 700 | 27 | 65kA | 7 | Panelboard MRO | 1 | Distribution Protection | 1 | 480Vac (Y/D) | 1 | 80% | 1 | 634871111 | No Equivalent Cross Available Based on Selections | No Equivalent Cross Available Based on Selections | XT7HU380CEFF000XXX + SRFB3XT7MFPX | XT7HU380CFFF000XXX + SRFB3XT7MFPX | XT7HU380CGFF000XXX + SRFB3XT7MFPX | XT7HU380CPFF000XXX + SRFB3XT7MFPX | XT7HU380CQFF000XXX + SRFB3XT7MFPX | XT7HU380CTFF000XXX + SRFB3XT7MFPX | XT7HU380CUFF000XXX + SRFB3XT7MFPX
SK | SKLA36AT0800 | 63 | SRPK800A700 | 48 | 700 | 27 | 65kA | 7 | Panelboard MRO | 1 | Distribution Protection | 1 | 600Vac (Y/D) | 2 | 80% | 1 | 634871121 | No Equivalent Cross Available Based on Selections | No Equivalent Cross Available Based on Selections | XT7LU380CEFF000XXX + SRFB3XT7MFPX | XT7LU380CFFF000XXX + SRFB3XT7MFPX | XT7LU380CGFF000XXX + SRFB3XT7MFPX | XT7LU380CPFF000XXX + SRFB3XT7MFPX | XT7LU380CQFF000XXX + SRFB3XT7MFPX | XT7LU380CTFF000XXX + SRFB3XT7MFPX | XT7LU380CUFF000XXX + SRFB3XT7MFPX
SK | SKLA36AT0800 | 63 | SRPK800A700 | 48 | 700 | 27 | 65kA | 7 | Panelboard MRO | 1 | Distribution Protection | 1 | 480Vac (Y/D) | 1 | 100% | 2 | 634871112 | No Equivalent Cross Available Based on Selections | No Equivalent Cross Available Based on Selections | XT7HQ380CEFF000XXX + SRFB3XT7MFPX | XT7HQ380CFFF000XXX + SRFB3XT7MFPX | XT7HQ380CGFF000XXX + SRFB3XT7MFPX | XT7HQ380CPFF000XXX + SRFB3XT7MFPX | XT7HQ380CQFF000XXX + SRFB3XT7MFPX | XT7HQ380CTFF000XXX + SRFB3XT7MFPX | XT7HQ380CUFF000XXX + SRFB3XT7MFPX
SK | SKLA36AT0800 | 63 | SRPK800A700 | 48 | 700 | 27 | 65kA | 7 | Panelboard MRO | 1 | Distribution Protection | 1 | 600Vac (Y/D) | 2 | 100% | 2 | 634871122 | No Equivalent Cross Available Based on Selections | No Equivalent Cross Available Based on Selections | XT7LQ380CEFF000XXX + SRFB3XT7MFPX | XT7LQ380CFFF000XXX + SRFB3XT7MFPX | XT7LQ380CGFF000XXX + SRFB3XT7MFPX | XT7LQ380CPFF000XXX + SRFB3XT7MFPX | XT7LQ380CQFF000XXX + SRFB3XT7MFPX | XT7LQ380CTFF000XXX + SRFB3XT7MFPX | XT7LQ380CUFF000XXX + SRFB3XT7MFPX
SK | SKLA36AT0800 | 63 | SRPK800A800 | 49 | 800 | 28 | 65kA | 7 | Loose MCCB (OEM) | 2 | Distribution Protection | 1 | 480Vac (Y/D) | 1 | 80% | 1 | 634972111 | No Equivalent Cross Available Based on Selections | XT6HU3800BFF000XXX | XT6HU3800EFF000XXX | XT6HU3800FFF000XXX | XT6HU3800GFF000XXX | XT7HU380CPFF000XXX | XT7HU380CQFF000XXX | XT7HU380CTFF000XXX | XT7HU380CUFF000XXX
SK | SKLA36AT0800 | 63 | SRPK800A800 | 49 | 800 | 28 | 65kA | 7 | Loose MCCB (OEM) | 2 | Distribution Protection | 1 | 600Vac (Y/D) | 2 | 80% | 1 | 634972121 | No Equivalent Cross Available Based on Selections | No Equivalent Cross Available Based on Selections | XT7LU380CEFF000XXX | XT7LU380CFFF000XXX | XT7LU380CGFF000XXX | XT7LU380CPFF000XXX | XT7LU380CQFF000XXX | XT7LU380CTFF000XXX | XT7LU380CUFF000XXX
SK | SKLA36AT0800 | 63 | SRPK800A800 | 49 | 800 | 28 | 65kA | 7 | Loose MCCB (OEM) | 2 | Distribution Protection | 1 | 480Vac (Y/D) | 1 | 100% | 2 | 634972112 | No Equivalent Cross Available Based on Selections | XT6HQ3800BFF000XXX | XT6HQ3800EFF000XXX | XT6HQ3800FFF000XXX | XT6HQ3800GFF000XXX | XT7HQ380CPFF000XXX | XT7HQ380CQFF000XXX | XT7HQ380CTFF000XXX | XT7HQ380CUFF000XXX
SK | SKLA36AT0800 | 63 | SRPK800A800 | 49 | 800 | 28 | 65kA | 7 | Loose MCCB (OEM) | 2 | Distribution Protection | 1 | 600Vac (Y/D) | 2 | 100% | 2 | 634972122 | No Equivalent Cross Available Based on Selections | No Equivalent Cross Available Based on Selections | XT7LQ380CEFF000XXX | XT7LQ380CFFF000XXX | XT7LQ380CGFF000XXX | XT7LQ380CPFF000XXX | XT7LQ380CQFF000XXX | XT7LQ380CTFF000XXX | XT7LQ380CUFF000XXX
SK | SKLA36AT0800 | 63 | SRPK800A800 | 49 | 800 | 28 | 65kA | 7 | Panelboard MRO | 1 | Distribution Protection | 1 | 480Vac (Y/D) | 1 | 80% | 1 | 634971111 | No Equivalent Cross Available Based on Selections | No Equivalent Cross Available Based on Selections | XT7HU380CEFF000XXX + SRFB3XT7MFPX | XT7HU380CFFF000XXX + SRFB3XT7MFPX | XT7HU380CGFF000XXX + SRFB3XT7MFPX | XT7HU380CPFF000XXX + SRFB3XT7MFPX | XT7HU380CQFF000XXX + SRFB3XT7MFPX | XT7HU380CTFF000XXX + SRFB3XT7MFPX | XT7HU380CUFF000XXX + SRFB3XT7MFPX
SK | SKLA36AT0800 | 63 | SRPK800A800 | 49 | 800 | 28 | 65kA | 7 | Panelboard MRO | 1 | Distribution Protection | 1 | 600Vac (Y/D) | 2 | 80% | 1 | 634971121 | No Equivalent Cross Available Based on Selections | No Equivalent Cross Available Based on Selections | XT7LU380CEFF000XXX + SRFB3XT7MFPX | XT7LU380CFFF000XXX + SRFB3XT7MFPX | XT7LU380CGFF000XXX + SRFB3XT7MFPX | XT7LU380CPFF000XXX + SRFB3XT7MFPX | XT7LU380CQFF000XXX + SRFB3XT7MFPX | XT7LU380CTFF000XXX + SRFB3XT7MFPX | XT7LU380CUFF000XXX + SRFB3XT7MFPX
SK | SKLA36AT0800 | 63 | SRPK800A800 | 49 | 800 | 28 | 65kA | 7 | Panelboard MRO | 1 | Distribution Protection | 1 | 480Vac (Y/D) | 1 | 100% | 2 | 634971112 | No Equivalent Cross Available Based on Selections | No Equivalent Cross Available Based on Selections | XT7HQ380CEFF000XXX + SRFB3XT7MFPX | XT7HQ380CFFF000XXX + SRFB3XT7MFPX | XT7HQ380CGFF000XXX + SRFB3XT7MFPX | XT7HQ380CPFF000XXX + SRFB3XT7MFPX | XT7HQ380CQFF000XXX + SRFB3XT7MFPX | XT7HQ380CTFF000XXX + SRFB3XT7MFPX | XT7HQ380CUFF000XXX + SRFB3XT7MFPX
SK | SKLA36AT0800 | 63 | SRPK800A800 | 49 | 800 | 28 | 65kA | 7 | Panelboard MRO | 1 | Distribution Protection | 1 | 600Vac (Y/D) | 2 | 100% | 2 | 634971122 | No Equivalent Cross Available Based on Selections | No Equivalent Cross Available Based on Selections | XT7LQ380CEFF000XXX + SRFB3XT7MFPX | XT7LQ380CFFF000XXX + SRFB3XT7MFPX | XT7LQ380CGFF000XXX + SRFB3XT7MFPX | XT7LQ380CPFF000XXX + SRFB3XT7MFPX | XT7LQ380CQFF000XXX + SRFB3XT7MFPX | XT7LQ380CTFF000XXX + SRFB3XT7MFPX | XT7LQ380CUFF000XXX + SRFB3XT7MFPX
SK | SKPA36AT0800 | 64 | SRPK800A300 | 44 | 300 | 21 | 100kA | 8 | Loose MCCB (OEM) | 2 | Distribution Protection | 1 | 480Vac (Y/D) | 1 | 80% | 1 | 644482111 | No Equivalent Cross Available Based on Selections | XT5LU330ABFF000XXX | XT5LU330AEFF000XXX | XT5LU330AFFF000XXX | XT5LU330AGFF000XXX | XT5LU330APFF000XXX | XT5LU330AQFF000XXX | XT5LU330ATFF000XXX | XT5LU330AUFF000XXX
SK | SKPA36AT0800 | 64 | SRPK800A300 | 44 | 300 | 21 | 65kA | 7 | Loose MCCB (OEM) | 2 | Distribution Protection | 1 | 600Vac (Y/D) | 2 | 80% | 1 | 644472121 | No Equivalent Cross Available Based on Selections | XT5LU330ABFF000XXX | XT5LU330AEFF000XXX | XT5LU330AFFF000XXX | XT5LU330AGFF000XXX | XT5LU330APFF000XXX | XT5LU330AQFF000XXX | XT5LU330ATFF000XXX | XT5LU330AUFF000XXX
SK | SKPA36AT0800 | 64 | SRPK800A300 | 44 | 300 | 21 | 65kA | 7 | Loose MCCB (OEM) | 2 | Distribution Protection | 1 | 480Vac (Y/D) | 1 | 100% | 2 | 644472112 | No Equivalent Cross Available Based on Selections | XT5HQ330ABFF000XXX | XT5HQ330AEFF000XXX | XT5HQ330AFFF000XXX | XT5HQ330AGFF000XXX | XT5HQ330APFF000XXX | XT5HQ330AQFF000XXX | XT5HQ330ATFF000XXX | XT5HQ330AUFF000XXX
SK | SKPA36AT0800 | 64 | SRPK800A300 | 44 | 300 | 21 | 65kA | 7 | Loose MCCB (OEM) | 2 | Distribution Protection | 1 | 600Vac (Y/D) | 2 | 100% | 2 | 644472122 | No Equivalent Cross Available Based on Selections | XT5LQ330ABFF000XXX | XT5LQ330AEFF000XXX | XT5LQ330AFFF000XXX | XT5LQ330AGFF000XXX | XT5LQ330APFF000XXX | XT5LQ330AQFF000XXX | XT5LQ330ATFF000XXX | XT5LQ330AUFF000XXX
SK | SKPA36AT0800 | 64 | SRPK800A300 | 44 | 300 | 21 | 65kA | 7 | Panelboard MRO | 1 | Distribution Protection | 1 | 480Vac (Y/D) | 1 | 80% | 1 | 644471111 | No Equivalent Cross Available Based on Selections | XT5HU330ABFF000XXX | XT5HU330AEFF000XXX + SRFB3XT5MFPX | XT5HU330AFFF000XXX + SRFB3XT5MFPX | XT5HU330AGFF000XXX + SRFB3XT5MFPX | XT5HU330APFF000XXX + SRFB3XT5MFPX | XT5HU330AQFF000XXX + SRFB3XT5MFPX | XT5HU330ATFF000XXX + SRFB3XT5MFPX | XT5HU330AUFF000XXX + SRFB3XT5MFPX
SK | SKPA36AT0800 | 64 | SRPK800A300 | 44 | 300 | 21 | 65kA | 7 | Panelboard MRO | 1 | Distribution Protection | 1 | 600Vac (Y/D) | 2 | 80% | 1 | 644471121 | No Equivalent Cross Available Based on Selections | XT5LU330ABFF000XXX | XT5LU330AEFF000XXX + SRFB3XT5MFPX | XT5LU330AFFF000XXX + SRFB3XT5MFPX | XT5LU330AGFF000XXX + SRFB3XT5MFPX | XT5LU330APFF000XXX + SRFB3XT5MFPX | XT5LU330AQFF000XXX + SRFB3XT5MFPX | XT5LU330ATFF000XXX + SRFB3XT5MFPX | XT5LU330AUFF000XXX + SRFB3XT5MFPX
SK | SKPA36AT0800 | 64 | SRPK800A300 | 44 | 300 | 21 | 65kA | 7 | Panelboard MRO | 1 | Distribution Protection | 1 | 480Vac (Y/D) | 1 | 100% | 2 | 644471112 | No Equivalent Cross Available Based on Selections | XT5HQ330ABFF000XXX | XT5HQ330AEFF000XXX + SRFB3XT5MFPX | XT5HQ330AFFF000XXX + SRFB3XT5MFPX | XT5HQ330AGFF000XXX + SRFB3XT5MFPX | XT5HQ330APFF000XXX + SRFB3XT5MFPX | XT5HQ330AQFF000XXX + SRFB3XT5MFPX | XT5HQ330ATFF000XXX + SRFB3XT5MFPX | XT5HQ330AUFF000XXX + SRFB3XT5MFPX
SK | SKPA36AT0800 | 64 | SRPK800A300 | 44 | 300 | 21 | 65kA | 7 | Panelboard MRO | 1 | Distribution Protection | 1 | 600Vac (Y/D) | 2 | 100% | 2 | 644471122 | No Equivalent Cross Available Based on Selections | XT5LQ330ABFF000XXX | XT5LQ330AEFF000XXX + SRFB3XT5MFPX | XT5LQ330AFFF000XXX + SRFB3XT5MFPX | XT5LQ330AGFF000XXX + SRFB3XT5MFPX | XT5LQ330APFF000XXX + SRFB3XT5MFPX | XT5LQ330AQFF000XXX + SRFB3XT5MFPX | XT5LQ330ATFF000XXX + SRFB3XT5MFPX | XT5LQ330AUFF000XXX + SRFB3XT5MFPX
SK | SKPA36AT0800 | 64 | SRPK800A400 | 45 | 400 | 23 | 100kA | 8 | Loose MCCB (OEM) | 2 | Distribution Protection | 1 | 480Vac (Y/D) | 1 | 80% | 1 | 644582111 | No Equivalent Cross Available Based on Selections | XT5LU340ABFF000XXX | XT5LU340AEFF000XXX | XT5LU340AFFF000XXX | XT5LU340AGFF000XXX | XT5LU340APFF000XXX | XT5LU340AQFF000XXX | XT5LU340ATFF000XXX | XT5LU340AUFF000XXX
SK | SKPA36AT0800 | 64 | SRPK800A400 | 45 | 400 | 23 | 65kA | 7 | Loose MCCB (OEM) | 2 | Distribution Protection | 1 | 600Vac (Y/D) | 2 | 80% | 1 | 644572121 | No Equivalent Cross Available Based on Selections | XT5LU340ABFF000XXX | XT5LU340AEFF000XXX | XT5LU340AFFF000XXX | XT5LU340AGFF000XXX | XT5LU340APFF000XXX | XT5LU340AQFF000XXX | XT5LU340ATFF000XXX | XT5LU340AUFF000XXX
SK | SKPA36AT0800 | 64 | SRPK800A400 | 45 | 400 | 23 | 65kA | 7 | Loose MCCB (OEM) | 2 | Distribution Protection | 1 | 480Vac (Y/D) | 1 | 100% | 2 | 644572112 | No Equivalent Cross Available Based on Selections | XT5HQ340ABFF000XXX | XT5HQ340AEFF000XXX | XT5HQ340AFFF000XXX | XT5HQ340AGFF000XXX | XT5HQ340APFF000XXX | XT5HQ340AQFF000XXX | XT5HQ340ATFF000XXX | XT5HQ340AUFF000XXX
SK | SKPA36AT0800 | 64 | SRPK800A400 | 45 | 400 | 23 | 65kA | 7 | Loose MCCB (OEM) | 2 | Distribution Protection | 1 | 600Vac (Y/D) | 2 | 100% | 2 | 644572122 | No Equivalent Cross Available Based on Selections | XT5LQ340ABFF000XXX | XT5LQ340AEFF000XXX | XT5LQ340AFFF000XXX | XT5LQ340AGFF000XXX | XT5LQ340APFF000XXX | XT5LQ340AQFF000XXX | XT5LQ340ATFF000XXX | XT5LQ340AUFF000XXX
SK | SKPA36AT0800 | 64 | SRPK800A400 | 45 | 400 | 23 | 65kA | 7 | Panelboard MRO | 1 | Distribution Protection | 1 | 480Vac (Y/D) | 1 | 80% | 1 | 644571111 | No Equivalent Cross Available Based on Selections | XT5HU340ABFF000XXX | XT5HU340AEFF000XXX + SRFB3XT5MFPX | XT5HU340AFFF000XXX + SRFB3XT5MFPX | XT5HU340AGFF000XXX + SRFB3XT5MFPX | XT5HU340APFF000XXX + SRFB3XT5MFPX | XT5HU340AQFF000XXX + SRFB3XT5MFPX | XT5HU340ATFF000XXX + SRFB3XT5MFPX | XT5HU340AUFF000XXX + SRFB3XT5MFPX
SK | SKPA36AT0800 | 64 | SRPK800A400 | 45 | 400 | 23 | 65kA | 7 | Panelboard MRO | 1 | Distribution Protection | 1 | 600Vac (Y/D) | 2 | 80% | 1 | 644571121 | No Equivalent Cross Available Based on Selections | XT5LU340ABFF000XXX | XT5LU340AEFF000XXX + SRFB3XT5MFPX | XT5LU340AFFF000XXX + SRFB3XT5MFPX | XT5LU340AGFF000XXX + SRFB3XT5MFPX | XT5LU340APFF000XXX + SRFB3XT5MFPX | XT5LU340AQFF000XXX + SRFB3XT5MFPX | XT5LU340ATFF000XXX + SRFB3XT5MFPX | XT5LU340AUFF000XXX + SRFB3XT5MFPX
SK | SKPA36AT0800 | 64 | SRPK800A400 | 45 | 400 | 23 | 65kA | 7 | Panelboard MRO | 1 | Distribution Protection | 1 | 480Vac (Y/D) | 1 | 100% | 2 | 644571112 | No Equivalent Cross Available Based on Selections | XT5HQ340ABFF000XXX | XT5HQ340AEFF000XXX + SRFB3XT5MFPX | XT5HQ340AFFF000XXX + SRFB3XT5MFPX | XT5HQ340AGFF000XXX + SRFB3XT5MFPX | XT5HQ340APFF000XXX + SRFB3XT5MFPX | XT5HQ340AQFF000XXX + SRFB3XT5MFPX | XT5HQ340ATFF000XXX + SRFB3XT5MFPX | XT5HQ340AUFF000XXX + SRFB3XT5MFPX
SK | SKPA36AT0800 | 64 | SRPK800A400 | 45 | 400 | 23 | 65kA | 7 | Panelboard MRO | 1 | Distribution Protection | 1 | 600Vac (Y/D) | 2 | 100% | 2 | 644571122 | No Equivalent Cross Available Based on Selections | XT5LQ340ABFF000XXX | XT5LQ340AEFF000XXX + SRFB3XT5MFPX | XT5LQ340AFFF000XXX + SRFB3XT5MFPX | XT5LQ340AGFF000XXX + SRFB3XT5MFPX | XT5LQ340APFF000XXX + SRFB3XT5MFPX | XT5LQ340AQFF000XXX + SRFB3XT5MFPX | XT5LQ340ATFF000XXX + SRFB3XT5MFPX | XT5LQ340AUFF000XXX + SRFB3XT5MFPX
SK | SKPA36AT0800 | 64 | SRPK800A500 | 46 | 500 | 25 | 100kA | 8 | Loose MCCB (OEM) | 2 | Distribution Protection | 1 | 480Vac (Y/D) | 1 | 80% | 1 | 644682111 | No Equivalent Cross Available Based on Selections | XT5LU350BBFF000XXX | XT5LU360BEFF000XXX | XT5LU360BFFF000XXX | XT5LU360BGFF000XXX | XT5LU360BPFF000XXX | XT5LU360BQFF000XXX | XT5LU360BTFF000XXX | XT5LU360BUFF000XXX
SK | SKPA36AT0800 | 64 | SRPK800A500 | 46 | 500 | 25 | 65kA | 7 | Loose MCCB (OEM) | 2 | Distribution Protection | 1 | 600Vac (Y/D) | 2 | 80% | 1 | 644672121 | No Equivalent Cross Available Based on Selections | XT5LU350BBFF000XXX | XT5LU360BEFF000XXX | XT5LU360BFFF000XXX | XT5LU360BGFF000XXX | XT5LU360BPFF000XXX | XT5LU360BQFF000XXX | XT5LU360BTFF000XXX | XT5LU360BUFF000XXX
SK | SKPA36AT0800 | 64 | SRPK800A500 | 46 | 500 | 25 | 65kA | 7 | Loose MCCB (OEM) | 2 | Distribution Protection | 1 | 480Vac (Y/D) | 1 | 100% | 2 | 644672112 | No Equivalent Cross Available Based on Selections | XT5HQ350BBFF000XXX | XT5HQ360BEFF000XXX | XT5HQ360BFFF000XXX | XT5HQ360BGFF000XXX | XT5HQ360BPFF000XXX | XT5HQ360BQFF000XXX | XT5HQ360BTFF000XXX | XT5HQ360BUFF000XXX
SK | SKPA36AT0800 | 64 | SRPK800A500 | 46 | 500 | 25 | 65kA | 7 | Loose MCCB (OEM) | 2 | Distribution Protection | 1 | 600Vac (Y/D) | 2 | 100% | 2 | 644672122 | No Equivalent Cross Available Based on Selections | XT5LQ360BBFF000XXX | XT5LQ360BEFF000XXX | XT5LQ360BFFF000XXX | XT5LQ360BGFF000XXX | XT5LQ360BPFF000XXX | XT5LQ360BQFF000XXX | XT5LQ360BTFF000XXX | XT5LQ360BUFF000XXX
SK | SKPA36AT0800 | 64 | SRPK800A500 | 46 | 500 | 25 | 65kA | 7 | Panelboard MRO | 1 | Distribution Protection | 1 | 480Vac (Y/D) | 1 | 80% | 1 | 644671111 | No Equivalent Cross Available Based on Selections | XT5HU350BBFF000XXX | XT5HU360BEFF000XXX + SRFB3XT5MFPX | XT5HU360BFFF000XXX + SRFB3XT5MFPX | XT5HU360BGFF000XXX + SRFB3XT5MFPX | XT5HU360BPFF000XXX + SRFB3XT5MFPX | XT5HU360BQFF000XXX + SRFB3XT5MFPX | XT5HU360BTFF000XXX + SRFB3XT5MFPX | XT5HU360BUFF000XXX + SRFB3XT5MFPX
SK | SKPA36AT0800 | 64 | SRPK800A500 | 46 | 500 | 25 | 65kA | 7 | Panelboard MRO | 1 | Distribution Protection | 1 | 600Vac (Y/D) | 2 | 80% | 1 | 644671121 | No Equivalent Cross Available Based on Selections | XT5LU350BBFF000XXX | XT5LU360BEFF000XXX + SRFB3XT5MFPX | XT5LU360BFFF000XXX + SRFB3XT5MFPX | XT5LU360BGFF000XXX + SRFB3XT5MFPX | XT5LU360BPFF000XXX + SRFB3XT5MFPX | XT5LU360BQFF000XXX + SRFB3XT5MFPX | XT5LU360BTFF000XXX + SRFB3XT5MFPX | XT5LU360BUFF000XXX + SRFB3XT5MFPX
SK | SKPA36AT0800 | 64 | SRPK800A500 | 46 | 500 | 25 | 65kA | 7 | Panelboard MRO | 1 | Distribution Protection | 1 | 480Vac (Y/D) | 1 | 100% | 2 | 644671112 | No Equivalent Cross Available Based on Selections | XT5HQ350BBFF000XXX | XT5HQ360BEFF000XXX + SRFB3XT5MFPX | XT5HQ360BFFF000XXX + SRFB3XT5MFPX | XT5HQ360BGFF000XXX + SRFB3XT5MFPX | XT5HQ360BPFF000XXX + SRFB3XT5MFPX | XT5HQ360BQFF000XXX + SRFB3XT5MFPX | XT5HQ360BTFF000XXX + SRFB3XT5MFPX | XT5HQ360BUFF000XXX + SRFB3XT5MFPX
SK | SKPA36AT0800 | 64 | SRPK800A500 | 46 | 500 | 25 | 65kA | 7 | Panelboard MRO | 1 | Distribution Protection | 1 | 600Vac (Y/D) | 2 | 100% | 2 | 644671122 | No Equivalent Cross Available Based on Selections | XT5LQ360BBFF000XXX | XT5LQ360BEFF000XXX + SRFB3XT5MFPX | XT5LQ360BFFF000XXX + SRFB3XT5MFPX | XT5LQ360BGFF000XXX + SRFB3XT5MFPX | XT5LQ360BPFF000XXX + SRFB3XT5MFPX | XT5LQ360BQFF000XXX + SRFB3XT5MFPX | XT5LQ360BTFF000XXX + SRFB3XT5MFPX | XT5LQ360BUFF000XXX + SRFB3XT5MFPX
SK | SKPA36AT0800 | 64 | SRPK800A600 | 47 | 600 | 26 | 100kA | 8 | Loose MCCB (OEM) | 2 | Distribution Protection | 1 | 480Vac (Y/D) | 1 | 80% | 1 | 644782111 | No Equivalent Cross Available Based on Selections | XT5LU360BBFF000XXX | XT5LU360BEFF000XXX | XT5LU360BFFF000XXX | XT5LU360BGFF000XXX | XT5LU360BPFF000XXX | XT5LU360BQFF000XXX | XT5LU360BTFF000XXX | XT5LU360BUFF000XXX
SK | SKPA36AT0800 | 64 | SRPK800A600 | 47 | 600 | 26 | 65kA | 7 | Loose MCCB (OEM) | 2 | Distribution Protection | 1 | 600Vac (Y/D) | 2 | 80% | 1 | 644772121 | No Equivalent Cross Available Based on Selections | XT5LU360BBFF000XXX | XT5LU360BEFF000XXX | XT5LU360BFFF000XXX | XT5LU360BGFF000XXX | XT5LU360BPFF000XXX | XT5LU360BQFF000XXX | XT5LU360BTFF000XXX | XT5LU360BUFF000XXX
SK | SKPA36AT0800 | 64 | SRPK800A600 | 47 | 600 | 26 | 65kA | 7 | Loose MCCB (OEM) | 2 | Distribution Protection | 1 | 480Vac (Y/D) | 1 | 100% | 2 | 644772112 | No Equivalent Cross Available Based on Selections | XT5HQ360BBFF000XXX | XT5HQ360BEFF000XXX | XT5HQ360BFFF000XXX | XT5HQ360BGFF000XXX | XT5HQ360BPFF000XXX | XT5HQ360BQFF000XXX | XT5HQ360BTFF000XXX | XT5HQ360BUFF000XXX
SK | SKPA36AT0800 | 64 | SRPK800A600 | 47 | 600 | 26 | 65kA | 7 | Loose MCCB (OEM) | 2 | Distribution Protection | 1 | 600Vac (Y/D) | 2 | 100% | 2 | 644772122 | No Equivalent Cross Available Based on Selections | XT5LQ360BBFF000XXX | XT5LQ360BEFF000XXX | XT5LQ360BFFF000XXX | XT5LQ360BGFF000XXX | XT5LQ360BPFF000XXX | XT5LQ360BQFF000XXX | XT5LQ360BTFF000XXX | XT5LQ360BUFF000XXX
SK | SKPA36AT0800 | 64 | SRPK800A600 | 47 | 600 | 26 | 65kA | 7 | Panelboard MRO | 1 | Distribution Protection | 1 | 480Vac (Y/D) | 1 | 80% | 1 | 644771111 | No Equivalent Cross Available Based on Selections | XT5HU360BBFF000XXX | XT5HU360BEFF000XXX + SRFB3XT5MFPX | XT5HU360BFFF000XXX + SRFB3XT5MFPX | XT5HU360BGFF000XXX + SRFB3XT5MFPX | XT5HU360BPFF000XXX + SRFB3XT5MFPX | XT5HU360BQFF000XXX + SRFB3XT5MFPX | XT5HU360BTFF000XXX + SRFB3XT5MFPX | XT5HU360BUFF000XXX + SRFB3XT5MFPX
SK | SKPA36AT0800 | 64 | SRPK800A600 | 47 | 600 | 26 | 65kA | 7 | Panelboard MRO | 1 | Distribution Protection | 1 | 600Vac (Y/D) | 2 | 80% | 1 | 644771121 | No Equivalent Cross Available Based on Selections | XT5LU360BBFF000XXX | XT5LU360BEFF000XXX + SRFB3XT5MFPX | XT5LU360BFFF000XXX + SRFB3XT5MFPX | XT5LU360BGFF000XXX + SRFB3XT5MFPX | XT5LU360BPFF000XXX + SRFB3XT5MFPX | XT5LU360BQFF000XXX + SRFB3XT5MFPX | XT5LU360BTFF000XXX + SRFB3XT5MFPX | XT5LU360BUFF000XXX + SRFB3XT5MFPX
SK | SKPA36AT0800 | 64 | SRPK800A600 | 47 | 600 | 26 | 65kA | 7 | Panelboard MRO | 1 | Distribution Protection | 1 | 480Vac (Y/D) | 1 | 100% | 2 | 644771112 | No Equivalent Cross Available Based on Selections | XT5HQ360BBFF000XXX | XT5HQ360BEFF000XXX + SRFB3XT5MFPX | XT5HQ360BFFF000XXX + SRFB3XT5MFPX | XT5HQ360BGFF000XXX + SRFB3XT5MFPX | XT5HQ360BPFF000XXX + SRFB3XT5MFPX | XT5HQ360BQFF000XXX + SRFB3XT5MFPX | XT5HQ360BTFF000XXX + SRFB3XT5MFPX | XT5HQ360BUFF000XXX + SRFB3XT5MFPX
SK | SKPA36AT0800 | 64 | SRPK800A600 | 47 | 600 | 26 | 65kA | 7 | Panelboard MRO | 1 | Distribution Protection | 1 | 600Vac (Y/D) | 2 | 100% | 2 | 644771122 | No Equivalent Cross Available Based on Selections | XT5LQ360BBFF000XXX | XT5LQ360BEFF000XXX + SRFB3XT5MFPX | XT5LQ360BFFF000XXX + SRFB3XT5MFPX | XT5LQ360BGFF000XXX + SRFB3XT5MFPX | XT5LQ360BPFF000XXX + SRFB3XT5MFPX | XT5LQ360BQFF000XXX + SRFB3XT5MFPX | XT5LQ360BTFF000XXX + SRFB3XT5MFPX | XT5LQ360BUFF000XXX + SRFB3XT5MFPX
SK | SKPA36AT0800 | 64 | SRPK800A700 | 48 | 700 | 27 | 100kA | 8 | Loose MCCB (OEM) | 2 | Distribution Protection | 1 | 480Vac (Y/D) | 1 | 80% | 1 | 644882111 | No Equivalent Cross Available Based on Selections | No Equivalent Cross Available Based on Selections | XT7LU380CEFF000XXX | XT7LU380CFFF000XXX | XT7LU380CGFF000XXX | XT7LU380CPFF000XXX | XT7LU380CQFF000XXX | XT7LU380CTFF000XXX | XT7LU380CUFF000XXX
SK | SKPA36AT0800 | 64 | SRPK800A700 | 48 | 700 | 27 | 65kA | 7 | Loose MCCB (OEM) | 2 | Distribution Protection | 1 | 600Vac (Y/D) | 2 | 80% | 1 | 644872121 | No Equivalent Cross Available Based on Selections | No Equivalent Cross Available Based on Selections | XT7LU380CEFF000XXX | XT7LU380CFFF000XXX | XT7LU380CGFF000XXX | XT7LU380CPFF000XXX | XT7LU380CQFF000XXX | XT7LU380CTFF000XXX | XT7LU380CUFF000XXX
SK | SKPA36AT0800 | 64 | SRPK800A700 | 48 | 700 | 27 | 65kA | 7 | Loose MCCB (OEM) | 2 | Distribution Protection | 1 | 480Vac (Y/D) | 1 | 100% | 2 | 644872112 | No Equivalent Cross Available Based on Selections | XT6HQ3800BFF000XXX | XT6HQ3800EFF000XXX | XT6HQ3800FFF000XXX | XT6HQ3800GFF000XXX | XT7LQ380CPFF000XXX | XT7LQ380CQFF000XXX | XT7LQ380CTFF000XXX | XT7LQ380CUFF000XXX
SK | SKPA36AT0800 | 64 | SRPK800A700 | 48 | 700 | 27 | 65kA | 7 | Loose MCCB (OEM) | 2 | Distribution Protection | 1 | 600Vac (Y/D) | 2 | 100% | 2 | 644872122 | No Equivalent Cross Available Based on Selections | No Equivalent Cross Available Based on Selections | XT7LQ380CEFF000XXX | XT7LQ380CFFF000XXX | XT7LQ380CGFF000XXX | XT7LQ380CPFF000XXX | XT7LQ380CQFF000XXX | XT7LQ380CTFF000XXX | XT7LQ380CUFF000XXX
SK | SKPA36AT0800 | 64 | SRPK800A700 | 48 | 700 | 27 | 65kA | 7 | Panelboard MRO | 1 | Distribution Protection | 1 | 480Vac (Y/D) | 1 | 80% | 1 | 644871111 | No Equivalent Cross Available Based on Selections | No Equivalent Cross Available Based on Selections | XT7HU380CEFF000XXX + SRFB3XT7MFPX | XT7HU380CFFF000XXX + SRFB3XT7MFPX | XT7HU380CGFF000XXX + SRFB3XT7MFPX | XT7HU380CPFF000XXX + SRFB3XT7MFPX | XT7HU380CQFF000XXX + SRFB3XT7MFPX | XT7HU380CTFF000XXX + SRFB3XT7MFPX | XT7HU380CUFF000XXX + SRFB3XT7MFPX
SK | SKPA36AT0800 | 64 | SRPK800A700 | 48 | 700 | 27 | 65kA | 7 | Panelboard MRO | 1 | Distribution Protection | 1 | 600Vac (Y/D) | 2 | 80% | 1 | 644871121 | No Equivalent Cross Available Based on Selections | No Equivalent Cross Available Based on Selections | XT7LU380CEFF000XXX + SRFB3XT7MFPX | XT7LU380CFFF000XXX + SRFB3XT7MFPX | XT7LU380CGFF000XXX + SRFB3XT7MFPX | XT7LU380CPFF000XXX + SRFB3XT7MFPX | XT7LU380CQFF000XXX + SRFB3XT7MFPX | XT7LU380CTFF000XXX + SRFB3XT7MFPX | XT7LU380CUFF000XXX + SRFB3XT7MFPX
SK | SKPA36AT0800 | 64 | SRPK800A700 | 48 | 700 | 27 | 65kA | 7 | Panelboard MRO | 1 | Distribution Protection | 1 | 480Vac (Y/D) | 1 | 100% | 2 | 644871112 | No Equivalent Cross Available Based on Selections | No Equivalent Cross Available Based on Selections | XT7LQ380CEFF000XXX + SRFB3XT7MFPX | XT7LQ380CFFF000XXX + SRFB3XT7MFPX | XT7LQ380CGFF000XXX + SRFB3XT7MFPX | XT7LQ380CPFF000XXX + SRFB3XT7MFPX | XT7LQ380CQFF000XXX + SRFB3XT7MFPX | XT7LQ380CTFF000XXX + SRFB3XT7MFPX | XT7LQ380CUFF000XXX + SRFB3XT7MFPX
SK | SKPA36AT0800 | 64 | SRPK800A700 | 48 | 700 | 27 | 65kA | 7 | Panelboard MRO | 1 | Distribution Protection | 1 | 600Vac (Y/D) | 2 | 100% | 2 | 644871122 | No Equivalent Cross Available Based on Selections | No Equivalent Cross Available Based on Selections | XT7LQ380CEFF000XXX + SRFB3XT7MFPX | XT7LQ380CFFF000XXX + SRFB3XT7MFPX | XT7LQ380CGFF000XXX + SRFB3XT7MFPX | XT7LQ380CPFF000XXX + SRFB3XT7MFPX | XT7LQ380CQFF000XXX + SRFB3XT7MFPX | XT7LQ380CTFF000XXX + SRFB3XT7MFPX | XT7LQ380CUFF000XXX + SRFB3XT7MFPX
SK | SKPA36AT0800 | 64 | SRPK800A800 | 49 | 800 | 28 | 100kA | 8 | Loose MCCB (OEM) | 2 | Distribution Protection | 1 | 480Vac (Y/D) | 1 | 80% | 1 | 644982111 | No Equivalent Cross Available Based on Selections | No Equivalent Cross Available Based on Selections | XT7LU380CEFF000XXX | XT7LU380CFFF000XXX | XT7LU380CGFF000XXX | XT7LU380CPFF000XXX | XT7LU380CQFF000XXX | XT7LU380CTFF000XXX | XT7LU380CUFF000XXX
SK | SKPA36AT0800 | 64 | SRPK800A800 | 49 | 800 | 28 | 65kA | 7 | Loose MCCB (OEM) | 2 | Distribution Protection | 1 | 600Vac (Y/D) | 2 | 80% | 1 | 644972121 | No Equivalent Cross Available Based on Selections | No Equivalent Cross Available Based on Selections | XT7LU380CEFF000XXX | XT7LU380CFFF000XXX | XT7LU380CGFF000XXX | XT7LU380CPFF000XXX | XT7LU380CQFF000XXX | XT7LU380CTFF000XXX | XT7LU380CUFF000XXX
SK | SKPA36AT0800 | 64 | SRPK800A800 | 49 | 800 | 28 | 65kA | 7 | Loose MCCB (OEM) | 2 | Distribution Protection | 1 | 480Vac (Y/D) | 1 | 100% | 2 | 644972112 | No Equivalent Cross Available Based on Selections | XT6HQ3800BFF000XXX | XT6HQ3800EFF000XXX | XT6HQ3800FFF000XXX | XT6HQ3800GFF000XXX | XT7LQ380CPFF000XXX | XT7LQ380CQFF000XXX | XT7LQ380CTFF000XXX | XT7LQ380CUFF000XXX
SK | SKPA36AT0800 | 64 | SRPK800A800 | 49 | 800 | 28 | 65kA | 7 | Loose MCCB (OEM) | 2 | Distribution Protection | 1 | 600Vac (Y/D) | 2 | 100% | 2 | 644972122 | No Equivalent Cross Available Based on Selections | No Equivalent Cross Available Based on Selections | XT7LQ380CEFF000XXX | XT7LQ380CFFF000XXX | XT7LQ380CGFF000XXX | XT7LQ380CPFF000XXX | XT7LQ380CQFF000XXX | XT7LQ380CTFF000XXX | XT7LQ380CUFF000XXX
SK | SKPA36AT0800 | 64 | SRPK800A800 | 49 | 800 | 28 | 65kA | 7 | Panelboard MRO | 1 | Distribution Protection | 1 | 480Vac (Y/D) | 1 | 80% | 1 | 644971111 | No Equivalent Cross Available Based on Selections | No Equivalent Cross Available Based on Selections | XT7HU380CEFF000XXX + SRFB3XT7MFPX | XT7HU380CFFF000XXX + SRFB3XT7MFPX | XT7HU380CGFF000XXX + SRFB3XT7MFPX | XT7HU380CPFF000XXX + SRFB3XT7MFPX | XT7HU380CQFF000XXX + SRFB3XT7MFPX | XT7HU380CTFF000XXX + SRFB3XT7MFPX | XT7HU380CUFF000XXX + SRFB3XT7MFPX
SK | SKPA36AT0800 | 64 | SRPK800A800 | 49 | 800 | 28 | 65kA | 7 | Panelboard MRO | 1 | Distribution Protection | 1 | 600Vac (Y/D) | 2 | 80% | 1 | 644971121 | No Equivalent Cross Available Based on Selections | No Equivalent Cross Available Based on Selections | XT7LU380CEFF000XXX + SRFB3XT7MFPX | XT7LU380CFFF000XXX + SRFB3XT7MFPX | XT7LU380CGFF000XXX + SRFB3XT7MFPX | XT7LU380CPFF000XXX + SRFB3XT7MFPX | XT7LU380CQFF000XXX + SRFB3XT7MFPX | XT7LU380CTFF000XXX + SRFB3XT7MFPX | XT7LU380CUFF000XXX + SRFB3XT7MFPX
SK | SKPA36AT0800 | 64 | SRPK800A800 | 49 | 800 | 28 | 65kA | 7 | Panelboard MRO | 1 | Distribution Protection | 1 | 480Vac (Y/D) | 1 | 100% | 2 | 644971112 | No Equivalent Cross Available Based on Selections | No Equivalent Cross Available Based on Selections | XT7LQ380CEFF000XXX + SRFB3XT7MFPX | XT7LQ380CFFF000XXX + SRFB3XT7MFPX | XT7LQ380CGFF000XXX + SRFB3XT7MFPX | XT7LQ380CPFF000XXX + SRFB3XT7MFPX | XT7LQ380CQFF000XXX + SRFB3XT7MFPX | XT7LQ380CTFF000XXX + SRFB3XT7MFPX | XT7LQ380CUFF000XXX + SRFB3XT7MFPX
SK | SKPA36AT0800 | 64 | SRPK800A800 | 49 | 800 | 28 | 65kA | 7 | Panelboard MRO | 1 | Distribution Protection | 1 | 600Vac (Y/D) | 2 | 100% | 2 | 644971122 | No Equivalent Cross Available Based on Selections | No Equivalent Cross Available Based on Selections | XT7LQ380CEFF000XXX + SRFB3XT7MFPX | XT7LQ380CFFF000XXX + SRFB3XT7MFPX | XT7LQ380CGFF000XXX + SRFB3XT7MFPX | XT7LQ380CPFF000XXX + SRFB3XT7MFPX | XT7LQ380CQFF000XXX + SRFB3XT7MFPX | XT7LQ380CTFF000XXX + SRFB3XT7MFPX | XT7LQ380CUFF000XXX + SRFB3XT7MFPX
SK | SKHA26AT1200 | 65 | SRPK1200A600 | 50 | 600 | 26 | 50kA | 6 | Loose MCCB (OEM) | 2 | Distribution Protection | 1 | 480Vac (Y/D) | 1 | 80% | 1 | 655062111 | No Equivalent Cross Available Based on Selections | XT5SU360BBFF000XXX | XT5SU360BEFF000XXX | XT5SU360BFFF000XXX | XT5SU360BGFF000XXX | XT5SU360BPFF000XXX | XT5SU360BQFF000XXX | XT5SU360BTFF000XXX | XT5SU360BUFF000XXX
SK | SKHA26AT1200 | 65 | SRPK1200A600 | 50 | 600 | 26 | 50kA | 6 | Loose MCCB (OEM) | 2 | Distribution Protection | 1 | 600Vac (Y/D) | 2 | 80% | 1 | 655062121 | No Equivalent Cross Available Based on Selections | XT5LU360BBFF000XXX | XT5LU360BEFF000XXX | XT5LU360BFFF000XXX | XT5LU360BGFF000XXX | XT5LU360BPFF000XXX | XT5LU360BQFF000XXX | XT5LU360BTFF000XXX | XT5LU360BUFF000XXX
SK | SKHA26AT1200 | 65 | SRPK1200A600 | 50 | 600 | 26 | 50kA | 6 | Loose MCCB (OEM) | 2 | Distribution Protection | 1 | 480Vac (Y/D) | 1 | 100% | 2 | 655062112 | No Equivalent Cross Available Based on Selections | XT5SQ360BBFF000XXX | XT5SQ360BEFF000XXX | XT5SQ360BFFF000XXX | XT5SQ360BGFF000XXX | XT5SQ360BPFF000XXX | XT5SQ360BQFF000XXX | XT5SQ360BTFF000XXX | XT5SQ360BUFF000XXX
SK | SKHA26AT1200 | 65 | SRPK1200A600 | 50 | 600 | 26 | 50kA | 6 | Loose MCCB (OEM) | 2 | Distribution Protection | 1 | 600Vac (Y/D) | 2 | 100% | 2 | 655062122 | No Equivalent Cross Available Based on Selections | XT5LQ360BBFF000XXX | XT5LQ360BEFF000XXX | XT5LQ360BFFF000XXX | XT5LQ360BGFF000XXX | XT5LQ360BPFF000XXX | XT5LQ360BQFF000XXX | XT5LQ360BTFF000XXX | XT5LQ360BUFF000XXX
SK | SKHA26AT1200 | 65 | SRPK1200A600 | 50 | 600 | 26 | 50kA | 6 | Panelboard MRO | 1 | Distribution Protection | 1 | 480Vac (Y/D) | 1 | 80% | 1 | 655061111 | No Equivalent Cross Available Based on Selections | XT5SU360BBFF000XXX | XT5SU360BEFF000XXX + SRFB3XT5MFPX | XT5SU360BFFF000XXX + SRFB3XT5MFPX | XT5SU360BGFF000XXX + SRFB3XT5MFPX | XT5SU360BPFF000XXX + SRFB3XT5MFPX | XT5SU360BQFF000XXX + SRFB3XT5MFPX | XT5SU360BTFF000XXX + SRFB3XT5MFPX | XT5SU360BUFF000XXX + SRFB3XT5MFPX
SK | SKHA26AT1200 | 65 | SRPK1200A600 | 50 | 600 | 26 | 50kA | 6 | Panelboard MRO | 1 | Distribution Protection | 1 | 600Vac (Y/D) | 2 | 80% | 1 | 655061121 | No Equivalent Cross Available Based on Selections | XT5LU360BBFF000XXX | XT5LU360BEFF000XXX + SRFB3XT5MFPX | XT5LU360BFFF000XXX + SRFB3XT5MFPX | XT5LU360BGFF000XXX + SRFB3XT5MFPX | XT5LU360BPFF000XXX + SRFB3XT5MFPX | XT5LU360BQFF000XXX + SRFB3XT5MFPX | XT5LU360BTFF000XXX + SRFB3XT5MFPX | XT5LU360BUFF000XXX + SRFB3XT5MFPX
SK | SKHA26AT1200 | 65 | SRPK1200A600 | 50 | 600 | 26 | 50kA | 6 | Panelboard MRO | 1 | Distribution Protection | 1 | 480Vac (Y/D) | 1 | 100% | 2 | 655061112 | No Equivalent Cross Available Based on Selections | XT5SQ360BBFF000XXX | XT5SQ360BEFF000XXX + SRFB3XT5MFPX | XT5SQ360BFFF000XXX + SRFB3XT5MFPX | XT5SQ360BGFF000XXX + SRFB3XT5MFPX | XT5SQ360BPFF000XXX + SRFB3XT5MFPX | XT5SQ360BQFF000XXX + SRFB3XT5MFPX | XT5SQ360BTFF000XXX + SRFB3XT5MFPX | XT5SQ360BUFF000XXX + SRFB3XT5MFPX
SK | SKHA26AT1200 | 65 | SRPK1200A600 | 50 | 600 | 26 | 50kA | 6 | Panelboard MRO | 1 | Distribution Protection | 1 | 600Vac (Y/D) | 2 | 100% | 2 | 655061122 | No Equivalent Cross Available Based on Selections | XT5LQ360BBFF000XXX | XT5LQ360BEFF000XXX + SRFB3XT5MFPX | XT5LQ360BFFF000XXX + SRFB3XT5MFPX | XT5LQ360BGFF000XXX + SRFB3XT5MFPX | XT5LQ360BPFF000XXX + SRFB3XT5MFPX | XT5LQ360BQFF000XXX + SRFB3XT5MFPX | XT5LQ360BTFF000XXX + SRFB3XT5MFPX | XT5LQ360BUFF000XXX + SRFB3XT5MFPX
SK | SKHA26AT1200 | 65 | SRPK1200A700 | 51 | 700 | 27 | 50kA | 6 | Loose MCCB (OEM) | 2 | Distribution Protection | 1 | 480Vac (Y/D) | 1 | 80% | 1 | 655162111 | No Equivalent Cross Available Based on Selections | XT6SU3800BFF000XXX | XT6SU3800EFF000XXX | XT6SU3800FFF000XXX | XT6SU3800GFF000XXX | XT7SU380CPFF000XXX | XT7SU380CQFF000XXX | XT7SU380CTFF000XXX | XT7SU380CUFF000XXX
SK | SKHA26AT1200 | 65 | SRPK1200A700 | 51 | 700 | 27 | 50kA | 6 | Loose MCCB (OEM) | 2 | Distribution Protection | 1 | 600Vac (Y/D) | 2 | 80% | 1 | 655162121 | No Equivalent Cross Available Based on Selections | No Equivalent Cross Available Based on Selections | XT7HU380CEFF000XXX | XT7HU380CFFF000XXX | XT7HU380CEFF000XXX | XT7HU380CPFF000XXX | XT7HU380CQFF000XXX | XT7HU380CTFF000XXX | XT7HU380CUFF000XXX
SK | SKHA26AT1200 | 65 | SRPK1200A700 | 51 | 700 | 27 | 50kA | 6 | Loose MCCB (OEM) | 2 | Distribution Protection | 1 | 480Vac (Y/D) | 1 | 100% | 2 | 655162112 | No Equivalent Cross Available Based on Selections | XT6SQ3800BFF000XXX | XT6SQ3800EFF000XXX | XT6SQ3800FFF000XXX | XT6SQ3800GFF000XXX | XT7SQ380CPFF000XXX | XT7SQ380CQFF000XXX | XT7SQ380CTFF000XXX | XT7SQ380CUFF000XXX
SK | SKHA26AT1200 | 65 | SRPK1200A700 | 51 | 700 | 27 | 50kA | 6 | Loose MCCB (OEM) | 2 | Distribution Protection | 1 | 600Vac (Y/D) | 2 | 100% | 2 | 655162122 | No Equivalent Cross Available Based on Selections | No Equivalent Cross Available Based on Selections | XT7HQ380CEFF000XXX | XT7HQ380CFFF000XXX | XT7HQ380CEFF000XXX | XT7HQ380CPFF000XXX | XT7HQ380CQFF000XXX | XT7HQ380CTFF000XXX | XT7HQ380CUFF000XXX
SK | SKHA26AT1200 | 65 | SRPK1200A700 | 51 | 700 | 27 | 50kA | 6 | Panelboard MRO | 1 | Distribution Protection | 1 | 480Vac (Y/D) | 1 | 80% | 1 | 655161111 | No Equivalent Cross Available Based on Selections | No Equivalent Cross Available Based on Selections | XT7SU380CEFF000XXX + SRFB3XT7MFPX | XT7SU380CFFF000XXX + SRFB3XT7MFPX | XT7SU380CGFF000XXX + SRFB3XT7MFPX | XT7SU380CPFF000XXX + SRFB3XT7MFPX | XT7SU380CQFF000XXX + SRFB3XT7MFPX | XT7SU380CTFF000XXX + SRFB3XT7MFPX | XT7SU380CUFF000XXX + SRFB3XT7MFPX
SK | SKHA26AT1200 | 65 | SRPK1200A700 | 51 | 700 | 27 | 50kA | 6 | Panelboard MRO | 1 | Distribution Protection | 1 | 600Vac (Y/D) | 2 | 80% | 1 | 655161121 | No Equivalent Cross Available Based on Selections | No Equivalent Cross Available Based on Selections | XT7HU380CEFF000XXX + SRFB3XT7MFPX | XT7HU380CFFF000XXX + SRFB3XT7MFPX | XT7HU380CEFF000XXX + SRFB3XT7MFPX | XT7HU380CPFF000XXX + SRFB3XT7MFPX | XT7HU380CQFF000XXX + SRFB3XT7MFPX | XT7HU380CTFF000XXX + SRFB3XT7MFPX | XT7HU380CUFF000XXX + SRFB3XT7MFPX
SK | SKHA26AT1200 | 65 | SRPK1200A700 | 51 | 700 | 27 | 50kA | 6 | Panelboard MRO | 1 | Distribution Protection | 1 | 480Vac (Y/D) | 1 | 100% | 2 | 655161112 | No Equivalent Cross Available Based on Selections | No Equivalent Cross Available Based on Selections | XT7SQ380CEFF000XXX + SRFB3XT7MFPX | XT7SQ380CFFF000XXX + SRFB3XT7MFPX | XT7SQ380CGFF000XXX + SRFB3XT7MFPX | XT7SQ380CPFF000XXX + SRFB3XT7MFPX | XT7SQ380CQFF000XXX + SRFB3XT7MFPX | XT7SQ380CTFF000XXX + SRFB3XT7MFPX | XT7SQ380CUFF000XXX + SRFB3XT7MFPX
SK | SKHA26AT1200 | 65 | SRPK1200A700 | 51 | 700 | 27 | 50kA | 6 | Panelboard MRO | 1 | Distribution Protection | 1 | 600Vac (Y/D) | 2 | 100% | 2 | 655161122 | No Equivalent Cross Available Based on Selections | No Equivalent Cross Available Based on Selections | XT7HQ380CEFF000XXX + SRFB3XT7MFPX | XT7HQ380CFFF000XXX + SRFB3XT7MFPX | XT7HQ380CEFF000XXX + SRFB3XT7MFPX | XT7HQ380CPFF000XXX + SRFB3XT7MFPX | XT7HQ380CQFF000XXX + SRFB3XT7MFPX | XT7HQ380CTFF000XXX + SRFB3XT7MFPX | XT7HQ380CUFF000XXX + SRFB3XT7MFPX
SK | SKHA26AT1200 | 65 | SRPK1200A800 | 52 | 800 | 28 | 50kA | 6 | Loose MCCB (OEM) | 2 | Distribution Protection | 1 | 480Vac (Y/D) | 1 | 80% | 1 | 655262111 | No Equivalent Cross Available Based on Selections | XT6SU3800BFF000XXX | XT6SU3800EFF000XXX | XT6SU3800FFF000XXX | XT6SU3800GFF000XXX | XT7SU380CPFF000XXX | XT7SU380CQFF000XXX | XT7SU380CTFF000XXX | XT7SU380CUFF000XXX
SK | SKHA26AT1200 | 65 | SRPK1200A800 | 52 | 800 | 28 | 50kA | 6 | Loose MCCB (OEM) | 2 | Distribution Protection | 1 | 600Vac (Y/D) | 2 | 80% | 1 | 655262121 | No Equivalent Cross Available Based on Selections | No Equivalent Cross Available Based on Selections | XT7HU380CEFF000XXX | XT7HU380CFFF000XXX | XT7HU380CEFF000XXX | XT7HU380CPFF000XXX | XT7HU380CQFF000XXX | XT7HU380CTFF000XXX | XT7HU380CUFF000XXX
SK | SKHA26AT1200 | 65 | SRPK1200A800 | 52 | 800 | 28 | 50kA | 6 | Loose MCCB (OEM) | 2 | Distribution Protection | 1 | 480Vac (Y/D) | 1 | 100% | 2 | 655262112 | No Equivalent Cross Available Based on Selections | XT6SQ3800BFF000XXX | XT6SQ3800EFF000XXX | XT6SQ3800FFF000XXX | XT6SQ3800GFF000XXX | XT7SQ380CPFF000XXX | XT7SQ380CQFF000XXX | XT7SQ380CTFF000XXX | XT7SQ380CUFF000XXX
SK | SKHA26AT1200 | 65 | SRPK1200A800 | 52 | 800 | 28 | 50kA | 6 | Loose MCCB (OEM) | 2 | Distribution Protection | 1 | 600Vac (Y/D) | 2 | 100% | 2 | 655262122 | No Equivalent Cross Available Based on Selections | No Equivalent Cross Available Based on Selections | XT7HQ380CEFF000XXX | XT7HQ380CFFF000XXX | XT7HQ380CEFF000XXX | XT7HQ380CPFF000XXX | XT7HQ380CQFF000XXX | XT7HQ380CTFF000XXX | XT7HQ380CUFF000XXX
SK | SKHA26AT1200 | 65 | SRPK1200A800 | 52 | 800 | 28 | 50kA | 6 | Panelboard MRO | 1 | Distribution Protection | 1 | 480Vac (Y/D) | 1 | 80% | 1 | 655261111 | No Equivalent Cross Available Based on Selections | No Equivalent Cross Available Based on Selections | XT7SU380CEFF000XXX + SRFB3XT7MFPX | XT7SU380CFFF000XXX + SRFB3XT7MFPX | XT7SU380CGFF000XXX + SRFB3XT7MFPX | XT7SU380CPFF000XXX + SRFB3XT7MFPX | XT7SU380CQFF000XXX + SRFB3XT7MFPX | XT7SU380CTFF000XXX + SRFB3XT7MFPX | XT7SU380CUFF000XXX + SRFB3XT7MFPX
SK | SKHA26AT1200 | 65 | SRPK1200A800 | 52 | 800 | 28 | 50kA | 6 | Panelboard MRO | 1 | Distribution Protection | 1 | 600Vac (Y/D) | 2 | 80% | 1 | 655261121 | No Equivalent Cross Available Based on Selections | No Equivalent Cross Available Based on Selections | XT7HU380CEFF000XXX + SRFB3XT7MFPX | XT7HU380CFFF000XXX + SRFB3XT7MFPX | XT7HU380CEFF000XXX + SRFB3XT7MFPX | XT7HU380CPFF000XXX + SRFB3XT7MFPX | XT7HU380CQFF000XXX + SRFB3XT7MFPX | XT7HU380CTFF000XXX + SRFB3XT7MFPX | XT7HU380CUFF000XXX + SRFB3XT7MFPX
SK | SKHA26AT1200 | 65 | SRPK1200A800 | 52 | 800 | 28 | 50kA | 6 | Panelboard MRO | 1 | Distribution Protection | 1 | 480Vac (Y/D) | 1 | 100% | 2 | 655261112 | No Equivalent Cross Available Based on Selections | No Equivalent Cross Available Based on Selections | XT7SQ380CEFF000XXX + SRFB3XT7MFPX | XT7SQ380CFFF000XXX + SRFB3XT7MFPX | XT7SQ380CGFF000XXX + SRFB3XT7MFPX | XT7SQ380CPFF000XXX + SRFB3XT7MFPX | XT7SQ380CQFF000XXX + SRFB3XT7MFPX | XT7SQ380CTFF000XXX + SRFB3XT7MFPX | XT7SQ380CUFF000XXX + SRFB3XT7MFPX
SK | SKHA26AT1200 | 65 | SRPK1200A800 | 52 | 800 | 28 | 50kA | 6 | Panelboard MRO | 1 | Distribution Protection | 1 | 600Vac (Y/D) | 2 | 100% | 2 | 655261122 | No Equivalent Cross Available Based on Selections | No Equivalent Cross Available Based on Selections | XT7HQ380CEFF000XXX + SRFB3XT7MFPX | XT7HQ380CFFF000XXX + SRFB3XT7MFPX | XT7HQ380CEFF000XXX + SRFB3XT7MFPX | XT7HQ380CPFF000XXX + SRFB3XT7MFPX | XT7HQ380CQFF000XXX + SRFB3XT7MFPX | XT7HQ380CTFF000XXX + SRFB3XT7MFPX | XT7HQ380CUFF000XXX + SRFB3XT7MFPX
SK | SKHA26AT1200 | 65 | SRPK1200A900 | 53 | 900 | 29 | 50kA | 6 | Loose MCCB (OEM) | 2 | Distribution Protection | 1 | 480Vac (Y/D) | 1 | 80% | 1 | 655362111 | No Equivalent Cross Available Based on Selections | No Equivalent Cross Available Based on Selections | XT7SU310DEFF000XXX | XT7SU310DFFF000XXX | XT7SU310DGFF000XXX | XT7SU310DPFF000XXX | XT7SU310DQFF000XXX | XT7SU310DTFF000XXX | XT7SU310DUFF000XXX
SK | SKHA26AT1200 | 65 | SRPK1200A900 | 53 | 900 | 29 | 50kA | 6 | Loose MCCB (OEM) | 2 | Distribution Protection | 1 | 600Vac (Y/D) | 2 | 80% | 1 | 655362121 | No Equivalent Cross Available Based on Selections | No Equivalent Cross Available Based on Selections | XT7HU310DEFF000XXX | XT7HU310DFFF000XXX | XT7HU310DGFF000XXX | XT7HU310DPFF000XXX | XT7HU310DQFF000XXX | XT7HU310DTFF000XXX | XT7HU310DUFF000XXX
SK | SKHA26AT1200 | 65 | SRPK1200A900 | 53 | 900 | 29 | 50kA | 6 | Loose MCCB (OEM) | 2 | Distribution Protection | 1 | 480Vac (Y/D) | 1 | 100% | 2 | 655362112 | No Equivalent Cross Available Based on Selections | No Equivalent Cross Available Based on Selections | XT7SQ310DEFF000XXX | XT7SQ310DFFF000XXX | XT7SQ310DGFF000XXX | XT7SQ310DPFF000XXX | XT7SQ310DQFF000XXX | XT7SQ310DTFF000XXX | XT7SQ310DUFF000XXX
SK | SKHA26AT1200 | 65 | SRPK1200A900 | 53 | 900 | 29 | 50kA | 6 | Loose MCCB (OEM) | 2 | Distribution Protection | 1 | 600Vac (Y/D) | 2 | 100% | 2 | 655362122 | No Equivalent Cross Available Based on Selections | No Equivalent Cross Available Based on Selections | XT7HQ310DEFF000XXX | XT7HQ310DFFF000XXX | XT7HQ310DGFF000XXX | XT7HQ310DPFF000XXX | XT7HQ310DQFF000XXX | XT7HQ310DTFF000XXX | XT7HQ310DUFF000XXX
SK | SKHA26AT1200 | 65 | SRPK1200A900 | 53 | 900 | 29 | 50kA | 6 | Panelboard MRO | 1 | Distribution Protection | 1 | 480Vac (Y/D) | 1 | 80% | 1 | 655361111 | No Equivalent Cross Available Based on Selections | No Equivalent Cross Available Based on Selections | XT7SU310DEFF000XXX + SRFB3XT7MFPX | XT7SU310DFFF000XXX + SRFB3XT7MFPX | XT7SU310DGFF000XXX + SRFB3XT7MFPX | XT7SU310DPFF000XXX + SRFB3XT7MFPX | XT7SU310DQFF000XXX + SRFB3XT7MFPX | XT7SU310DTFF000XXX + SRFB3XT7MFPX | XT7SU310DUFF000XXX + SRFB3XT7MFPX
SK | SKHA26AT1200 | 65 | SRPK1200A900 | 53 | 900 | 29 | 50kA | 6 | Panelboard MRO | 1 | Distribution Protection | 1 | 600Vac (Y/D) | 2 | 80% | 1 | 655361121 | No Equivalent Cross Available Based on Selections | No Equivalent Cross Available Based on Selections | XT7HU310DEFF000XXX + SRFB3XT7MFPX | XT7HU310DFFF000XXX + SRFB3XT7MFPX | XT7HU310DGFF000XXX + SRFB3XT7MFPX | XT7HU310DPFF000XXX + SRFB3XT7MFPX | XT7HU310DQFF000XXX + SRFB3XT7MFPX | XT7HU310DTFF000XXX + SRFB3XT7MFPX | XT7HU310DUFF000XXX + SRFB3XT7MFPX
SK | SKHA26AT1200 | 65 | SRPK1200A900 | 53 | 900 | 29 | 50kA | 6 | Panelboard MRO | 1 | Distribution Protection | 1 | 480Vac (Y/D) | 1 | 100% | 2 | 655361112 | No Equivalent Cross Available Based on Selections | No Equivalent Cross Available Based on Selections | XT7SQ310DEFF000XXX + SRFB3XT7MFPX | XT7SQ310DFFF000XXX + SRFB3XT7MFPX | XT7SQ310DGFF000XXX + SRFB3XT7MFPX | XT7SQ310DPFF000XXX + SRFB3XT7MFPX | XT7SQ310DQFF000XXX + SRFB3XT7MFPX | XT7SQ310DTFF000XXX + SRFB3XT7MFPX | XT7SQ310DUFF000XXX + SRFB3XT7MFPX
SK | SKHA26AT1200 | 65 | SRPK1200A900 | 53 | 900 | 29 | 50kA | 6 | Panelboard MRO | 1 | Distribution Protection | 1 | 600Vac (Y/D) | 2 | 100% | 2 | 655361122 | No Equivalent Cross Available Based on Selections | No Equivalent Cross Available Based on Selections | XT7HQ310DEFF000XXX + SRFB3XT7MFPX | XT7HQ310DFFF000XXX + SRFB3XT7MFPX | XT7HQ310DGFF000XXX + SRFB3XT7MFPX | XT7HQ310DPFF000XXX + SRFB3XT7MFPX | XT7HQ310DQFF000XXX + SRFB3XT7MFPX | XT7HQ310DTFF000XXX + SRFB3XT7MFPX | XT7HQ310DUFF000XXX + SRFB3XT7MFPX
SK | SKHA26AT1200 | 65 | SRPK1200A1000 | 54 | 1000 | 30 | 50kA | 6 | Loose MCCB (OEM) | 2 | Distribution Protection | 1 | 480Vac (Y/D) | 1 | 80% | 1 | 655462111 | No Equivalent Cross Available Based on Selections | No Equivalent Cross Available Based on Selections | XT7SU310DEFF000XXX | XT7SU310DFFF000XXX | XT7SU310DGFF000XXX | XT7SU310DPFF000XXX | XT7SU310DQFF000XXX | XT7SU310DTFF000XXX | XT7SU310DUFF000XXX
SK | SKHA26AT1200 | 65 | SRPK1200A1000 | 54 | 1000 | 30 | 50kA | 6 | Loose MCCB (OEM) | 2 | Distribution Protection | 1 | 600Vac (Y/D) | 2 | 80% | 1 | 655462121 | No Equivalent Cross Available Based on Selections | No Equivalent Cross Available Based on Selections | XT7HU310DEFF000XXX | XT7HU310DFFF000XXX | XT7HU310DGFF000XXX | XT7HU310DPFF000XXX | XT7HU310DQFF000XXX | XT7HU310DTFF000XXX | XT7HU310DUFF000XXX
SK | SKHA26AT1200 | 65 | SRPK1200A1000 | 54 | 1000 | 30 | 50kA | 6 | Loose MCCB (OEM) | 2 | Distribution Protection | 1 | 480Vac (Y/D) | 1 | 100% | 2 | 655462112 | No Equivalent Cross Available Based on Selections | No Equivalent Cross Available Based on Selections | XT7SQ310DEFF000XXX | XT7SQ310DFFF000XXX | XT7SQ310DGFF000XXX | XT7SQ310DPFF000XXX | XT7SQ310DQFF000XXX | XT7SQ310DTFF000XXX | XT7SQ310DUFF000XXX
SK | SKHA26AT1200 | 65 | SRPK1200A1000 | 54 | 1000 | 30 | 50kA | 6 | Loose MCCB (OEM) | 2 | Distribution Protection | 1 | 600Vac (Y/D) | 2 | 100% | 2 | 655462122 | No Equivalent Cross Available Based on Selections | No Equivalent Cross Available Based on Selections | XT7HQ310DEFF000XXX | XT7HQ310DFFF000XXX | XT7HQ310DGFF000XXX | XT7HQ310DPFF000XXX | XT7HQ310DQFF000XXX | XT7HQ310DTFF000XXX | XT7HQ310DUFF000XXX
SK | SKHA26AT1200 | 65 | SRPK1200A1000 | 54 | 1000 | 30 | 50kA | 6 | Panelboard MRO | 1 | Distribution Protection | 1 | 480Vac (Y/D) | 1 | 80% | 1 | 655461111 | No Equivalent Cross Available Based on Selections | No Equivalent Cross Available Based on Selections | XT7SU310DEFF000XXX + SRFB3XT7MFPX | XT7SU310DFFF000XXX + SRFB3XT7MFPX | XT7SU310DGFF000XXX + SRFB3XT7MFPX | XT7SU310DPFF000XXX + SRFB3XT7MFPX | XT7SU310DQFF000XXX + SRFB3XT7MFPX | XT7SU310DTFF000XXX + SRFB3XT7MFPX | XT7SU310DUFF000XXX + SRFB3XT7MFPX
SK | SKHA26AT1200 | 65 | SRPK1200A1000 | 54 | 1000 | 30 | 50kA | 6 | Panelboard MRO | 1 | Distribution Protection | 1 | 600Vac (Y/D) | 2 | 80% | 1 | 655461121 | No Equivalent Cross Available Based on Selections | No Equivalent Cross Available Based on Selections | XT7HU310DEFF000XXX + SRFB3XT7MFPX | XT7HU310DFFF000XXX + SRFB3XT7MFPX | XT7HU310DGFF000XXX + SRFB3XT7MFPX | XT7HU310DPFF000XXX + SRFB3XT7MFPX | XT7HU310DQFF000XXX + SRFB3XT7MFPX | XT7HU310DTFF000XXX + SRFB3XT7MFPX | XT7HU310DUFF000XXX + SRFB3XT7MFPX
SK | SKHA26AT1200 | 65 | SRPK1200A1000 | 54 | 1000 | 30 | 50kA | 6 | Panelboard MRO | 1 | Distribution Protection | 1 | 480Vac (Y/D) | 1 | 100% | 2 | 655461112 | No Equivalent Cross Available Based on Selections | No Equivalent Cross Available Based on Selections | XT7SQ310DEFF000XXX + SRFB3XT7MFPX | XT7SQ310DFFF000XXX + SRFB3XT7MFPX | XT7SQ310DGFF000XXX + SRFB3XT7MFPX | XT7SQ310DPFF000XXX + SRFB3XT7MFPX | XT7SQ310DQFF000XXX + SRFB3XT7MFPX | XT7SQ310DTFF000XXX + SRFB3XT7MFPX | XT7SQ310DUFF000XXX + SRFB3XT7MFPX
SK | SKHA26AT1200 | 65 | SRPK1200A1000 | 54 | 1000 | 30 | 50kA | 6 | Panelboard MRO | 1 | Distribution Protection | 1 | 600Vac (Y/D) | 2 | 100% | 2 | 655461122 | No Equivalent Cross Available Based on Selections | No Equivalent Cross Available Based on Selections | XT7HQ310DEFF000XXX + SRFB3XT7MFPX | XT7HQ310DFFF000XXX + SRFB3XT7MFPX | XT7HQ310DGFF000XXX + SRFB3XT7MFPX | XT7HQ310DPFF000XXX + SRFB3XT7MFPX | XT7HQ310DQFF000XXX + SRFB3XT7MFPX | XT7HQ310DTFF000XXX + SRFB3XT7MFPX | XT7HQ310DUFF000XXX + SRFB3XT7MFPX
SK | SKHA26AT1200 | 65 | SRPK1200A1175 | 55 | 1175 | 31 | 50kA | 6 | Loose MCCB (OEM) | 2 | Distribution Protection | 1 | 480Vac (Y/D) | 1 | 80% | 1 | 655562111 | No Equivalent Cross Available Based on Selections | No Equivalent Cross Available Based on Selections | XT7SU312EEFF000XXX | XT7SU312EFFF000XXX | XT7SU312EGFF000XXX | XT7SU312EPFF000XXX | XT7SU312EQFF000XXX | XT7SU312ETFF000XXX | XT7SU312EUFF000XXX
SK | SKHA26AT1200 | 65 | SRPK1200A1175 | 55 | 1175 | 31 | 50kA | 6 | Loose MCCB (OEM) | 2 | Distribution Protection | 1 | 600Vac (Y/D) | 2 | 80% | 1 | 655562121 | No Equivalent Cross Available Based on Selections | No Equivalent Cross Available Based on Selections | XT7HU312EEFF000XXX | XT7HU312EFFF000XXX | XT7HU312EGFF000XXX | XT7HU312EPFF000XXX | XT7HU312EQFF000XXX | XT7HU312ETFF000XXX | XT7HU312EUFF000XXX
SK | SKHA26AT1200 | 65 | SRPK1200A1175 | 55 | 1175 | 31 | 50kA | 6 | Loose MCCB (OEM) | 2 | Distribution Protection | 1 | 480Vac (Y/D) | 1 | 100% | 2 | 655562112 | No Equivalent Cross Available Based on Selections | No Equivalent Cross Available Based on Selections | XT7SQ312EEFF000XXX | XT7SQ312EFFF000XXX | XT7SQ312EGFF000XXX | XT7SQ312EPFF000XXX | XT7SQ312EQFF000XXX | XT7SQ312ETFF000XXX | XT7SQ312EUFF000XXX
SK | SKHA26AT1200 | 65 | SRPK1200A1175 | 55 | 1175 | 31 | 50kA | 6 | Loose MCCB (OEM) | 2 | Distribution Protection | 1 | 600Vac (Y/D) | 2 | 100% | 2 | 655562122 | No Equivalent Cross Available Based on Selections | No Equivalent Cross Available Based on Selections | XT7HQ312EEFF000XXX | XT7HQ312EFFF000XXX | XT7HQ312EGFF000XXX | XT7HQ312EPFF000XXX | XT7HQ312EQFF000XXX | XT7HQ312ETFF000XXX | XT7HQ312EUFF000XXX
SK | SKHA26AT1200 | 65 | SRPK1200A1175 | 55 | 1175 | 31 | 50kA | 6 | Panelboard MRO | 1 | Distribution Protection | 1 | 480Vac (Y/D) | 1 | 80% | 1 | 655561111 | No Equivalent Cross Available Based on Selections | No Equivalent Cross Available Based on Selections | XT7SU312EEFF000XXX + SRFB3XT7MFPX | XT7SU312EFFF000XXX + SRFB3XT7MFPX | XT7SU312EGFF000XXX + SRFB3XT7MFPX | XT7SU312EPFF000XXX + SRFB3XT7MFPX | XT7SU312EQFF000XXX + SRFB3XT7MFPX | XT7SU312ETFF000XXX + SRFB3XT7MFPX | XT7SU312EUFF000XXX + SRFB3XT7MFPX
SK | SKHA26AT1200 | 65 | SRPK1200A1175 | 55 | 1175 | 31 | 50kA | 6 | Panelboard MRO | 1 | Distribution Protection | 1 | 600Vac (Y/D) | 2 | 80% | 1 | 655561121 | No Equivalent Cross Available Based on Selections | No Equivalent Cross Available Based on Selections | XT7HU312EEFF000XXX + SRFB3XT7MFPX | XT7HU312EFFF000XXX + SRFB3XT7MFPX | XT7HU312EGFF000XXX + SRFB3XT7MFPX | XT7HU312EPFF000XXX + SRFB3XT7MFPX | XT7HU312EQFF000XXX + SRFB3XT7MFPX | XT7HU312ETFF000XXX + SRFB3XT7MFPX | XT7HU312EUFF000XXX + SRFB3XT7MFPX
SK | SKHA26AT1200 | 65 | SRPK1200A1175 | 55 | 1175 | 31 | 50kA | 6 | Panelboard MRO | 1 | Distribution Protection | 1 | 480Vac (Y/D) | 1 | 100% | 2 | 655561112 | No Equivalent Cross Available Based on Selections | No Equivalent Cross Available Based on Selections | XT7SQ312EEFF000XXX + SRFB3XT7MFPX | XT7SQ312EFFF000XXX + SRFB3XT7MFPX | XT7SQ312EGFF000XXX + SRFB3XT7MFPX | XT7SQ312EPFF000XXX + SRFB3XT7MFPX | XT7SQ312EQFF000XXX + SRFB3XT7MFPX | XT7SQ312ETFF000XXX + SRFB3XT7MFPX | XT7SQ312EUFF000XXX + SRFB3XT7MFPX
SK | SKHA26AT1200 | 65 | SRPK1200A1175 | 55 | 1175 | 31 | 50kA | 6 | Panelboard MRO | 1 | Distribution Protection | 1 | 600Vac (Y/D) | 2 | 100% | 2 | 655561122 | No Equivalent Cross Available Based on Selections | No Equivalent Cross Available Based on Selections | XT7HQ312EEFF000XXX + SRFB3XT7MFPX | XT7HQ312EFFF000XXX + SRFB3XT7MFPX | XT7HQ312EGFF000XXX + SRFB3XT7MFPX | XT7HQ312EPFF000XXX + SRFB3XT7MFPX | XT7HQ312EQFF000XXX + SRFB3XT7MFPX | XT7HQ312ETFF000XXX + SRFB3XT7MFPX | XT7HQ312EUFF000XXX + SRFB3XT7MFPX
SK | SKHA26AT1200 | 65 | SRPK1200A1200 | 56 | 1200 | 32 | 50kA | 6 | Loose MCCB (OEM) | 2 | Distribution Protection | 1 | 480Vac (Y/D) | 1 | 80% | 1 | 655662111 | No Equivalent Cross Available Based on Selections | No Equivalent Cross Available Based on Selections | XT7SU312EEFF000XXX | XT7SU312EFFF000XXX | XT7SU312EGFF000XXX | XT7SU312EPFF000XXX | XT7SU312EQFF000XXX | XT7SU312ETFF000XXX | XT7SU312EUFF000XXX
SK | SKHA26AT1200 | 65 | SRPK1200A1200 | 56 | 1200 | 32 | 50kA | 6 | Loose MCCB (OEM) | 2 | Distribution Protection | 1 | 600Vac (Y/D) | 2 | 80% | 1 | 655662121 | No Equivalent Cross Available Based on Selections | No Equivalent Cross Available Based on Selections | XT7HU312EEFF000XXX | XT7HU312EFFF000XXX | XT7HU312EGFF000XXX | XT7HU312EPFF000XXX | XT7HU312EQFF000XXX | XT7HU312ETFF000XXX | XT7HU312EUFF000XXX
SK | SKHA26AT1200 | 65 | SRPK1200A1200 | 56 | 1200 | 32 | 50kA | 6 | Loose MCCB (OEM) | 2 | Distribution Protection | 1 | 480Vac (Y/D) | 1 | 100% | 2 | 655662112 | No Equivalent Cross Available Based on Selections | No Equivalent Cross Available Based on Selections | XT7SQ312EEFF000XXX | XT7SQ312EFFF000XXX | XT7SQ312EGFF000XXX | XT7SQ312EPFF000XXX | XT7SQ312EQFF000XXX | XT7SQ312ETFF000XXX | XT7SQ312EUFF000XXX
SK | SKHA26AT1200 | 65 | SRPK1200A1200 | 56 | 1200 | 32 | 50kA | 6 | Loose MCCB (OEM) | 2 | Distribution Protection | 1 | 600Vac (Y/D) | 2 | 100% | 2 | 655662122 | No Equivalent Cross Available Based on Selections | No Equivalent Cross Available Based on Selections | XT7HQ312EEFF000XXX | XT7HQ312EFFF000XXX | XT7HQ312EGFF000XXX | XT7HQ312EPFF000XXX | XT7HQ312EQFF000XXX | XT7HQ312ETFF000XXX | XT7HQ312EUFF000XXX
SK | SKHA26AT1200 | 65 | SRPK1200A1200 | 56 | 1200 | 32 | 50kA | 6 | Panelboard MRO | 1 | Distribution Protection | 1 | 480Vac (Y/D) | 1 | 80% | 1 | 655661111 | No Equivalent Cross Available Based on Selections | No Equivalent Cross Available Based on Selections | XT7SU312EEFF000XXX + SRFB3XT7MFPX | XT7SU312EFFF000XXX + SRFB3XT7MFPX | XT7SU312EGFF000XXX + SRFB3XT7MFPX | XT7SU312EPFF000XXX + SRFB3XT7MFPX | XT7SU312EQFF000XXX + SRFB3XT7MFPX | XT7SU312ETFF000XXX + SRFB3XT7MFPX | XT7SU312EUFF000XXX + SRFB3XT7MFPX
SK | SKHA26AT1200 | 65 | SRPK1200A1200 | 56 | 1200 | 32 | 50kA | 6 | Panelboard MRO | 1 | Distribution Protection | 1 | 600Vac (Y/D) | 2 | 80% | 1 | 655661121 | No Equivalent Cross Available Based on Selections | No Equivalent Cross Available Based on Selections | XT7HU312EEFF000XXX + SRFB3XT7MFPX | XT7HU312EFFF000XXX + SRFB3XT7MFPX | XT7HU312EGFF000XXX + SRFB3XT7MFPX | XT7HU312EPFF000XXX + SRFB3XT7MFPX | XT7HU312EQFF000XXX + SRFB3XT7MFPX | XT7HU312ETFF000XXX + SRFB3XT7MFPX | XT7HU312EUFF000XXX + SRFB3XT7MFPX
SK | SKHA26AT1200 | 65 | SRPK1200A1200 | 56 | 1200 | 32 | 50kA | 6 | Panelboard MRO | 1 | Distribution Protection | 1 | 480Vac (Y/D) | 1 | 100% | 2 | 655661112 | No Equivalent Cross Available Based on Selections | No Equivalent Cross Available Based on Selections | XT7SQ312EEFF000XXX + SRFB3XT7MFPX | XT7SQ312EFFF000XXX + SRFB3XT7MFPX | XT7SQ312EGFF000XXX + SRFB3XT7MFPX | XT7SQ312EPFF000XXX + SRFB3XT7MFPX | XT7SQ312EQFF000XXX + SRFB3XT7MFPX | XT7SQ312ETFF000XXX + SRFB3XT7MFPX | XT7SQ312EUFF000XXX + SRFB3XT7MFPX
SK | SKHA26AT1200 | 65 | SRPK1200A1200 | 56 | 1200 | 32 | 50kA | 6 | Panelboard MRO | 1 | Distribution Protection | 1 | 600Vac (Y/D) | 2 | 100% | 2 | 655661122 | No Equivalent Cross Available Based on Selections | No Equivalent Cross Available Based on Selections | XT7HQ312EEFF000XXX + SRFB3XT7MFPX | XT7HQ312EFFF000XXX + SRFB3XT7MFPX | XT7HQ312EGFF000XXX + SRFB3XT7MFPX | XT7HQ312EPFF000XXX + SRFB3XT7MFPX | XT7HQ312EQFF000XXX + SRFB3XT7MFPX | XT7HQ312ETFF000XXX + SRFB3XT7MFPX | XT7HQ312EUFF000XXX + SRFB3XT7MFPX
SK | SKLA26AT1200 | 66 | SRPK1200A600 | 50 | 600 | 26 | 65kA | 7 | Loose MCCB (OEM) | 2 | Distribution Protection | 1 | 480Vac (Y/D) | 1 | 80% | 1 | 665072111 | No Equivalent Cross Available Based on Selections | XT5HU360BBFF000XXX | XT5HU360BEFF000XXX | XT5HU360BFFF000XXX | XT5HU360BGFF000XXX | XT5HU360BPFF000XXX | XT5HU360BQFF000XXX | XT5HU360BTFF000XXX | XT5HU360BUFF000XXX
SK | SKLA26AT1200 | 66 | SRPK1200A600 | 50 | 600 | 26 | 65kA | 7 | Loose MCCB (OEM) | 2 | Distribution Protection | 1 | 600Vac (Y/D) | 2 | 80% | 1 | 665072121 | No Equivalent Cross Available Based on Selections | XT5LU360BBFF000XXX | XT5LU360BEFF000XXX | XT5LU360BFFF000XXX | XT5LU360BGFF000XXX | XT5LU360BPFF000XXX | XT5LU360BQFF000XXX | XT5LU360BTFF000XXX | XT5LU360BUFF000XXX
SK | SKLA26AT1200 | 66 | SRPK1200A600 | 50 | 600 | 26 | 65kA | 7 | Loose MCCB (OEM) | 2 | Distribution Protection | 1 | 480Vac (Y/D) | 1 | 100% | 2 | 665072112 | No Equivalent Cross Available Based on Selections | XT5HQ360BBFF000XXX | XT5HQ360BEFF000XXX | XT5HQ360BFFF000XXX | XT5HQ360BGFF000XXX | XT5HQ360BPFF000XXX | XT5HQ360BQFF000XXX | XT5HQ360BTFF000XXX | XT5HQ360BUFF000XXX
SK | SKLA26AT1200 | 66 | SRPK1200A600 | 50 | 600 | 26 | 65kA | 7 | Loose MCCB (OEM) | 2 | Distribution Protection | 1 | 600Vac (Y/D) | 2 | 100% | 2 | 665072122 | No Equivalent Cross Available Based on Selections | XT5LQ360BBFF000XXX | XT5LQ360BEFF000XXX | XT5LQ360BFFF000XXX | XT5LQ360BGFF000XXX | XT5LQ360BPFF000XXX | XT5LQ360BQFF000XXX | XT5LQ360BTFF000XXX | XT5LQ360BUFF000XXX
SK | SKLA26AT1200 | 66 | SRPK1200A600 | 50 | 600 | 26 | 65kA | 7 | Panelboard MRO | 1 | Distribution Protection | 1 | 480Vac (Y/D) | 1 | 80% | 1 | 665071111 | No Equivalent Cross Available Based on Selections | XT5HU360BBFF000XXX | XT5HU360BEFF000XXX + SRFB3XT5MFPX | XT5HU360BFFF000XXX + SRFB3XT5MFPX | XT5HU360BGFF000XXX + SRFB3XT5MFPX | XT5HU360BPFF000XXX + SRFB3XT5MFPX | XT5HU360BQFF000XXX + SRFB3XT5MFPX | XT5HU360BTFF000XXX + SRFB3XT5MFPX | XT5HU360BUFF000XXX + SRFB3XT5MFPX
SK | SKLA26AT1200 | 66 | SRPK1200A600 | 50 | 600 | 26 | 65kA | 7 | Panelboard MRO | 1 | Distribution Protection | 1 | 600Vac (Y/D) | 2 | 80% | 1 | 665071121 | No Equivalent Cross Available Based on Selections | XT5LU360BBFF000XXX | XT5LU360BEFF000XXX + SRFB3XT5MFPX | XT5LU360BFFF000XXX + SRFB3XT5MFPX | XT5LU360BGFF000XXX + SRFB3XT5MFPX | XT5LU360BPFF000XXX + SRFB3XT5MFPX | XT5LU360BQFF000XXX + SRFB3XT5MFPX | XT5LU360BTFF000XXX + SRFB3XT5MFPX | XT5LU360BUFF000XXX + SRFB3XT5MFPX
SK | SKLA26AT1200 | 66 | SRPK1200A600 | 50 | 600 | 26 | 65kA | 7 | Panelboard MRO | 1 | Distribution Protection | 1 | 480Vac (Y/D) | 1 | 100% | 2 | 665071112 | No Equivalent Cross Available Based on Selections | XT5HQ360BBFF000XXX | XT5HQ360BEFF000XXX + SRFB3XT5MFPX | XT5HQ360BFFF000XXX + SRFB3XT5MFPX | XT5HQ360BGFF000XXX + SRFB3XT5MFPX | XT5HQ360BPFF000XXX + SRFB3XT5MFPX | XT5HQ360BQFF000XXX + SRFB3XT5MFPX | XT5HQ360BTFF000XXX + SRFB3XT5MFPX | XT5HQ360BUFF000XXX + SRFB3XT5MFPX
SK | SKLA26AT1200 | 66 | SRPK1200A600 | 50 | 600 | 26 | 65kA | 7 | Panelboard MRO | 1 | Distribution Protection | 1 | 600Vac (Y/D) | 2 | 100% | 2 | 665071122 | No Equivalent Cross Available Based on Selections | XT5LQ360BBFF000XXX | XT5LQ360BEFF000XXX + SRFB3XT5MFPX | XT5LQ360BFFF000XXX + SRFB3XT5MFPX | XT5LQ360BGFF000XXX + SRFB3XT5MFPX | XT5LQ360BPFF000XXX + SRFB3XT5MFPX | XT5LQ360BQFF000XXX + SRFB3XT5MFPX | XT5LQ360BTFF000XXX + SRFB3XT5MFPX | XT5LQ360BUFF000XXX + SRFB3XT5MFPX
SK | SKLA26AT1200 | 66 | SRPK1200A700 | 51 | 700 | 27 | 65kA | 7 | Loose MCCB (OEM) | 2 | Distribution Protection | 1 | 480Vac (Y/D) | 1 | 80% | 1 | 665172111 | No Equivalent Cross Available Based on Selections | No Equivalent Cross Available Based on Selections | XT7HU380CEFF000XXX | XT7HU380CFFF000XXX | XT7HU380CGFF000XXX | XT7HU380CPFF000XXX | XT7HU380CQFF000XXX | XT7HU380CTFF000XXX | XT7HU380CUFF000XXX
SK | SKLA26AT1200 | 66 | SRPK1200A700 | 51 | 700 | 27 | 65kA | 7 | Loose MCCB (OEM) | 2 | Distribution Protection | 1 | 600Vac (Y/D) | 2 | 80% | 1 | 665172121 | No Equivalent Cross Available Based on Selections | No Equivalent Cross Available Based on Selections | XT7LU380CEFF000XXX | XT7LU380CFFF000XXX | XT7LU380CEFF000XXX | XT7LU380CPFF000XXX | XT7LU380CQFF000XXX | XT7LU380CTFF000XXX | XT7LU380CUFF000XXX
SK | SKLA26AT1200 | 66 | SRPK1200A700 | 51 | 700 | 27 | 65kA | 7 | Loose MCCB (OEM) | 2 | Distribution Protection | 1 | 480Vac (Y/D) | 1 | 100% | 2 | 665172112 | No Equivalent Cross Available Based on Selections | No Equivalent Cross Available Based on Selections | XT6SQ3800EFF000XXX | XT6SQ3800FFF000XXX | XT6SQ3800GFF000XXX | XT7HQ380CPFF000XXX | XT7HQ380CQFF000XXX | XT7HQ380CTFF000XXX | XT7HQ380CUFF000XXX
SK | SKLA26AT1200 | 66 | SRPK1200A700 | 51 | 700 | 27 | 65kA | 7 | Loose MCCB (OEM) | 2 | Distribution Protection | 1 | 600Vac (Y/D) | 2 | 100% | 2 | 665172122 | No Equivalent Cross Available Based on Selections | No Equivalent Cross Available Based on Selections | XT7LQ380CEFF000XXX | XT7LQ380CFFF000XXX | XT7LQ380CEFF000XXX | XT7LQ380CPFF000XXX | XT7LQ380CQFF000XXX | XT7LQ380CTFF000XXX | XT7LQ380CUFF000XXX
SK | SKLA26AT1200 | 66 | SRPK1200A700 | 51 | 700 | 27 | 65kA | 7 | Panelboard MRO | 1 | Distribution Protection | 1 | 480Vac (Y/D) | 1 | 80% | 1 | 665171111 | No Equivalent Cross Available Based on Selections | No Equivalent Cross Available Based on Selections | XT7HU380CEFF000XXX + SRFB3XT7MFPX | XT7HU380CFFF000XXX + SRFB3XT7MFPX | XT7HU380CGFF000XXX + SRFB3XT7MFPX | XT7HU380CPFF000XXX + SRFB3XT7MFPX | XT7HU380CQFF000XXX + SRFB3XT7MFPX | XT7HU380CTFF000XXX + SRFB3XT7MFPX | XT7HU380CUFF000XXX + SRFB3XT7MFPX
SK | SKLA26AT1200 | 66 | SRPK1200A700 | 51 | 700 | 27 | 65kA | 7 | Panelboard MRO | 1 | Distribution Protection | 1 | 600Vac (Y/D) | 2 | 80% | 1 | 665171121 | No Equivalent Cross Available Based on Selections | No Equivalent Cross Available Based on Selections | XT7LU380CEFF000XXX + SRFB3XT7MFPX | XT7LU380CFFF000XXX + SRFB3XT7MFPX | XT7LU380CEFF000XXX + SRFB3XT7MFPX | XT7LU380CPFF000XXX + SRFB3XT7MFPX | XT7LU380CQFF000XXX + SRFB3XT7MFPX | XT7LU380CTFF000XXX + SRFB3XT7MFPX | XT7LU380CUFF000XXX + SRFB3XT7MFPX
SK | SKLA26AT1200 | 66 | SRPK1200A700 | 51 | 700 | 27 | 65kA | 7 | Panelboard MRO | 1 | Distribution Protection | 1 | 480Vac (Y/D) | 1 | 100% | 2 | 665171112 | No Equivalent Cross Available Based on Selections | No Equivalent Cross Available Based on Selections | XT7HQ380CEFF000XXX + SRFB3XT7MFPX | XT7HQ380CFFF000XXX + SRFB3XT7MFPX | XT7HQ380CGFF000XXX + SRFB3XT7MFPX | XT7HQ380CPFF000XXX + SRFB3XT7MFPX | XT7HQ380CQFF000XXX + SRFB3XT7MFPX | XT7HQ380CTFF000XXX + SRFB3XT7MFPX | XT7HQ380CUFF000XXX + SRFB3XT7MFPX
SK | SKLA26AT1200 | 66 | SRPK1200A700 | 51 | 700 | 27 | 65kA | 7 | Panelboard MRO | 1 | Distribution Protection | 1 | 600Vac (Y/D) | 2 | 100% | 2 | 665171122 | No Equivalent Cross Available Based on Selections | No Equivalent Cross Available Based on Selections | XT7LQ380CEFF000XXX + SRFB3XT7MFPX | XT7LQ380CFFF000XXX + SRFB3XT7MFPX | XT7LQ380CEFF000XXX + SRFB3XT7MFPX | XT7LQ380CPFF000XXX + SRFB3XT7MFPX | XT7LQ380CQFF000XXX + SRFB3XT7MFPX | XT7LQ380CTFF000XXX + SRFB3XT7MFPX | XT7LQ380CUFF000XXX + SRFB3XT7MFPX
SK | SKLA26AT1200 | 66 | SRPK1200A800 | 52 | 800 | 28 | 65kA | 7 | Loose MCCB (OEM) | 2 | Distribution Protection | 1 | 480Vac (Y/D) | 1 | 80% | 1 | 665272111 | No Equivalent Cross Available Based on Selections | No Equivalent Cross Available Based on Selections | XT7HU380CEFF000XXX | XT7HU380CFFF000XXX | XT7HU380CGFF000XXX | XT7HU380CPFF000XXX | XT7HU380CQFF000XXX | XT7HU380CTFF000XXX | XT7HU380CUFF000XXX
SK | SKLA26AT1200 | 66 | SRPK1200A800 | 52 | 800 | 28 | 65kA | 7 | Loose MCCB (OEM) | 2 | Distribution Protection | 1 | 600Vac (Y/D) | 2 | 80% | 1 | 665272121 | No Equivalent Cross Available Based on Selections | No Equivalent Cross Available Based on Selections | XT7LU380CEFF000XXX | XT7LU380CFFF000XXX | XT7LU380CEFF000XXX | XT7LU380CPFF000XXX | XT7LU380CQFF000XXX | XT7LU380CTFF000XXX | XT7LU380CUFF000XXX
SK | SKLA26AT1200 | 66 | SRPK1200A800 | 52 | 800 | 28 | 65kA | 7 | Loose MCCB (OEM) | 2 | Distribution Protection | 1 | 480Vac (Y/D) | 1 | 100% | 2 | 665272112 | No Equivalent Cross Available Based on Selections | No Equivalent Cross Available Based on Selections | XT6SQ3800EFF000XXX | XT6SQ3800FFF000XXX | XT6SQ3800GFF000XXX | XT7HQ380CPFF000XXX | XT7HQ380CQFF000XXX | XT7HQ380CTFF000XXX | XT7HQ380CUFF000XXX
SK | SKLA26AT1200 | 66 | SRPK1200A800 | 52 | 800 | 28 | 65kA | 7 | Loose MCCB (OEM) | 2 | Distribution Protection | 1 | 600Vac (Y/D) | 2 | 100% | 2 | 665272122 | No Equivalent Cross Available Based on Selections | No Equivalent Cross Available Based on Selections | XT7LQ380CEFF000XXX | XT7LQ380CFFF000XXX | XT7LQ380CEFF000XXX | XT7LQ380CPFF000XXX | XT7LQ380CQFF000XXX | XT7LQ380CTFF000XXX | XT7LQ380CUFF000XXX
SK | SKLA26AT1200 | 66 | SRPK1200A800 | 52 | 800 | 28 | 65kA | 7 | Panelboard MRO | 1 | Distribution Protection | 1 | 480Vac (Y/D) | 1 | 80% | 1 | 665271111 | No Equivalent Cross Available Based on Selections | No Equivalent Cross Available Based on Selections | XT7HU380CEFF000XXX + SRFB3XT7MFPX | XT7HU380CFFF000XXX + SRFB3XT7MFPX | XT7HU380CGFF000XXX + SRFB3XT7MFPX | XT7HU380CPFF000XXX + SRFB3XT7MFPX | XT7HU380CQFF000XXX + SRFB3XT7MFPX | XT7HU380CTFF000XXX + SRFB3XT7MFPX | XT7HU380CUFF000XXX + SRFB3XT7MFPX
SK | SKLA26AT1200 | 66 | SRPK1200A800 | 52 | 800 | 28 | 65kA | 7 | Panelboard MRO | 1 | Distribution Protection | 1 | 600Vac (Y/D) | 2 | 80% | 1 | 665271121 | No Equivalent Cross Available Based on Selections | No Equivalent Cross Available Based on Selections | XT7LU380CEFF000XXX + SRFB3XT7MFPX | XT7LU380CFFF000XXX + SRFB3XT7MFPX | XT7LU380CEFF000XXX + SRFB3XT7MFPX | XT7LU380CPFF000XXX + SRFB3XT7MFPX | XT7LU380CQFF000XXX + SRFB3XT7MFPX | XT7LU380CTFF000XXX + SRFB3XT7MFPX | XT7LU380CUFF000XXX + SRFB3XT7MFPX
SK | SKLA26AT1200 | 66 | SRPK1200A800 | 52 | 800 | 28 | 65kA | 7 | Panelboard MRO | 1 | Distribution Protection | 1 | 480Vac (Y/D) | 1 | 100% | 2 | 665271112 | No Equivalent Cross Available Based on Selections | No Equivalent Cross Available Based on Selections | XT7HQ380CEFF000XXX + SRFB3XT7MFPX | XT7HQ380CFFF000XXX + SRFB3XT7MFPX | XT7HQ380CGFF000XXX + SRFB3XT7MFPX | XT7HQ380CPFF000XXX + SRFB3XT7MFPX | XT7HQ380CQFF000XXX + SRFB3XT7MFPX | XT7HQ380CTFF000XXX + SRFB3XT7MFPX | XT7HQ380CUFF000XXX + SRFB3XT7MFPX
SK | SKLA26AT1200 | 66 | SRPK1200A800 | 52 | 800 | 28 | 65kA | 7 | Panelboard MRO | 1 | Distribution Protection | 1 | 600Vac (Y/D) | 2 | 100% | 2 | 665271122 | No Equivalent Cross Available Based on Selections | No Equivalent Cross Available Based on Selections | XT7LQ380CEFF000XXX + SRFB3XT7MFPX | XT7LQ380CFFF000XXX + SRFB3XT7MFPX | XT7LQ380CEFF000XXX + SRFB3XT7MFPX | XT7LQ380CPFF000XXX + SRFB3XT7MFPX | XT7LQ380CQFF000XXX + SRFB3XT7MFPX | XT7LQ380CTFF000XXX + SRFB3XT7MFPX | XT7LQ380CUFF000XXX + SRFB3XT7MFPX
SK | SKLA26AT1200 | 66 | SRPK1200A900 | 53 | 900 | 29 | 65kA | 7 | Loose MCCB (OEM) | 2 | Distribution Protection | 1 | 480Vac (Y/D) | 1 | 80% | 1 | 665372111 | No Equivalent Cross Available Based on Selections | No Equivalent Cross Available Based on Selections | XT7HU310DEFF000XXX | XT7HU310DFFF000XXX | XT7HU310DGFF000XXX | XT7HU310DPFF000XXX | XT7HU310DQFF000XXX | XT7HU310DTFF000XXX | XT7HU310DUFF000XXX
SK | SKLA26AT1200 | 66 | SRPK1200A900 | 53 | 900 | 29 | 65kA | 7 | Loose MCCB (OEM) | 2 | Distribution Protection | 1 | 600Vac (Y/D) | 2 | 80% | 1 | 665372121 | No Equivalent Cross Available Based on Selections | No Equivalent Cross Available Based on Selections | XT7LU310DEFF000XXX | XT7LU310DFFF000XXX | XT7LU310DGFF000XXX | XT7LU310DPFF000XXX | XT7LU310DQFF000XXX | XT7LU310DTFF000XXX | XT7LU310DUFF000XXX
SK | SKLA26AT1200 | 66 | SRPK1200A900 | 53 | 900 | 29 | 65kA | 7 | Loose MCCB (OEM) | 2 | Distribution Protection | 1 | 480Vac (Y/D) | 1 | 100% | 2 | 665372112 | No Equivalent Cross Available Based on Selections | No Equivalent Cross Available Based on Selections | XT7HQ310DEFF000XXX | XT7HQ310DFFF000XXX | XT7HQ310DGFF000XXX | XT7HQ310DPFF000XXX | XT7HQ310DQFF000XXX | XT7HQ310DTFF000XXX | XT7HQ310DUFF000XXX
SK | SKLA26AT1200 | 66 | SRPK1200A900 | 53 | 900 | 29 | 65kA | 7 | Loose MCCB (OEM) | 2 | Distribution Protection | 1 | 600Vac (Y/D) | 2 | 100% | 2 | 665372122 | No Equivalent Cross Available Based on Selections | No Equivalent Cross Available Based on Selections | XT7LQ310DEFF000XXX | XT7LQ310DFFF000XXX | XT7LQ310DGFF000XXX | XT7LQ310DPFF000XXX | XT7LQ310DQFF000XXX | XT7LQ310DTFF000XXX | XT7LQ310DUFF000XXX
SK | SKLA26AT1200 | 66 | SRPK1200A900 | 53 | 900 | 29 | 65kA | 7 | Panelboard MRO | 1 | Distribution Protection | 1 | 480Vac (Y/D) | 1 | 80% | 1 | 665371111 | No Equivalent Cross Available Based on Selections | No Equivalent Cross Available Based on Selections | XT7HU310DEFF000XXX + SRFB3XT7MFPX | XT7HU310DFFF000XXX + SRFB3XT7MFPX | XT7HU310DGFF000XXX + SRFB3XT7MFPX | XT7HU310DPFF000XXX + SRFB3XT7MFPX | XT7HU310DQFF000XXX + SRFB3XT7MFPX | XT7HU310DTFF000XXX + SRFB3XT7MFPX | XT7HU310DUFF000XXX + SRFB3XT7MFPX
SK | SKLA26AT1200 | 66 | SRPK1200A900 | 53 | 900 | 29 | 65kA | 7 | Panelboard MRO | 1 | Distribution Protection | 1 | 600Vac (Y/D) | 2 | 80% | 1 | 665371121 | No Equivalent Cross Available Based on Selections | No Equivalent Cross Available Based on Selections | XT7LU310DEFF000XXX + SRFB3XT7MFPX | XT7LU310DFFF000XXX + SRFB3XT7MFPX | XT7LU310DGFF000XXX + SRFB3XT7MFPX | XT7LU310DPFF000XXX + SRFB3XT7MFPX | XT7LU310DQFF000XXX + SRFB3XT7MFPX | XT7LU310DTFF000XXX + SRFB3XT7MFPX | XT7LU310DUFF000XXX + SRFB3XT7MFPX
SK | SKLA26AT1200 | 66 | SRPK1200A900 | 53 | 900 | 29 | 65kA | 7 | Panelboard MRO | 1 | Distribution Protection | 1 | 480Vac (Y/D) | 1 | 100% | 2 | 665371112 | No Equivalent Cross Available Based on Selections | No Equivalent Cross Available Based on Selections | XT7HQ310DEFF000XXX + SRFB3XT7MFPX | XT7HQ310DFFF000XXX + SRFB3XT7MFPX | XT7HQ310DGFF000XXX + SRFB3XT7MFPX | XT7HQ310DPFF000XXX + SRFB3XT7MFPX | XT7HQ310DQFF000XXX + SRFB3XT7MFPX | XT7HQ310DTFF000XXX + SRFB3XT7MFPX | XT7HQ310DUFF000XXX + SRFB3XT7MFPX
SK | SKLA26AT1200 | 66 | SRPK1200A900 | 53 | 900 | 29 | 65kA | 7 | Panelboard MRO | 1 | Distribution Protection | 1 | 600Vac (Y/D) | 2 | 100% | 2 | 665371122 | No Equivalent Cross Available Based on Selections | No Equivalent Cross Available Based on Selections | XT7LQ310DEFF000XXX + SRFB3XT7MFPX | XT7LQ310DFFF000XXX + SRFB3XT7MFPX | XT7LQ310DGFF000XXX + SRFB3XT7MFPX | XT7LQ310DPFF000XXX + SRFB3XT7MFPX | XT7LQ310DQFF000XXX + SRFB3XT7MFPX | XT7LQ310DTFF000XXX + SRFB3XT7MFPX | XT7LQ310DUFF000XXX + SRFB3XT7MFPX
SK | SKLA26AT1200 | 66 | SRPK1200A1000 | 54 | 1000 | 30 | 65kA | 7 | Loose MCCB (OEM) | 2 | Distribution Protection | 1 | 480Vac (Y/D) | 1 | 80% | 1 | 665472111 | No Equivalent Cross Available Based on Selections | No Equivalent Cross Available Based on Selections | XT7HU310DEFF000XXX | XT7HU310DFFF000XXX | XT7HU310DGFF000XXX | XT7HU310DPFF000XXX | XT7HU310DQFF000XXX | XT7HU310DTFF000XXX | XT7HU310DUFF000XXX
SK | SKLA26AT1200 | 66 | SRPK1200A1000 | 54 | 1000 | 30 | 65kA | 7 | Loose MCCB (OEM) | 2 | Distribution Protection | 1 | 600Vac (Y/D) | 2 | 80% | 1 | 665472121 | No Equivalent Cross Available Based on Selections | No Equivalent Cross Available Based on Selections | XT7LU310DEFF000XXX | XT7LU310DFFF000XXX | XT7LU310DGFF000XXX | XT7LU310DPFF000XXX | XT7LU310DQFF000XXX | XT7LU310DTFF000XXX | XT7LU310DUFF000XXX
SK | SKLA26AT1200 | 66 | SRPK1200A1000 | 54 | 1000 | 30 | 65kA | 7 | Loose MCCB (OEM) | 2 | Distribution Protection | 1 | 480Vac (Y/D) | 1 | 100% | 2 | 665472112 | No Equivalent Cross Available Based on Selections | No Equivalent Cross Available Based on Selections | XT7HQ310DEFF000XXX | XT7HQ310DFFF000XXX | XT7HQ310DGFF000XXX | XT7HQ310DPFF000XXX | XT7HQ310DQFF000XXX | XT7HQ310DTFF000XXX | XT7HQ310DUFF000XXX
SK | SKLA26AT1200 | 66 | SRPK1200A1000 | 54 | 1000 | 30 | 65kA | 7 | Loose MCCB (OEM) | 2 | Distribution Protection | 1 | 600Vac (Y/D) | 2 | 100% | 2 | 665472122 | No Equivalent Cross Available Based on Selections | No Equivalent Cross Available Based on Selections | XT7LQ310DEFF000XXX | XT7LQ310DFFF000XXX | XT7LQ310DGFF000XXX | XT7LQ310DPFF000XXX | XT7LQ310DQFF000XXX | XT7LQ310DTFF000XXX | XT7LQ310DUFF000XXX
SK | SKLA26AT1200 | 66 | SRPK1200A1000 | 54 | 1000 | 30 | 65kA | 7 | Panelboard MRO | 1 | Distribution Protection | 1 | 480Vac (Y/D) | 1 | 80% | 1 | 665471111 | No Equivalent Cross Available Based on Selections | No Equivalent Cross Available Based on Selections | XT7HU310DEFF000XXX + SRFB3XT7MFPX | XT7HU310DFFF000XXX + SRFB3XT7MFPX | XT7HU310DGFF000XXX + SRFB3XT7MFPX | XT7HU310DPFF000XXX + SRFB3XT7MFPX | XT7HU310DQFF000XXX + SRFB3XT7MFPX | XT7HU310DTFF000XXX + SRFB3XT7MFPX | XT7HU310DUFF000XXX + SRFB3XT7MFPX
SK | SKLA26AT1200 | 66 | SRPK1200A1000 | 54 | 1000 | 30 | 65kA | 7 | Panelboard MRO | 1 | Distribution Protection | 1 | 600Vac (Y/D) | 2 | 80% | 1 | 665471121 | No Equivalent Cross Available Based on Selections | No Equivalent Cross Available Based on Selections | XT7LU310DEFF000XXX + SRFB3XT7MFPX | XT7LU310DFFF000XXX + SRFB3XT7MFPX | XT7LU310DGFF000XXX + SRFB3XT7MFPX | XT7LU310DPFF000XXX + SRFB3XT7MFPX | XT7LU310DQFF000XXX + SRFB3XT7MFPX | XT7LU310DTFF000XXX + SRFB3XT7MFPX | XT7LU310DUFF000XXX + SRFB3XT7MFPX
SK | SKLA26AT1200 | 66 | SRPK1200A1000 | 54 | 1000 | 30 | 65kA | 7 | Panelboard MRO | 1 | Distribution Protection | 1 | 480Vac (Y/D) | 1 | 100% | 2 | 665471112 | No Equivalent Cross Available Based on Selections | No Equivalent Cross Available Based on Selections | XT7HQ310DEFF000XXX + SRFB3XT7MFPX | XT7HQ310DFFF000XXX + SRFB3XT7MFPX | XT7HQ310DGFF000XXX + SRFB3XT7MFPX | XT7HQ310DPFF000XXX + SRFB3XT7MFPX | XT7HQ310DQFF000XXX + SRFB3XT7MFPX | XT7HQ310DTFF000XXX + SRFB3XT7MFPX | XT7HQ310DUFF000XXX + SRFB3XT7MFPX
SK | SKLA26AT1200 | 66 | SRPK1200A1000 | 54 | 1000 | 30 | 65kA | 7 | Panelboard MRO | 1 | Distribution Protection | 1 | 600Vac (Y/D) | 2 | 100% | 2 | 665471122 | No Equivalent Cross Available Based on Selections | No Equivalent Cross Available Based on Selections | XT7LQ310DEFF000XXX + SRFB3XT7MFPX | XT7LQ310DFFF000XXX + SRFB3XT7MFPX | XT7LQ310DGFF000XXX + SRFB3XT7MFPX | XT7LQ310DPFF000XXX + SRFB3XT7MFPX | XT7LQ310DQFF000XXX + SRFB3XT7MFPX | XT7LQ310DTFF000XXX + SRFB3XT7MFPX | XT7LQ310DUFF000XXX + SRFB3XT7MFPX
SK | SKLA26AT1200 | 66 | SRPK1200A1175 | 55 | 1175 | 31 | 65kA | 7 | Loose MCCB (OEM) | 2 | Distribution Protection | 1 | 480Vac (Y/D) | 1 | 80% | 1 | 665572111 | No Equivalent Cross Available Based on Selections | No Equivalent Cross Available Based on Selections | XT7HU312EEFF000XXX | XT7HU312EFFF000XXX | XT7HU312EGFF000XXX | XT7HU312EPFF000XXX | XT7HU312EQFF000XXX | XT7HU312ETFF000XXX | XT7HU312EUFF000XXX
SK | SKLA26AT1200 | 66 | SRPK1200A1175 | 55 | 1175 | 31 | 65kA | 7 | Loose MCCB (OEM) | 2 | Distribution Protection | 1 | 600Vac (Y/D) | 2 | 80% | 1 | 665572121 | No Equivalent Cross Available Based on Selections | No Equivalent Cross Available Based on Selections | XT7LU312EEFF000XXX | XT7LU312EFFF000XXX | XT7LU312EGFF000XXX | XT7LU312EPFF000XXX | XT7LU312EQFF000XXX | XT7LU312ETFF000XXX | XT7LU312EUFF000XXX
SK | SKLA26AT1200 | 66 | SRPK1200A1175 | 55 | 1175 | 31 | 65kA | 7 | Loose MCCB (OEM) | 2 | Distribution Protection | 1 | 480Vac (Y/D) | 1 | 100% | 2 | 665572112 | No Equivalent Cross Available Based on Selections | No Equivalent Cross Available Based on Selections | XT7HQ312EEFF000XXX | XT7HQ312EFFF000XXX | XT7HQ312EGFF000XXX | XT7HQ312EPFF000XXX | XT7HQ312EQFF000XXX | XT7HQ312ETFF000XXX | XT7HQ312EUFF000XXX
SK | SKLA26AT1200 | 66 | SRPK1200A1175 | 55 | 1175 | 31 | 65kA | 7 | Loose MCCB (OEM) | 2 | Distribution Protection | 1 | 600Vac (Y/D) | 2 | 100% | 2 | 665572122 | No Equivalent Cross Available Based on Selections | No Equivalent Cross Available Based on Selections | XT7LQ312EEFF000XXX | XT7LQ312EFFF000XXX | XT7LQ312EGFF000XXX | XT7LQ312EPFF000XXX | XT7LQ312EQFF000XXX | XT7LQ312ETFF000XXX | XT7LQ312EUFF000XXX
SK | SKLA26AT1200 | 66 | SRPK1200A1175 | 55 | 1175 | 31 | 65kA | 7 | Panelboard MRO | 1 | Distribution Protection | 1 | 480Vac (Y/D) | 1 | 80% | 1 | 665571111 | No Equivalent Cross Available Based on Selections | No Equivalent Cross Available Based on Selections | XT7HU312EEFF000XXX + SRFB3XT7MFPX | XT7HU312EFFF000XXX + SRFB3XT7MFPX | XT7HU312EGFF000XXX + SRFB3XT7MFPX | XT7HU312EPFF000XXX + SRFB3XT7MFPX | XT7HU312EQFF000XXX + SRFB3XT7MFPX | XT7HU312ETFF000XXX + SRFB3XT7MFPX | XT7HU312EUFF000XXX + SRFB3XT7MFPX
SK | SKLA26AT1200 | 66 | SRPK1200A1175 | 55 | 1175 | 31 | 65kA | 7 | Panelboard MRO | 1 | Distribution Protection | 1 | 600Vac (Y/D) | 2 | 80% | 1 | 665571121 | No Equivalent Cross Available Based on Selections | No Equivalent Cross Available Based on Selections | XT7LU312EEFF000XXX + SRFB3XT7MFPX | XT7LU312EFFF000XXX + SRFB3XT7MFPX | XT7LU312EGFF000XXX + SRFB3XT7MFPX | XT7LU312EPFF000XXX + SRFB3XT7MFPX | XT7LU312EQFF000XXX + SRFB3XT7MFPX | XT7LU312ETFF000XXX + SRFB3XT7MFPX | XT7LU312EUFF000XXX + SRFB3XT7MFPX
SK | SKLA26AT1200 | 66 | SRPK1200A1175 | 55 | 1175 | 31 | 65kA | 7 | Panelboard MRO | 1 | Distribution Protection | 1 | 480Vac (Y/D) | 1 | 100% | 2 | 665571112 | No Equivalent Cross Available Based on Selections | No Equivalent Cross Available Based on Selections | XT7HQ312EEFF000XXX + SRFB3XT7MFPX | XT7HQ312EFFF000XXX + SRFB3XT7MFPX | XT7HQ312EGFF000XXX + SRFB3XT7MFPX | XT7HQ312EPFF000XXX + SRFB3XT7MFPX | XT7HQ312EQFF000XXX + SRFB3XT7MFPX | XT7HQ312ETFF000XXX + SRFB3XT7MFPX | XT7HQ312EUFF000XXX + SRFB3XT7MFPX
SK | SKLA26AT1200 | 66 | SRPK1200A1175 | 55 | 1175 | 31 | 65kA | 7 | Panelboard MRO | 1 | Distribution Protection | 1 | 600Vac (Y/D) | 2 | 100% | 2 | 665571122 | No Equivalent Cross Available Based on Selections | No Equivalent Cross Available Based on Selections | XT7LQ312EEFF000XXX + SRFB3XT7MFPX | XT7LQ312EFFF000XXX + SRFB3XT7MFPX | XT7LQ312EGFF000XXX + SRFB3XT7MFPX | XT7LQ312EPFF000XXX + SRFB3XT7MFPX | XT7LQ312EQFF000XXX + SRFB3XT7MFPX | XT7LQ312ETFF000XXX + SRFB3XT7MFPX | XT7LQ312EUFF000XXX + SRFB3XT7MFPX
SK | SKLA26AT1200 | 66 | SRPK1200A1200 | 56 | 1200 | 32 | 65kA | 7 | Loose MCCB (OEM) | 2 | Distribution Protection | 1 | 480Vac (Y/D) | 1 | 80% | 1 | 665672111 | No Equivalent Cross Available Based on Selections | No Equivalent Cross Available Based on Selections | XT7HU312EEFF000XXX | XT7HU312EFFF000XXX | XT7HU312EGFF000XXX | XT7HU312EPFF000XXX | XT7HU312EQFF000XXX | XT7HU312ETFF000XXX | XT7HU312EUFF000XXX
SK | SKLA26AT1200 | 66 | SRPK1200A1200 | 56 | 1200 | 32 | 65kA | 7 | Loose MCCB (OEM) | 2 | Distribution Protection | 1 | 600Vac (Y/D) | 2 | 80% | 1 | 665672121 | No Equivalent Cross Available Based on Selections | No Equivalent Cross Available Based on Selections | XT7LU312EEFF000XXX | XT7LU312EFFF000XXX | XT7LU312EGFF000XXX | XT7LU312EPFF000XXX | XT7LU312EQFF000XXX | XT7LU312ETFF000XXX | XT7LU312EUFF000XXX
SK | SKLA26AT1200 | 66 | SRPK1200A1200 | 56 | 1200 | 32 | 65kA | 7 | Loose MCCB (OEM) | 2 | Distribution Protection | 1 | 480Vac (Y/D) | 1 | 100% | 2 | 665672112 | No Equivalent Cross Available Based on Selections | No Equivalent Cross Available Based on Selections | XT7HQ312EEFF000XXX | XT7HQ312EFFF000XXX | XT7HQ312EGFF000XXX | XT7HQ312EPFF000XXX | XT7HQ312EQFF000XXX | XT7HQ312ETFF000XXX | XT7HQ312EUFF000XXX
SK | SKLA26AT1200 | 66 | SRPK1200A1200 | 56 | 1200 | 32 | 65kA | 7 | Loose MCCB (OEM) | 2 | Distribution Protection | 1 | 600Vac (Y/D) | 2 | 100% | 2 | 665672122 | No Equivalent Cross Available Based on Selections | No Equivalent Cross Available Based on Selections | XT7LQ312EEFF000XXX | XT7LQ312EFFF000XXX | XT7LQ312EGFF000XXX | XT7LQ312EPFF000XXX | XT7LQ312EQFF000XXX | XT7LQ312ETFF000XXX | XT7LQ312EUFF000XXX
SK | SKLA26AT1200 | 66 | SRPK1200A1200 | 56 | 1200 | 32 | 65kA | 7 | Panelboard MRO | 1 | Distribution Protection | 1 | 480Vac (Y/D) | 1 | 80% | 1 | 665671111 | No Equivalent Cross Available Based on Selections | No Equivalent Cross Available Based on Selections | XT7HU312EEFF000XXX + SRFB3XT7MFPX | XT7HU312EFFF000XXX + SRFB3XT7MFPX | XT7HU312EGFF000XXX + SRFB3XT7MFPX | XT7HU312EPFF000XXX + SRFB3XT7MFPX | XT7HU312EQFF000XXX + SRFB3XT7MFPX | XT7HU312ETFF000XXX + SRFB3XT7MFPX | XT7HU312EUFF000XXX + SRFB3XT7MFPX
SK | SKLA26AT1200 | 66 | SRPK1200A1200 | 56 | 1200 | 32 | 65kA | 7 | Panelboard MRO | 1 | Distribution Protection | 1 | 600Vac (Y/D) | 2 | 80% | 1 | 665671121 | No Equivalent Cross Available Based on Selections | No Equivalent Cross Available Based on Selections | XT7LU312EEFF000XXX + SRFB3XT7MFPX | XT7LU312EFFF000XXX + SRFB3XT7MFPX | XT7LU312EGFF000XXX + SRFB3XT7MFPX | XT7LU312EPFF000XXX + SRFB3XT7MFPX | XT7LU312EQFF000XXX + SRFB3XT7MFPX | XT7LU312ETFF000XXX + SRFB3XT7MFPX | XT7LU312EUFF000XXX + SRFB3XT7MFPX
SK | SKLA26AT1200 | 66 | SRPK1200A1200 | 56 | 1200 | 32 | 65kA | 7 | Panelboard MRO | 1 | Distribution Protection | 1 | 480Vac (Y/D) | 1 | 100% | 2 | 665671112 | No Equivalent Cross Available Based on Selections | No Equivalent Cross Available Based on Selections | XT7HQ312EEFF000XXX + SRFB3XT7MFPX | XT7HQ312EFFF000XXX + SRFB3XT7MFPX | XT7HQ312EGFF000XXX + SRFB3XT7MFPX | XT7HQ312EPFF000XXX + SRFB3XT7MFPX | XT7HQ312EQFF000XXX + SRFB3XT7MFPX | XT7HQ312ETFF000XXX + SRFB3XT7MFPX | XT7HQ312EUFF000XXX + SRFB3XT7MFPX
SK | SKLA26AT1200 | 66 | SRPK1200A1200 | 56 | 1200 | 32 | 65kA | 7 | Panelboard MRO | 1 | Distribution Protection | 1 | 600Vac (Y/D) | 2 | 100% | 2 | 665671122 | No Equivalent Cross Available Based on Selections | No Equivalent Cross Available Based on Selections | XT7LQ312EEFF000XXX + SRFB3XT7MFPX | XT7LQ312EFFF000XXX + SRFB3XT7MFPX | XT7LQ312EGFF000XXX + SRFB3XT7MFPX | XT7LQ312EPFF000XXX + SRFB3XT7MFPX | XT7LQ312EQFF000XXX + SRFB3XT7MFPX | XT7LQ312ETFF000XXX + SRFB3XT7MFPX | XT7LQ312EUFF000XXX + SRFB3XT7MFPX
SK | SKPA26AT1200 | 67 | SRPK1200A600 | 50 | 600 | 26 | 100kA | 8 | Loose MCCB (OEM) | 2 | Distribution Protection | 1 | 480Vac (Y/D) | 1 | 80% | 1 | 675082111 | No Equivalent Cross Available Based on Selections | XT5LU360BBFF000XXX | XT5LU360BEFF000XXX | XT5LU360BFFF000XXX | XT5LU360BGFF000XXX | XT5LU360BPFF000XXX | XT5LU360BQFF000XXX | XT5LU360BTFF000XXX | XT5LU360BUFF000XXX
SK | SKPA26AT1200 | 67 | SRPK1200A600 | 50 | 600 | 26 | 100kA | 8 | Loose MCCB (OEM) | 2 | Distribution Protection | 1 | 600Vac (Y/D) | 2 | 80% | 1 | 675082121 | No Equivalent Cross Available Based on Selections | XT5VU360BBFF000XXX | XT5VU360BEFF000XXX | XT5VU360BFFF000XXX | XT5VU360BGFF000XXX | XT5VU360BPFF000XXX | XT5VU360BQFF000XXX | XT5VU360BTFF000XXX | XT5VU360BUFF000XXX
SK | SKPA26AT1200 | 67 | SRPK1200A600 | 50 | 600 | 26 | 100kA | 8 | Loose MCCB (OEM) | 2 | Distribution Protection | 1 | 480Vac (Y/D) | 1 | 100% | 2 | 675082112 | No Equivalent Cross Available Based on Selections | XT5LQ360BBFF000XXX | XT5LQ360BEFF000XXX | XT5LQ360BFFF000XXX | XT5LQ360BGFF000XXX | XT5LQ360BPFF000XXX | XT5LQ360BQFF000XXX | XT5LQ360BTFF000XXX | XT5LQ360BUFF000XXX
SK | SKPA26AT1200 | 67 | SRPK1200A600 | 50 | 600 | 26 | 100kA | 8 | Loose MCCB (OEM) | 2 | Distribution Protection | 1 | 600Vac (Y/D) | 2 | 100% | 2 | 675082122 | No Equivalent Cross Available Based on Selections | No Equivalent Cross Available Based on Selections | No Equivalent Cross Available Based on Selections | No Equivalent Cross Available Based on Selections | No Equivalent Cross Available Based on Selections | No Equivalent Cross Available Based on Selections | No Equivalent Cross Available Based on Selections | No Equivalent Cross Available Based on Selections | No Equivalent Cross Available Based on Selections
SK | SKPA26AT1200 | 67 | SRPK1200A600 | 50 | 600 | 26 | 100kA | 8 | Panelboard MRO | 1 | Distribution Protection | 1 | 480Vac (Y/D) | 1 | 80% | 1 | 675081111 | No Equivalent Cross Available Based on Selections | XT5LU360BBFF000XXX | XT5LU360BEFF000XXX + SRFB3XT5MFPX | XT5LU360BFFF000XXX + SRFB3XT5MFPX | XT5LU360BGFF000XXX + SRFB3XT5MFPX | XT5LU360BPFF000XXX + SRFB3XT5MFPX | XT5LU360BQFF000XXX + SRFB3XT5MFPX | XT5LU360BTFF000XXX + SRFB3XT5MFPX | XT5LU360BUFF000XXX + SRFB3XT5MFPX
SK | SKPA26AT1200 | 67 | SRPK1200A600 | 50 | 600 | 26 | 100kA | 8 | Panelboard MRO | 1 | Distribution Protection | 1 | 600Vac (Y/D) | 2 | 80% | 1 | 675081121 | No Equivalent Cross Available Based on Selections | XT5VU360BBFF000XXX | XT5VU360BEFF000XXX + SRFB3XT5MFPX | XT5VU360BFFF000XXX + SRFB3XT5MFPX | XT5VU360BGFF000XXX + SRFB3XT5MFPX | XT5VU360BPFF000XXX + SRFB3XT5MFPX | XT5VU360BQFF000XXX + SRFB3XT5MFPX | XT5VU360BTFF000XXX + SRFB3XT5MFPX | XT5VU360BUFF000XXX + SRFB3XT5MFPX
SK | SKPA26AT1200 | 67 | SRPK1200A600 | 50 | 600 | 26 | 100kA | 8 | Panelboard MRO | 1 | Distribution Protection | 1 | 480Vac (Y/D) | 1 | 100% | 2 | 675081112 | No Equivalent Cross Available Based on Selections | XT5LQ360BBFF000XXX | XT5LQ360BEFF000XXX + SRFB3XT5MFPX | XT5LQ360BFFF000XXX + SRFB3XT5MFPX | XT5LQ360BGFF000XXX + SRFB3XT5MFPX | XT5LQ360BPFF000XXX + SRFB3XT5MFPX | XT5LQ360BQFF000XXX + SRFB3XT5MFPX | XT5LQ360BTFF000XXX + SRFB3XT5MFPX | XT5LQ360BUFF000XXX + SRFB3XT5MFPX
SK | SKPA26AT1200 | 67 | SRPK1200A600 | 50 | 600 | 26 | 100kA | 8 | Panelboard MRO | 1 | Distribution Protection | 1 | 600Vac (Y/D) | 2 | 100% | 2 | 675081122 | No Equivalent Cross Available Based on Selections | No Equivalent Cross Available Based on Selections | No Equivalent Cross Available Based on Selections | No Equivalent Cross Available Based on Selections | No Equivalent Cross Available Based on Selections | No Equivalent Cross Available Based on Selections | No Equivalent Cross Available Based on Selections | No Equivalent Cross Available Based on Selections | No Equivalent Cross Available Based on Selections
SK | SKPA26AT1200 | 67 | SRPK1200A700 | 51 | 700 | 27 | 100kA | 8 | Loose MCCB (OEM) | 2 | Distribution Protection | 1 | 480Vac (Y/D) | 1 | 80% | 1 | 675182111 | No Equivalent Cross Available Based on Selections | No Equivalent Cross Available Based on Selections | XT7LU380CEFF000XXX | XT7LU380CFFF000XXX | XT7LU380CGFF000XXX | XT7LU380CPFF000XXX | XT7LU380CQFF000XXX | XT7LU380CTFF000XXX | XT7LU380CUFF000XXX
SK | SKPA26AT1200 | 67 | SRPK1200A700 | 51 | 700 | 27 | 100kA | 8 | Loose MCCB (OEM) | 2 | Distribution Protection | 1 | 600Vac (Y/D) | 2 | 80% | 1 | 675182121 | No Equivalent Cross Available Based on Selections | No Equivalent Cross Available Based on Selections | No Equivalent Cross Available Based on Selections | No Equivalent Cross Available Based on Selections | No Equivalent Cross Available Based on Selections | No Equivalent Cross Available Based on Selections | No Equivalent Cross Available Based on Selections | No Equivalent Cross Available Based on Selections | No Equivalent Cross Available Based on Selections
SK | SKPA26AT1200 | 67 | SRPK1200A700 | 51 | 700 | 27 | 100kA | 8 | Loose MCCB (OEM) | 2 | Distribution Protection | 1 | 480Vac (Y/D) | 1 | 100% | 2 | 675182112 | No Equivalent Cross Available Based on Selections | No Equivalent Cross Available Based on Selections | XT7HQ380CEFF000XXX | XT7HQ380CFFF000XXX | XT7HQ380CGFF000XXX | XT7HQ380CPFF000XXX | XT7HQ380CQFF000XXX | XT7HQ380CTFF000XXX | XT7HQ380CUFF000XXX
SK | SKPA26AT1200 | 67 | SRPK1200A700 | 51 | 700 | 27 | 100kA | 8 | Loose MCCB (OEM) | 2 | Distribution Protection | 1 | 600Vac (Y/D) | 2 | 100% | 2 | 675182122 | No Equivalent Cross Available Based on Selections | No Equivalent Cross Available Based on Selections | No Equivalent Cross Available Based on Selections | No Equivalent Cross Available Based on Selections | No Equivalent Cross Available Based on Selections | No Equivalent Cross Available Based on Selections | No Equivalent Cross Available Based on Selections | No Equivalent Cross Available Based on Selections | No Equivalent Cross Available Based on Selections
SK | SKPA26AT1200 | 67 | SRPK1200A700 | 51 | 700 | 27 | 100kA | 8 | Panelboard MRO | 1 | Distribution Protection | 1 | 480Vac (Y/D) | 1 | 80% | 1 | 675181111 | No Equivalent Cross Available Based on Selections | No Equivalent Cross Available Based on Selections | XT7LU380CEFF000XXX + SRFB3XT7MFPX | XT7LU380CFFF000XXX + SRFB3XT7MFPX | XT7LU380CGFF000XXX + SRFB3XT7MFPX | XT7LU380CPFF000XXX + SRFB3XT7MFPX | XT7LU380CQFF000XXX + SRFB3XT7MFPX | XT7LU380CTFF000XXX + SRFB3XT7MFPX | XT7LU380CUFF000XXX + SRFB3XT7MFPX
SK | SKPA26AT1200 | 67 | SRPK1200A700 | 51 | 700 | 27 | 100kA | 8 | Panelboard MRO | 1 | Distribution Protection | 1 | 600Vac (Y/D) | 2 | 80% | 1 | 675181121 | No Equivalent Cross Available Based on Selections | No Equivalent Cross Available Based on Selections | No Equivalent Cross Available Based on Selections | No Equivalent Cross Available Based on Selections | No Equivalent Cross Available Based on Selections | No Equivalent Cross Available Based on Selections | No Equivalent Cross Available Based on Selections | No Equivalent Cross Available Based on Selections | No Equivalent Cross Available Based on Selections
SK | SKPA26AT1200 | 67 | SRPK1200A700 | 51 | 700 | 27 | 100kA | 8 | Panelboard MRO | 1 | Distribution Protection | 1 | 480Vac (Y/D) | 1 | 100% | 2 | 675181112 | No Equivalent Cross Available Based on Selections | No Equivalent Cross Available Based on Selections | XT7LQ380CEFF000XXX + SRFB3XT7MFPX | XT7LQ380CFFF000XXX + SRFB3XT7MFPX | XT7LQ380CGFF000XXX + SRFB3XT7MFPX | XT7LQ380CPFF000XXX + SRFB3XT7MFPX | XT7LQ380CQFF000XXX + SRFB3XT7MFPX | XT7LQ380CTFF000XXX + SRFB3XT7MFPX | XT7LQ380CUFF000XXX + SRFB3XT7MFPX
SK | SKPA26AT1200 | 67 | SRPK1200A700 | 51 | 700 | 27 | 100kA | 8 | Panelboard MRO | 1 | Distribution Protection | 1 | 600Vac (Y/D) | 2 | 100% | 2 | 675181122 | No Equivalent Cross Available Based on Selections | No Equivalent Cross Available Based on Selections | No Equivalent Cross Available Based on Selections | No Equivalent Cross Available Based on Selections | No Equivalent Cross Available Based on Selections | No Equivalent Cross Available Based on Selections | No Equivalent Cross Available Based on Selections | No Equivalent Cross Available Based on Selections | No Equivalent Cross Available Based on Selections
SK | SKPA26AT1200 | 67 | SRPK1200A800 | 52 | 800 | 28 | 100kA | 8 | Loose MCCB (OEM) | 2 | Distribution Protection | 1 | 480Vac (Y/D) | 1 | 80% | 1 | 675282111 | No Equivalent Cross Available Based on Selections | No Equivalent Cross Available Based on Selections | XT7LU380CEFF000XXX | XT7LU380CFFF000XXX | XT7LU380CGFF000XXX | XT7LU380CPFF000XXX | XT7LU380CQFF000XXX | XT7LU380CTFF000XXX | XT7LU380CUFF000XXX
SK | SKPA26AT1200 | 67 | SRPK1200A800 | 52 | 800 | 28 | 100kA | 8 | Loose MCCB (OEM) | 2 | Distribution Protection | 1 | 600Vac (Y/D) | 2 | 80% | 1 | 675282121 | No Equivalent Cross Available Based on Selections | No Equivalent Cross Available Based on Selections | No Equivalent Cross Available Based on Selections | No Equivalent Cross Available Based on Selections | No Equivalent Cross Available Based on Selections | No Equivalent Cross Available Based on Selections | No Equivalent Cross Available Based on Selections | No Equivalent Cross Available Based on Selections | No Equivalent Cross Available Based on Selections
SK | SKPA26AT1200 | 67 | SRPK1200A800 | 52 | 800 | 28 | 100kA | 8 | Loose MCCB (OEM) | 2 | Distribution Protection | 1 | 480Vac (Y/D) | 1 | 100% | 2 | 675282112 | No Equivalent Cross Available Based on Selections | No Equivalent Cross Available Based on Selections | XT7HQ380CEFF000XXX | XT7HQ380CFFF000XXX | XT7HQ380CGFF000XXX | XT7HQ380CPFF000XXX | XT7HQ380CQFF000XXX | XT7HQ380CTFF000XXX | XT7HQ380CUFF000XXX
SK | SKPA26AT1200 | 67 | SRPK1200A800 | 52 | 800 | 28 | 100kA | 8 | Loose MCCB (OEM) | 2 | Distribution Protection | 1 | 600Vac (Y/D) | 2 | 100% | 2 | 675282122 | No Equivalent Cross Available Based on Selections | No Equivalent Cross Available Based on Selections | No Equivalent Cross Available Based on Selections | No Equivalent Cross Available Based on Selections | No Equivalent Cross Available Based on Selections | No Equivalent Cross Available Based on Selections | No Equivalent Cross Available Based on Selections | No Equivalent Cross Available Based on Selections | No Equivalent Cross Available Based on Selections
SK | SKPA26AT1200 | 67 | SRPK1200A800 | 52 | 800 | 28 | 100kA | 8 | Panelboard MRO | 1 | Distribution Protection | 1 | 480Vac (Y/D) | 1 | 80% | 1 | 675281111 | No Equivalent Cross Available Based on Selections | No Equivalent Cross Available Based on Selections | XT7LU380CEFF000XXX + SRFB3XT7MFPX | XT7LU380CFFF000XXX + SRFB3XT7MFPX | XT7LU380CGFF000XXX + SRFB3XT7MFPX | XT7LU380CPFF000XXX + SRFB3XT7MFPX | XT7LU380CQFF000XXX + SRFB3XT7MFPX | XT7LU380CTFF000XXX + SRFB3XT7MFPX | XT7LU380CUFF000XXX + SRFB3XT7MFPX
SK | SKPA26AT1200 | 67 | SRPK1200A800 | 52 | 800 | 28 | 100kA | 8 | Panelboard MRO | 1 | Distribution Protection | 1 | 600Vac (Y/D) | 2 | 80% | 1 | 675281121 | No Equivalent Cross Available Based on Selections | No Equivalent Cross Available Based on Selections | No Equivalent Cross Available Based on Selections | No Equivalent Cross Available Based on Selections | No Equivalent Cross Available Based on Selections | No Equivalent Cross Available Based on Selections | No Equivalent Cross Available Based on Selections | No Equivalent Cross Available Based on Selections | No Equivalent Cross Available Based on Selections
SK | SKPA26AT1200 | 67 | SRPK1200A800 | 52 | 800 | 28 | 100kA | 8 | Panelboard MRO | 1 | Distribution Protection | 1 | 480Vac (Y/D) | 1 | 100% | 2 | 675281112 | No Equivalent Cross Available Based on Selections | No Equivalent Cross Available Based on Selections | XT7LQ380CEFF000XXX + SRFB3XT7MFPX | XT7LQ380CFFF000XXX + SRFB3XT7MFPX | XT7LQ380CGFF000XXX + SRFB3XT7MFPX | XT7LQ380CPFF000XXX + SRFB3XT7MFPX | XT7LQ380CQFF000XXX + SRFB3XT7MFPX | XT7LQ380CTFF000XXX + SRFB3XT7MFPX | XT7LQ380CUFF000XXX + SRFB3XT7MFPX
SK | SKPA26AT1200 | 67 | SRPK1200A800 | 52 | 800 | 28 | 100kA | 8 | Panelboard MRO | 1 | Distribution Protection | 1 | 600Vac (Y/D) | 2 | 100% | 2 | 675281122 | No Equivalent Cross Available Based on Selections | No Equivalent Cross Available Based on Selections | No Equivalent Cross Available Based on Selections | No Equivalent Cross Available Based on Selections | No Equivalent Cross Available Based on Selections | No Equivalent Cross Available Based on Selections | No Equivalent Cross Available Based on Selections | No Equivalent Cross Available Based on Selections | No Equivalent Cross Available Based on Selections
SK | SKPA26AT1200 | 67 | SRPK1200A900 | 53 | 900 | 29 | 100kA | 8 | Loose MCCB (OEM) | 2 | Distribution Protection | 1 | 480Vac (Y/D) | 1 | 80% | 1 | 675382111 | No Equivalent Cross Available Based on Selections | No Equivalent Cross Available Based on Selections | XT7LU310DEFF000XXX | XT7LU310DFFF000XXX | XT7LU310DGFF000XXX | XT7LU310DPFF000XXX | XT7LU310DQFF000XXX | XT7LU310DTFF000XXX | XT7LU310DUFF000XXX
SK | SKPA26AT1200 | 67 | SRPK1200A900 | 53 | 900 | 29 | 100kA | 8 | Loose MCCB (OEM) | 2 | Distribution Protection | 1 | 600Vac (Y/D) | 2 | 80% | 1 | 675382121 | No Equivalent Cross Available Based on Selections | No Equivalent Cross Available Based on Selections | No Equivalent Cross Available Based on Selections | No Equivalent Cross Available Based on Selections | No Equivalent Cross Available Based on Selections | No Equivalent Cross Available Based on Selections | No Equivalent Cross Available Based on Selections | No Equivalent Cross Available Based on Selections | No Equivalent Cross Available Based on Selections
SK | SKPA26AT1200 | 67 | SRPK1200A900 | 53 | 900 | 29 | 100kA | 8 | Loose MCCB (OEM) | 2 | Distribution Protection | 1 | 480Vac (Y/D) | 1 | 100% | 2 | 675382112 | No Equivalent Cross Available Based on Selections | No Equivalent Cross Available Based on Selections | XT7LQ310DEFF000XXX | XT7LQ310DFFF000XXX | XT7LQ310DGFF000XXX | XT7LQ310DPFF000XXX | XT7LQ310DQFF000XXX | XT7LQ310DTFF000XXX | XT7LQ310DUFF000XXX
SK | SKPA26AT1200 | 67 | SRPK1200A900 | 53 | 900 | 29 | 100kA | 8 | Loose MCCB (OEM) | 2 | Distribution Protection | 1 | 600Vac (Y/D) | 2 | 100% | 2 | 675382122 | No Equivalent Cross Available Based on Selections | No Equivalent Cross Available Based on Selections | No Equivalent Cross Available Based on Selections | No Equivalent Cross Available Based on Selections | No Equivalent Cross Available Based on Selections | No Equivalent Cross Available Based on Selections | No Equivalent Cross Available Based on Selections | No Equivalent Cross Available Based on Selections | No Equivalent Cross Available Based on Selections
SK | SKPA26AT1200 | 67 | SRPK1200A900 | 53 | 900 | 29 | 100kA | 8 | Panelboard MRO | 1 | Distribution Protection | 1 | 480Vac (Y/D) | 1 | 80% | 1 | 675381111 | No Equivalent Cross Available Based on Selections | No Equivalent Cross Available Based on Selections | XT7LU310DEFF000XXX + SRFB3XT7MFPX | XT7LU310DFFF000XXX + SRFB3XT7MFPX | XT7LU310DGFF000XXX + SRFB3XT7MFPX | XT7LU310DPFF000XXX + SRFB3XT7MFPX | XT7LU310DQFF000XXX + SRFB3XT7MFPX | XT7LU310DTFF000XXX + SRFB3XT7MFPX | XT7LU310DUFF000XXX + SRFB3XT7MFPX
SK | SKPA26AT1200 | 67 | SRPK1200A900 | 53 | 900 | 29 | 100kA | 8 | Panelboard MRO | 1 | Distribution Protection | 1 | 600Vac (Y/D) | 2 | 80% | 1 | 675381121 | No Equivalent Cross Available Based on Selections | No Equivalent Cross Available Based on Selections | No Equivalent Cross Available Based on Selections | No Equivalent Cross Available Based on Selections | No Equivalent Cross Available Based on Selections | No Equivalent Cross Available Based on Selections | No Equivalent Cross Available Based on Selections | No Equivalent Cross Available Based on Selections | No Equivalent Cross Available Based on Selections
SK | SKPA26AT1200 | 67 | SRPK1200A900 | 53 | 900 | 29 | 100kA | 8 | Panelboard MRO | 1 | Distribution Protection | 1 | 480Vac (Y/D) | 1 | 100% | 2 | 675381112 | No Equivalent Cross Available Based on Selections | No Equivalent Cross Available Based on Selections | XT7LQ310DEFF000XXX + SRFB3XT7MFPX | XT7LQ310DFFF000XXX + SRFB3XT7MFPX | XT7LQ310DGFF000XXX + SRFB3XT7MFPX | XT7LQ310DPFF000XXX + SRFB3XT7MFPX | XT7LQ310DQFF000XXX + SRFB3XT7MFPX | XT7LQ310DTFF000XXX + SRFB3XT7MFPX | XT7LQ310DUFF000XXX + SRFB3XT7MFPX
SK | SKPA26AT1200 | 67 | SRPK1200A900 | 53 | 900 | 29 | 100kA | 8 | Panelboard MRO | 1 | Distribution Protection | 1 | 600Vac (Y/D) | 2 | 100% | 2 | 675381122 | No Equivalent Cross Available Based on Selections | No Equivalent Cross Available Based on Selections | No Equivalent Cross Available Based on Selections | No Equivalent Cross Available Based on Selections | No Equivalent Cross Available Based on Selections | No Equivalent Cross Available Based on Selections | No Equivalent Cross Available Based on Selections | No Equivalent Cross Available Based on Selections | No Equivalent Cross Available Based on Selections
SK | SKPA26AT1200 | 67 | SRPK1200A1000 | 54 | 1000 | 30 | 100kA | 8 | Loose MCCB (OEM) | 2 | Distribution Protection | 1 | 480Vac (Y/D) | 1 | 80% | 1 | 675482111 | No Equivalent Cross Available Based on Selections | No Equivalent Cross Available Based on Selections | XT7LU310DEFF000XXX | XT7LU310DFFF000XXX | XT7LU310DGFF000XXX | XT7LU310DPFF000XXX | XT7LU310DQFF000XXX | XT7LU310DTFF000XXX | XT7LU310DUFF000XXX
SK | SKPA26AT1200 | 67 | SRPK1200A1000 | 54 | 1000 | 30 | 100kA | 8 | Loose MCCB (OEM) | 2 | Distribution Protection | 1 | 600Vac (Y/D) | 2 | 80% | 1 | 675482121 | No Equivalent Cross Available Based on Selections | No Equivalent Cross Available Based on Selections | No Equivalent Cross Available Based on Selections | No Equivalent Cross Available Based on Selections | No Equivalent Cross Available Based on Selections | No Equivalent Cross Available Based on Selections | No Equivalent Cross Available Based on Selections | No Equivalent Cross Available Based on Selections | No Equivalent Cross Available Based on Selections
SK | SKPA26AT1200 | 67 | SRPK1200A1000 | 54 | 1000 | 30 | 100kA | 8 | Loose MCCB (OEM) | 2 | Distribution Protection | 1 | 480Vac (Y/D) | 1 | 100% | 2 | 675482112 | No Equivalent Cross Available Based on Selections | No Equivalent Cross Available Based on Selections | XT7LQ310DEFF000XXX | XT7LQ310DFFF000XXX | XT7LQ310DGFF000XXX | XT7LQ310DPFF000XXX | XT7LQ310DQFF000XXX | XT7LQ310DTFF000XXX | XT7LQ310DUFF000XXX
SK | SKPA26AT1200 | 67 | SRPK1200A1000 | 54 | 1000 | 30 | 100kA | 8 | Loose MCCB (OEM) | 2 | Distribution Protection | 1 | 600Vac (Y/D) | 2 | 100% | 2 | 675482122 | No Equivalent Cross Available Based on Selections | No Equivalent Cross Available Based on Selections | No Equivalent Cross Available Based on Selections | No Equivalent Cross Available Based on Selections | No Equivalent Cross Available Based on Selections | No Equivalent Cross Available Based on Selections | No Equivalent Cross Available Based on Selections | No Equivalent Cross Available Based on Selections | No Equivalent Cross Available Based on Selections
SK | SKPA26AT1200 | 67 | SRPK1200A1000 | 54 | 1000 | 30 | 100kA | 8 | Panelboard MRO | 1 | Distribution Protection | 1 | 480Vac (Y/D) | 1 | 80% | 1 | 675481111 | No Equivalent Cross Available Based on Selections | No Equivalent Cross Available Based on Selections | XT7LU310DEFF000XXX + SRFB3XT7MFPX | XT7LU310DFFF000XXX + SRFB3XT7MFPX | XT7LU310DGFF000XXX + SRFB3XT7MFPX | XT7LU310DPFF000XXX + SRFB3XT7MFPX | XT7LU310DQFF000XXX + SRFB3XT7MFPX | XT7LU310DTFF000XXX + SRFB3XT7MFPX | XT7LU310DUFF000XXX + SRFB3XT7MFPX
SK | SKPA26AT1200 | 67 | SRPK1200A1000 | 54 | 1000 | 30 | 100kA | 8 | Panelboard MRO | 1 | Distribution Protection | 1 | 600Vac (Y/D) | 2 | 80% | 1 | 675481121 | No Equivalent Cross Available Based on Selections | No Equivalent Cross Available Based on Selections | No Equivalent Cross Available Based on Selections | No Equivalent Cross Available Based on Selections | No Equivalent Cross Available Based on Selections | No Equivalent Cross Available Based on Selections | No Equivalent Cross Available Based on Selections | No Equivalent Cross Available Based on Selections | No Equivalent Cross Available Based on Selections
SK | SKPA26AT1200 | 67 | SRPK1200A1000 | 54 | 1000 | 30 | 100kA | 8 | Panelboard MRO | 1 | Distribution Protection | 1 | 480Vac (Y/D) | 1 | 100% | 2 | 675481112 | No Equivalent Cross Available Based on Selections | No Equivalent Cross Available Based on Selections | XT7LQ310DEFF000XXX + SRFB3XT7MFPX | XT7LQ310DFFF000XXX + SRFB3XT7MFPX | XT7LQ310DGFF000XXX + SRFB3XT7MFPX | XT7LQ310DPFF000XXX + SRFB3XT7MFPX | XT7LQ310DQFF000XXX + SRFB3XT7MFPX | XT7LQ310DTFF000XXX + SRFB3XT7MFPX | XT7LQ310DUFF000XXX + SRFB3XT7MFPX
SK | SKPA26AT1200 | 67 | SRPK1200A1000 | 54 | 1000 | 30 | 100kA | 8 | Panelboard MRO | 1 | Distribution Protection | 1 | 600Vac (Y/D) | 2 | 100% | 2 | 675481122 | No Equivalent Cross Available Based on Selections | No Equivalent Cross Available Based on Selections | No Equivalent Cross Available Based on Selections | No Equivalent Cross Available Based on Selections | No Equivalent Cross Available Based on Selections | No Equivalent Cross Available Based on Selections | No Equivalent Cross Available Based on Selections | No Equivalent Cross Available Based on Selections | No Equivalent Cross Available Based on Selections
SK | SKPA26AT1200 | 67 | SRPK1200A1175 | 55 | 1175 | 31 | 100kA | 8 | Loose MCCB (OEM) | 2 | Distribution Protection | 1 | 480Vac (Y/D) | 1 | 80% | 1 | 675582111 | No Equivalent Cross Available Based on Selections | No Equivalent Cross Available Based on Selections | XT7LU312EEFF000XXX | XT7LU312EFFF000XXX | XT7LU312EGFF000XXX | XT7LU312EPFF000XXX | XT7LU312EQFF000XXX | XT7LU312ETFF000XXX | XT7LU312EUFF000XXX
SK | SKPA26AT1200 | 67 | SRPK1200A1175 | 55 | 1175 | 31 | 100kA | 8 | Loose MCCB (OEM) | 2 | Distribution Protection | 1 | 600Vac (Y/D) | 2 | 80% | 1 | 675582121 | No Equivalent Cross Available Based on Selections | No Equivalent Cross Available Based on Selections | No Equivalent Cross Available Based on Selections | No Equivalent Cross Available Based on Selections | No Equivalent Cross Available Based on Selections | No Equivalent Cross Available Based on Selections | No Equivalent Cross Available Based on Selections | No Equivalent Cross Available Based on Selections | No Equivalent Cross Available Based on Selections
SK | SKPA26AT1200 | 67 | SRPK1200A1175 | 55 | 1175 | 31 | 100kA | 8 | Loose MCCB (OEM) | 2 | Distribution Protection | 1 | 480Vac (Y/D) | 1 | 100% | 2 | 675582112 | No Equivalent Cross Available Based on Selections | No Equivalent Cross Available Based on Selections | XT7LQ312EEFF000XXX | XT7LQ312EFFF000XXX | XT7LQ312EGFF000XXX | XT7LQ312EPFF000XXX | XT7LQ312EQFF000XXX | XT7LQ312ETFF000XXX | XT7LQ312EUFF000XXX
SK | SKPA26AT1200 | 67 | SRPK1200A1175 | 55 | 1175 | 31 | 100kA | 8 | Loose MCCB (OEM) | 2 | Distribution Protection | 1 | 600Vac (Y/D) | 2 | 100% | 2 | 675582122 | No Equivalent Cross Available Based on Selections | No Equivalent Cross Available Based on Selections | No Equivalent Cross Available Based on Selections | No Equivalent Cross Available Based on Selections | No Equivalent Cross Available Based on Selections | No Equivalent Cross Available Based on Selections | No Equivalent Cross Available Based on Selections | No Equivalent Cross Available Based on Selections | No Equivalent Cross Available Based on Selections
SK | SKPA26AT1200 | 67 | SRPK1200A1175 | 55 | 1175 | 31 | 100kA | 8 | Panelboard MRO | 1 | Distribution Protection | 1 | 480Vac (Y/D) | 1 | 80% | 1 | 675581111 | No Equivalent Cross Available Based on Selections | No Equivalent Cross Available Based on Selections | XT7LU312EEFF000XXX + SRFB3XT7MFPX | XT7LU312EFFF000XXX + SRFB3XT7MFPX | XT7LU312EGFF000XXX + SRFB3XT7MFPX | XT7LU312EPFF000XXX + SRFB3XT7MFPX | XT7LU312EQFF000XXX + SRFB3XT7MFPX | XT7LU312ETFF000XXX + SRFB3XT7MFPX | XT7LU312EUFF000XXX + SRFB3XT7MFPX
SK | SKPA26AT1200 | 67 | SRPK1200A1175 | 55 | 1175 | 31 | 100kA | 8 | Panelboard MRO | 1 | Distribution Protection | 1 | 600Vac (Y/D) | 2 | 80% | 1 | 675581121 | No Equivalent Cross Available Based on Selections | No Equivalent Cross Available Based on Selections | No Equivalent Cross Available Based on Selections | No Equivalent Cross Available Based on Selections | No Equivalent Cross Available Based on Selections | No Equivalent Cross Available Based on Selections | No Equivalent Cross Available Based on Selections | No Equivalent Cross Available Based on Selections | No Equivalent Cross Available Based on Selections
SK | SKPA26AT1200 | 67 | SRPK1200A1175 | 55 | 1175 | 31 | 100kA | 8 | Panelboard MRO | 1 | Distribution Protection | 1 | 480Vac (Y/D) | 1 | 100% | 2 | 675581112 | No Equivalent Cross Available Based on Selections | No Equivalent Cross Available Based on Selections | XT7LQ312EEFF000XXX + SRFB3XT7MFPX | XT7LQ312EFFF000XXX + SRFB3XT7MFPX | XT7LQ312EGFF000XXX + SRFB3XT7MFPX | XT7LQ312EPFF000XXX + SRFB3XT7MFPX | XT7LQ312EQFF000XXX + SRFB3XT7MFPX | XT7LQ312ETFF000XXX + SRFB3XT7MFPX | XT7LQ312EUFF000XXX + SRFB3XT7MFPX
SK | SKPA26AT1200 | 67 | SRPK1200A1175 | 55 | 1175 | 31 | 100kA | 8 | Panelboard MRO | 1 | Distribution Protection | 1 | 600Vac (Y/D) | 2 | 100% | 2 | 675581122 | No Equivalent Cross Available Based on Selections | No Equivalent Cross Available Based on Selections | No Equivalent Cross Available Based on Selections | No Equivalent Cross Available Based on Selections | No Equivalent Cross Available Based on Selections | No Equivalent Cross Available Based on Selections | No Equivalent Cross Available Based on Selections | No Equivalent Cross Available Based on Selections | No Equivalent Cross Available Based on Selections
SK | SKPA26AT1200 | 67 | SRPK1200A1200 | 56 | 1200 | 32 | 100kA | 8 | Loose MCCB (OEM) | 2 | Distribution Protection | 1 | 480Vac (Y/D) | 1 | 80% | 1 | 675682111 | No Equivalent Cross Available Based on Selections | No Equivalent Cross Available Based on Selections | XT7LU312EEFF000XXX | XT7LU312EFFF000XXX | XT7LU312EGFF000XXX | XT7LU312EPFF000XXX | XT7LU312EQFF000XXX | XT7LU312ETFF000XXX | XT7LU312EUFF000XXX
SK | SKPA26AT1200 | 67 | SRPK1200A1200 | 56 | 1200 | 32 | 100kA | 8 | Loose MCCB (OEM) | 2 | Distribution Protection | 1 | 600Vac (Y/D) | 2 | 80% | 1 | 675682121 | No Equivalent Cross Available Based on Selections | No Equivalent Cross Available Based on Selections | No Equivalent Cross Available Based on Selections | No Equivalent Cross Available Based on Selections | No Equivalent Cross Available Based on Selections | No Equivalent Cross Available Based on Selections | No Equivalent Cross Available Based on Selections | No Equivalent Cross Available Based on Selections | No Equivalent Cross Available Based on Selections
SK | SKPA26AT1200 | 67 | SRPK1200A1200 | 56 | 1200 | 32 | 100kA | 8 | Loose MCCB (OEM) | 2 | Distribution Protection | 1 | 480Vac (Y/D) | 1 | 100% | 2 | 675682112 | No Equivalent Cross Available Based on Selections | No Equivalent Cross Available Based on Selections | XT7LQ312EEFF000XXX | XT7LQ312EFFF000XXX | XT7LQ312EGFF000XXX | XT7LQ312EPFF000XXX | XT7LQ312EQFF000XXX | XT7LQ312ETFF000XXX | XT7LQ312EUFF000XXX
SK | SKPA26AT1200 | 67 | SRPK1200A1200 | 56 | 1200 | 32 | 100kA | 8 | Loose MCCB (OEM) | 2 | Distribution Protection | 1 | 600Vac (Y/D) | 2 | 100% | 2 | 675682122 | No Equivalent Cross Available Based on Selections | No Equivalent Cross Available Based on Selections | No Equivalent Cross Available Based on Selections | No Equivalent Cross Available Based on Selections | No Equivalent Cross Available Based on Selections | No Equivalent Cross Available Based on Selections | No Equivalent Cross Available Based on Selections | No Equivalent Cross Available Based on Selections | No Equivalent Cross Available Based on Selections
SK | SKPA26AT1200 | 67 | SRPK1200A1200 | 56 | 1200 | 32 | 100kA | 8 | Panelboard MRO | 1 | Distribution Protection | 1 | 480Vac (Y/D) | 1 | 80% | 1 | 675681111 | No Equivalent Cross Available Based on Selections | No Equivalent Cross Available Based on Selections | XT7LU312EEFF000XXX + SRFB3XT7MFPX | XT7LU312EFFF000XXX + SRFB3XT7MFPX | XT7LU312EGFF000XXX + SRFB3XT7MFPX | XT7LU312EPFF000XXX + SRFB3XT7MFPX | XT7LU312EQFF000XXX + SRFB3XT7MFPX | XT7LU312ETFF000XXX + SRFB3XT7MFPX | XT7LU312EUFF000XXX + SRFB3XT7MFPX
SK | SKPA26AT1200 | 67 | SRPK1200A1200 | 56 | 1200 | 32 | 100kA | 8 | Panelboard MRO | 1 | Distribution Protection | 1 | 600Vac (Y/D) | 2 | 80% | 1 | 675681121 | No Equivalent Cross Available Based on Selections | No Equivalent Cross Available Based on Selections | No Equivalent Cross Available Based on Selections | No Equivalent Cross Available Based on Selections | No Equivalent Cross Available Based on Selections | No Equivalent Cross Available Based on Selections | No Equivalent Cross Available Based on Selections | No Equivalent Cross Available Based on Selections | No Equivalent Cross Available Based on Selections
SK | SKPA26AT1200 | 67 | SRPK1200A1200 | 56 | 1200 | 32 | 100kA | 8 | Panelboard MRO | 1 | Distribution Protection | 1 | 480Vac (Y/D) | 1 | 100% | 2 | 675681112 | No Equivalent Cross Available Based on Selections | No Equivalent Cross Available Based on Selections | XT7LQ312EEFF000XXX + SRFB3XT7MFPX | XT7LQ312EFFF000XXX + SRFB3XT7MFPX | XT7LQ312EGFF000XXX + SRFB3XT7MFPX | XT7LQ312EPFF000XXX + SRFB3XT7MFPX | XT7LQ312EQFF000XXX + SRFB3XT7MFPX | XT7LQ312ETFF000XXX + SRFB3XT7MFPX | XT7LQ312EUFF000XXX + SRFB3XT7MFPX
SK | SKPA26AT1200 | 67 | SRPK1200A1200 | 56 | 1200 | 32 | 100kA | 8 | Panelboard MRO | 1 | Distribution Protection | 1 | 600Vac (Y/D) | 2 | 100% | 2 | 675681122 | No Equivalent Cross Available Based on Selections | No Equivalent Cross Available Based on Selections | No Equivalent Cross Available Based on Selections | No Equivalent Cross Available Based on Selections | No Equivalent Cross Available Based on Selections | No Equivalent Cross Available Based on Selections | No Equivalent Cross Available Based on Selections | No Equivalent Cross Available Based on Selections | No Equivalent Cross Available Based on Selections
SK | SKHA36AT1200 | 68 | SRPK1200A600 | 50 | 600 | 26 | 50kA | 6 | Loose MCCB (OEM) | 2 | Distribution Protection | 1 | 480Vac (Y/D) | 1 | 80% | 1 | 685062111 | No Equivalent Cross Available Based on Selections | XT5SU360BBFF000XXX | XT5SU360BEFF000XXX | XT5SU360BFFF000XXX | XT5SU360BGFF000XXX | XT5SU360BPFF000XXX | XT5SU360BQFF000XXX | XT5SU360BTFF000XXX | XT5SU360BUFF000XXX
SK | SKHA36AT1200 | 68 | SRPK1200A600 | 50 | 600 | 26 | 50kA | 6 | Loose MCCB (OEM) | 2 | Distribution Protection | 1 | 600Vac (Y/D) | 2 | 80% | 1 | 685062121 | No Equivalent Cross Available Based on Selections | XT5LU360BBFF000XXX | XT5LU360BEFF000XXX | XT5LU360BFFF000XXX | XT5LU360BGFF000XXX | XT5LU360BPFF000XXX | XT5LU360BQFF000XXX | XT5LU360BTFF000XXX | XT5LU360BUFF000XXX
SK | SKHA36AT1200 | 68 | SRPK1200A600 | 50 | 600 | 26 | 50kA | 6 | Loose MCCB (OEM) | 2 | Distribution Protection | 1 | 480Vac (Y/D) | 1 | 100% | 2 | 685062112 | No Equivalent Cross Available Based on Selections | XT5SQ360BBFF000XXX | XT5SQ360BEFF000XXX | XT5SQ360BFFF000XXX | XT5SQ360BGFF000XXX | XT5SQ360BPFF000XXX | XT5SQ360BQFF000XXX | XT5SQ360BTFF000XXX | XT5SQ360BUFF000XXX
SK | SKHA36AT1200 | 68 | SRPK1200A600 | 50 | 600 | 26 | 50kA | 6 | Loose MCCB (OEM) | 2 | Distribution Protection | 1 | 600Vac (Y/D) | 2 | 100% | 2 | 685062122 | No Equivalent Cross Available Based on Selections | XT5LQ360BBFF000XXX | XT5LQ360BEFF000XXX | XT5LQ360BFFF000XXX | XT5LQ360BGFF000XXX | XT5LQ360BPFF000XXX | XT5LQ360BQFF000XXX | XT5LQ360BTFF000XXX | XT5LQ360BUFF000XXX
SK | SKHA36AT1200 | 68 | SRPK1200A600 | 50 | 600 | 26 | 50kA | 6 | Panelboard MRO | 1 | Distribution Protection | 1 | 480Vac (Y/D) | 1 | 80% | 1 | 685061111 | No Equivalent Cross Available Based on Selections | XT5SU360BBFF000XXX | XT5SU360BEFF000XXX + SRFB3XT5MFPX | XT5SU360BFFF000XXX + SRFB3XT5MFPX | XT5SU360BGFF000XXX + SRFB3XT5MFPX | XT5SU360BPFF000XXX + SRFB3XT5MFPX | XT5SU360BQFF000XXX + SRFB3XT5MFPX | XT5SU360BTFF000XXX + SRFB3XT5MFPX | XT5SU360BUFF000XXX + SRFB3XT5MFPX
SK | SKHA36AT1200 | 68 | SRPK1200A600 | 50 | 600 | 26 | 50kA | 6 | Panelboard MRO | 1 | Distribution Protection | 1 | 600Vac (Y/D) | 2 | 80% | 1 | 685061121 | No Equivalent Cross Available Based on Selections | XT5LU360BBFF000XXX | XT5LU360BEFF000XXX + SRFB3XT5MFPX | XT5LU360BFFF000XXX + SRFB3XT5MFPX | XT5LU360BGFF000XXX + SRFB3XT5MFPX | XT5LU360BPFF000XXX + SRFB3XT5MFPX | XT5LU360BQFF000XXX + SRFB3XT5MFPX | XT5LU360BTFF000XXX + SRFB3XT5MFPX | XT5LU360BUFF000XXX + SRFB3XT5MFPX
SK | SKHA36AT1200 | 68 | SRPK1200A600 | 50 | 600 | 26 | 50kA | 6 | Panelboard MRO | 1 | Distribution Protection | 1 | 480Vac (Y/D) | 1 | 100% | 2 | 685061112 | No Equivalent Cross Available Based on Selections | XT5SQ360BBFF000XXX | XT5SQ360BEFF000XXX + SRFB3XT5MFPX | XT5SQ360BFFF000XXX + SRFB3XT5MFPX | XT5SQ360BGFF000XXX + SRFB3XT5MFPX | XT5SQ360BPFF000XXX + SRFB3XT5MFPX | XT5SQ360BQFF000XXX + SRFB3XT5MFPX | XT5SQ360BTFF000XXX + SRFB3XT5MFPX | XT5SQ360BUFF000XXX + SRFB3XT5MFPX
SK | SKHA36AT1200 | 68 | SRPK1200A600 | 50 | 600 | 26 | 50kA | 6 | Panelboard MRO | 1 | Distribution Protection | 1 | 600Vac (Y/D) | 2 | 100% | 2 | 685061122 | No Equivalent Cross Available Based on Selections | XT5LQ360BBFF000XXX | XT5LQ360BEFF000XXX + SRFB3XT5MFPX | XT5LQ360BFFF000XXX + SRFB3XT5MFPX | XT5LQ360BGFF000XXX + SRFB3XT5MFPX | XT5LQ360BPFF000XXX + SRFB3XT5MFPX | XT5LQ360BQFF000XXX + SRFB3XT5MFPX | XT5LQ360BTFF000XXX + SRFB3XT5MFPX | XT5LQ360BUFF000XXX + SRFB3XT5MFPX
SK | SKHA36AT1200 | 68 | SRPK1200A700 | 51 | 700 | 27 | 50kA | 6 | Loose MCCB (OEM) | 2 | Distribution Protection | 1 | 480Vac (Y/D) | 1 | 80% | 1 | 685162111 | No Equivalent Cross Available Based on Selections | XT6SU3800BFF000XXX | XT6SU3800EFF000XXX | XT6SU3800FFF000XXX | XT6SU3800GFF000XXX | XT7SU380CPFF000XXX | XT7SU380CQFF000XXX | XT7SU380CTFF000XXX | XT7SU380CUFF000XXX
SK | SKHA36AT1200 | 68 | SRPK1200A700 | 51 | 700 | 27 | 50kA | 6 | Loose MCCB (OEM) | 2 | Distribution Protection | 1 | 600Vac (Y/D) | 2 | 80% | 1 | 685162121 | No Equivalent Cross Available Based on Selections | No Equivalent Cross Available Based on Selections | XT7HU380CEFF000XXX | XT7HU380CFFF000XXX | XT7HU380CEFF000XXX | XT7HU380CPFF000XXX | XT7HU380CQFF000XXX | XT7HU380CTFF000XXX | XT7HU380CUFF000XXX
SK | SKHA36AT1200 | 68 | SRPK1200A700 | 51 | 700 | 27 | 50kA | 6 | Loose MCCB (OEM) | 2 | Distribution Protection | 1 | 480Vac (Y/D) | 1 | 100% | 2 | 685162112 | No Equivalent Cross Available Based on Selections | XT6SQ3800BFF000XXX | XT6SQ3800EFF000XXX | XT6SQ3800FFF000XXX | XT6SQ3800GFF000XXX | XT7SQ380CPFF000XXX | XT7SQ380CQFF000XXX | XT7SQ380CTFF000XXX | XT7SQ380CUFF000XXX
SK | SKHA36AT1200 | 68 | SRPK1200A700 | 51 | 700 | 27 | 50kA | 6 | Loose MCCB (OEM) | 2 | Distribution Protection | 1 | 600Vac (Y/D) | 2 | 100% | 2 | 685162122 | No Equivalent Cross Available Based on Selections | No Equivalent Cross Available Based on Selections | XT7HQ380CEFF000XXX | XT7HQ380CFFF000XXX | XT7HQ380CEFF000XXX | XT7HQ380CPFF000XXX | XT7HQ380CQFF000XXX | XT7HQ380CTFF000XXX | XT7HQ380CUFF000XXX
SK | SKHA36AT1200 | 68 | SRPK1200A700 | 51 | 700 | 27 | 50kA | 6 | Panelboard MRO | 1 | Distribution Protection | 1 | 480Vac (Y/D) | 1 | 80% | 1 | 685161111 | No Equivalent Cross Available Based on Selections | No Equivalent Cross Available Based on Selections | XT7SU380CEFF000XXX + SRFB3XT7MFPX | XT7SU380CFFF000XXX + SRFB3XT7MFPX | XT7SU380CGFF000XXX + SRFB3XT7MFPX | XT7SU380CPFF000XXX + SRFB3XT7MFPX | XT7SU380CQFF000XXX + SRFB3XT7MFPX | XT7SU380CTFF000XXX + SRFB3XT7MFPX | XT7SU380CUFF000XXX + SRFB3XT7MFPX
SK | SKHA36AT1200 | 68 | SRPK1200A700 | 51 | 700 | 27 | 50kA | 6 | Panelboard MRO | 1 | Distribution Protection | 1 | 600Vac (Y/D) | 2 | 80% | 1 | 685161121 | No Equivalent Cross Available Based on Selections | No Equivalent Cross Available Based on Selections | XT7HU380CEFF000XXX + SRFB3XT7MFPX | XT7HU380CFFF000XXX + SRFB3XT7MFPX | XT7HU380CEFF000XXX + SRFB3XT7MFPX | XT7HU380CPFF000XXX + SRFB3XT7MFPX | XT7HU380CQFF000XXX + SRFB3XT7MFPX | XT7HU380CTFF000XXX + SRFB3XT7MFPX | XT7HU380CUFF000XXX + SRFB3XT7MFPX
SK | SKHA36AT1200 | 68 | SRPK1200A700 | 51 | 700 | 27 | 50kA | 6 | Panelboard MRO | 1 | Distribution Protection | 1 | 480Vac (Y/D) | 1 | 100% | 2 | 685161112 | No Equivalent Cross Available Based on Selections | No Equivalent Cross Available Based on Selections | XT7SQ380CEFF000XXX + SRFB3XT7MFPX | XT7SQ380CFFF000XXX + SRFB3XT7MFPX | XT7SQ380CGFF000XXX + SRFB3XT7MFPX | XT7SQ380CPFF000XXX + SRFB3XT7MFPX | XT7SQ380CQFF000XXX + SRFB3XT7MFPX | XT7SQ380CTFF000XXX + SRFB3XT7MFPX | XT7SQ380CUFF000XXX + SRFB3XT7MFPX
SK | SKHA36AT1200 | 68 | SRPK1200A700 | 51 | 700 | 27 | 50kA | 6 | Panelboard MRO | 1 | Distribution Protection | 1 | 600Vac (Y/D) | 2 | 100% | 2 | 685161122 | No Equivalent Cross Available Based on Selections | No Equivalent Cross Available Based on Selections | XT7HQ380CEFF000XXX + SRFB3XT7MFPX | XT7HQ380CFFF000XXX + SRFB3XT7MFPX | XT7HQ380CEFF000XXX + SRFB3XT7MFPX | XT7HQ380CPFF000XXX + SRFB3XT7MFPX | XT7HQ380CQFF000XXX + SRFB3XT7MFPX | XT7HQ380CTFF000XXX + SRFB3XT7MFPX | XT7HQ380CUFF000XXX + SRFB3XT7MFPX
SK | SKHA36AT1200 | 68 | SRPK1200A800 | 52 | 800 | 28 | 50kA | 6 | Loose MCCB (OEM) | 2 | Distribution Protection | 1 | 480Vac (Y/D) | 1 | 80% | 1 | 685262111 | No Equivalent Cross Available Based on Selections | XT6SU3800BFF000XXX | XT6SU3800EFF000XXX | XT6SU3800FFF000XXX | XT6SU3800GFF000XXX | XT7SU380CPFF000XXX | XT7SU380CQFF000XXX | XT7SU380CTFF000XXX | XT7SU380CUFF000XXX
SK | SKHA36AT1200 | 68 | SRPK1200A800 | 52 | 800 | 28 | 50kA | 6 | Loose MCCB (OEM) | 2 | Distribution Protection | 1 | 600Vac (Y/D) | 2 | 80% | 1 | 685262121 | No Equivalent Cross Available Based on Selections | No Equivalent Cross Available Based on Selections | XT7HU380CEFF000XXX | XT7HU380CFFF000XXX | XT7HU380CEFF000XXX | XT7HU380CPFF000XXX | XT7HU380CQFF000XXX | XT7HU380CTFF000XXX | XT7HU380CUFF000XXX
SK | SKHA36AT1200 | 68 | SRPK1200A800 | 52 | 800 | 28 | 50kA | 6 | Loose MCCB (OEM) | 2 | Distribution Protection | 1 | 480Vac (Y/D) | 1 | 100% | 2 | 685262112 | No Equivalent Cross Available Based on Selections | XT6SQ3800BFF000XXX | XT6SQ3800EFF000XXX | XT6SQ3800FFF000XXX | XT6SQ3800GFF000XXX | XT7SQ380CPFF000XXX | XT7SQ380CQFF000XXX | XT7SQ380CTFF000XXX | XT7SQ380CUFF000XXX
SK | SKHA36AT1200 | 68 | SRPK1200A800 | 52 | 800 | 28 | 50kA | 6 | Loose MCCB (OEM) | 2 | Distribution Protection | 1 | 600Vac (Y/D) | 2 | 100% | 2 | 685262122 | No Equivalent Cross Available Based on Selections | No Equivalent Cross Available Based on Selections | XT7HQ380CEFF000XXX | XT7HQ380CFFF000XXX | XT7HQ380CEFF000XXX | XT7HQ380CPFF000XXX | XT7HQ380CQFF000XXX | XT7HQ380CTFF000XXX | XT7HQ380CUFF000XXX
SK | SKHA36AT1200 | 68 | SRPK1200A800 | 52 | 800 | 28 | 50kA | 6 | Panelboard MRO | 1 | Distribution Protection | 1 | 480Vac (Y/D) | 1 | 80% | 1 | 685261111 | No Equivalent Cross Available Based on Selections | No Equivalent Cross Available Based on Selections | XT7SU380CEFF000XXX + SRFB3XT7MFPX | XT7SU380CFFF000XXX + SRFB3XT7MFPX | XT7SU380CGFF000XXX + SRFB3XT7MFPX | XT7SU380CPFF000XXX + SRFB3XT7MFPX | XT7SU380CQFF000XXX + SRFB3XT7MFPX | XT7SU380CTFF000XXX + SRFB3XT7MFPX | XT7SU380CUFF000XXX + SRFB3XT7MFPX
SK | SKHA36AT1200 | 68 | SRPK1200A800 | 52 | 800 | 28 | 50kA | 6 | Panelboard MRO | 1 | Distribution Protection | 1 | 600Vac (Y/D) | 2 | 80% | 1 | 685261121 | No Equivalent Cross Available Based on Selections | No Equivalent Cross Available Based on Selections | XT7HU380CEFF000XXX + SRFB3XT7MFPX | XT7HU380CFFF000XXX + SRFB3XT7MFPX | XT7HU380CEFF000XXX + SRFB3XT7MFPX | XT7HU380CPFF000XXX + SRFB3XT7MFPX | XT7HU380CQFF000XXX + SRFB3XT7MFPX | XT7HU380CTFF000XXX + SRFB3XT7MFPX | XT7HU380CUFF000XXX + SRFB3XT7MFPX
SK | SKHA36AT1200 | 68 | SRPK1200A800 | 52 | 800 | 28 | 50kA | 6 | Panelboard MRO | 1 | Distribution Protection | 1 | 480Vac (Y/D) | 1 | 100% | 2 | 685261112 | No Equivalent Cross Available Based on Selections | No Equivalent Cross Available Based on Selections | XT7SQ380CEFF000XXX + SRFB3XT7MFPX | XT7SQ380CFFF000XXX + SRFB3XT7MFPX | XT7SQ380CGFF000XXX + SRFB3XT7MFPX | XT7SQ380CPFF000XXX + SRFB3XT7MFPX | XT7SQ380CQFF000XXX + SRFB3XT7MFPX | XT7SQ380CTFF000XXX + SRFB3XT7MFPX | XT7SQ380CUFF000XXX + SRFB3XT7MFPX
SK | SKHA36AT1200 | 68 | SRPK1200A800 | 52 | 800 | 28 | 50kA | 6 | Panelboard MRO | 1 | Distribution Protection | 1 | 600Vac (Y/D) | 2 | 100% | 2 | 685261122 | No Equivalent Cross Available Based on Selections | No Equivalent Cross Available Based on Selections | XT7HQ380CEFF000XXX + SRFB3XT7MFPX | XT7HQ380CFFF000XXX + SRFB3XT7MFPX | XT7HQ380CEFF000XXX + SRFB3XT7MFPX | XT7HQ380CPFF000XXX + SRFB3XT7MFPX | XT7HQ380CQFF000XXX + SRFB3XT7MFPX | XT7HQ380CTFF000XXX + SRFB3XT7MFPX | XT7HQ380CUFF000XXX + SRFB3XT7MFPX
SK | SKHA36AT1200 | 68 | SRPK1200A900 | 53 | 900 | 29 | 50kA | 6 | Loose MCCB (OEM) | 2 | Distribution Protection | 1 | 480Vac (Y/D) | 1 | 80% | 1 | 685362111 | No Equivalent Cross Available Based on Selections | No Equivalent Cross Available Based on Selections | XT7SU310DEFF000XXX | XT7SU310DFFF000XXX | XT7SU310DGFF000XXX | XT7SU310DPFF000XXX | XT7SU310DQFF000XXX | XT7SU310DTFF000XXX | XT7SU310DUFF000XXX
SK | SKHA36AT1200 | 68 | SRPK1200A900 | 53 | 900 | 29 | 50kA | 6 | Loose MCCB (OEM) | 2 | Distribution Protection | 1 | 600Vac (Y/D) | 2 | 80% | 1 | 685362121 | No Equivalent Cross Available Based on Selections | No Equivalent Cross Available Based on Selections | XT7HU310DEFF000XXX | XT7HU310DFFF000XXX | XT7HU310DGFF000XXX | XT7HU310DPFF000XXX | XT7HU310DQFF000XXX | XT7HU310DTFF000XXX | XT7HU310DUFF000XXX
SK | SKHA36AT1200 | 68 | SRPK1200A900 | 53 | 900 | 29 | 50kA | 6 | Loose MCCB (OEM) | 2 | Distribution Protection | 1 | 480Vac (Y/D) | 1 | 100% | 2 | 685362112 | No Equivalent Cross Available Based on Selections | No Equivalent Cross Available Based on Selections | XT7SQ310DEFF000XXX | XT7SQ310DFFF000XXX | XT7SQ310DGFF000XXX | XT7SQ310DPFF000XXX | XT7SQ310DQFF000XXX | XT7SQ310DTFF000XXX | XT7SQ310DUFF000XXX
SK | SKHA36AT1200 | 68 | SRPK1200A900 | 53 | 900 | 29 | 50kA | 6 | Loose MCCB (OEM) | 2 | Distribution Protection | 1 | 600Vac (Y/D) | 2 | 100% | 2 | 685362122 | No Equivalent Cross Available Based on Selections | No Equivalent Cross Available Based on Selections | XT7HQ310DEFF000XXX | XT7HQ310DFFF000XXX | XT7HQ310DGFF000XXX | XT7HQ310DPFF000XXX | XT7HQ310DQFF000XXX | XT7HQ310DTFF000XXX | XT7HQ310DUFF000XXX
SK | SKHA36AT1200 | 68 | SRPK1200A900 | 53 | 900 | 29 | 50kA | 6 | Panelboard MRO | 1 | Distribution Protection | 1 | 480Vac (Y/D) | 1 | 80% | 1 | 685361111 | No Equivalent Cross Available Based on Selections | No Equivalent Cross Available Based on Selections | XT7SU310DEFF000XXX + SRFB3XT7MFPX | XT7SU310DFFF000XXX + SRFB3XT7MFPX | XT7SU310DGFF000XXX + SRFB3XT7MFPX | XT7SU310DPFF000XXX + SRFB3XT7MFPX | XT7SU310DQFF000XXX + SRFB3XT7MFPX | XT7SU310DTFF000XXX + SRFB3XT7MFPX | XT7SU310DUFF000XXX + SRFB3XT7MFPX
SK | SKHA36AT1200 | 68 | SRPK1200A900 | 53 | 900 | 29 | 50kA | 6 | Panelboard MRO | 1 | Distribution Protection | 1 | 600Vac (Y/D) | 2 | 80% | 1 | 685361121 | No Equivalent Cross Available Based on Selections | No Equivalent Cross Available Based on Selections | XT7HU310DEFF000XXX + SRFB3XT7MFPX | XT7HU310DFFF000XXX + SRFB3XT7MFPX | XT7HU310DGFF000XXX + SRFB3XT7MFPX | XT7HU310DPFF000XXX + SRFB3XT7MFPX | XT7HU310DQFF000XXX + SRFB3XT7MFPX | XT7HU310DTFF000XXX + SRFB3XT7MFPX | XT7HU310DUFF000XXX + SRFB3XT7MFPX
SK | SKHA36AT1200 | 68 | SRPK1200A900 | 53 | 900 | 29 | 50kA | 6 | Panelboard MRO | 1 | Distribution Protection | 1 | 480Vac (Y/D) | 1 | 100% | 2 | 685361112 | No Equivalent Cross Available Based on Selections | No Equivalent Cross Available Based on Selections | XT7SQ310DEFF000XXX + SRFB3XT7MFPX | XT7SQ310DFFF000XXX + SRFB3XT7MFPX | XT7SQ310DGFF000XXX + SRFB3XT7MFPX | XT7SQ310DPFF000XXX + SRFB3XT7MFPX | XT7SQ310DQFF000XXX + SRFB3XT7MFPX | XT7SQ310DTFF000XXX + SRFB3XT7MFPX | XT7SQ310DUFF000XXX + SRFB3XT7MFPX
SK | SKHA36AT1200 | 68 | SRPK1200A900 | 53 | 900 | 29 | 50kA | 6 | Panelboard MRO | 1 | Distribution Protection | 1 | 600Vac (Y/D) | 2 | 100% | 2 | 685361122 | No Equivalent Cross Available Based on Selections | No Equivalent Cross Available Based on Selections | XT7HQ310DEFF000XXX + SRFB3XT7MFPX | XT7HQ310DFFF000XXX + SRFB3XT7MFPX | XT7HQ310DGFF000XXX + SRFB3XT7MFPX | XT7HQ310DPFF000XXX + SRFB3XT7MFPX | XT7HQ310DQFF000XXX + SRFB3XT7MFPX | XT7HQ310DTFF000XXX + SRFB3XT7MFPX | XT7HQ310DUFF000XXX + SRFB3XT7MFPX
SK | SKHA36AT1200 | 68 | SRPK1200A1000 | 54 | 1000 | 30 | 50kA | 6 | Loose MCCB (OEM) | 2 | Distribution Protection | 1 | 480Vac (Y/D) | 1 | 80% | 1 | 685462111 | No Equivalent Cross Available Based on Selections | No Equivalent Cross Available Based on Selections | XT7SU310DEFF000XXX | XT7SU310DFFF000XXX | XT7SU310DGFF000XXX | XT7SU310DPFF000XXX | XT7SU310DQFF000XXX | XT7SU310DTFF000XXX | XT7SU310DUFF000XXX
SK | SKHA36AT1200 | 68 | SRPK1200A1000 | 54 | 1000 | 30 | 50kA | 6 | Loose MCCB (OEM) | 2 | Distribution Protection | 1 | 600Vac (Y/D) | 2 | 80% | 1 | 685462121 | No Equivalent Cross Available Based on Selections | No Equivalent Cross Available Based on Selections | XT7HU310DEFF000XXX | XT7HU310DFFF000XXX | XT7HU310DGFF000XXX | XT7HU310DPFF000XXX | XT7HU310DQFF000XXX | XT7HU310DTFF000XXX | XT7HU310DUFF000XXX
SK | SKHA36AT1200 | 68 | SRPK1200A1000 | 54 | 1000 | 30 | 50kA | 6 | Loose MCCB (OEM) | 2 | Distribution Protection | 1 | 480Vac (Y/D) | 1 | 100% | 2 | 685462112 | No Equivalent Cross Available Based on Selections | No Equivalent Cross Available Based on Selections | XT7SQ310DEFF000XXX | XT7SQ310DFFF000XXX | XT7SQ310DGFF000XXX | XT7SQ310DPFF000XXX | XT7SQ310DQFF000XXX | XT7SQ310DTFF000XXX | XT7SQ310DUFF000XXX
SK | SKHA36AT1200 | 68 | SRPK1200A1000 | 54 | 1000 | 30 | 50kA | 6 | Loose MCCB (OEM) | 2 | Distribution Protection | 1 | 600Vac (Y/D) | 2 | 100% | 2 | 685462122 | No Equivalent Cross Available Based on Selections | No Equivalent Cross Available Based on Selections | XT7HQ310DEFF000XXX | XT7HQ310DFFF000XXX | XT7HQ310DGFF000XXX | XT7HQ310DPFF000XXX | XT7HQ310DQFF000XXX | XT7HQ310DTFF000XXX | XT7HQ310DUFF000XXX
SK | SKHA36AT1200 | 68 | SRPK1200A1000 | 54 | 1000 | 30 | 50kA | 6 | Panelboard MRO | 1 | Distribution Protection | 1 | 480Vac (Y/D) | 1 | 80% | 1 | 685461111 | No Equivalent Cross Available Based on Selections | No Equivalent Cross Available Based on Selections | XT7SU310DEFF000XXX + SRFB3XT7MFPX | XT7SU310DFFF000XXX + SRFB3XT7MFPX | XT7SU310DGFF000XXX + SRFB3XT7MFPX | XT7SU310DPFF000XXX + SRFB3XT7MFPX | XT7SU310DQFF000XXX + SRFB3XT7MFPX | XT7SU310DTFF000XXX + SRFB3XT7MFPX | XT7SU310DUFF000XXX + SRFB3XT7MFPX
SK | SKHA36AT1200 | 68 | SRPK1200A1000 | 54 | 1000 | 30 | 50kA | 6 | Panelboard MRO | 1 | Distribution Protection | 1 | 600Vac (Y/D) | 2 | 80% | 1 | 685461121 | No Equivalent Cross Available Based on Selections | No Equivalent Cross Available Based on Selections | XT7HU310DEFF000XXX + SRFB3XT7MFPX | XT7HU310DFFF000XXX + SRFB3XT7MFPX | XT7HU310DGFF000XXX + SRFB3XT7MFPX | XT7HU310DPFF000XXX + SRFB3XT7MFPX | XT7HU310DQFF000XXX + SRFB3XT7MFPX | XT7HU310DTFF000XXX + SRFB3XT7MFPX | XT7HU310DUFF000XXX + SRFB3XT7MFPX
SK | SKHA36AT1200 | 68 | SRPK1200A1000 | 54 | 1000 | 30 | 50kA | 6 | Panelboard MRO | 1 | Distribution Protection | 1 | 480Vac (Y/D) | 1 | 100% | 2 | 685461112 | No Equivalent Cross Available Based on Selections | No Equivalent Cross Available Based on Selections | XT7SQ310DEFF000XXX + SRFB3XT7MFPX | XT7SQ310DFFF000XXX + SRFB3XT7MFPX | XT7SQ310DGFF000XXX + SRFB3XT7MFPX | XT7SQ310DPFF000XXX + SRFB3XT7MFPX | XT7SQ310DQFF000XXX + SRFB3XT7MFPX | XT7SQ310DTFF000XXX + SRFB3XT7MFPX | XT7SQ310DUFF000XXX + SRFB3XT7MFPX
SK | SKHA36AT1200 | 68 | SRPK1200A1000 | 54 | 1000 | 30 | 50kA | 6 | Panelboard MRO | 1 | Distribution Protection | 1 | 600Vac (Y/D) | 2 | 100% | 2 | 685461122 | No Equivalent Cross Available Based on Selections | No Equivalent Cross Available Based on Selections | XT7HQ310DEFF000XXX + SRFB3XT7MFPX | XT7HQ310DFFF000XXX + SRFB3XT7MFPX | XT7HQ310DGFF000XXX + SRFB3XT7MFPX | XT7HQ310DPFF000XXX + SRFB3XT7MFPX | XT7HQ310DQFF000XXX + SRFB3XT7MFPX | XT7HQ310DTFF000XXX + SRFB3XT7MFPX | XT7HQ310DUFF000XXX + SRFB3XT7MFPX
SK | SKHA36AT1200 | 68 | SRPK1200A1175 | 55 | 1175 | 31 | 50kA | 6 | Loose MCCB (OEM) | 2 | Distribution Protection | 1 | 480Vac (Y/D) | 1 | 80% | 1 | 685562111 | No Equivalent Cross Available Based on Selections | No Equivalent Cross Available Based on Selections | XT7SU312EEFF000XXX | XT7SU312EFFF000XXX | XT7SU312EGFF000XXX | XT7SU312EPFF000XXX | XT7SU312EQFF000XXX | XT7SU312ETFF000XXX | XT7SU312EUFF000XXX
SK | SKHA36AT1200 | 68 | SRPK1200A1175 | 55 | 1175 | 31 | 50kA | 6 | Loose MCCB (OEM) | 2 | Distribution Protection | 1 | 600Vac (Y/D) | 2 | 80% | 1 | 685562121 | No Equivalent Cross Available Based on Selections | No Equivalent Cross Available Based on Selections | XT7HU312EEFF000XXX | XT7HU312EFFF000XXX | XT7HU312EGFF000XXX | XT7HU312EPFF000XXX | XT7HU312EQFF000XXX | XT7HU312ETFF000XXX | XT7HU312EUFF000XXX
SK | SKHA36AT1200 | 68 | SRPK1200A1175 | 55 | 1175 | 31 | 50kA | 6 | Loose MCCB (OEM) | 2 | Distribution Protection | 1 | 480Vac (Y/D) | 1 | 100% | 2 | 685562112 | No Equivalent Cross Available Based on Selections | No Equivalent Cross Available Based on Selections | XT7SQ312EEFF000XXX | XT7SQ312EFFF000XXX | XT7SQ312EGFF000XXX | XT7SQ312EPFF000XXX | XT7SQ312EQFF000XXX | XT7SQ312ETFF000XXX | XT7SQ312EUFF000XXX
SK | SKHA36AT1200 | 68 | SRPK1200A1175 | 55 | 1175 | 31 | 50kA | 6 | Loose MCCB (OEM) | 2 | Distribution Protection | 1 | 600Vac (Y/D) | 2 | 100% | 2 | 685562122 | No Equivalent Cross Available Based on Selections | No Equivalent Cross Available Based on Selections | XT7HQ312EEFF000XXX | XT7HQ312EFFF000XXX | XT7HQ312EGFF000XXX | XT7HQ312EPFF000XXX | XT7HQ312EQFF000XXX | XT7HQ312ETFF000XXX | XT7HQ312EUFF000XXX
SK | SKHA36AT1200 | 68 | SRPK1200A1175 | 55 | 1175 | 31 | 50kA | 6 | Panelboard MRO | 1 | Distribution Protection | 1 | 480Vac (Y/D) | 1 | 80% | 1 | 685561111 | No Equivalent Cross Available Based on Selections | No Equivalent Cross Available Based on Selections | XT7SU312EEFF000XXX + SRFB3XT7MFPX | XT7SU312EFFF000XXX + SRFB3XT7MFPX | XT7SU312EGFF000XXX + SRFB3XT7MFPX | XT7SU312EPFF000XXX + SRFB3XT7MFPX | XT7SU312EQFF000XXX + SRFB3XT7MFPX | XT7SU312ETFF000XXX + SRFB3XT7MFPX | XT7SU312EUFF000XXX + SRFB3XT7MFPX
SK | SKHA36AT1200 | 68 | SRPK1200A1175 | 55 | 1175 | 31 | 50kA | 6 | Panelboard MRO | 1 | Distribution Protection | 1 | 600Vac (Y/D) | 2 | 80% | 1 | 685561121 | No Equivalent Cross Available Based on Selections | No Equivalent Cross Available Based on Selections | XT7HU312EEFF000XXX + SRFB3XT7MFPX | XT7HU312EFFF000XXX + SRFB3XT7MFPX | XT7HU312EGFF000XXX + SRFB3XT7MFPX | XT7HU312EPFF000XXX + SRFB3XT7MFPX | XT7HU312EQFF000XXX + SRFB3XT7MFPX | XT7HU312ETFF000XXX + SRFB3XT7MFPX | XT7HU312EUFF000XXX + SRFB3XT7MFPX
SK | SKHA36AT1200 | 68 | SRPK1200A1175 | 55 | 1175 | 31 | 50kA | 6 | Panelboard MRO | 1 | Distribution Protection | 1 | 480Vac (Y/D) | 1 | 100% | 2 | 685561112 | No Equivalent Cross Available Based on Selections | No Equivalent Cross Available Based on Selections | XT7SQ312EEFF000XXX + SRFB3XT7MFPX | XT7SQ312EFFF000XXX + SRFB3XT7MFPX | XT7SQ312EGFF000XXX + SRFB3XT7MFPX | XT7SQ312EPFF000XXX + SRFB3XT7MFPX | XT7SQ312EQFF000XXX + SRFB3XT7MFPX | XT7SQ312ETFF000XXX + SRFB3XT7MFPX | XT7SQ312EUFF000XXX + SRFB3XT7MFPX
SK | SKHA36AT1200 | 68 | SRPK1200A1175 | 55 | 1175 | 31 | 50kA | 6 | Panelboard MRO | 1 | Distribution Protection | 1 | 600Vac (Y/D) | 2 | 100% | 2 | 685561122 | No Equivalent Cross Available Based on Selections | No Equivalent Cross Available Based on Selections | XT7HQ312EEFF000XXX + SRFB3XT7MFPX | XT7HQ312EFFF000XXX + SRFB3XT7MFPX | XT7HQ312EGFF000XXX + SRFB3XT7MFPX | XT7HQ312EPFF000XXX + SRFB3XT7MFPX | XT7HQ312EQFF000XXX + SRFB3XT7MFPX | XT7HQ312ETFF000XXX + SRFB3XT7MFPX | XT7HQ312EUFF000XXX + SRFB3XT7MFPX
SK | SKHA36AT1200 | 68 | SRPK1200A1200 | 56 | 1200 | 32 | 50kA | 6 | Loose MCCB (OEM) | 2 | Distribution Protection | 1 | 480Vac (Y/D) | 1 | 80% | 1 | 685662111 | No Equivalent Cross Available Based on Selections | No Equivalent Cross Available Based on Selections | XT7SU312EEFF000XXX | XT7SU312EFFF000XXX | XT7SU312EGFF000XXX | XT7SU312EPFF000XXX | XT7SU312EQFF000XXX | XT7SU312ETFF000XXX | XT7SU312EUFF000XXX
SK | SKHA36AT1200 | 68 | SRPK1200A1200 | 56 | 1200 | 32 | 50kA | 6 | Loose MCCB (OEM) | 2 | Distribution Protection | 1 | 600Vac (Y/D) | 2 | 80% | 1 | 685662121 | No Equivalent Cross Available Based on Selections | No Equivalent Cross Available Based on Selections | XT7HU312EEFF000XXX | XT7HU312EFFF000XXX | XT7HU312EGFF000XXX | XT7HU312EPFF000XXX | XT7HU312EQFF000XXX | XT7HU312ETFF000XXX | XT7HU312EUFF000XXX
SK | SKHA36AT1200 | 68 | SRPK1200A1200 | 56 | 1200 | 32 | 50kA | 6 | Loose MCCB (OEM) | 2 | Distribution Protection | 1 | 480Vac (Y/D) | 1 | 100% | 2 | 685662112 | No Equivalent Cross Available Based on Selections | No Equivalent Cross Available Based on Selections | XT7SQ312EEFF000XXX | XT7SQ312EFFF000XXX | XT7SQ312EGFF000XXX | XT7SQ312EPFF000XXX | XT7SQ312EQFF000XXX | XT7SQ312ETFF000XXX | XT7SQ312EUFF000XXX
SK | SKHA36AT1200 | 68 | SRPK1200A1200 | 56 | 1200 | 32 | 50kA | 6 | Loose MCCB (OEM) | 2 | Distribution Protection | 1 | 600Vac (Y/D) | 2 | 100% | 2 | 685662122 | No Equivalent Cross Available Based on Selections | No Equivalent Cross Available Based on Selections | XT7HQ312EEFF000XXX | XT7HQ312EFFF000XXX | XT7HQ312EGFF000XXX | XT7HQ312EPFF000XXX | XT7HQ312EQFF000XXX | XT7HQ312ETFF000XXX | XT7HQ312EUFF000XXX
SK | SKHA36AT1200 | 68 | SRPK1200A1200 | 56 | 1200 | 32 | 50kA | 6 | Panelboard MRO | 1 | Distribution Protection | 1 | 480Vac (Y/D) | 1 | 80% | 1 | 685661111 | No Equivalent Cross Available Based on Selections | No Equivalent Cross Available Based on Selections | XT7SU312EEFF000XXX + SRFB3XT7MFPX | XT7SU312EFFF000XXX + SRFB3XT7MFPX | XT7SU312EGFF000XXX + SRFB3XT7MFPX | XT7SU312EPFF000XXX + SRFB3XT7MFPX | XT7SU312EQFF000XXX + SRFB3XT7MFPX | XT7SU312ETFF000XXX + SRFB3XT7MFPX | XT7SU312EUFF000XXX + SRFB3XT7MFPX
SK | SKHA36AT1200 | 68 | SRPK1200A1200 | 56 | 1200 | 32 | 50kA | 6 | Panelboard MRO | 1 | Distribution Protection | 1 | 600Vac (Y/D) | 2 | 80% | 1 | 685661121 | No Equivalent Cross Available Based on Selections | No Equivalent Cross Available Based on Selections | XT7HU312EEFF000XXX + SRFB3XT7MFPX | XT7HU312EFFF000XXX + SRFB3XT7MFPX | XT7HU312EGFF000XXX + SRFB3XT7MFPX | XT7HU312EPFF000XXX + SRFB3XT7MFPX | XT7HU312EQFF000XXX + SRFB3XT7MFPX | XT7HU312ETFF000XXX + SRFB3XT7MFPX | XT7HU312EUFF000XXX + SRFB3XT7MFPX
SK | SKHA36AT1200 | 68 | SRPK1200A1200 | 56 | 1200 | 32 | 50kA | 6 | Panelboard MRO | 1 | Distribution Protection | 1 | 480Vac (Y/D) | 1 | 100% | 2 | 685661112 | No Equivalent Cross Available Based on Selections | No Equivalent Cross Available Based on Selections | XT7SQ312EEFF000XXX + SRFB3XT7MFPX | XT7SQ312EFFF000XXX + SRFB3XT7MFPX | XT7SQ312EGFF000XXX + SRFB3XT7MFPX | XT7SQ312EPFF000XXX + SRFB3XT7MFPX | XT7SQ312EQFF000XXX + SRFB3XT7MFPX | XT7SQ312ETFF000XXX + SRFB3XT7MFPX | XT7SQ312EUFF000XXX + SRFB3XT7MFPX
SK | SKHA36AT1200 | 68 | SRPK1200A1200 | 56 | 1200 | 32 | 50kA | 6 | Panelboard MRO | 1 | Distribution Protection | 1 | 600Vac (Y/D) | 2 | 100% | 2 | 685661122 | No Equivalent Cross Available Based on Selections | No Equivalent Cross Available Based on Selections | XT7HQ312EEFF000XXX + SRFB3XT7MFPX | XT7HQ312EFFF000XXX + SRFB3XT7MFPX | XT7HQ312EGFF000XXX + SRFB3XT7MFPX | XT7HQ312EPFF000XXX + SRFB3XT7MFPX | XT7HQ312EQFF000XXX + SRFB3XT7MFPX | XT7HQ312ETFF000XXX + SRFB3XT7MFPX | XT7HQ312EUFF000XXX + SRFB3XT7MFPX
SK | SKLA36AT1200 | 69 | SRPK1200A600 | 50 | 600 | 26 | 65kA | 7 | Loose MCCB (OEM) | 2 | Distribution Protection | 1 | 480Vac (Y/D) | 1 | 80% | 1 | 695072111 | No Equivalent Cross Available Based on Selections | XT5HU360BBFF000XXX | XT5HU360BEFF000XXX | XT5HU360BFFF000XXX | XT5HU360BGFF000XXX | XT5HU360BPFF000XXX | XT5HU360BQFF000XXX | XT5HU360BTFF000XXX | XT5HU360BUFF000XXX
SK | SKLA36AT1200 | 69 | SRPK1200A600 | 50 | 600 | 26 | 65kA | 7 | Loose MCCB (OEM) | 2 | Distribution Protection | 1 | 600Vac (Y/D) | 2 | 80% | 1 | 695072121 | No Equivalent Cross Available Based on Selections | XT5LU360BBFF000XXX | XT5LU360BEFF000XXX | XT5LU360BFFF000XXX | XT5LU360BGFF000XXX | XT5LU360BPFF000XXX | XT5LU360BQFF000XXX | XT5LU360BTFF000XXX | XT5LU360BUFF000XXX
SK | SKLA36AT1200 | 69 | SRPK1200A600 | 50 | 600 | 26 | 65kA | 7 | Loose MCCB (OEM) | 2 | Distribution Protection | 1 | 480Vac (Y/D) | 1 | 100% | 2 | 695072112 | No Equivalent Cross Available Based on Selections | XT5HQ360BBFF000XXX | XT5HQ360BEFF000XXX | XT5HQ360BFFF000XXX | XT5HQ360BGFF000XXX | XT5HQ360BPFF000XXX | XT5HQ360BQFF000XXX | XT5HQ360BTFF000XXX | XT5HQ360BUFF000XXX
SK | SKLA36AT1200 | 69 | SRPK1200A600 | 50 | 600 | 26 | 65kA | 7 | Loose MCCB (OEM) | 2 | Distribution Protection | 1 | 600Vac (Y/D) | 2 | 100% | 2 | 695072122 | No Equivalent Cross Available Based on Selections | XT5LQ360BBFF000XXX | XT5LQ360BEFF000XXX | XT5LQ360BFFF000XXX | XT5LQ360BGFF000XXX | XT5LQ360BPFF000XXX | XT5LQ360BQFF000XXX | XT5LQ360BTFF000XXX | XT5LQ360BUFF000XXX
SK | SKLA36AT1200 | 69 | SRPK1200A600 | 50 | 600 | 26 | 65kA | 7 | Panelboard MRO | 1 | Distribution Protection | 1 | 480Vac (Y/D) | 1 | 80% | 1 | 695071111 | No Equivalent Cross Available Based on Selections | XT5HU360BBFF000XXX | XT5HU360BEFF000XXX + SRFB3XT5MFPX | XT5HU360BFFF000XXX + SRFB3XT5MFPX | XT5HU360BGFF000XXX + SRFB3XT5MFPX | XT5HU360BPFF000XXX + SRFB3XT5MFPX | XT5HU360BQFF000XXX + SRFB3XT5MFPX | XT5HU360BTFF000XXX + SRFB3XT5MFPX | XT5HU360BUFF000XXX + SRFB3XT5MFPX
SK | SKLA36AT1200 | 69 | SRPK1200A600 | 50 | 600 | 26 | 65kA | 7 | Panelboard MRO | 1 | Distribution Protection | 1 | 600Vac (Y/D) | 2 | 80% | 1 | 695071121 | No Equivalent Cross Available Based on Selections | XT5LU360BBFF000XXX | XT5LU360BEFF000XXX + SRFB3XT5MFPX | XT5LU360BFFF000XXX + SRFB3XT5MFPX | XT5LU360BGFF000XXX + SRFB3XT5MFPX | XT5LU360BPFF000XXX + SRFB3XT5MFPX | XT5LU360BQFF000XXX + SRFB3XT5MFPX | XT5LU360BTFF000XXX + SRFB3XT5MFPX | XT5LU360BUFF000XXX + SRFB3XT5MFPX
SK | SKLA36AT1200 | 69 | SRPK1200A600 | 50 | 600 | 26 | 65kA | 7 | Panelboard MRO | 1 | Distribution Protection | 1 | 480Vac (Y/D) | 1 | 100% | 2 | 695071112 | No Equivalent Cross Available Based on Selections | XT5HQ360BBFF000XXX | XT5HQ360BEFF000XXX + SRFB3XT5MFPX | XT5HQ360BFFF000XXX + SRFB3XT5MFPX | XT5HQ360BGFF000XXX + SRFB3XT5MFPX | XT5HQ360BPFF000XXX + SRFB3XT5MFPX | XT5HQ360BQFF000XXX + SRFB3XT5MFPX | XT5HQ360BTFF000XXX + SRFB3XT5MFPX | XT5HQ360BUFF000XXX + SRFB3XT5MFPX
SK | SKLA36AT1200 | 69 | SRPK1200A600 | 50 | 600 | 26 | 65kA | 7 | Panelboard MRO | 1 | Distribution Protection | 1 | 600Vac (Y/D) | 2 | 100% | 2 | 695071122 | No Equivalent Cross Available Based on Selections | XT5LQ360BBFF000XXX | XT5LQ360BEFF000XXX + SRFB3XT5MFPX | XT5LQ360BFFF000XXX + SRFB3XT5MFPX | XT5LQ360BGFF000XXX + SRFB3XT5MFPX | XT5LQ360BPFF000XXX + SRFB3XT5MFPX | XT5LQ360BQFF000XXX + SRFB3XT5MFPX | XT5LQ360BTFF000XXX + SRFB3XT5MFPX | XT5LQ360BUFF000XXX + SRFB3XT5MFPX
SK | SKLA36AT1200 | 69 | SRPK1200A700 | 51 | 700 | 27 | 65kA | 7 | Loose MCCB (OEM) | 2 | Distribution Protection | 1 | 480Vac (Y/D) | 1 | 80% | 1 | 695172111 | No Equivalent Cross Available Based on Selections | No Equivalent Cross Available Based on Selections | XT7HU380CEFF000XXX | XT7HU380CFFF000XXX | XT7HU380CGFF000XXX | XT7HU380CPFF000XXX | XT7HU380CQFF000XXX | XT7HU380CTFF000XXX | XT7HU380CUFF000XXX
SK | SKLA36AT1200 | 69 | SRPK1200A700 | 51 | 700 | 27 | 65kA | 7 | Loose MCCB (OEM) | 2 | Distribution Protection | 1 | 600Vac (Y/D) | 2 | 80% | 1 | 695172121 | No Equivalent Cross Available Based on Selections | No Equivalent Cross Available Based on Selections | XT7LU380CEFF000XXX | XT7LU380CFFF000XXX | XT7LU380CEFF000XXX | XT7LU380CPFF000XXX | XT7LU380CQFF000XXX | XT7LU380CTFF000XXX | XT7LU380CUFF000XXX
SK | SKLA36AT1200 | 69 | SRPK1200A700 | 51 | 700 | 27 | 65kA | 7 | Loose MCCB (OEM) | 2 | Distribution Protection | 1 | 480Vac (Y/D) | 1 | 100% | 2 | 695172112 | No Equivalent Cross Available Based on Selections | No Equivalent Cross Available Based on Selections | XT6SQ3800EFF000XXX | XT6SQ3800FFF000XXX | XT6SQ3800GFF000XXX | XT7HQ380CPFF000XXX | XT7HQ380CQFF000XXX | XT7HQ380CTFF000XXX | XT7HQ380CUFF000XXX
SK | SKLA36AT1200 | 69 | SRPK1200A700 | 51 | 700 | 27 | 65kA | 7 | Loose MCCB (OEM) | 2 | Distribution Protection | 1 | 600Vac (Y/D) | 2 | 100% | 2 | 695172122 | No Equivalent Cross Available Based on Selections | No Equivalent Cross Available Based on Selections | XT7LQ380CEFF000XXX | XT7LQ380CFFF000XXX | XT7LQ380CEFF000XXX | XT7LQ380CPFF000XXX | XT7LQ380CQFF000XXX | XT7LQ380CTFF000XXX | XT7LQ380CUFF000XXX
SK | SKLA36AT1200 | 69 | SRPK1200A700 | 51 | 700 | 27 | 65kA | 7 | Panelboard MRO | 1 | Distribution Protection | 1 | 480Vac (Y/D) | 1 | 80% | 1 | 695171111 | No Equivalent Cross Available Based on Selections | No Equivalent Cross Available Based on Selections | XT7HU380CEFF000XXX + SRFB3XT7MFPX | XT7HU380CFFF000XXX + SRFB3XT7MFPX | XT7HU380CGFF000XXX + SRFB3XT7MFPX | XT7HU380CPFF000XXX + SRFB3XT7MFPX | XT7HU380CQFF000XXX + SRFB3XT7MFPX | XT7HU380CTFF000XXX + SRFB3XT7MFPX | XT7HU380CUFF000XXX + SRFB3XT7MFPX
SK | SKLA36AT1200 | 69 | SRPK1200A700 | 51 | 700 | 27 | 65kA | 7 | Panelboard MRO | 1 | Distribution Protection | 1 | 600Vac (Y/D) | 2 | 80% | 1 | 695171121 | No Equivalent Cross Available Based on Selections | No Equivalent Cross Available Based on Selections | XT7LU380CEFF000XXX + SRFB3XT7MFPX | XT7LU380CFFF000XXX + SRFB3XT7MFPX | XT7LU380CEFF000XXX + SRFB3XT7MFPX | XT7LU380CPFF000XXX + SRFB3XT7MFPX | XT7LU380CQFF000XXX + SRFB3XT7MFPX | XT7LU380CTFF000XXX + SRFB3XT7MFPX | XT7LU380CUFF000XXX + SRFB3XT7MFPX
SK | SKLA36AT1200 | 69 | SRPK1200A700 | 51 | 700 | 27 | 65kA | 7 | Panelboard MRO | 1 | Distribution Protection | 1 | 480Vac (Y/D) | 1 | 100% | 2 | 695171112 | No Equivalent Cross Available Based on Selections | No Equivalent Cross Available Based on Selections | XT7HQ380CEFF000XXX + SRFB3XT7MFPX | XT7HQ380CFFF000XXX + SRFB3XT7MFPX | XT7HQ380CGFF000XXX + SRFB3XT7MFPX | XT7HQ380CPFF000XXX + SRFB3XT7MFPX | XT7HQ380CQFF000XXX + SRFB3XT7MFPX | XT7HQ380CTFF000XXX + SRFB3XT7MFPX | XT7HQ380CUFF000XXX + SRFB3XT7MFPX
SK | SKLA36AT1200 | 69 | SRPK1200A700 | 51 | 700 | 27 | 65kA | 7 | Panelboard MRO | 1 | Distribution Protection | 1 | 600Vac (Y/D) | 2 | 100% | 2 | 695171122 | No Equivalent Cross Available Based on Selections | No Equivalent Cross Available Based on Selections | XT7LQ380CEFF000XXX + SRFB3XT7MFPX | XT7LQ380CFFF000XXX + SRFB3XT7MFPX | XT7LQ380CEFF000XXX + SRFB3XT7MFPX | XT7LQ380CPFF000XXX + SRFB3XT7MFPX | XT7LQ380CQFF000XXX + SRFB3XT7MFPX | XT7LQ380CTFF000XXX + SRFB3XT7MFPX | XT7LQ380CUFF000XXX + SRFB3XT7MFPX
SK | SKLA36AT1200 | 69 | SRPK1200A800 | 52 | 800 | 28 | 65kA | 7 | Loose MCCB (OEM) | 2 | Distribution Protection | 1 | 480Vac (Y/D) | 1 | 80% | 1 | 695272111 | No Equivalent Cross Available Based on Selections | No Equivalent Cross Available Based on Selections | XT7HU380CEFF000XXX | XT7HU380CFFF000XXX | XT7HU380CGFF000XXX | XT7HU380CPFF000XXX | XT7HU380CQFF000XXX | XT7HU380CTFF000XXX | XT7HU380CUFF000XXX
SK | SKLA36AT1200 | 69 | SRPK1200A800 | 52 | 800 | 28 | 65kA | 7 | Loose MCCB (OEM) | 2 | Distribution Protection | 1 | 600Vac (Y/D) | 2 | 80% | 1 | 695272121 | No Equivalent Cross Available Based on Selections | No Equivalent Cross Available Based on Selections | XT7LU380CEFF000XXX | XT7LU380CFFF000XXX | XT7LU380CEFF000XXX | XT7LU380CPFF000XXX | XT7LU380CQFF000XXX | XT7LU380CTFF000XXX | XT7LU380CUFF000XXX
SK | SKLA36AT1200 | 69 | SRPK1200A800 | 52 | 800 | 28 | 65kA | 7 | Loose MCCB (OEM) | 2 | Distribution Protection | 1 | 480Vac (Y/D) | 1 | 100% | 2 | 695272112 | No Equivalent Cross Available Based on Selections | No Equivalent Cross Available Based on Selections | XT6SQ3800EFF000XXX | XT6SQ3800FFF000XXX | XT6SQ3800GFF000XXX | XT7HQ380CPFF000XXX | XT7HQ380CQFF000XXX | XT7HQ380CTFF000XXX | XT7HQ380CUFF000XXX
SK | SKLA36AT1200 | 69 | SRPK1200A800 | 52 | 800 | 28 | 65kA | 7 | Loose MCCB (OEM) | 2 | Distribution Protection | 1 | 600Vac (Y/D) | 2 | 100% | 2 | 695272122 | No Equivalent Cross Available Based on Selections | No Equivalent Cross Available Based on Selections | XT7LQ380CEFF000XXX | XT7LQ380CFFF000XXX | XT7LQ380CEFF000XXX | XT7LQ380CPFF000XXX | XT7LQ380CQFF000XXX | XT7LQ380CTFF000XXX | XT7LQ380CUFF000XXX
SK | SKLA36AT1200 | 69 | SRPK1200A800 | 52 | 800 | 28 | 65kA | 7 | Panelboard MRO | 1 | Distribution Protection | 1 | 480Vac (Y/D) | 1 | 80% | 1 | 695271111 | No Equivalent Cross Available Based on Selections | No Equivalent Cross Available Based on Selections | XT7HU380CEFF000XXX + SRFB3XT7MFPX | XT7HU380CFFF000XXX + SRFB3XT7MFPX | XT7HU380CGFF000XXX + SRFB3XT7MFPX | XT7HU380CPFF000XXX + SRFB3XT7MFPX | XT7HU380CQFF000XXX + SRFB3XT7MFPX | XT7HU380CTFF000XXX + SRFB3XT7MFPX | XT7HU380CUFF000XXX + SRFB3XT7MFPX
SK | SKLA36AT1200 | 69 | SRPK1200A800 | 52 | 800 | 28 | 65kA | 7 | Panelboard MRO | 1 | Distribution Protection | 1 | 600Vac (Y/D) | 2 | 80% | 1 | 695271121 | No Equivalent Cross Available Based on Selections | No Equivalent Cross Available Based on Selections | XT7LU380CEFF000XXX + SRFB3XT7MFPX | XT7LU380CFFF000XXX + SRFB3XT7MFPX | XT7LU380CEFF000XXX + SRFB3XT7MFPX | XT7LU380CPFF000XXX + SRFB3XT7MFPX | XT7LU380CQFF000XXX + SRFB3XT7MFPX | XT7LU380CTFF000XXX + SRFB3XT7MFPX | XT7LU380CUFF000XXX + SRFB3XT7MFPX
SK | SKLA36AT1200 | 69 | SRPK1200A800 | 52 | 800 | 28 | 65kA | 7 | Panelboard MRO | 1 | Distribution Protection | 1 | 480Vac (Y/D) | 1 | 100% | 2 | 695271112 | No Equivalent Cross Available Based on Selections | No Equivalent Cross Available Based on Selections | XT7HQ380CEFF000XXX + SRFB3XT7MFPX | XT7HQ380CFFF000XXX + SRFB3XT7MFPX | XT7HQ380CGFF000XXX + SRFB3XT7MFPX | XT7HQ380CPFF000XXX + SRFB3XT7MFPX | XT7HQ380CQFF000XXX + SRFB3XT7MFPX | XT7HQ380CTFF000XXX + SRFB3XT7MFPX | XT7HQ380CUFF000XXX + SRFB3XT7MFPX
SK | SKLA36AT1200 | 69 | SRPK1200A800 | 52 | 800 | 28 | 65kA | 7 | Panelboard MRO | 1 | Distribution Protection | 1 | 600Vac (Y/D) | 2 | 100% | 2 | 695271122 | No Equivalent Cross Available Based on Selections | No Equivalent Cross Available Based on Selections | XT7LQ380CEFF000XXX + SRFB3XT7MFPX | XT7LQ380CFFF000XXX + SRFB3XT7MFPX | XT7LQ380CEFF000XXX + SRFB3XT7MFPX | XT7LQ380CPFF000XXX + SRFB3XT7MFPX | XT7LQ380CQFF000XXX + SRFB3XT7MFPX | XT7LQ380CTFF000XXX + SRFB3XT7MFPX | XT7LQ380CUFF000XXX + SRFB3XT7MFPX
SK | SKLA36AT1200 | 69 | SRPK1200A900 | 53 | 900 | 29 | 65kA | 7 | Loose MCCB (OEM) | 2 | Distribution Protection | 1 | 480Vac (Y/D) | 1 | 80% | 1 | 695372111 | No Equivalent Cross Available Based on Selections | No Equivalent Cross Available Based on Selections | XT7HU310DEFF000XXX | XT7HU310DFFF000XXX | XT7HU310DGFF000XXX | XT7HU310DPFF000XXX | XT7HU310DQFF000XXX | XT7HU310DTFF000XXX | XT7HU310DUFF000XXX
SK | SKLA36AT1200 | 69 | SRPK1200A900 | 53 | 900 | 29 | 65kA | 7 | Loose MCCB (OEM) | 2 | Distribution Protection | 1 | 600Vac (Y/D) | 2 | 80% | 1 | 695372121 | No Equivalent Cross Available Based on Selections | No Equivalent Cross Available Based on Selections | XT7LU310DEFF000XXX | XT7LU310DFFF000XXX | XT7LU310DGFF000XXX | XT7LU310DPFF000XXX | XT7LU310DQFF000XXX | XT7LU310DTFF000XXX | XT7LU310DUFF000XXX
SK | SKLA36AT1200 | 69 | SRPK1200A900 | 53 | 900 | 29 | 65kA | 7 | Loose MCCB (OEM) | 2 | Distribution Protection | 1 | 480Vac (Y/D) | 1 | 100% | 2 | 695372112 | No Equivalent Cross Available Based on Selections | No Equivalent Cross Available Based on Selections | XT7HQ310DEFF000XXX | XT7HQ310DFFF000XXX | XT7HQ310DGFF000XXX | XT7HQ310DPFF000XXX | XT7HQ310DQFF000XXX | XT7HQ310DTFF000XXX | XT7HQ310DUFF000XXX
SK | SKLA36AT1200 | 69 | SRPK1200A900 | 53 | 900 | 29 | 65kA | 7 | Loose MCCB (OEM) | 2 | Distribution Protection | 1 | 600Vac (Y/D) | 2 | 100% | 2 | 695372122 | No Equivalent Cross Available Based on Selections | No Equivalent Cross Available Based on Selections | XT7LQ310DEFF000XXX | XT7LQ310DFFF000XXX | XT7LQ310DGFF000XXX | XT7LQ310DPFF000XXX | XT7LQ310DQFF000XXX | XT7LQ310DTFF000XXX | XT7LQ310DUFF000XXX
SK | SKLA36AT1200 | 69 | SRPK1200A900 | 53 | 900 | 29 | 65kA | 7 | Panelboard MRO | 1 | Distribution Protection | 1 | 480Vac (Y/D) | 1 | 80% | 1 | 695371111 | No Equivalent Cross Available Based on Selections | No Equivalent Cross Available Based on Selections | XT7HU310DEFF000XXX + SRFB3XT7MFPX | XT7HU310DFFF000XXX + SRFB3XT7MFPX | XT7HU310DGFF000XXX + SRFB3XT7MFPX | XT7HU310DPFF000XXX + SRFB3XT7MFPX | XT7HU310DQFF000XXX + SRFB3XT7MFPX | XT7HU310DTFF000XXX + SRFB3XT7MFPX | XT7HU310DUFF000XXX + SRFB3XT7MFPX
SK | SKLA36AT1200 | 69 | SRPK1200A900 | 53 | 900 | 29 | 65kA | 7 | Panelboard MRO | 1 | Distribution Protection | 1 | 600Vac (Y/D) | 2 | 80% | 1 | 695371121 | No Equivalent Cross Available Based on Selections | No Equivalent Cross Available Based on Selections | XT7LU310DEFF000XXX + SRFB3XT7MFPX | XT7LU310DFFF000XXX + SRFB3XT7MFPX | XT7LU310DGFF000XXX + SRFB3XT7MFPX | XT7LU310DPFF000XXX + SRFB3XT7MFPX | XT7LU310DQFF000XXX + SRFB3XT7MFPX | XT7LU310DTFF000XXX + SRFB3XT7MFPX | XT7LU310DUFF000XXX + SRFB3XT7MFPX
SK | SKLA36AT1200 | 69 | SRPK1200A900 | 53 | 900 | 29 | 65kA | 7 | Panelboard MRO | 1 | Distribution Protection | 1 | 480Vac (Y/D) | 1 | 100% | 2 | 695371112 | No Equivalent Cross Available Based on Selections | No Equivalent Cross Available Based on Selections | XT7HQ310DEFF000XXX + SRFB3XT7MFPX | XT7HQ310DFFF000XXX + SRFB3XT7MFPX | XT7HQ310DGFF000XXX + SRFB3XT7MFPX | XT7HQ310DPFF000XXX + SRFB3XT7MFPX | XT7HQ310DQFF000XXX + SRFB3XT7MFPX | XT7HQ310DTFF000XXX + SRFB3XT7MFPX | XT7HQ310DUFF000XXX + SRFB3XT7MFPX
SK | SKLA36AT1200 | 69 | SRPK1200A900 | 53 | 900 | 29 | 65kA | 7 | Panelboard MRO | 1 | Distribution Protection | 1 | 600Vac (Y/D) | 2 | 100% | 2 | 695371122 | No Equivalent Cross Available Based on Selections | No Equivalent Cross Available Based on Selections | XT7LQ310DEFF000XXX + SRFB3XT7MFPX | XT7LQ310DFFF000XXX + SRFB3XT7MFPX | XT7LQ310DGFF000XXX + SRFB3XT7MFPX | XT7LQ310DPFF000XXX + SRFB3XT7MFPX | XT7LQ310DQFF000XXX + SRFB3XT7MFPX | XT7LQ310DTFF000XXX + SRFB3XT7MFPX | XT7LQ310DUFF000XXX + SRFB3XT7MFPX
SK | SKLA36AT1200 | 69 | SRPK1200A1000 | 54 | 1000 | 30 | 65kA | 7 | Loose MCCB (OEM) | 2 | Distribution Protection | 1 | 480Vac (Y/D) | 1 | 80% | 1 | 695472111 | No Equivalent Cross Available Based on Selections | No Equivalent Cross Available Based on Selections | XT7HU310DEFF000XXX | XT7HU310DFFF000XXX | XT7HU310DGFF000XXX | XT7HU310DPFF000XXX | XT7HU310DQFF000XXX | XT7HU310DTFF000XXX | XT7HU310DUFF000XXX
SK | SKLA36AT1200 | 69 | SRPK1200A1000 | 54 | 1000 | 30 | 65kA | 7 | Loose MCCB (OEM) | 2 | Distribution Protection | 1 | 600Vac (Y/D) | 2 | 80% | 1 | 695472121 | No Equivalent Cross Available Based on Selections | No Equivalent Cross Available Based on Selections | XT7LU310DEFF000XXX | XT7LU310DFFF000XXX | XT7LU310DGFF000XXX | XT7LU310DPFF000XXX | XT7LU310DQFF000XXX | XT7LU310DTFF000XXX | XT7LU310DUFF000XXX
SK | SKLA36AT1200 | 69 | SRPK1200A1000 | 54 | 1000 | 30 | 65kA | 7 | Loose MCCB (OEM) | 2 | Distribution Protection | 1 | 480Vac (Y/D) | 1 | 100% | 2 | 695472112 | No Equivalent Cross Available Based on Selections | No Equivalent Cross Available Based on Selections | XT7HQ310DEFF000XXX | XT7HQ310DFFF000XXX | XT7HQ310DGFF000XXX | XT7HQ310DPFF000XXX | XT7HQ310DQFF000XXX | XT7HQ310DTFF000XXX | XT7HQ310DUFF000XXX
SK | SKLA36AT1200 | 69 | SRPK1200A1000 | 54 | 1000 | 30 | 65kA | 7 | Loose MCCB (OEM) | 2 | Distribution Protection | 1 | 600Vac (Y/D) | 2 | 100% | 2 | 695472122 | No Equivalent Cross Available Based on Selections | No Equivalent Cross Available Based on Selections | XT7LQ310DEFF000XXX | XT7LQ310DFFF000XXX | XT7LQ310DGFF000XXX | XT7LQ310DPFF000XXX | XT7LQ310DQFF000XXX | XT7LQ310DTFF000XXX | XT7LQ310DUFF000XXX
SK | SKLA36AT1200 | 69 | SRPK1200A1000 | 54 | 1000 | 30 | 65kA | 7 | Panelboard MRO | 1 | Distribution Protection | 1 | 480Vac (Y/D) | 1 | 80% | 1 | 695471111 | No Equivalent Cross Available Based on Selections | No Equivalent Cross Available Based on Selections | XT7HU310DEFF000XXX + SRFB3XT7MFPX | XT7HU310DFFF000XXX + SRFB3XT7MFPX | XT7HU310DGFF000XXX + SRFB3XT7MFPX | XT7HU310DPFF000XXX + SRFB3XT7MFPX | XT7HU310DQFF000XXX + SRFB3XT7MFPX | XT7HU310DTFF000XXX + SRFB3XT7MFPX | XT7HU310DUFF000XXX + SRFB3XT7MFPX
SK | SKLA36AT1200 | 69 | SRPK1200A1000 | 54 | 1000 | 30 | 65kA | 7 | Panelboard MRO | 1 | Distribution Protection | 1 | 600Vac (Y/D) | 2 | 80% | 1 | 695471121 | No Equivalent Cross Available Based on Selections | No Equivalent Cross Available Based on Selections | XT7LU310DEFF000XXX + SRFB3XT7MFPX | XT7LU310DFFF000XXX + SRFB3XT7MFPX | XT7LU310DGFF000XXX + SRFB3XT7MFPX | XT7LU310DPFF000XXX + SRFB3XT7MFPX | XT7LU310DQFF000XXX + SRFB3XT7MFPX | XT7LU310DTFF000XXX + SRFB3XT7MFPX | XT7LU310DUFF000XXX + SRFB3XT7MFPX
SK | SKLA36AT1200 | 69 | SRPK1200A1000 | 54 | 1000 | 30 | 65kA | 7 | Panelboard MRO | 1 | Distribution Protection | 1 | 480Vac (Y/D) | 1 | 100% | 2 | 695471112 | No Equivalent Cross Available Based on Selections | No Equivalent Cross Available Based on Selections | XT7HQ310DEFF000XXX + SRFB3XT7MFPX | XT7HQ310DFFF000XXX + SRFB3XT7MFPX | XT7HQ310DGFF000XXX + SRFB3XT7MFPX | XT7HQ310DPFF000XXX + SRFB3XT7MFPX | XT7HQ310DQFF000XXX + SRFB3XT7MFPX | XT7HQ310DTFF000XXX + SRFB3XT7MFPX | XT7HQ310DUFF000XXX + SRFB3XT7MFPX
SK | SKLA36AT1200 | 69 | SRPK1200A1000 | 54 | 1000 | 30 | 65kA | 7 | Panelboard MRO | 1 | Distribution Protection | 1 | 600Vac (Y/D) | 2 | 100% | 2 | 695471122 | No Equivalent Cross Available Based on Selections | No Equivalent Cross Available Based on Selections | XT7LQ310DEFF000XXX + SRFB3XT7MFPX | XT7LQ310DFFF000XXX + SRFB3XT7MFPX | XT7LQ310DGFF000XXX + SRFB3XT7MFPX | XT7LQ310DPFF000XXX + SRFB3XT7MFPX | XT7LQ310DQFF000XXX + SRFB3XT7MFPX | XT7LQ310DTFF000XXX + SRFB3XT7MFPX | XT7LQ310DUFF000XXX + SRFB3XT7MFPX
SK | SKLA36AT1200 | 69 | SRPK1200A1175 | 55 | 1175 | 31 | 65kA | 7 | Loose MCCB (OEM) | 2 | Distribution Protection | 1 | 480Vac (Y/D) | 1 | 80% | 1 | 695572111 | No Equivalent Cross Available Based on Selections | No Equivalent Cross Available Based on Selections | XT7HU312EEFF000XXX | XT7HU312EFFF000XXX | XT7HU312EGFF000XXX | XT7HU312EPFF000XXX | XT7HU312EQFF000XXX | XT7HU312ETFF000XXX | XT7HU312EUFF000XXX
SK | SKLA36AT1200 | 69 | SRPK1200A1175 | 55 | 1175 | 31 | 65kA | 7 | Loose MCCB (OEM) | 2 | Distribution Protection | 1 | 600Vac (Y/D) | 2 | 80% | 1 | 695572121 | No Equivalent Cross Available Based on Selections | No Equivalent Cross Available Based on Selections | XT7LU312EEFF000XXX | XT7LU312EFFF000XXX | XT7LU312EGFF000XXX | XT7LU312EPFF000XXX | XT7LU312EQFF000XXX | XT7LU312ETFF000XXX | XT7LU312EUFF000XXX
SK | SKLA36AT1200 | 69 | SRPK1200A1175 | 55 | 1175 | 31 | 65kA | 7 | Loose MCCB (OEM) | 2 | Distribution Protection | 1 | 480Vac (Y/D) | 1 | 100% | 2 | 695572112 | No Equivalent Cross Available Based on Selections | No Equivalent Cross Available Based on Selections | XT7HQ312EEFF000XXX | XT7HQ312EFFF000XXX | XT7HQ312EGFF000XXX | XT7HQ312EPFF000XXX | XT7HQ312EQFF000XXX | XT7HQ312ETFF000XXX | XT7HQ312EUFF000XXX
SK | SKLA36AT1200 | 69 | SRPK1200A1175 | 55 | 1175 | 31 | 65kA | 7 | Loose MCCB (OEM) | 2 | Distribution Protection | 1 | 600Vac (Y/D) | 2 | 100% | 2 | 695572122 | No Equivalent Cross Available Based on Selections | No Equivalent Cross Available Based on Selections | XT7LQ312EEFF000XXX | XT7LQ312EFFF000XXX | XT7LQ312EGFF000XXX | XT7LQ312EPFF000XXX | XT7LQ312EQFF000XXX | XT7LQ312ETFF000XXX | XT7LQ312EUFF000XXX
SK | SKLA36AT1200 | 69 | SRPK1200A1175 | 55 | 1175 | 31 | 65kA | 7 | Panelboard MRO | 1 | Distribution Protection | 1 | 480Vac (Y/D) | 1 | 80% | 1 | 695571111 | No Equivalent Cross Available Based on Selections | No Equivalent Cross Available Based on Selections | XT7HU312EEFF000XXX + SRFB3XT7MFPX | XT7HU312EFFF000XXX + SRFB3XT7MFPX | XT7HU312EGFF000XXX + SRFB3XT7MFPX | XT7HU312EPFF000XXX + SRFB3XT7MFPX | XT7HU312EQFF000XXX + SRFB3XT7MFPX | XT7HU312ETFF000XXX + SRFB3XT7MFPX | XT7HU312EUFF000XXX + SRFB3XT7MFPX
SK | SKLA36AT1200 | 69 | SRPK1200A1175 | 55 | 1175 | 31 | 65kA | 7 | Panelboard MRO | 1 | Distribution Protection | 1 | 600Vac (Y/D) | 2 | 80% | 1 | 695571121 | No Equivalent Cross Available Based on Selections | No Equivalent Cross Available Based on Selections | XT7LU312EEFF000XXX + SRFB3XT7MFPX | XT7LU312EFFF000XXX + SRFB3XT7MFPX | XT7LU312EGFF000XXX + SRFB3XT7MFPX | XT7LU312EPFF000XXX + SRFB3XT7MFPX | XT7LU312EQFF000XXX + SRFB3XT7MFPX | XT7LU312ETFF000XXX + SRFB3XT7MFPX | XT7LU312EUFF000XXX + SRFB3XT7MFPX
SK | SKLA36AT1200 | 69 | SRPK1200A1175 | 55 | 1175 | 31 | 65kA | 7 | Panelboard MRO | 1 | Distribution Protection | 1 | 480Vac (Y/D) | 1 | 100% | 2 | 695571112 | No Equivalent Cross Available Based on Selections | No Equivalent Cross Available Based on Selections | XT7HQ312EEFF000XXX + SRFB3XT7MFPX | XT7HQ312EFFF000XXX + SRFB3XT7MFPX | XT7HQ312EGFF000XXX + SRFB3XT7MFPX | XT7HQ312EPFF000XXX + SRFB3XT7MFPX | XT7HQ312EQFF000XXX + SRFB3XT7MFPX | XT7HQ312ETFF000XXX + SRFB3XT7MFPX | XT7HQ312EUFF000XXX + SRFB3XT7MFPX
SK | SKLA36AT1200 | 69 | SRPK1200A1175 | 55 | 1175 | 31 | 65kA | 7 | Panelboard MRO | 1 | Distribution Protection | 1 | 600Vac (Y/D) | 2 | 100% | 2 | 695571122 | No Equivalent Cross Available Based on Selections | No Equivalent Cross Available Based on Selections | XT7LQ312EEFF000XXX + SRFB3XT7MFPX | XT7LQ312EFFF000XXX + SRFB3XT7MFPX | XT7LQ312EGFF000XXX + SRFB3XT7MFPX | XT7LQ312EPFF000XXX + SRFB3XT7MFPX | XT7LQ312EQFF000XXX + SRFB3XT7MFPX | XT7LQ312ETFF000XXX + SRFB3XT7MFPX | XT7LQ312EUFF000XXX + SRFB3XT7MFPX
SK | SKLA36AT1200 | 69 | SRPK1200A1200 | 56 | 1200 | 32 | 65kA | 7 | Loose MCCB (OEM) | 2 | Distribution Protection | 1 | 480Vac (Y/D) | 1 | 80% | 1 | 695672111 | No Equivalent Cross Available Based on Selections | No Equivalent Cross Available Based on Selections | XT7HU312EEFF000XXX | XT7HU312EFFF000XXX | XT7HU312EGFF000XXX | XT7HU312EPFF000XXX | XT7HU312EQFF000XXX | XT7HU312ETFF000XXX | XT7HU312EUFF000XXX
SK | SKLA36AT1200 | 69 | SRPK1200A1200 | 56 | 1200 | 32 | 65kA | 7 | Loose MCCB (OEM) | 2 | Distribution Protection | 1 | 600Vac (Y/D) | 2 | 80% | 1 | 695672121 | No Equivalent Cross Available Based on Selections | No Equivalent Cross Available Based on Selections | XT7LU312EEFF000XXX | XT7LU312EFFF000XXX | XT7LU312EGFF000XXX | XT7LU312EPFF000XXX | XT7LU312EQFF000XXX | XT7LU312ETFF000XXX | XT7LU312EUFF000XXX
SK | SKLA36AT1200 | 69 | SRPK1200A1200 | 56 | 1200 | 32 | 65kA | 7 | Loose MCCB (OEM) | 2 | Distribution Protection | 1 | 480Vac (Y/D) | 1 | 100% | 2 | 695672112 | No Equivalent Cross Available Based on Selections | No Equivalent Cross Available Based on Selections | XT7HQ312EEFF000XXX | XT7HQ312EFFF000XXX | XT7HQ312EGFF000XXX | XT7HQ312EPFF000XXX | XT7HQ312EQFF000XXX | XT7HQ312ETFF000XXX | XT7HQ312EUFF000XXX
SK | SKLA36AT1200 | 69 | SRPK1200A1200 | 56 | 1200 | 32 | 65kA | 7 | Loose MCCB (OEM) | 2 | Distribution Protection | 1 | 600Vac (Y/D) | 2 | 100% | 2 | 695672122 | No Equivalent Cross Available Based on Selections | No Equivalent Cross Available Based on Selections | XT7LQ312EEFF000XXX | XT7LQ312EFFF000XXX | XT7LQ312EGFF000XXX | XT7LQ312EPFF000XXX | XT7LQ312EQFF000XXX | XT7LQ312ETFF000XXX | XT7LQ312EUFF000XXX
SK | SKLA36AT1200 | 69 | SRPK1200A1200 | 56 | 1200 | 32 | 65kA | 7 | Panelboard MRO | 1 | Distribution Protection | 1 | 480Vac (Y/D) | 1 | 80% | 1 | 695671111 | No Equivalent Cross Available Based on Selections | No Equivalent Cross Available Based on Selections | XT7HU312EEFF000XXX + SRFB3XT7MFPX | XT7HU312EFFF000XXX + SRFB3XT7MFPX | XT7HU312EGFF000XXX + SRFB3XT7MFPX | XT7HU312EPFF000XXX + SRFB3XT7MFPX | XT7HU312EQFF000XXX + SRFB3XT7MFPX | XT7HU312ETFF000XXX + SRFB3XT7MFPX | XT7HU312EUFF000XXX + SRFB3XT7MFPX
SK | SKLA36AT1200 | 69 | SRPK1200A1200 | 56 | 1200 | 32 | 65kA | 7 | Panelboard MRO | 1 | Distribution Protection | 1 | 600Vac (Y/D) | 2 | 80% | 1 | 695671121 | No Equivalent Cross Available Based on Selections | No Equivalent Cross Available Based on Selections | XT7LU312EEFF000XXX + SRFB3XT7MFPX | XT7LU312EFFF000XXX + SRFB3XT7MFPX | XT7LU312EGFF000XXX + SRFB3XT7MFPX | XT7LU312EPFF000XXX + SRFB3XT7MFPX | XT7LU312EQFF000XXX + SRFB3XT7MFPX | XT7LU312ETFF000XXX + SRFB3XT7MFPX | XT7LU312EUFF000XXX + SRFB3XT7MFPX
SK | SKLA36AT1200 | 69 | SRPK1200A1200 | 56 | 1200 | 32 | 65kA | 7 | Panelboard MRO | 1 | Distribution Protection | 1 | 480Vac (Y/D) | 1 | 100% | 2 | 695671112 | No Equivalent Cross Available Based on Selections | No Equivalent Cross Available Based on Selections | XT7HQ312EEFF000XXX + SRFB3XT7MFPX | XT7HQ312EFFF000XXX + SRFB3XT7MFPX | XT7HQ312EGFF000XXX + SRFB3XT7MFPX | XT7HQ312EPFF000XXX + SRFB3XT7MFPX | XT7HQ312EQFF000XXX + SRFB3XT7MFPX | XT7HQ312ETFF000XXX + SRFB3XT7MFPX | XT7HQ312EUFF000XXX + SRFB3XT7MFPX
SK | SKLA36AT1200 | 69 | SRPK1200A1200 | 56 | 1200 | 32 | 65kA | 7 | Panelboard MRO | 1 | Distribution Protection | 1 | 600Vac (Y/D) | 2 | 100% | 2 | 695671122 | No Equivalent Cross Available Based on Selections | No Equivalent Cross Available Based on Selections | XT7LQ312EEFF000XXX + SRFB3XT7MFPX | XT7LQ312EFFF000XXX + SRFB3XT7MFPX | XT7LQ312EGFF000XXX + SRFB3XT7MFPX | XT7LQ312EPFF000XXX + SRFB3XT7MFPX | XT7LQ312EQFF000XXX + SRFB3XT7MFPX | XT7LQ312ETFF000XXX + SRFB3XT7MFPX | XT7LQ312EUFF000XXX + SRFB3XT7MFPX
SK | SKPA36AT1200 | 70 | SRPK1200A600 | 50 | 600 | 26 | 100kA | 8 | Loose MCCB (OEM) | 2 | Distribution Protection | 1 | 480Vac (Y/D) | 1 | 80% | 1 | 705082111 | No Equivalent Cross Available Based on Selections | XT5LU360BBFF000XXX | XT5LU360BEFF000XXX | XT5LU360BFFF000XXX | XT5LU360BGFF000XXX | XT5LU360BPFF000XXX | XT5LU360BQFF000XXX | XT5LU360BTFF000XXX | XT5LU360BUFF000XXX
SK | SKPA36AT1200 | 70 | SRPK1200A600 | 50 | 600 | 26 | 100kA | 8 | Loose MCCB (OEM) | 2 | Distribution Protection | 1 | 600Vac (Y/D) | 2 | 80% | 1 | 705082121 | No Equivalent Cross Available Based on Selections | XT5VU360BBFF000XXX | XT5VU360BEFF000XXX | XT5VU360BFFF000XXX | XT5VU360BGFF000XXX | XT5VU360BPFF000XXX | XT5VU360BQFF000XXX | XT5VU360BTFF000XXX | XT5VU360BUFF000XXX
SK | SKPA36AT1200 | 70 | SRPK1200A600 | 50 | 600 | 26 | 100kA | 8 | Loose MCCB (OEM) | 2 | Distribution Protection | 1 | 480Vac (Y/D) | 1 | 100% | 2 | 705082112 | No Equivalent Cross Available Based on Selections | XT5LQ360BBFF000XXX | XT5LQ360BEFF000XXX | XT5LQ360BFFF000XXX | XT5LQ360BGFF000XXX | XT5LQ360BPFF000XXX | XT5LQ360BQFF000XXX | XT5LQ360BTFF000XXX | XT5LQ360BUFF000XXX
SK | SKPA36AT1200 | 70 | SRPK1200A600 | 50 | 600 | 26 | 100kA | 8 | Loose MCCB (OEM) | 2 | Distribution Protection | 1 | 600Vac (Y/D) | 2 | 100% | 2 | 705082122 | No Equivalent Cross Available Based on Selections | No Equivalent Cross Available Based on Selections | No Equivalent Cross Available Based on Selections | No Equivalent Cross Available Based on Selections | No Equivalent Cross Available Based on Selections | No Equivalent Cross Available Based on Selections | No Equivalent Cross Available Based on Selections | No Equivalent Cross Available Based on Selections | No Equivalent Cross Available Based on Selections
SK | SKPA36AT1200 | 70 | SRPK1200A600 | 50 | 600 | 26 | 100kA | 8 | Panelboard MRO | 1 | Distribution Protection | 1 | 480Vac (Y/D) | 1 | 80% | 1 | 705081111 | No Equivalent Cross Available Based on Selections | XT5LU360BBFF000XXX | XT5LU360BEFF000XXX + SRFB3XT5MFPX | XT5LU360BFFF000XXX + SRFB3XT5MFPX | XT5LU360BGFF000XXX + SRFB3XT5MFPX | XT5LU360BPFF000XXX + SRFB3XT5MFPX | XT5LU360BQFF000XXX + SRFB3XT5MFPX | XT5LU360BTFF000XXX + SRFB3XT5MFPX | XT5LU360BUFF000XXX + SRFB3XT5MFPX
SK | SKPA36AT1200 | 70 | SRPK1200A600 | 50 | 600 | 26 | 100kA | 8 | Panelboard MRO | 1 | Distribution Protection | 1 | 600Vac (Y/D) | 2 | 80% | 1 | 705081121 | No Equivalent Cross Available Based on Selections | XT5VU360BBFF000XXX | XT5VU360BEFF000XXX + SRFB3XT5MFPX | XT5VU360BFFF000XXX + SRFB3XT5MFPX | XT5VU360BGFF000XXX + SRFB3XT5MFPX | XT5VU360BPFF000XXX + SRFB3XT5MFPX | XT5VU360BQFF000XXX + SRFB3XT5MFPX | XT5VU360BTFF000XXX + SRFB3XT5MFPX | XT5VU360BUFF000XXX + SRFB3XT5MFPX
SK | SKPA36AT1200 | 70 | SRPK1200A600 | 50 | 600 | 26 | 100kA | 8 | Panelboard MRO | 1 | Distribution Protection | 1 | 480Vac (Y/D) | 1 | 100% | 2 | 705081112 | No Equivalent Cross Available Based on Selections | XT5LQ360BBFF000XXX | XT5LQ360BEFF000XXX + SRFB3XT5MFPX | XT5LQ360BFFF000XXX + SRFB3XT5MFPX | XT5LQ360BGFF000XXX + SRFB3XT5MFPX | XT5LQ360BPFF000XXX + SRFB3XT5MFPX | XT5LQ360BQFF000XXX + SRFB3XT5MFPX | XT5LQ360BTFF000XXX + SRFB3XT5MFPX | XT5LQ360BUFF000XXX + SRFB3XT5MFPX
SK | SKPA36AT1200 | 70 | SRPK1200A600 | 50 | 600 | 26 | 100kA | 8 | Panelboard MRO | 1 | Distribution Protection | 1 | 600Vac (Y/D) | 2 | 100% | 2 | 705081122 | No Equivalent Cross Available Based on Selections | No Equivalent Cross Available Based on Selections | No Equivalent Cross Available Based on Selections | No Equivalent Cross Available Based on Selections | No Equivalent Cross Available Based on Selections | No Equivalent Cross Available Based on Selections | No Equivalent Cross Available Based on Selections | No Equivalent Cross Available Based on Selections | No Equivalent Cross Available Based on Selections
SK | SKPA36AT1200 | 70 | SRPK1200A700 | 51 | 700 | 27 | 100kA | 8 | Loose MCCB (OEM) | 2 | Distribution Protection | 1 | 480Vac (Y/D) | 1 | 80% | 1 | 705182111 | No Equivalent Cross Available Based on Selections | No Equivalent Cross Available Based on Selections | XT7LU380CEFF000XXX | XT7LU380CFFF000XXX | XT7LU380CGFF000XXX | XT7LU380CPFF000XXX | XT7LU380CQFF000XXX | XT7LU380CTFF000XXX | XT7LU380CUFF000XXX
SK | SKPA36AT1200 | 70 | SRPK1200A700 | 51 | 700 | 27 | 100kA | 8 | Loose MCCB (OEM) | 2 | Distribution Protection | 1 | 600Vac (Y/D) | 2 | 80% | 1 | 705182121 | No Equivalent Cross Available Based on Selections | No Equivalent Cross Available Based on Selections | No Equivalent Cross Available Based on Selections | No Equivalent Cross Available Based on Selections | No Equivalent Cross Available Based on Selections | No Equivalent Cross Available Based on Selections | No Equivalent Cross Available Based on Selections | No Equivalent Cross Available Based on Selections | No Equivalent Cross Available Based on Selections
SK | SKPA36AT1200 | 70 | SRPK1200A700 | 51 | 700 | 27 | 100kA | 8 | Loose MCCB (OEM) | 2 | Distribution Protection | 1 | 480Vac (Y/D) | 1 | 100% | 2 | 705182112 | No Equivalent Cross Available Based on Selections | No Equivalent Cross Available Based on Selections | XT7HQ380CEFF000XXX | XT7HQ380CFFF000XXX | XT7HQ380CGFF000XXX | XT7HQ380CPFF000XXX | XT7HQ380CQFF000XXX | XT7HQ380CTFF000XXX | XT7HQ380CUFF000XXX
SK | SKPA36AT1200 | 70 | SRPK1200A700 | 51 | 700 | 27 | 100kA | 8 | Loose MCCB (OEM) | 2 | Distribution Protection | 1 | 600Vac (Y/D) | 2 | 100% | 2 | 705182122 | No Equivalent Cross Available Based on Selections | No Equivalent Cross Available Based on Selections | No Equivalent Cross Available Based on Selections | No Equivalent Cross Available Based on Selections | No Equivalent Cross Available Based on Selections | No Equivalent Cross Available Based on Selections | No Equivalent Cross Available Based on Selections | No Equivalent Cross Available Based on Selections | No Equivalent Cross Available Based on Selections
SK | SKPA36AT1200 | 70 | SRPK1200A700 | 51 | 700 | 27 | 100kA | 8 | Panelboard MRO | 1 | Distribution Protection | 1 | 480Vac (Y/D) | 1 | 80% | 1 | 705181111 | No Equivalent Cross Available Based on Selections | No Equivalent Cross Available Based on Selections | XT7LU380CEFF000XXX + SRFB3XT7MFPX | XT7LU380CFFF000XXX + SRFB3XT7MFPX | XT7LU380CGFF000XXX + SRFB3XT7MFPX | XT7LU380CPFF000XXX + SRFB3XT7MFPX | XT7LU380CQFF000XXX + SRFB3XT7MFPX | XT7LU380CTFF000XXX + SRFB3XT7MFPX | XT7LU380CUFF000XXX + SRFB3XT7MFPX
SK | SKPA36AT1200 | 70 | SRPK1200A700 | 51 | 700 | 27 | 100kA | 8 | Panelboard MRO | 1 | Distribution Protection | 1 | 600Vac (Y/D) | 2 | 80% | 1 | 705181121 | No Equivalent Cross Available Based on Selections | No Equivalent Cross Available Based on Selections | No Equivalent Cross Available Based on Selections | No Equivalent Cross Available Based on Selections | No Equivalent Cross Available Based on Selections | No Equivalent Cross Available Based on Selections | No Equivalent Cross Available Based on Selections | No Equivalent Cross Available Based on Selections | No Equivalent Cross Available Based on Selections
SK | SKPA36AT1200 | 70 | SRPK1200A700 | 51 | 700 | 27 | 100kA | 8 | Panelboard MRO | 1 | Distribution Protection | 1 | 480Vac (Y/D) | 1 | 100% | 2 | 705181112 | No Equivalent Cross Available Based on Selections | No Equivalent Cross Available Based on Selections | XT7LQ380CEFF000XXX + SRFB3XT7MFPX | XT7LQ380CFFF000XXX + SRFB3XT7MFPX | XT7LQ380CGFF000XXX + SRFB3XT7MFPX | XT7LQ380CPFF000XXX + SRFB3XT7MFPX | XT7LQ380CQFF000XXX + SRFB3XT7MFPX | XT7LQ380CTFF000XXX + SRFB3XT7MFPX | XT7LQ380CUFF000XXX + SRFB3XT7MFPX
SK | SKPA36AT1200 | 70 | SRPK1200A700 | 51 | 700 | 27 | 100kA | 8 | Panelboard MRO | 1 | Distribution Protection | 1 | 600Vac (Y/D) | 2 | 100% | 2 | 705181122 | No Equivalent Cross Available Based on Selections | No Equivalent Cross Available Based on Selections | No Equivalent Cross Available Based on Selections | No Equivalent Cross Available Based on Selections | No Equivalent Cross Available Based on Selections | No Equivalent Cross Available Based on Selections | No Equivalent Cross Available Based on Selections | No Equivalent Cross Available Based on Selections | No Equivalent Cross Available Based on Selections
SK | SKPA36AT1200 | 70 | SRPK1200A800 | 52 | 800 | 28 | 100kA | 8 | Loose MCCB (OEM) | 2 | Distribution Protection | 1 | 480Vac (Y/D) | 1 | 80% | 1 | 705282111 | No Equivalent Cross Available Based on Selections | No Equivalent Cross Available Based on Selections | XT7LU380CEFF000XXX | XT7LU380CFFF000XXX | XT7LU380CGFF000XXX | XT7LU380CPFF000XXX | XT7LU380CQFF000XXX | XT7LU380CTFF000XXX | XT7LU380CUFF000XXX
SK | SKPA36AT1200 | 70 | SRPK1200A800 | 52 | 800 | 28 | 100kA | 8 | Loose MCCB (OEM) | 2 | Distribution Protection | 1 | 600Vac (Y/D) | 2 | 80% | 1 | 705282121 | No Equivalent Cross Available Based on Selections | No Equivalent Cross Available Based on Selections | No Equivalent Cross Available Based on Selections | No Equivalent Cross Available Based on Selections | No Equivalent Cross Available Based on Selections | No Equivalent Cross Available Based on Selections | No Equivalent Cross Available Based on Selections | No Equivalent Cross Available Based on Selections | No Equivalent Cross Available Based on Selections
SK | SKPA36AT1200 | 70 | SRPK1200A800 | 52 | 800 | 28 | 100kA | 8 | Loose MCCB (OEM) | 2 | Distribution Protection | 1 | 480Vac (Y/D) | 1 | 100% | 2 | 705282112 | No Equivalent Cross Available Based on Selections | No Equivalent Cross Available Based on Selections | XT7HQ380CEFF000XXX | XT7HQ380CFFF000XXX | XT7HQ380CGFF000XXX | XT7HQ380CPFF000XXX | XT7HQ380CQFF000XXX | XT7HQ380CTFF000XXX | XT7HQ380CUFF000XXX
SK | SKPA36AT1200 | 70 | SRPK1200A800 | 52 | 800 | 28 | 100kA | 8 | Loose MCCB (OEM) | 2 | Distribution Protection | 1 | 600Vac (Y/D) | 2 | 100% | 2 | 705282122 | No Equivalent Cross Available Based on Selections | No Equivalent Cross Available Based on Selections | No Equivalent Cross Available Based on Selections | No Equivalent Cross Available Based on Selections | No Equivalent Cross Available Based on Selections | No Equivalent Cross Available Based on Selections | No Equivalent Cross Available Based on Selections | No Equivalent Cross Available Based on Selections | No Equivalent Cross Available Based on Selections
SK | SKPA36AT1200 | 70 | SRPK1200A800 | 52 | 800 | 28 | 100kA | 8 | Panelboard MRO | 1 | Distribution Protection | 1 | 480Vac (Y/D) | 1 | 80% | 1 | 705281111 | No Equivalent Cross Available Based on Selections | No Equivalent Cross Available Based on Selections | XT7LU380CEFF000XXX + SRFB3XT7MFPX | XT7LU380CFFF000XXX + SRFB3XT7MFPX | XT7LU380CGFF000XXX + SRFB3XT7MFPX | XT7LU380CPFF000XXX + SRFB3XT7MFPX | XT7LU380CQFF000XXX + SRFB3XT7MFPX | XT7LU380CTFF000XXX + SRFB3XT7MFPX | XT7LU380CUFF000XXX + SRFB3XT7MFPX
SK | SKPA36AT1200 | 70 | SRPK1200A800 | 52 | 800 | 28 | 100kA | 8 | Panelboard MRO | 1 | Distribution Protection | 1 | 600Vac (Y/D) | 2 | 80% | 1 | 705281121 | No Equivalent Cross Available Based on Selections | No Equivalent Cross Available Based on Selections | No Equivalent Cross Available Based on Selections | No Equivalent Cross Available Based on Selections | No Equivalent Cross Available Based on Selections | No Equivalent Cross Available Based on Selections | No Equivalent Cross Available Based on Selections | No Equivalent Cross Available Based on Selections | No Equivalent Cross Available Based on Selections
SK | SKPA36AT1200 | 70 | SRPK1200A800 | 52 | 800 | 28 | 100kA | 8 | Panelboard MRO | 1 | Distribution Protection | 1 | 480Vac (Y/D) | 1 | 100% | 2 | 705281112 | No Equivalent Cross Available Based on Selections | No Equivalent Cross Available Based on Selections | XT7LQ380CEFF000XXX + SRFB3XT7MFPX | XT7LQ380CFFF000XXX + SRFB3XT7MFPX | XT7LQ380CGFF000XXX + SRFB3XT7MFPX | XT7LQ380CPFF000XXX + SRFB3XT7MFPX | XT7LQ380CQFF000XXX + SRFB3XT7MFPX | XT7LQ380CTFF000XXX + SRFB3XT7MFPX | XT7LQ380CUFF000XXX + SRFB3XT7MFPX
SK | SKPA36AT1200 | 70 | SRPK1200A800 | 52 | 800 | 28 | 100kA | 8 | Panelboard MRO | 1 | Distribution Protection | 1 | 600Vac (Y/D) | 2 | 100% | 2 | 705281122 | No Equivalent Cross Available Based on Selections | No Equivalent Cross Available Based on Selections | No Equivalent Cross Available Based on Selections | No Equivalent Cross Available Based on Selections | No Equivalent Cross Available Based on Selections | No Equivalent Cross Available Based on Selections | No Equivalent Cross Available Based on Selections | No Equivalent Cross Available Based on Selections | No Equivalent Cross Available Based on Selections
SK | SKPA36AT1200 | 70 | SRPK1200A900 | 53 | 900 | 29 | 100kA | 8 | Loose MCCB (OEM) | 2 | Distribution Protection | 1 | 480Vac (Y/D) | 1 | 80% | 1 | 705382111 | No Equivalent Cross Available Based on Selections | No Equivalent Cross Available Based on Selections | XT7LU310DEFF000XXX | XT7LU310DFFF000XXX | XT7LU310DGFF000XXX | XT7LU310DPFF000XXX | XT7LU310DQFF000XXX | XT7LU310DTFF000XXX | XT7LU310DUFF000XXX
SK | SKPA36AT1200 | 70 | SRPK1200A900 | 53 | 900 | 29 | 100kA | 8 | Loose MCCB (OEM) | 2 | Distribution Protection | 1 | 600Vac (Y/D) | 2 | 80% | 1 | 705382121 | No Equivalent Cross Available Based on Selections | No Equivalent Cross Available Based on Selections | No Equivalent Cross Available Based on Selections | No Equivalent Cross Available Based on Selections | No Equivalent Cross Available Based on Selections | No Equivalent Cross Available Based on Selections | No Equivalent Cross Available Based on Selections | No Equivalent Cross Available Based on Selections | No Equivalent Cross Available Based on Selections
SK | SKPA36AT1200 | 70 | SRPK1200A900 | 53 | 900 | 29 | 100kA | 8 | Loose MCCB (OEM) | 2 | Distribution Protection | 1 | 480Vac (Y/D) | 1 | 100% | 2 | 705382112 | No Equivalent Cross Available Based on Selections | No Equivalent Cross Available Based on Selections | XT7LQ310DEFF000XXX | XT7LQ310DFFF000XXX | XT7LQ310DGFF000XXX | XT7LQ310DPFF000XXX | XT7LQ310DQFF000XXX | XT7LQ310DTFF000XXX | XT7LQ310DUFF000XXX
SK | SKPA36AT1200 | 70 | SRPK1200A900 | 53 | 900 | 29 | 100kA | 8 | Loose MCCB (OEM) | 2 | Distribution Protection | 1 | 600Vac (Y/D) | 2 | 100% | 2 | 705382122 | No Equivalent Cross Available Based on Selections | No Equivalent Cross Available Based on Selections | No Equivalent Cross Available Based on Selections | No Equivalent Cross Available Based on Selections | No Equivalent Cross Available Based on Selections | No Equivalent Cross Available Based on Selections | No Equivalent Cross Available Based on Selections | No Equivalent Cross Available Based on Selections | No Equivalent Cross Available Based on Selections
SK | SKPA36AT1200 | 70 | SRPK1200A900 | 53 | 900 | 29 | 100kA | 8 | Panelboard MRO | 1 | Distribution Protection | 1 | 480Vac (Y/D) | 1 | 80% | 1 | 705381111 | No Equivalent Cross Available Based on Selections | No Equivalent Cross Available Based on Selections | XT7LU310DEFF000XXX + SRFB3XT7MFPX | XT7LU310DFFF000XXX + SRFB3XT7MFPX | XT7LU310DGFF000XXX + SRFB3XT7MFPX | XT7LU310DPFF000XXX + SRFB3XT7MFPX | XT7LU310DQFF000XXX + SRFB3XT7MFPX | XT7LU310DTFF000XXX + SRFB3XT7MFPX | XT7LU310DUFF000XXX + SRFB3XT7MFPX
SK | SKPA36AT1200 | 70 | SRPK1200A900 | 53 | 900 | 29 | 100kA | 8 | Panelboard MRO | 1 | Distribution Protection | 1 | 600Vac (Y/D) | 2 | 80% | 1 | 705381121 | No Equivalent Cross Available Based on Selections | No Equivalent Cross Available Based on Selections | No Equivalent Cross Available Based on Selections | No Equivalent Cross Available Based on Selections | No Equivalent Cross Available Based on Selections | No Equivalent Cross Available Based on Selections | No Equivalent Cross Available Based on Selections | No Equivalent Cross Available Based on Selections | No Equivalent Cross Available Based on Selections
SK | SKPA36AT1200 | 70 | SRPK1200A900 | 53 | 900 | 29 | 100kA | 8 | Panelboard MRO | 1 | Distribution Protection | 1 | 480Vac (Y/D) | 1 | 100% | 2 | 705381112 | No Equivalent Cross Available Based on Selections | No Equivalent Cross Available Based on Selections | XT7LQ310DEFF000XXX + SRFB3XT7MFPX | XT7LQ310DFFF000XXX + SRFB3XT7MFPX | XT7LQ310DGFF000XXX + SRFB3XT7MFPX | XT7LQ310DPFF000XXX + SRFB3XT7MFPX | XT7LQ310DQFF000XXX + SRFB3XT7MFPX | XT7LQ310DTFF000XXX + SRFB3XT7MFPX | XT7LQ310DUFF000XXX + SRFB3XT7MFPX
SK | SKPA36AT1200 | 70 | SRPK1200A900 | 53 | 900 | 29 | 100kA | 8 | Panelboard MRO | 1 | Distribution Protection | 1 | 600Vac (Y/D) | 2 | 100% | 2 | 705381122 | No Equivalent Cross Available Based on Selections | No Equivalent Cross Available Based on Selections | No Equivalent Cross Available Based on Selections | No Equivalent Cross Available Based on Selections | No Equivalent Cross Available Based on Selections | No Equivalent Cross Available Based on Selections | No Equivalent Cross Available Based on Selections | No Equivalent Cross Available Based on Selections | No Equivalent Cross Available Based on Selections
SK | SKPA36AT1200 | 70 | SRPK1200A1000 | 54 | 1000 | 30 | 100kA | 8 | Loose MCCB (OEM) | 2 | Distribution Protection | 1 | 480Vac (Y/D) | 1 | 80% | 1 | 705482111 | No Equivalent Cross Available Based on Selections | No Equivalent Cross Available Based on Selections | XT7LU310DEFF000XXX | XT7LU310DFFF000XXX | XT7LU310DGFF000XXX | XT7LU310DPFF000XXX | XT7LU310DQFF000XXX | XT7LU310DTFF000XXX | XT7LU310DUFF000XXX
SK | SKPA36AT1200 | 70 | SRPK1200A1000 | 54 | 1000 | 30 | 100kA | 8 | Loose MCCB (OEM) | 2 | Distribution Protection | 1 | 600Vac (Y/D) | 2 | 80% | 1 | 705482121 | No Equivalent Cross Available Based on Selections | No Equivalent Cross Available Based on Selections | No Equivalent Cross Available Based on Selections | No Equivalent Cross Available Based on Selections | No Equivalent Cross Available Based on Selections | No Equivalent Cross Available Based on Selections | No Equivalent Cross Available Based on Selections | No Equivalent Cross Available Based on Selections | No Equivalent Cross Available Based on Selections
SK | SKPA36AT1200 | 70 | SRPK1200A1000 | 54 | 1000 | 30 | 100kA | 8 | Loose MCCB (OEM) | 2 | Distribution Protection | 1 | 480Vac (Y/D) | 1 | 100% | 2 | 705482112 | No Equivalent Cross Available Based on Selections | No Equivalent Cross Available Based on Selections | XT7LQ310DEFF000XXX | XT7LQ310DFFF000XXX | XT7LQ310DGFF000XXX | XT7LQ310DPFF000XXX | XT7LQ310DQFF000XXX | XT7LQ310DTFF000XXX | XT7LQ310DUFF000XXX
SK | SKPA36AT1200 | 70 | SRPK1200A1000 | 54 | 1000 | 30 | 100kA | 8 | Loose MCCB (OEM) | 2 | Distribution Protection | 1 | 600Vac (Y/D) | 2 | 100% | 2 | 705482122 | No Equivalent Cross Available Based on Selections | No Equivalent Cross Available Based on Selections | No Equivalent Cross Available Based on Selections | No Equivalent Cross Available Based on Selections | No Equivalent Cross Available Based on Selections | No Equivalent Cross Available Based on Selections | No Equivalent Cross Available Based on Selections | No Equivalent Cross Available Based on Selections | No Equivalent Cross Available Based on Selections
SK | SKPA36AT1200 | 70 | SRPK1200A1000 | 54 | 1000 | 30 | 100kA | 8 | Panelboard MRO | 1 | Distribution Protection | 1 | 480Vac (Y/D) | 1 | 80% | 1 | 705481111 | No Equivalent Cross Available Based on Selections | No Equivalent Cross Available Based on Selections | XT7LU310DEFF000XXX + SRFB3XT7MFPX | XT7LU310DFFF000XXX + SRFB3XT7MFPX | XT7LU310DGFF000XXX + SRFB3XT7MFPX | XT7LU310DPFF000XXX + SRFB3XT7MFPX | XT7LU310DQFF000XXX + SRFB3XT7MFPX | XT7LU310DTFF000XXX + SRFB3XT7MFPX | XT7LU310DUFF000XXX + SRFB3XT7MFPX
SK | SKPA36AT1200 | 70 | SRPK1200A1000 | 54 | 1000 | 30 | 100kA | 8 | Panelboard MRO | 1 | Distribution Protection | 1 | 600Vac (Y/D) | 2 | 80% | 1 | 705481121 | No Equivalent Cross Available Based on Selections | No Equivalent Cross Available Based on Selections | No Equivalent Cross Available Based on Selections | No Equivalent Cross Available Based on Selections | No Equivalent Cross Available Based on Selections | No Equivalent Cross Available Based on Selections | No Equivalent Cross Available Based on Selections | No Equivalent Cross Available Based on Selections | No Equivalent Cross Available Based on Selections
SK | SKPA36AT1200 | 70 | SRPK1200A1000 | 54 | 1000 | 30 | 100kA | 8 | Panelboard MRO | 1 | Distribution Protection | 1 | 480Vac (Y/D) | 1 | 100% | 2 | 705481112 | No Equivalent Cross Available Based on Selections | No Equivalent Cross Available Based on Selections | XT7LQ310DEFF000XXX + SRFB3XT7MFPX | XT7LQ310DFFF000XXX + SRFB3XT7MFPX | XT7LQ310DGFF000XXX + SRFB3XT7MFPX | XT7LQ310DPFF000XXX + SRFB3XT7MFPX | XT7LQ310DQFF000XXX + SRFB3XT7MFPX | XT7LQ310DTFF000XXX + SRFB3XT7MFPX | XT7LQ310DUFF000XXX + SRFB3XT7MFPX
SK | SKPA36AT1200 | 70 | SRPK1200A1000 | 54 | 1000 | 30 | 100kA | 8 | Panelboard MRO | 1 | Distribution Protection | 1 | 600Vac (Y/D) | 2 | 100% | 2 | 705481122 | No Equivalent Cross Available Based on Selections | No Equivalent Cross Available Based on Selections | No Equivalent Cross Available Based on Selections | No Equivalent Cross Available Based on Selections | No Equivalent Cross Available Based on Selections | No Equivalent Cross Available Based on Selections | No Equivalent Cross Available Based on Selections | No Equivalent Cross Available Based on Selections | No Equivalent Cross Available Based on Selections
SK | SKPA36AT1200 | 70 | SRPK1200A1175 | 55 | 1175 | 31 | 100kA | 8 | Loose MCCB (OEM) | 2 | Distribution Protection | 1 | 480Vac (Y/D) | 1 | 80% | 1 | 705582111 | No Equivalent Cross Available Based on Selections | No Equivalent Cross Available Based on Selections | XT7LU312EEFF000XXX | XT7LU312EFFF000XXX | XT7LU312EGFF000XXX | XT7LU312EPFF000XXX | XT7LU312EQFF000XXX | XT7LU312ETFF000XXX | XT7LU312EUFF000XXX
SK | SKPA36AT1200 | 70 | SRPK1200A1175 | 55 | 1175 | 31 | 100kA | 8 | Loose MCCB (OEM) | 2 | Distribution Protection | 1 | 600Vac (Y/D) | 2 | 80% | 1 | 705582121 | No Equivalent Cross Available Based on Selections | No Equivalent Cross Available Based on Selections | No Equivalent Cross Available Based on Selections | No Equivalent Cross Available Based on Selections | No Equivalent Cross Available Based on Selections | No Equivalent Cross Available Based on Selections | No Equivalent Cross Available Based on Selections | No Equivalent Cross Available Based on Selections | No Equivalent Cross Available Based on Selections
SK | SKPA36AT1200 | 70 | SRPK1200A1175 | 55 | 1175 | 31 | 100kA | 8 | Loose MCCB (OEM) | 2 | Distribution Protection | 1 | 480Vac (Y/D) | 1 | 100% | 2 | 705582112 | No Equivalent Cross Available Based on Selections | No Equivalent Cross Available Based on Selections | XT7LQ312EEFF000XXX | XT7LQ312EFFF000XXX | XT7LQ312EGFF000XXX | XT7LQ312EPFF000XXX | XT7LQ312EQFF000XXX | XT7LQ312ETFF000XXX | XT7LQ312EUFF000XXX
SK | SKPA36AT1200 | 70 | SRPK1200A1175 | 55 | 1175 | 31 | 100kA | 8 | Loose MCCB (OEM) | 2 | Distribution Protection | 1 | 600Vac (Y/D) | 2 | 100% | 2 | 705582122 | No Equivalent Cross Available Based on Selections | No Equivalent Cross Available Based on Selections | No Equivalent Cross Available Based on Selections | No Equivalent Cross Available Based on Selections | No Equivalent Cross Available Based on Selections | No Equivalent Cross Available Based on Selections | No Equivalent Cross Available Based on Selections | No Equivalent Cross Available Based on Selections | No Equivalent Cross Available Based on Selections
SK | SKPA36AT1200 | 70 | SRPK1200A1175 | 55 | 1175 | 31 | 100kA | 8 | Panelboard MRO | 1 | Distribution Protection | 1 | 480Vac (Y/D) | 1 | 80% | 1 | 705581111 | No Equivalent Cross Available Based on Selections | No Equivalent Cross Available Based on Selections | XT7LU312EEFF000XXX + SRFB3XT7MFPX | XT7LU312EFFF000XXX + SRFB3XT7MFPX | XT7LU312EGFF000XXX + SRFB3XT7MFPX | XT7LU312EPFF000XXX + SRFB3XT7MFPX | XT7LU312EQFF000XXX + SRFB3XT7MFPX | XT7LU312ETFF000XXX + SRFB3XT7MFPX | XT7LU312EUFF000XXX + SRFB3XT7MFPX
SK | SKPA36AT1200 | 70 | SRPK1200A1175 | 55 | 1175 | 31 | 100kA | 8 | Panelboard MRO | 1 | Distribution Protection | 1 | 600Vac (Y/D) | 2 | 80% | 1 | 705581121 | No Equivalent Cross Available Based on Selections | No Equivalent Cross Available Based on Selections | No Equivalent Cross Available Based on Selections | No Equivalent Cross Available Based on Selections | No Equivalent Cross Available Based on Selections | No Equivalent Cross Available Based on Selections | No Equivalent Cross Available Based on Selections | No Equivalent Cross Available Based on Selections | No Equivalent Cross Available Based on Selections
SK | SKPA36AT1200 | 70 | SRPK1200A1175 | 55 | 1175 | 31 | 100kA | 8 | Panelboard MRO | 1 | Distribution Protection | 1 | 480Vac (Y/D) | 1 | 100% | 2 | 705581112 | No Equivalent Cross Available Based on Selections | No Equivalent Cross Available Based on Selections | XT7LQ312EEFF000XXX + SRFB3XT7MFPX | XT7LQ312EFFF000XXX + SRFB3XT7MFPX | XT7LQ312EGFF000XXX + SRFB3XT7MFPX | XT7LQ312EPFF000XXX + SRFB3XT7MFPX | XT7LQ312EQFF000XXX + SRFB3XT7MFPX | XT7LQ312ETFF000XXX + SRFB3XT7MFPX | XT7LQ312EUFF000XXX + SRFB3XT7MFPX
SK | SKPA36AT1200 | 70 | SRPK1200A1175 | 55 | 1175 | 31 | 100kA | 8 | Panelboard MRO | 1 | Distribution Protection | 1 | 600Vac (Y/D) | 2 | 100% | 2 | 705581122 | No Equivalent Cross Available Based on Selections | No Equivalent Cross Available Based on Selections | No Equivalent Cross Available Based on Selections | No Equivalent Cross Available Based on Selections | No Equivalent Cross Available Based on Selections | No Equivalent Cross Available Based on Selections | No Equivalent Cross Available Based on Selections | No Equivalent Cross Available Based on Selections | No Equivalent Cross Available Based on Selections
SK | SKPA36AT1200 | 70 | SRPK1200A1200 | 56 | 1200 | 32 | 100kA | 8 | Loose MCCB (OEM) | 2 | Distribution Protection | 1 | 480Vac (Y/D) | 1 | 80% | 1 | 705682111 | No Equivalent Cross Available Based on Selections | No Equivalent Cross Available Based on Selections | XT7LU312EEFF000XXX | XT7LU312EFFF000XXX | XT7LU312EGFF000XXX | XT7LU312EPFF000XXX | XT7LU312EQFF000XXX | XT7LU312ETFF000XXX | XT7LU312EUFF000XXX
SK | SKPA36AT1200 | 70 | SRPK1200A1200 | 56 | 1200 | 32 | 100kA | 8 | Loose MCCB (OEM) | 2 | Distribution Protection | 1 | 600Vac (Y/D) | 2 | 80% | 1 | 705682121 | No Equivalent Cross Available Based on Selections | No Equivalent Cross Available Based on Selections | No Equivalent Cross Available Based on Selections | No Equivalent Cross Available Based on Selections | No Equivalent Cross Available Based on Selections | No Equivalent Cross Available Based on Selections | No Equivalent Cross Available Based on Selections | No Equivalent Cross Available Based on Selections | No Equivalent Cross Available Based on Selections
SK | SKPA36AT1200 | 70 | SRPK1200A1200 | 56 | 1200 | 32 | 100kA | 8 | Loose MCCB (OEM) | 2 | Distribution Protection | 1 | 480Vac (Y/D) | 1 | 100% | 2 | 705682112 | No Equivalent Cross Available Based on Selections | No Equivalent Cross Available Based on Selections | XT7LQ312EEFF000XXX | XT7LQ312EFFF000XXX | XT7LQ312EGFF000XXX | XT7LQ312EPFF000XXX | XT7LQ312EQFF000XXX | XT7LQ312ETFF000XXX | XT7LQ312EUFF000XXX
SK | SKPA36AT1200 | 70 | SRPK1200A1200 | 56 | 1200 | 32 | 100kA | 8 | Loose MCCB (OEM) | 2 | Distribution Protection | 1 | 600Vac (Y/D) | 2 | 100% | 2 | 705682122 | No Equivalent Cross Available Based on Selections | No Equivalent Cross Available Based on Selections | No Equivalent Cross Available Based on Selections | No Equivalent Cross Available Based on Selections | No Equivalent Cross Available Based on Selections | No Equivalent Cross Available Based on Selections | No Equivalent Cross Available Based on Selections | No Equivalent Cross Available Based on Selections | No Equivalent Cross Available Based on Selections
SK | SKPA36AT1200 | 70 | SRPK1200A1200 | 56 | 1200 | 32 | 100kA | 8 | Panelboard MRO | 1 | Distribution Protection | 1 | 480Vac (Y/D) | 1 | 80% | 1 | 705681111 | No Equivalent Cross Available Based on Selections | No Equivalent Cross Available Based on Selections | XT7LU312EEFF000XXX + SRFB3XT7MFPX | XT7LU312EFFF000XXX + SRFB3XT7MFPX | XT7LU312EGFF000XXX + SRFB3XT7MFPX | XT7LU312EPFF000XXX + SRFB3XT7MFPX | XT7LU312EQFF000XXX + SRFB3XT7MFPX | XT7LU312ETFF000XXX + SRFB3XT7MFPX | XT7LU312EUFF000XXX + SRFB3XT7MFPX
SK | SKPA36AT1200 | 70 | SRPK1200A1200 | 56 | 1200 | 32 | 100kA | 8 | Panelboard MRO | 1 | Distribution Protection | 1 | 600Vac (Y/D) | 2 | 80% | 1 | 705681121 | No Equivalent Cross Available Based on Selections | No Equivalent Cross Available Based on Selections | No Equivalent Cross Available Based on Selections | No Equivalent Cross Available Based on Selections | No Equivalent Cross Available Based on Selections | No Equivalent Cross Available Based on Selections | No Equivalent Cross Available Based on Selections | No Equivalent Cross Available Based on Selections | No Equivalent Cross Available Based on Selections
SK | SKPA36AT1200 | 70 | SRPK1200A1200 | 56 | 1200 | 32 | 100kA | 8 | Panelboard MRO | 1 | Distribution Protection | 1 | 480Vac (Y/D) | 1 | 100% | 2 | 705681112 | No Equivalent Cross Available Based on Selections | No Equivalent Cross Available Based on Selections | XT7LQ312EEFF000XXX + SRFB3XT7MFPX | XT7LQ312EFFF000XXX + SRFB3XT7MFPX | XT7LQ312EGFF000XXX + SRFB3XT7MFPX | XT7LQ312EPFF000XXX + SRFB3XT7MFPX | XT7LQ312EQFF000XXX + SRFB3XT7MFPX | XT7LQ312ETFF000XXX + SRFB3XT7MFPX | XT7LQ312EUFF000XXX + SRFB3XT7MFPX
SK | SKPA36AT1200 | 70 | SRPK1200A1200 | 56 | 1200 | 32 | 100kA | 8 | Panelboard MRO | 1 | Distribution Protection | 1 | 600Vac (Y/D) | 2 | 100% | 2 | 705681122 | No Equivalent Cross Available Based on Selections | No Equivalent Cross Available Based on Selections | No Equivalent Cross Available Based on Selections | No Equivalent Cross Available Based on Selections | No Equivalent Cross Available Based on Selections | No Equivalent Cross Available Based on Selections | No Equivalent Cross Available Based on Selections | No Equivalent Cross Available Based on Selections | No Equivalent Cross Available Based on Selections
SK | SKHH36AT0800 | 71 | SRPK800A300 | 44 | 300 | 21 | 50kA | 6 | Loose MCCB (OEM) | 2 | Distribution Protection | 1 | 480Vac (Y/D) | 1 | 80% | 1 | 714462111 | No Equivalent Cross Available Based on Selections | XT5SU330ABFF000XXX | XT5SU330AEFF000XXX | XT5SU330AFFF000XXX | XT5SU330AGFF000XXX | XT5SU330APFF000XXX | XT5SU330AQFF000XXX | XT5SU330ATFF000XXX | XT5SU330AUFF000XXX
SK | SKHH36AT0800 | 71 | SRPK800A300 | 44 | 300 | 21 | 50kA | 6 | Loose MCCB (OEM) | 2 | Distribution Protection | 1 | 600Vac (Y/D) | 2 | 80% | 1 | 714462121 | No Equivalent Cross Available Based on Selections | XT5LU330ABFF000XXX | XT5LU330AEFF000XXX | XT5LU330AFFF000XXX | XT5LU330AGFF000XXX | XT5LU330APFF000XXX | XT5LU330AQFF000XXX | XT5LU330ATFF000XXX | XT5LU330AUFF000XXX
SK | SKHH36AT0800 | 71 | SRPK800A300 | 44 | 300 | 21 | 50kA | 6 | Loose MCCB (OEM) | 2 | Distribution Protection | 1 | 480Vac (Y/D) | 1 | 100% | 2 | 714462112 | No Equivalent Cross Available Based on Selections | XT5SQ330ABFF000XXX | XT5SQ330AEFF000XXX | XT5SQ330AFFF000XXX | XT5SQ330AGFF000XXX | XT5SQ330APFF000XXX | XT5SQ330AQFF000XXX | XT5SQ330ATFF000XXX | XT5SQ330AUFF000XXX
SK | SKHH36AT0800 | 71 | SRPK800A300 | 44 | 300 | 21 | 50kA | 6 | Loose MCCB (OEM) | 2 | Distribution Protection | 1 | 600Vac (Y/D) | 2 | 100% | 2 | 714462122 | No Equivalent Cross Available Based on Selections | XT5LQ330ABFF000XXX | XT5LQ330AEFF000XXX | XT5LQ330AFFF000XXX | XT5LQ330AGFF000XXX | XT5LQ330APFF000XXX | XT5LQ330AQFF000XXX | XT5LQ330ATFF000XXX | XT5LQ330AUFF000XXX
SK | SKHH36AT0800 | 71 | SRPK800A300 | 44 | 300 | 21 | 50kA | 6 | Panelboard MRO | 1 | Distribution Protection | 1 | 480Vac (Y/D) | 1 | 80% | 1 | 714461111 | No Equivalent Cross Available Based on Selections | XT5SU330ABFF000XXX | XT5SU330AEFF000XXX + SRFB3XT5MFPX | XT5SU330AFFF000XXX + SRFB3XT5MFPX | XT5SU330AGFF000XXX + SRFB3XT5MFPX | XT5SU330APFF000XXX + SRFB3XT5MFPX | XT5SU330AQFF000XXX + SRFB3XT5MFPX | XT5SU330ATFF000XXX + SRFB3XT5MFPX | XT5SU330AUFF000XXX + SRFB3XT5MFPX
SK | SKHH36AT0800 | 71 | SRPK800A300 | 44 | 300 | 21 | 50kA | 6 | Panelboard MRO | 1 | Distribution Protection | 1 | 600Vac (Y/D) | 2 | 80% | 1 | 714461121 | No Equivalent Cross Available Based on Selections | XT5LU330ABFF000XXX | XT5LU330AEFF000XXX + SRFB3XT5MFPX | XT5LU330AFFF000XXX + SRFB3XT5MFPX | XT5LU330AGFF000XXX + SRFB3XT5MFPX | XT5LU330APFF000XXX + SRFB3XT5MFPX | XT5LU330AQFF000XXX + SRFB3XT5MFPX | XT5LU330ATFF000XXX + SRFB3XT5MFPX | XT5LU330AUFF000XXX + SRFB3XT5MFPX
SK | SKHH36AT0800 | 71 | SRPK800A300 | 44 | 300 | 21 | 50kA | 6 | Panelboard MRO | 1 | Distribution Protection | 1 | 480Vac (Y/D) | 1 | 100% | 2 | 714461112 | No Equivalent Cross Available Based on Selections | XT5SQ330ABFF000XXX | XT5SQ330AEFF000XXX + SRFB3XT5MFPX | XT5SQ330AFFF000XXX + SRFB3XT5MFPX | XT5SQ330AGFF000XXX + SRFB3XT5MFPX | XT5SQ330APFF000XXX + SRFB3XT5MFPX | XT5SQ330AQFF000XXX + SRFB3XT5MFPX | XT5SQ330ATFF000XXX + SRFB3XT5MFPX | XT5SQ330AUFF000XXX + SRFB3XT5MFPX
SK | SKHH36AT0800 | 71 | SRPK800A300 | 44 | 300 | 21 | 50kA | 6 | Panelboard MRO | 1 | Distribution Protection | 1 | 600Vac (Y/D) | 2 | 100% | 2 | 714461122 | No Equivalent Cross Available Based on Selections | XT5LQ330ABFF000XXX | XT5LQ330AEFF000XXX + SRFB3XT5MFPX | XT5LQ330AFFF000XXX + SRFB3XT5MFPX | XT5LQ330AGFF000XXX + SRFB3XT5MFPX | XT5LQ330APFF000XXX + SRFB3XT5MFPX | XT5LQ330AQFF000XXX + SRFB3XT5MFPX | XT5LQ330ATFF000XXX + SRFB3XT5MFPX | XT5LQ330AUFF000XXX + SRFB3XT5MFPX
SK | SKHH36AT0800 | 71 | SRPK800A400 | 45 | 400 | 23 | 50kA | 6 | Loose MCCB (OEM) | 2 | Distribution Protection | 1 | 480Vac (Y/D) | 1 | 80% | 1 | 714562111 | No Equivalent Cross Available Based on Selections | XT5SU340ABFF000XXX | XT5SU340AEFF000XXX | XT5SU340AFFF000XXX | XT5SU340AGFF000XXX | XT5SU340APFF000XXX | XT5SU340AQFF000XXX | XT5SU340ATFF000XXX | XT5SU340AUFF000XXX
SK | SKHH36AT0800 | 71 | SRPK800A400 | 45 | 400 | 23 | 50kA | 6 | Loose MCCB (OEM) | 2 | Distribution Protection | 1 | 600Vac (Y/D) | 2 | 80% | 1 | 714562121 | No Equivalent Cross Available Based on Selections | XT5LU340ABFF000XXX | XT5LU340AEFF000XXX | XT5LU340AFFF000XXX | XT5LU340AGFF000XXX | XT5LU340APFF000XXX | XT5LU340AQFF000XXX | XT5LU340ATFF000XXX | XT5LU340AUFF000XXX
SK | SKHH36AT0800 | 71 | SRPK800A400 | 45 | 400 | 23 | 50kA | 6 | Loose MCCB (OEM) | 2 | Distribution Protection | 1 | 480Vac (Y/D) | 1 | 100% | 2 | 714562112 | No Equivalent Cross Available Based on Selections | XT5SQ340ABFF000XXX | XT5SQ340AEFF000XXX | XT5SQ340AFFF000XXX | XT5SQ340AGFF000XXX | XT5SQ340APFF000XXX | XT5SQ340AQFF000XXX | XT5SQ340ATFF000XXX | XT5SQ340AUFF000XXX
SK | SKHH36AT0800 | 71 | SRPK800A400 | 45 | 400 | 23 | 50kA | 6 | Loose MCCB (OEM) | 2 | Distribution Protection | 1 | 600Vac (Y/D) | 2 | 100% | 2 | 714562122 | No Equivalent Cross Available Based on Selections | XT5LQ340ABFF000XXX | XT5LQ340AEFF000XXX | XT5LQ340AFFF000XXX | XT5LQ340AGFF000XXX | XT5LQ340APFF000XXX | XT5LQ340AQFF000XXX | XT5LQ340ATFF000XXX | XT5LQ340AUFF000XXX
SK | SKHH36AT0800 | 71 | SRPK800A400 | 45 | 400 | 23 | 50kA | 6 | Panelboard MRO | 1 | Distribution Protection | 1 | 480Vac (Y/D) | 1 | 80% | 1 | 714561111 | No Equivalent Cross Available Based on Selections | XT5SU340ABFF000XXX | XT5SU340AEFF000XXX + SRFB3XT5MFPX | XT5SU340AFFF000XXX + SRFB3XT5MFPX | XT5SU340AGFF000XXX + SRFB3XT5MFPX | XT5SU340APFF000XXX + SRFB3XT5MFPX | XT5SU340AQFF000XXX + SRFB3XT5MFPX | XT5SU340ATFF000XXX + SRFB3XT5MFPX | XT5SU340AUFF000XXX + SRFB3XT5MFPX
SK | SKHH36AT0800 | 71 | SRPK800A400 | 45 | 400 | 23 | 50kA | 6 | Panelboard MRO | 1 | Distribution Protection | 1 | 600Vac (Y/D) | 2 | 80% | 1 | 714561121 | No Equivalent Cross Available Based on Selections | XT5LU340ABFF000XXX | XT5LU340AEFF000XXX + SRFB3XT5MFPX | XT5LU340AFFF000XXX + SRFB3XT5MFPX | XT5LU340AGFF000XXX + SRFB3XT5MFPX | XT5LU340APFF000XXX + SRFB3XT5MFPX | XT5LU340AQFF000XXX + SRFB3XT5MFPX | XT5LU340ATFF000XXX + SRFB3XT5MFPX | XT5LU340AUFF000XXX + SRFB3XT5MFPX
SK | SKHH36AT0800 | 71 | SRPK800A400 | 45 | 400 | 23 | 50kA | 6 | Panelboard MRO | 1 | Distribution Protection | 1 | 480Vac (Y/D) | 1 | 100% | 2 | 714561112 | No Equivalent Cross Available Based on Selections | XT5SQ340ABFF000XXX | XT5SQ340AEFF000XXX + SRFB3XT5MFPX | XT5SQ340AFFF000XXX + SRFB3XT5MFPX | XT5SQ340AGFF000XXX + SRFB3XT5MFPX | XT5SQ340APFF000XXX + SRFB3XT5MFPX | XT5SQ340AQFF000XXX + SRFB3XT5MFPX | XT5SQ340ATFF000XXX + SRFB3XT5MFPX | XT5SQ340AUFF000XXX + SRFB3XT5MFPX
SK | SKHH36AT0800 | 71 | SRPK800A400 | 45 | 400 | 23 | 50kA | 6 | Panelboard MRO | 1 | Distribution Protection | 1 | 600Vac (Y/D) | 2 | 100% | 2 | 714561122 | No Equivalent Cross Available Based on Selections | XT5LQ340ABFF000XXX | XT5LQ340AEFF000XXX + SRFB3XT5MFPX | XT5LQ340AFFF000XXX + SRFB3XT5MFPX | XT5LQ340AGFF000XXX + SRFB3XT5MFPX | XT5LQ340APFF000XXX + SRFB3XT5MFPX | XT5LQ340AQFF000XXX + SRFB3XT5MFPX | XT5LQ340ATFF000XXX + SRFB3XT5MFPX | XT5LQ340AUFF000XXX + SRFB3XT5MFPX
SK | SKHH36AT0800 | 71 | SRPK800A500 | 46 | 500 | 25 | 50kA | 6 | Loose MCCB (OEM) | 2 | Distribution Protection | 1 | 480Vac (Y/D) | 1 | 80% | 1 | 714662111 | No Equivalent Cross Available Based on Selections | XT5SU350BBFF000XXX | XT5SU360BEFF000XXX | XT5SU360BFFF000XXX | XT5SU360BGFF000XXX | XT5SU360BPFF000XXX | XT5SU360BQFF000XXX | XT5SU360BTFF000XXX | XT5SU360BUFF000XXX
SK | SKHH36AT0800 | 71 | SRPK800A500 | 46 | 500 | 25 | 50kA | 6 | Loose MCCB (OEM) | 2 | Distribution Protection | 1 | 600Vac (Y/D) | 2 | 80% | 1 | 714662121 | No Equivalent Cross Available Based on Selections | XT5LU350BBFF000XXX | XT5LU360BEFF000XXX | XT5LU360BFFF000XXX | XT5LU360BGFF000XXX | XT5LU360BPFF000XXX | XT5LU360BQFF000XXX | XT5LU360BTFF000XXX | XT5LU360BUFF000XXX
SK | SKHH36AT0800 | 71 | SRPK800A500 | 46 | 500 | 25 | 50kA | 6 | Loose MCCB (OEM) | 2 | Distribution Protection | 1 | 480Vac (Y/D) | 1 | 100% | 2 | 714662112 | No Equivalent Cross Available Based on Selections | XT5SQ350BBFF000XXX | XT5SQ360BEFF000XXX | XT5SQ360BFFF000XXX | XT5SQ360BGFF000XXX | XT5SQ360BPFF000XXX | XT5SQ360BQFF000XXX | XT5SQ360BTFF000XXX | XT5SQ360BUFF000XXX
SK | SKHH36AT0800 | 71 | SRPK800A500 | 46 | 500 | 25 | 50kA | 6 | Loose MCCB (OEM) | 2 | Distribution Protection | 1 | 600Vac (Y/D) | 2 | 100% | 2 | 714662122 | No Equivalent Cross Available Based on Selections | XT5LQ360BBFF000XXX | XT5LQ360BEFF000XXX | XT5LQ360BFFF000XXX | XT5LQ360BGFF000XXX | XT5LQ360BPFF000XXX | XT5LQ360BQFF000XXX | XT5LQ360BTFF000XXX | XT5LQ360BUFF000XXX
SK | SKHH36AT0800 | 71 | SRPK800A500 | 46 | 500 | 25 | 50kA | 6 | Panelboard MRO | 1 | Distribution Protection | 1 | 480Vac (Y/D) | 1 | 80% | 1 | 714661111 | No Equivalent Cross Available Based on Selections | XT5SU350BBFF000XXX | XT5SU360BEFF000XXX + SRFB3XT5MFPX | XT5SU360BFFF000XXX + SRFB3XT5MFPX | XT5SU360BGFF000XXX + SRFB3XT5MFPX | XT5SU360BPFF000XXX + SRFB3XT5MFPX | XT5SU360BQFF000XXX + SRFB3XT5MFPX | XT5SU360BTFF000XXX + SRFB3XT5MFPX | XT5SU360BUFF000XXX + SRFB3XT5MFPX
SK | SKHH36AT0800 | 71 | SRPK800A500 | 46 | 500 | 25 | 50kA | 6 | Panelboard MRO | 1 | Distribution Protection | 1 | 600Vac (Y/D) | 2 | 80% | 1 | 714661121 | No Equivalent Cross Available Based on Selections | XT5LU350BBFF000XXX | XT5LU360BEFF000XXX + SRFB3XT5MFPX | XT5LU360BFFF000XXX + SRFB3XT5MFPX | XT5LU360BGFF000XXX + SRFB3XT5MFPX | XT5LU360BPFF000XXX + SRFB3XT5MFPX | XT5LU360BQFF000XXX + SRFB3XT5MFPX | XT5LU360BTFF000XXX + SRFB3XT5MFPX | XT5LU360BUFF000XXX + SRFB3XT5MFPX
SK | SKHH36AT0800 | 71 | SRPK800A500 | 46 | 500 | 25 | 50kA | 6 | Panelboard MRO | 1 | Distribution Protection | 1 | 480Vac (Y/D) | 1 | 100% | 2 | 714661112 | No Equivalent Cross Available Based on Selections | XT5SQ350BBFF000XXX | XT5SQ360BEFF000XXX + SRFB3XT5MFPX | XT5SQ360BFFF000XXX + SRFB3XT5MFPX | XT5SQ360BGFF000XXX + SRFB3XT5MFPX | XT5SQ360BPFF000XXX + SRFB3XT5MFPX | XT5SQ360BQFF000XXX + SRFB3XT5MFPX | XT5SQ360BTFF000XXX + SRFB3XT5MFPX | XT5SQ360BUFF000XXX + SRFB3XT5MFPX
SK | SKHH36AT0800 | 71 | SRPK800A500 | 46 | 500 | 25 | 50kA | 6 | Panelboard MRO | 1 | Distribution Protection | 1 | 600Vac (Y/D) | 2 | 100% | 2 | 714661122 | No Equivalent Cross Available Based on Selections | XT5LQ360BBFF000XXX | XT5LQ360BEFF000XXX + SRFB3XT5MFPX | XT5LQ360BFFF000XXX + SRFB3XT5MFPX | XT5LQ360BGFF000XXX + SRFB3XT5MFPX | XT5LQ360BPFF000XXX + SRFB3XT5MFPX | XT5LQ360BQFF000XXX + SRFB3XT5MFPX | XT5LQ360BTFF000XXX + SRFB3XT5MFPX | XT5LQ360BUFF000XXX + SRFB3XT5MFPX
SK | SKHH36AT0800 | 71 | SRPK800A600 | 47 | 600 | 26 | 50kA | 6 | Loose MCCB (OEM) | 2 | Distribution Protection | 1 | 480Vac (Y/D) | 1 | 80% | 1 | 714762111 | No Equivalent Cross Available Based on Selections | XT5SU360BBFF000XXX | XT5SU360BEFF000XXX | XT5SU360BFFF000XXX | XT5SU360BGFF000XXX | XT5SU360BPFF000XXX | XT5SU360BQFF000XXX | XT5SU360BTFF000XXX | XT5SU360BUFF000XXX
SK | SKHH36AT0800 | 71 | SRPK800A600 | 47 | 600 | 26 | 50kA | 6 | Loose MCCB (OEM) | 2 | Distribution Protection | 1 | 600Vac (Y/D) | 2 | 80% | 1 | 714762121 | No Equivalent Cross Available Based on Selections | XT5LU360BBFF000XXX | XT5LU360BEFF000XXX | XT5LU360BFFF000XXX | XT5LU360BGFF000XXX | XT5LU360BPFF000XXX | XT5LU360BQFF000XXX | XT5LU360BTFF000XXX | XT5LU360BUFF000XXX
SK | SKHH36AT0800 | 71 | SRPK800A600 | 47 | 600 | 26 | 50kA | 6 | Loose MCCB (OEM) | 2 | Distribution Protection | 1 | 480Vac (Y/D) | 1 | 100% | 2 | 714762112 | No Equivalent Cross Available Based on Selections | XT5SQ360BBFF000XXX | XT5SQ360BEFF000XXX | XT5SQ360BFFF000XXX | XT5SQ360BGFF000XXX | XT5SQ360BPFF000XXX | XT5SQ360BQFF000XXX | XT5SQ360BTFF000XXX | XT5SQ360BUFF000XXX
SK | SKHH36AT0800 | 71 | SRPK800A600 | 47 | 600 | 26 | 50kA | 6 | Loose MCCB (OEM) | 2 | Distribution Protection | 1 | 600Vac (Y/D) | 2 | 100% | 2 | 714762122 | No Equivalent Cross Available Based on Selections | XT5LQ360BBFF000XXX | XT5LQ360BEFF000XXX | XT5LQ360BFFF000XXX | XT5LQ360BGFF000XXX | XT5LQ360BPFF000XXX | XT5LQ360BQFF000XXX | XT5LQ360BTFF000XXX | XT5LQ360BUFF000XXX
SK | SKHH36AT0800 | 71 | SRPK800A600 | 47 | 600 | 26 | 50kA | 6 | Panelboard MRO | 1 | Distribution Protection | 1 | 480Vac (Y/D) | 1 | 80% | 1 | 714761111 | No Equivalent Cross Available Based on Selections | XT5SU360BBFF000XXX | XT5SU360BEFF000XXX + SRFB3XT5MFPX | XT5SU360BFFF000XXX + SRFB3XT5MFPX | XT5SU360BGFF000XXX + SRFB3XT5MFPX | XT5SU360BPFF000XXX + SRFB3XT5MFPX | XT5SU360BQFF000XXX + SRFB3XT5MFPX | XT5SU360BTFF000XXX + SRFB3XT5MFPX | XT5SU360BUFF000XXX + SRFB3XT5MFPX
SK | SKHH36AT0800 | 71 | SRPK800A600 | 47 | 600 | 26 | 50kA | 6 | Panelboard MRO | 1 | Distribution Protection | 1 | 600Vac (Y/D) | 2 | 80% | 1 | 714761121 | No Equivalent Cross Available Based on Selections | XT5LU360BBFF000XXX | XT5LU360BEFF000XXX + SRFB3XT5MFPX | XT5LU360BFFF000XXX + SRFB3XT5MFPX | XT5LU360BGFF000XXX + SRFB3XT5MFPX | XT5LU360BPFF000XXX + SRFB3XT5MFPX | XT5LU360BQFF000XXX + SRFB3XT5MFPX | XT5LU360BTFF000XXX + SRFB3XT5MFPX | XT5LU360BUFF000XXX + SRFB3XT5MFPX
SK | SKHH36AT0800 | 71 | SRPK800A600 | 47 | 600 | 26 | 50kA | 6 | Panelboard MRO | 1 | Distribution Protection | 1 | 480Vac (Y/D) | 1 | 100% | 2 | 714761112 | No Equivalent Cross Available Based on Selections | XT5SQ360BBFF000XXX | XT5SQ360BEFF000XXX + SRFB3XT5MFPX | XT5SQ360BFFF000XXX + SRFB3XT5MFPX | XT5SQ360BGFF000XXX + SRFB3XT5MFPX | XT5SQ360BPFF000XXX + SRFB3XT5MFPX | XT5SQ360BQFF000XXX + SRFB3XT5MFPX | XT5SQ360BTFF000XXX + SRFB3XT5MFPX | XT5SQ360BUFF000XXX + SRFB3XT5MFPX
SK | SKHH36AT0800 | 71 | SRPK800A600 | 47 | 600 | 26 | 50kA | 6 | Panelboard MRO | 1 | Distribution Protection | 1 | 600Vac (Y/D) | 2 | 100% | 2 | 714761122 | No Equivalent Cross Available Based on Selections | XT5LQ360BBFF000XXX | XT5LQ360BEFF000XXX + SRFB3XT5MFPX | XT5LQ360BFFF000XXX + SRFB3XT5MFPX | XT5LQ360BGFF000XXX + SRFB3XT5MFPX | XT5LQ360BPFF000XXX + SRFB3XT5MFPX | XT5LQ360BQFF000XXX + SRFB3XT5MFPX | XT5LQ360BTFF000XXX + SRFB3XT5MFPX | XT5LQ360BUFF000XXX + SRFB3XT5MFPX
SK | SKHH36AT0800 | 71 | SRPK800A700 | 48 | 700 | 27 | 50kA | 6 | Loose MCCB (OEM) | 2 | Distribution Protection | 1 | 480Vac (Y/D) | 1 | 80% | 1 | 714862111 | No Equivalent Cross Available Based on Selections | XT6SU3800BFF000XXX | XT6SU3800EFF000XXX | XT6SU3800FFF000XXX | XT6SU3800GFF000XXX | XT7SU380CPFF000XXX | XT7SU380CQFF000XXX | XT7SU380CTFF000XXX | XT7SU380CUFF000XXX
SK | SKHH36AT0800 | 71 | SRPK800A700 | 48 | 700 | 27 | 50kA | 6 | Loose MCCB (OEM) | 2 | Distribution Protection | 1 | 600Vac (Y/D) | 2 | 80% | 1 | 714862121 | No Equivalent Cross Available Based on Selections | No Equivalent Cross Available Based on Selections | XT7HU380CEFF000XXX | XT7HU380CFFF000XXX | XT7HU380CGFF000XXX | XT7HU380CPFF000XXX | XT7HU380CQFF000XXX | XT7HU380CTFF000XXX | XT7HU380CUFF000XXX
SK | SKHH36AT0800 | 71 | SRPK800A700 | 48 | 700 | 27 | 50kA | 6 | Loose MCCB (OEM) | 2 | Distribution Protection | 1 | 480Vac (Y/D) | 1 | 100% | 2 | 714862112 | No Equivalent Cross Available Based on Selections | XT6SQ3800BFF000XXX | XT6SQ3800EFF000XXX | XT6SQ3800FFF000XXX | XT6SQ3800GFF000XXX | XT7SQ380CPFF000XXX | XT7SQ380CQFF000XXX | XT7SQ380CTFF000XXX | XT7SQ380CUFF000XXX
SK | SKHH36AT0800 | 71 | SRPK800A700 | 48 | 700 | 27 | 50kA | 6 | Loose MCCB (OEM) | 2 | Distribution Protection | 1 | 600Vac (Y/D) | 2 | 100% | 2 | 714862122 | No Equivalent Cross Available Based on Selections | No Equivalent Cross Available Based on Selections | XT7HQ380CEFF000XXX | XT7HQ380CFFF000XXX | XT7HQ380CGFF000XXX | XT7HQ380CPFF000XXX | XT7HQ380CQFF000XXX | XT7HQ380CTFF000XXX | XT7HQ380CUFF000XXX
SK | SKHH36AT0800 | 71 | SRPK800A700 | 48 | 700 | 27 | 50kA | 6 | Panelboard MRO | 1 | Distribution Protection | 1 | 480Vac (Y/D) | 1 | 80% | 1 | 714861111 | No Equivalent Cross Available Based on Selections | No Equivalent Cross Available Based on Selections | XT7SU380CEFF000XXX + SRFB3XT7MFPX | XT7SU380CFFF000XXX + SRFB3XT7MFPX | XT7SU380CGFF000XXX + SRFB3XT7MFPX | XT7SU380CPFF000XXX + SRFB3XT7MFPX | XT7SU380CQFF000XXX + SRFB3XT7MFPX | XT7SU380CTFF000XXX + SRFB3XT7MFPX | XT7SU380CUFF000XXX + SRFB3XT7MFPX
SK | SKHH36AT0800 | 71 | SRPK800A700 | 48 | 700 | 27 | 50kA | 6 | Panelboard MRO | 1 | Distribution Protection | 1 | 600Vac (Y/D) | 2 | 80% | 1 | 714861121 | No Equivalent Cross Available Based on Selections | No Equivalent Cross Available Based on Selections | XT7HU380CEFF000XXX + SRFB3XT7MFPX | XT7HU380CFFF000XXX + SRFB3XT7MFPX | XT7HU380CGFF000XXX + SRFB3XT7MFPX | XT7HU380CPFF000XXX + SRFB3XT7MFPX | XT7HU380CQFF000XXX + SRFB3XT7MFPX | XT7HU380CTFF000XXX + SRFB3XT7MFPX | XT7HU380CUFF000XXX + SRFB3XT7MFPX
SK | SKHH36AT0800 | 71 | SRPK800A700 | 48 | 700 | 27 | 50kA | 6 | Panelboard MRO | 1 | Distribution Protection | 1 | 480Vac (Y/D) | 1 | 100% | 2 | 714861112 | No Equivalent Cross Available Based on Selections | No Equivalent Cross Available Based on Selections | XT7SQ380CEFF000XXX + SRFB3XT7MFPX | XT7SQ380CFFF000XXX + SRFB3XT7MFPX | XT7SQ380CGFF000XXX + SRFB3XT7MFPX | XT7SQ380CPFF000XXX + SRFB3XT7MFPX | XT7SQ380CQFF000XXX + SRFB3XT7MFPX | XT7SQ380CTFF000XXX + SRFB3XT7MFPX | XT7SQ380CUFF000XXX + SRFB3XT7MFPX
SK | SKHH36AT0800 | 71 | SRPK800A700 | 48 | 700 | 27 | 50kA | 6 | Panelboard MRO | 1 | Distribution Protection | 1 | 600Vac (Y/D) | 2 | 100% | 2 | 714861122 | No Equivalent Cross Available Based on Selections | No Equivalent Cross Available Based on Selections | XT7HQ380CEFF000XXX + SRFB3XT7MFPX | XT7HQ380CFFF000XXX + SRFB3XT7MFPX | XT7HQ380CGFF000XXX + SRFB3XT7MFPX | XT7HQ380CPFF000XXX + SRFB3XT7MFPX | XT7HQ380CQFF000XXX + SRFB3XT7MFPX | XT7HQ380CTFF000XXX + SRFB3XT7MFPX | XT7HQ380CUFF000XXX + SRFB3XT7MFPX
SK | SKHH36AT0800 | 71 | SRPK800A800 | 49 | 800 | 28 | 50kA | 6 | Loose MCCB (OEM) | 2 | Distribution Protection | 1 | 480Vac (Y/D) | 1 | 80% | 1 | 714962111 | No Equivalent Cross Available Based on Selections | XT6SU3800BFF000XXX | XT6SU3800EFF000XXX | XT6SU3800FFF000XXX | XT6SU3800GFF000XXX | XT7SU380CPFF000XXX | XT7SU380CQFF000XXX | XT7SU380CTFF000XXX | XT7SU380CUFF000XXX
SK | SKHH36AT0800 | 71 | SRPK800A800 | 49 | 800 | 28 | 50kA | 6 | Loose MCCB (OEM) | 2 | Distribution Protection | 1 | 600Vac (Y/D) | 2 | 80% | 1 | 714962121 | No Equivalent Cross Available Based on Selections | No Equivalent Cross Available Based on Selections | XT7HU380CEFF000XXX | XT7HU380CFFF000XXX | XT7HU380CGFF000XXX | XT7HU380CPFF000XXX | XT7HU380CQFF000XXX | XT7HU380CTFF000XXX | XT7HU380CUFF000XXX
SK | SKHH36AT0800 | 71 | SRPK800A800 | 49 | 800 | 28 | 50kA | 6 | Loose MCCB (OEM) | 2 | Distribution Protection | 1 | 480Vac (Y/D) | 1 | 100% | 2 | 714962112 | No Equivalent Cross Available Based on Selections | XT6SQ3800BFF000XXX | XT6SQ3800EFF000XXX | XT6SQ3800FFF000XXX | XT6SQ3800GFF000XXX | XT7SQ380CPFF000XXX | XT7SQ380CQFF000XXX | XT7SQ380CTFF000XXX | XT7SQ380CUFF000XXX
SK | SKHH36AT0800 | 71 | SRPK800A800 | 49 | 800 | 28 | 50kA | 6 | Loose MCCB (OEM) | 2 | Distribution Protection | 1 | 600Vac (Y/D) | 2 | 100% | 2 | 714962122 | No Equivalent Cross Available Based on Selections | No Equivalent Cross Available Based on Selections | XT7HQ380CEFF000XXX | XT7HQ380CFFF000XXX | XT7HQ380CGFF000XXX | XT7HQ380CPFF000XXX | XT7HQ380CQFF000XXX | XT7HQ380CTFF000XXX | XT7HQ380CUFF000XXX
SK | SKHH36AT0800 | 71 | SRPK800A800 | 49 | 800 | 28 | 50kA | 6 | Panelboard MRO | 1 | Distribution Protection | 1 | 480Vac (Y/D) | 1 | 80% | 1 | 714961111 | No Equivalent Cross Available Based on Selections | No Equivalent Cross Available Based on Selections | XT7SU380CEFF000XXX + SRFB3XT7MFPX | XT7SU380CFFF000XXX + SRFB3XT7MFPX | XT7SU380CGFF000XXX + SRFB3XT7MFPX | XT7SU380CPFF000XXX + SRFB3XT7MFPX | XT7SU380CQFF000XXX + SRFB3XT7MFPX | XT7SU380CTFF000XXX + SRFB3XT7MFPX | XT7SU380CUFF000XXX + SRFB3XT7MFPX
SK | SKHH36AT0800 | 71 | SRPK800A800 | 49 | 800 | 28 | 50kA | 6 | Panelboard MRO | 1 | Distribution Protection | 1 | 600Vac (Y/D) | 2 | 80% | 1 | 714961121 | No Equivalent Cross Available Based on Selections | No Equivalent Cross Available Based on Selections | XT7HU380CEFF000XXX + SRFB3XT7MFPX | XT7HU380CFFF000XXX + SRFB3XT7MFPX | XT7HU380CGFF000XXX + SRFB3XT7MFPX | XT7HU380CPFF000XXX + SRFB3XT7MFPX | XT7HU380CQFF000XXX + SRFB3XT7MFPX | XT7HU380CTFF000XXX + SRFB3XT7MFPX | XT7HU380CUFF000XXX + SRFB3XT7MFPX
SK | SKHH36AT0800 | 71 | SRPK800A800 | 49 | 800 | 28 | 50kA | 6 | Panelboard MRO | 1 | Distribution Protection | 1 | 480Vac (Y/D) | 1 | 100% | 2 | 714961112 | No Equivalent Cross Available Based on Selections | No Equivalent Cross Available Based on Selections | XT7SQ380CEFF000XXX + SRFB3XT7MFPX | XT7SQ380CFFF000XXX + SRFB3XT7MFPX | XT7SQ380CGFF000XXX + SRFB3XT7MFPX | XT7SQ380CPFF000XXX + SRFB3XT7MFPX | XT7SQ380CQFF000XXX + SRFB3XT7MFPX | XT7SQ380CTFF000XXX + SRFB3XT7MFPX | XT7SQ380CUFF000XXX + SRFB3XT7MFPX
SK | SKHH36AT0800 | 71 | SRPK800A800 | 49 | 800 | 28 | 50kA | 6 | Panelboard MRO | 1 | Distribution Protection | 1 | 600Vac (Y/D) | 2 | 100% | 2 | 714961122 | No Equivalent Cross Available Based on Selections | No Equivalent Cross Available Based on Selections | XT7HQ380CEFF000XXX + SRFB3XT7MFPX | XT7HQ380CFFF000XXX + SRFB3XT7MFPX | XT7HQ380CGFF000XXX + SRFB3XT7MFPX | XT7HQ380CPFF000XXX + SRFB3XT7MFPX | XT7HQ380CQFF000XXX + SRFB3XT7MFPX | XT7HQ380CTFF000XXX + SRFB3XT7MFPX | XT7HQ380CUFF000XXX + SRFB3XT7MFPX
SK | SKLL36AT0800 | 72 | SRPK800A300 | 44 | 300 | 21 | 65kA | 7 | Loose MCCB (OEM) | 2 | Distribution Protection | 1 | 480Vac (Y/D) | 1 | 80% | 1 | 724472111 | No Equivalent Cross Available Based on Selections | XT5HU330ABFF000XXX | XT5HU330AEFF000XXX | XT5HU330AFFF000XXX | XT5HU330AGFF000XXX | XT5HU330APFF000XXX | XT5HU330AQFF000XXX | XT5HU330ATFF000XXX | XT5HU330AUFF000XXX
SK | SKLL36AT0800 | 72 | SRPK800A300 | 44 | 300 | 21 | 65kA | 7 | Loose MCCB (OEM) | 2 | Distribution Protection | 1 | 600Vac (Y/D) | 2 | 80% | 1 | 724472121 | No Equivalent Cross Available Based on Selections | XT5LU330ABFF000XXX | XT5LU330AEFF000XXX | XT5LU330AFFF000XXX | XT5LU330AGFF000XXX | XT5LU330APFF000XXX | XT5LU330AQFF000XXX | XT5LU330ATFF000XXX | XT5LU330AUFF000XXX
SK | SKLL36AT0800 | 72 | SRPK800A300 | 44 | 300 | 21 | 65kA | 7 | Loose MCCB (OEM) | 2 | Distribution Protection | 1 | 480Vac (Y/D) | 1 | 100% | 2 | 724472112 | No Equivalent Cross Available Based on Selections | XT5HQ330ABFF000XXX | XT5HQ330AEFF000XXX | XT5HQ330AFFF000XXX | XT5HQ330AGFF000XXX | XT5HQ330APFF000XXX | XT5HQ330AQFF000XXX | XT5HQ330ATFF000XXX | XT5HQ330AUFF000XXX
SK | SKLL36AT0800 | 72 | SRPK800A300 | 44 | 300 | 21 | 65kA | 7 | Loose MCCB (OEM) | 2 | Distribution Protection | 1 | 600Vac (Y/D) | 2 | 100% | 2 | 724472122 | No Equivalent Cross Available Based on Selections | XT5LQ330ABFF000XXX | XT5LQ330AEFF000XXX | XT5LQ330AFFF000XXX | XT5LQ330AGFF000XXX | XT5LQ330APFF000XXX | XT5LQ330AQFF000XXX | XT5LQ330ATFF000XXX | XT5LQ330AUFF000XXX
SK | SKLL36AT0800 | 72 | SRPK800A300 | 44 | 300 | 21 | 65kA | 7 | Panelboard MRO | 1 | Distribution Protection | 1 | 480Vac (Y/D) | 1 | 80% | 1 | 724471111 | No Equivalent Cross Available Based on Selections | XT5HU330ABFF000XXX | XT5HU330AEFF000XXX + SRFB3XT5MFPX | XT5HU330AFFF000XXX + SRFB3XT5MFPX | XT5HU330AGFF000XXX + SRFB3XT5MFPX | XT5HU330APFF000XXX + SRFB3XT5MFPX | XT5HU330AQFF000XXX + SRFB3XT5MFPX | XT5HU330ATFF000XXX + SRFB3XT5MFPX | XT5HU330AUFF000XXX + SRFB3XT5MFPX
SK | SKLL36AT0800 | 72 | SRPK800A300 | 44 | 300 | 21 | 65kA | 7 | Panelboard MRO | 1 | Distribution Protection | 1 | 600Vac (Y/D) | 2 | 80% | 1 | 724471121 | No Equivalent Cross Available Based on Selections | XT5LU330ABFF000XXX | XT5LU330AEFF000XXX + SRFB3XT5MFPX | XT5LU330AFFF000XXX + SRFB3XT5MFPX | XT5LU330AGFF000XXX + SRFB3XT5MFPX | XT5LU330APFF000XXX + SRFB3XT5MFPX | XT5LU330AQFF000XXX + SRFB3XT5MFPX | XT5LU330ATFF000XXX + SRFB3XT5MFPX | XT5LU330AUFF000XXX + SRFB3XT5MFPX
SK | SKLL36AT0800 | 72 | SRPK800A300 | 44 | 300 | 21 | 65kA | 7 | Panelboard MRO | 1 | Distribution Protection | 1 | 480Vac (Y/D) | 1 | 100% | 2 | 724471112 | No Equivalent Cross Available Based on Selections | XT5HQ330ABFF000XXX | XT5HQ330AEFF000XXX + SRFB3XT5MFPX | XT5HQ330AFFF000XXX + SRFB3XT5MFPX | XT5HQ330AGFF000XXX + SRFB3XT5MFPX | XT5HQ330APFF000XXX + SRFB3XT5MFPX | XT5HQ330AQFF000XXX + SRFB3XT5MFPX | XT5HQ330ATFF000XXX + SRFB3XT5MFPX | XT5HQ330AUFF000XXX + SRFB3XT5MFPX
SK | SKLL36AT0800 | 72 | SRPK800A300 | 44 | 300 | 21 | 65kA | 7 | Panelboard MRO | 1 | Distribution Protection | 1 | 600Vac (Y/D) | 2 | 100% | 2 | 724471122 | No Equivalent Cross Available Based on Selections | XT5LQ330ABFF000XXX | XT5LQ330AEFF000XXX + SRFB3XT5MFPX | XT5LQ330AFFF000XXX + SRFB3XT5MFPX | XT5LQ330AGFF000XXX + SRFB3XT5MFPX | XT5LQ330APFF000XXX + SRFB3XT5MFPX | XT5LQ330AQFF000XXX + SRFB3XT5MFPX | XT5LQ330ATFF000XXX + SRFB3XT5MFPX | XT5LQ330AUFF000XXX + SRFB3XT5MFPX
SK | SKLL36AT0800 | 72 | SRPK800A400 | 45 | 400 | 23 | 65kA | 7 | Loose MCCB (OEM) | 2 | Distribution Protection | 1 | 480Vac (Y/D) | 1 | 80% | 1 | 724572111 | No Equivalent Cross Available Based on Selections | XT5HU340ABFF000XXX | XT5HU340AEFF000XXX | XT5HU340AFFF000XXX | XT5HU340AGFF000XXX | XT5HU340APFF000XXX | XT5HU340AQFF000XXX | XT5HU340ATFF000XXX | XT5HU340AUFF000XXX
SK | SKLL36AT0800 | 72 | SRPK800A400 | 45 | 400 | 23 | 65kA | 7 | Loose MCCB (OEM) | 2 | Distribution Protection | 1 | 600Vac (Y/D) | 2 | 80% | 1 | 724572121 | No Equivalent Cross Available Based on Selections | XT5LU340ABFF000XXX | XT5LU340AEFF000XXX | XT5LU340AFFF000XXX | XT5LU340AGFF000XXX | XT5LU340APFF000XXX | XT5LU340AQFF000XXX | XT5LU340ATFF000XXX | XT5LU340AUFF000XXX
SK | SKLL36AT0800 | 72 | SRPK800A400 | 45 | 400 | 23 | 65kA | 7 | Loose MCCB (OEM) | 2 | Distribution Protection | 1 | 480Vac (Y/D) | 1 | 100% | 2 | 724572112 | No Equivalent Cross Available Based on Selections | XT5HQ340ABFF000XXX | XT5HQ340AEFF000XXX | XT5HQ340AFFF000XXX | XT5HQ340AGFF000XXX | XT5HQ340APFF000XXX | XT5HQ340AQFF000XXX | XT5HQ340ATFF000XXX | XT5HQ340AUFF000XXX
SK | SKLL36AT0800 | 72 | SRPK800A400 | 45 | 400 | 23 | 65kA | 7 | Loose MCCB (OEM) | 2 | Distribution Protection | 1 | 600Vac (Y/D) | 2 | 100% | 2 | 724572122 | No Equivalent Cross Available Based on Selections | XT5LQ340ABFF000XXX | XT5LQ340AEFF000XXX | XT5LQ340AFFF000XXX | XT5LQ340AGFF000XXX | XT5LQ340APFF000XXX | XT5LQ340AQFF000XXX | XT5LQ340ATFF000XXX | XT5LQ340AUFF000XXX
SK | SKLL36AT0800 | 72 | SRPK800A400 | 45 | 400 | 23 | 65kA | 7 | Panelboard MRO | 1 | Distribution Protection | 1 | 480Vac (Y/D) | 1 | 80% | 1 | 724571111 | No Equivalent Cross Available Based on Selections | XT5HU340ABFF000XXX | XT5HU340AEFF000XXX + SRFB3XT5MFPX | XT5HU340AFFF000XXX + SRFB3XT5MFPX | XT5HU340AGFF000XXX + SRFB3XT5MFPX | XT5HU340APFF000XXX + SRFB3XT5MFPX | XT5HU340AQFF000XXX + SRFB3XT5MFPX | XT5HU340ATFF000XXX + SRFB3XT5MFPX | XT5HU340AUFF000XXX + SRFB3XT5MFPX
SK | SKLL36AT0800 | 72 | SRPK800A400 | 45 | 400 | 23 | 65kA | 7 | Panelboard MRO | 1 | Distribution Protection | 1 | 600Vac (Y/D) | 2 | 80% | 1 | 724571121 | No Equivalent Cross Available Based on Selections | XT5LU340ABFF000XXX | XT5LU340AEFF000XXX + SRFB3XT5MFPX | XT5LU340AFFF000XXX + SRFB3XT5MFPX | XT5LU340AGFF000XXX + SRFB3XT5MFPX | XT5LU340APFF000XXX + SRFB3XT5MFPX | XT5LU340AQFF000XXX + SRFB3XT5MFPX | XT5LU340ATFF000XXX + SRFB3XT5MFPX | XT5LU340AUFF000XXX + SRFB3XT5MFPX
SK | SKLL36AT0800 | 72 | SRPK800A400 | 45 | 400 | 23 | 65kA | 7 | Panelboard MRO | 1 | Distribution Protection | 1 | 480Vac (Y/D) | 1 | 100% | 2 | 724571112 | No Equivalent Cross Available Based on Selections | XT5HQ340ABFF000XXX | XT5HQ340AEFF000XXX + SRFB3XT5MFPX | XT5HQ340AFFF000XXX + SRFB3XT5MFPX | XT5HQ340AGFF000XXX + SRFB3XT5MFPX | XT5HQ340APFF000XXX + SRFB3XT5MFPX | XT5HQ340AQFF000XXX + SRFB3XT5MFPX | XT5HQ340ATFF000XXX + SRFB3XT5MFPX | XT5HQ340AUFF000XXX + SRFB3XT5MFPX
SK | SKLL36AT0800 | 72 | SRPK800A400 | 45 | 400 | 23 | 65kA | 7 | Panelboard MRO | 1 | Distribution Protection | 1 | 600Vac (Y/D) | 2 | 100% | 2 | 724571122 | No Equivalent Cross Available Based on Selections | XT5LQ340ABFF000XXX | XT5LQ340AEFF000XXX + SRFB3XT5MFPX | XT5LQ340AFFF000XXX + SRFB3XT5MFPX | XT5LQ340AGFF000XXX + SRFB3XT5MFPX | XT5LQ340APFF000XXX + SRFB3XT5MFPX | XT5LQ340AQFF000XXX + SRFB3XT5MFPX | XT5LQ340ATFF000XXX + SRFB3XT5MFPX | XT5LQ340AUFF000XXX + SRFB3XT5MFPX
SK | SKLL36AT0800 | 72 | SRPK800A500 | 46 | 500 | 25 | 65kA | 7 | Loose MCCB (OEM) | 2 | Distribution Protection | 1 | 480Vac (Y/D) | 1 | 80% | 1 | 724672111 | No Equivalent Cross Available Based on Selections | XT5HU350BBFF000XXX | XT5HU360BEFF000XXX | XT5HU360BFFF000XXX | XT5HU360BGFF000XXX | XT5HU360BPFF000XXX | XT5HU360BQFF000XXX | XT5HU360BTFF000XXX | XT5HU360BUFF000XXX
SK | SKLL36AT0800 | 72 | SRPK800A500 | 46 | 500 | 25 | 65kA | 7 | Loose MCCB (OEM) | 2 | Distribution Protection | 1 | 600Vac (Y/D) | 2 | 80% | 1 | 724672121 | No Equivalent Cross Available Based on Selections | XT5LU350BBFF000XXX | XT5LU360BEFF000XXX | XT5LU360BFFF000XXX | XT5LU360BGFF000XXX | XT5LU360BPFF000XXX | XT5LU360BQFF000XXX | XT5LU360BTFF000XXX | XT5LU360BUFF000XXX
SK | SKLL36AT0800 | 72 | SRPK800A500 | 46 | 500 | 25 | 65kA | 7 | Loose MCCB (OEM) | 2 | Distribution Protection | 1 | 480Vac (Y/D) | 1 | 100% | 2 | 724672112 | No Equivalent Cross Available Based on Selections | XT5HQ350BBFF000XXX | XT5HQ360BEFF000XXX | XT5HQ360BFFF000XXX | XT5HQ360BGFF000XXX | XT5HQ360BPFF000XXX | XT5HQ360BQFF000XXX | XT5HQ360BTFF000XXX | XT5HQ360BUFF000XXX
SK | SKLL36AT0800 | 72 | SRPK800A500 | 46 | 500 | 25 | 65kA | 7 | Loose MCCB (OEM) | 2 | Distribution Protection | 1 | 600Vac (Y/D) | 2 | 100% | 2 | 724672122 | No Equivalent Cross Available Based on Selections | XT5LQ360BBFF000XXX | XT5LQ360BEFF000XXX | XT5LQ360BFFF000XXX | XT5LQ360BGFF000XXX | XT5LQ360BPFF000XXX | XT5LQ360BQFF000XXX | XT5LQ360BTFF000XXX | XT5LQ360BUFF000XXX
SK | SKLL36AT0800 | 72 | SRPK800A500 | 46 | 500 | 25 | 65kA | 7 | Panelboard MRO | 1 | Distribution Protection | 1 | 480Vac (Y/D) | 1 | 80% | 1 | 724671111 | No Equivalent Cross Available Based on Selections | XT5HU350BBFF000XXX | XT5HU360BEFF000XXX + SRFB3XT5MFPX | XT5HU360BFFF000XXX + SRFB3XT5MFPX | XT5HU360BGFF000XXX + SRFB3XT5MFPX | XT5HU360BPFF000XXX + SRFB3XT5MFPX | XT5HU360BQFF000XXX + SRFB3XT5MFPX | XT5HU360BTFF000XXX + SRFB3XT5MFPX | XT5HU360BUFF000XXX + SRFB3XT5MFPX
SK | SKLL36AT0800 | 72 | SRPK800A500 | 46 | 500 | 25 | 65kA | 7 | Panelboard MRO | 1 | Distribution Protection | 1 | 600Vac (Y/D) | 2 | 80% | 1 | 724671121 | No Equivalent Cross Available Based on Selections | XT5LU350BBFF000XXX | XT5LU360BEFF000XXX + SRFB3XT5MFPX | XT5LU360BFFF000XXX + SRFB3XT5MFPX | XT5LU360BGFF000XXX + SRFB3XT5MFPX | XT5LU360BPFF000XXX + SRFB3XT5MFPX | XT5LU360BQFF000XXX + SRFB3XT5MFPX | XT5LU360BTFF000XXX + SRFB3XT5MFPX | XT5LU360BUFF000XXX + SRFB3XT5MFPX
SK | SKLL36AT0800 | 72 | SRPK800A500 | 46 | 500 | 25 | 65kA | 7 | Panelboard MRO | 1 | Distribution Protection | 1 | 480Vac (Y/D) | 1 | 100% | 2 | 724671112 | No Equivalent Cross Available Based on Selections | XT5HQ350BBFF000XXX | XT5HQ360BEFF000XXX + SRFB3XT5MFPX | XT5HQ360BFFF000XXX + SRFB3XT5MFPX | XT5HQ360BGFF000XXX + SRFB3XT5MFPX | XT5HQ360BPFF000XXX + SRFB3XT5MFPX | XT5HQ360BQFF000XXX + SRFB3XT5MFPX | XT5HQ360BTFF000XXX + SRFB3XT5MFPX | XT5HQ360BUFF000XXX + SRFB3XT5MFPX
SK | SKLL36AT0800 | 72 | SRPK800A500 | 46 | 500 | 25 | 65kA | 7 | Panelboard MRO | 1 | Distribution Protection | 1 | 600Vac (Y/D) | 2 | 100% | 2 | 724671122 | No Equivalent Cross Available Based on Selections | XT5LQ360BBFF000XXX | XT5LQ360BEFF000XXX + SRFB3XT5MFPX | XT5LQ360BFFF000XXX + SRFB3XT5MFPX | XT5LQ360BGFF000XXX + SRFB3XT5MFPX | XT5LQ360BPFF000XXX + SRFB3XT5MFPX | XT5LQ360BQFF000XXX + SRFB3XT5MFPX | XT5LQ360BTFF000XXX + SRFB3XT5MFPX | XT5LQ360BUFF000XXX + SRFB3XT5MFPX
SK | SKLL36AT0800 | 72 | SRPK800A600 | 47 | 600 | 26 | 65kA | 7 | Loose MCCB (OEM) | 2 | Distribution Protection | 1 | 480Vac (Y/D) | 1 | 80% | 1 | 724772111 | No Equivalent Cross Available Based on Selections | XT5HU360BBFF000XXX | XT5HU360BEFF000XXX | XT5HU360BFFF000XXX | XT5HU360BGFF000XXX | XT5HU360BPFF000XXX | XT5HU360BQFF000XXX | XT5HU360BTFF000XXX | XT5HU360BUFF000XXX
SK | SKLL36AT0800 | 72 | SRPK800A600 | 47 | 600 | 26 | 65kA | 7 | Loose MCCB (OEM) | 2 | Distribution Protection | 1 | 600Vac (Y/D) | 2 | 80% | 1 | 724772121 | No Equivalent Cross Available Based on Selections | XT5LU360BBFF000XXX | XT5LU360BEFF000XXX | XT5LU360BFFF000XXX | XT5LU360BGFF000XXX | XT5LU360BPFF000XXX | XT5LU360BQFF000XXX | XT5LU360BTFF000XXX | XT5LU360BUFF000XXX
SK | SKLL36AT0800 | 72 | SRPK800A600 | 47 | 600 | 26 | 65kA | 7 | Loose MCCB (OEM) | 2 | Distribution Protection | 1 | 480Vac (Y/D) | 1 | 100% | 2 | 724772112 | No Equivalent Cross Available Based on Selections | XT5HQ360BBFF000XXX | XT5HQ360BEFF000XXX | XT5HQ360BFFF000XXX | XT5HQ360BGFF000XXX | XT5HQ360BPFF000XXX | XT5HQ360BQFF000XXX | XT5HQ360BTFF000XXX | XT5HQ360BUFF000XXX
SK | SKLL36AT0800 | 72 | SRPK800A600 | 47 | 600 | 26 | 65kA | 7 | Loose MCCB (OEM) | 2 | Distribution Protection | 1 | 600Vac (Y/D) | 2 | 100% | 2 | 724772122 | No Equivalent Cross Available Based on Selections | XT5LQ360BBFF000XXX | XT5LQ360BEFF000XXX | XT5LQ360BFFF000XXX | XT5LQ360BGFF000XXX | XT5LQ360BPFF000XXX | XT5LQ360BQFF000XXX | XT5LQ360BTFF000XXX | XT5LQ360BUFF000XXX
SK | SKLL36AT0800 | 72 | SRPK800A600 | 47 | 600 | 26 | 65kA | 7 | Panelboard MRO | 1 | Distribution Protection | 1 | 480Vac (Y/D) | 1 | 80% | 1 | 724771111 | No Equivalent Cross Available Based on Selections | XT5HU360BBFF000XXX | XT5HU360BEFF000XXX + SRFB3XT5MFPX | XT5HU360BFFF000XXX + SRFB3XT5MFPX | XT5HU360BGFF000XXX + SRFB3XT5MFPX | XT5HU360BPFF000XXX + SRFB3XT5MFPX | XT5HU360BQFF000XXX + SRFB3XT5MFPX | XT5HU360BTFF000XXX + SRFB3XT5MFPX | XT5HU360BUFF000XXX + SRFB3XT5MFPX
SK | SKLL36AT0800 | 72 | SRPK800A600 | 47 | 600 | 26 | 65kA | 7 | Panelboard MRO | 1 | Distribution Protection | 1 | 600Vac (Y/D) | 2 | 80% | 1 | 724771121 | No Equivalent Cross Available Based on Selections | XT5LU360BBFF000XXX | XT5LU360BEFF000XXX + SRFB3XT5MFPX | XT5LU360BFFF000XXX + SRFB3XT5MFPX | XT5LU360BGFF000XXX + SRFB3XT5MFPX | XT5LU360BPFF000XXX + SRFB3XT5MFPX | XT5LU360BQFF000XXX + SRFB3XT5MFPX | XT5LU360BTFF000XXX + SRFB3XT5MFPX | XT5LU360BUFF000XXX + SRFB3XT5MFPX
SK | SKLL36AT0800 | 72 | SRPK800A600 | 47 | 600 | 26 | 65kA | 7 | Panelboard MRO | 1 | Distribution Protection | 1 | 480Vac (Y/D) | 1 | 100% | 2 | 724771112 | No Equivalent Cross Available Based on Selections | XT5HQ360BBFF000XXX | XT5HQ360BEFF000XXX + SRFB3XT5MFPX | XT5HQ360BFFF000XXX + SRFB3XT5MFPX | XT5HQ360BGFF000XXX + SRFB3XT5MFPX | XT5HQ360BPFF000XXX + SRFB3XT5MFPX | XT5HQ360BQFF000XXX + SRFB3XT5MFPX | XT5HQ360BTFF000XXX + SRFB3XT5MFPX | XT5HQ360BUFF000XXX + SRFB3XT5MFPX
SK | SKLL36AT0800 | 72 | SRPK800A600 | 47 | 600 | 26 | 65kA | 7 | Panelboard MRO | 1 | Distribution Protection | 1 | 600Vac (Y/D) | 2 | 100% | 2 | 724771122 | No Equivalent Cross Available Based on Selections | XT5LQ360BBFF000XXX | XT5LQ360BEFF000XXX + SRFB3XT5MFPX | XT5LQ360BFFF000XXX + SRFB3XT5MFPX | XT5LQ360BGFF000XXX + SRFB3XT5MFPX | XT5LQ360BPFF000XXX + SRFB3XT5MFPX | XT5LQ360BQFF000XXX + SRFB3XT5MFPX | XT5LQ360BTFF000XXX + SRFB3XT5MFPX | XT5LQ360BUFF000XXX + SRFB3XT5MFPX
SK | SKLL36AT0800 | 72 | SRPK800A700 | 48 | 700 | 27 | 65kA | 7 | Loose MCCB (OEM) | 2 | Distribution Protection | 1 | 480Vac (Y/D) | 1 | 80% | 1 | 724872111 | No Equivalent Cross Available Based on Selections | XT6HU3800BFF000XXX | XT6HU3800EFF000XXX | XT6HU3800FFF000XXX | XT6HU3800GFF000XXX | XT7HU380CPFF000XXX | XT7HU380CQFF000XXX | XT7HU380CTFF000XXX | XT7HU380CUFF000XXX
SK | SKLL36AT0800 | 72 | SRPK800A700 | 48 | 700 | 27 | 65kA | 7 | Loose MCCB (OEM) | 2 | Distribution Protection | 1 | 600Vac (Y/D) | 2 | 80% | 1 | 724872121 | No Equivalent Cross Available Based on Selections | No Equivalent Cross Available Based on Selections | XT7LU380CEFF000XXX | XT7LU380CFFF000XXX | XT7LU380CGFF000XXX | XT7LU380CPFF000XXX | XT7LU380CQFF000XXX | XT7LU380CTFF000XXX | XT7LU380CUFF000XXX
SK | SKLL36AT0800 | 72 | SRPK800A700 | 48 | 700 | 27 | 65kA | 7 | Loose MCCB (OEM) | 2 | Distribution Protection | 1 | 480Vac (Y/D) | 1 | 100% | 2 | 724872112 | No Equivalent Cross Available Based on Selections | XT6HQ3800BFF000XXX | XT6HQ3800EFF000XXX | XT6HQ3800FFF000XXX | XT6HQ3800GFF000XXX | XT7HQ380CPFF000XXX | XT7HQ380CQFF000XXX | XT7HQ380CTFF000XXX | XT7HQ380CUFF000XXX
SK | SKLL36AT0800 | 72 | SRPK800A700 | 48 | 700 | 27 | 65kA | 7 | Loose MCCB (OEM) | 2 | Distribution Protection | 1 | 600Vac (Y/D) | 2 | 100% | 2 | 724872122 | No Equivalent Cross Available Based on Selections | No Equivalent Cross Available Based on Selections | XT7LQ380CEFF000XXX | XT7LQ380CFFF000XXX | XT7LQ380CGFF000XXX | XT7LQ380CPFF000XXX | XT7LQ380CQFF000XXX | XT7LQ380CTFF000XXX | XT7LQ380CUFF000XXX
SK | SKLL36AT0800 | 72 | SRPK800A700 | 48 | 700 | 27 | 65kA | 7 | Panelboard MRO | 1 | Distribution Protection | 1 | 480Vac (Y/D) | 1 | 80% | 1 | 724871111 | No Equivalent Cross Available Based on Selections | No Equivalent Cross Available Based on Selections | XT7HU380CEFF000XXX + SRFB3XT7MFPX | XT7HU380CFFF000XXX + SRFB3XT7MFPX | XT7HU380CGFF000XXX + SRFB3XT7MFPX | XT7HU380CPFF000XXX + SRFB3XT7MFPX | XT7HU380CQFF000XXX + SRFB3XT7MFPX | XT7HU380CTFF000XXX + SRFB3XT7MFPX | XT7HU380CUFF000XXX + SRFB3XT7MFPX
SK | SKLL36AT0800 | 72 | SRPK800A700 | 48 | 700 | 27 | 65kA | 7 | Panelboard MRO | 1 | Distribution Protection | 1 | 600Vac (Y/D) | 2 | 80% | 1 | 724871121 | No Equivalent Cross Available Based on Selections | No Equivalent Cross Available Based on Selections | XT7LU380CEFF000XXX + SRFB3XT7MFPX | XT7LU380CFFF000XXX + SRFB3XT7MFPX | XT7LU380CGFF000XXX + SRFB3XT7MFPX | XT7LU380CPFF000XXX + SRFB3XT7MFPX | XT7LU380CQFF000XXX + SRFB3XT7MFPX | XT7LU380CTFF000XXX + SRFB3XT7MFPX | XT7LU380CUFF000XXX + SRFB3XT7MFPX
SK | SKLL36AT0800 | 72 | SRPK800A700 | 48 | 700 | 27 | 65kA | 7 | Panelboard MRO | 1 | Distribution Protection | 1 | 480Vac (Y/D) | 1 | 100% | 2 | 724871112 | No Equivalent Cross Available Based on Selections | No Equivalent Cross Available Based on Selections | XT7HQ380CEFF000XXX + SRFB3XT7MFPX | XT7HQ380CFFF000XXX + SRFB3XT7MFPX | XT7HQ380CGFF000XXX + SRFB3XT7MFPX | XT7HQ380CPFF000XXX + SRFB3XT7MFPX | XT7HQ380CQFF000XXX + SRFB3XT7MFPX | XT7HQ380CTFF000XXX + SRFB3XT7MFPX | XT7HQ380CUFF000XXX + SRFB3XT7MFPX
SK | SKLL36AT0800 | 72 | SRPK800A700 | 48 | 700 | 27 | 65kA | 7 | Panelboard MRO | 1 | Distribution Protection | 1 | 600Vac (Y/D) | 2 | 100% | 2 | 724871122 | No Equivalent Cross Available Based on Selections | No Equivalent Cross Available Based on Selections | XT7LQ380CEFF000XXX + SRFB3XT7MFPX | XT7LQ380CFFF000XXX + SRFB3XT7MFPX | XT7LQ380CGFF000XXX + SRFB3XT7MFPX | XT7LQ380CPFF000XXX + SRFB3XT7MFPX | XT7LQ380CQFF000XXX + SRFB3XT7MFPX | XT7LQ380CTFF000XXX + SRFB3XT7MFPX | XT7LQ380CUFF000XXX + SRFB3XT7MFPX
SK | SKLL36AT0800 | 72 | SRPK800A800 | 49 | 800 | 28 | 65kA | 7 | Loose MCCB (OEM) | 2 | Distribution Protection | 1 | 480Vac (Y/D) | 1 | 80% | 1 | 724972111 | No Equivalent Cross Available Based on Selections | XT6HU3800BFF000XXX | XT6HU3800EFF000XXX | XT6HU3800FFF000XXX | XT6HU3800GFF000XXX | XT7HU380CPFF000XXX | XT7HU380CQFF000XXX | XT7HU380CTFF000XXX | XT7HU380CUFF000XXX
SK | SKLL36AT0800 | 72 | SRPK800A800 | 49 | 800 | 28 | 65kA | 7 | Loose MCCB (OEM) | 2 | Distribution Protection | 1 | 600Vac (Y/D) | 2 | 80% | 1 | 724972121 | No Equivalent Cross Available Based on Selections | No Equivalent Cross Available Based on Selections | XT7LU380CEFF000XXX | XT7LU380CFFF000XXX | XT7LU380CGFF000XXX | XT7LU380CPFF000XXX | XT7LU380CQFF000XXX | XT7LU380CTFF000XXX | XT7LU380CUFF000XXX
SK | SKLL36AT0800 | 72 | SRPK800A800 | 49 | 800 | 28 | 65kA | 7 | Loose MCCB (OEM) | 2 | Distribution Protection | 1 | 480Vac (Y/D) | 1 | 100% | 2 | 724972112 | No Equivalent Cross Available Based on Selections | XT6HQ3800BFF000XXX | XT6HQ3800EFF000XXX | XT6HQ3800FFF000XXX | XT6HQ3800GFF000XXX | XT7HQ380CPFF000XXX | XT7HQ380CQFF000XXX | XT7HQ380CTFF000XXX | XT7HQ380CUFF000XXX
SK | SKLL36AT0800 | 72 | SRPK800A800 | 49 | 800 | 28 | 65kA | 7 | Loose MCCB (OEM) | 2 | Distribution Protection | 1 | 600Vac (Y/D) | 2 | 100% | 2 | 724972122 | No Equivalent Cross Available Based on Selections | No Equivalent Cross Available Based on Selections | XT7LQ380CEFF000XXX | XT7LQ380CFFF000XXX | XT7LQ380CGFF000XXX | XT7LQ380CPFF000XXX | XT7LQ380CQFF000XXX | XT7LQ380CTFF000XXX | XT7LQ380CUFF000XXX
SK | SKLL36AT0800 | 72 | SRPK800A800 | 49 | 800 | 28 | 65kA | 7 | Panelboard MRO | 1 | Distribution Protection | 1 | 480Vac (Y/D) | 1 | 80% | 1 | 724971111 | No Equivalent Cross Available Based on Selections | No Equivalent Cross Available Based on Selections | XT7HU380CEFF000XXX + SRFB3XT7MFPX | XT7HU380CFFF000XXX + SRFB3XT7MFPX | XT7HU380CGFF000XXX + SRFB3XT7MFPX | XT7HU380CPFF000XXX + SRFB3XT7MFPX | XT7HU380CQFF000XXX + SRFB3XT7MFPX | XT7HU380CTFF000XXX + SRFB3XT7MFPX | XT7HU380CUFF000XXX + SRFB3XT7MFPX
SK | SKLL36AT0800 | 72 | SRPK800A800 | 49 | 800 | 28 | 65kA | 7 | Panelboard MRO | 1 | Distribution Protection | 1 | 600Vac (Y/D) | 2 | 80% | 1 | 724971121 | No Equivalent Cross Available Based on Selections | No Equivalent Cross Available Based on Selections | XT7LU380CEFF000XXX + SRFB3XT7MFPX | XT7LU380CFFF000XXX + SRFB3XT7MFPX | XT7LU380CGFF000XXX + SRFB3XT7MFPX | XT7LU380CPFF000XXX + SRFB3XT7MFPX | XT7LU380CQFF000XXX + SRFB3XT7MFPX | XT7LU380CTFF000XXX + SRFB3XT7MFPX | XT7LU380CUFF000XXX + SRFB3XT7MFPX
SK | SKLL36AT0800 | 72 | SRPK800A800 | 49 | 800 | 28 | 65kA | 7 | Panelboard MRO | 1 | Distribution Protection | 1 | 480Vac (Y/D) | 1 | 100% | 2 | 724971112 | No Equivalent Cross Available Based on Selections | No Equivalent Cross Available Based on Selections | XT7HQ380CEFF000XXX + SRFB3XT7MFPX | XT7HQ380CFFF000XXX + SRFB3XT7MFPX | XT7HQ380CGFF000XXX + SRFB3XT7MFPX | XT7HQ380CPFF000XXX + SRFB3XT7MFPX | XT7HQ380CQFF000XXX + SRFB3XT7MFPX | XT7HQ380CTFF000XXX + SRFB3XT7MFPX | XT7HQ380CUFF000XXX + SRFB3XT7MFPX
SK | SKLL36AT0800 | 72 | SRPK800A800 | 49 | 800 | 28 | 65kA | 7 | Panelboard MRO | 1 | Distribution Protection | 1 | 600Vac (Y/D) | 2 | 100% | 2 | 724971122 | No Equivalent Cross Available Based on Selections | No Equivalent Cross Available Based on Selections | XT7LQ380CEFF000XXX + SRFB3XT7MFPX | XT7LQ380CFFF000XXX + SRFB3XT7MFPX | XT7LQ380CGFF000XXX + SRFB3XT7MFPX | XT7LQ380CPFF000XXX + SRFB3XT7MFPX | XT7LQ380CQFF000XXX + SRFB3XT7MFPX | XT7LQ380CTFF000XXX + SRFB3XT7MFPX | XT7LQ380CUFF000XXX + SRFB3XT7MFPX
SK | SKPP36AT0800 | 73 | SRPK800A300 | 44 | 300 | 21 | 100kA | 8 | Loose MCCB (OEM) | 2 | Distribution Protection | 1 | 480Vac (Y/D) | 1 | 80% | 1 | 734482111 | No Equivalent Cross Available Based on Selections | XT5LU330ABFF000XXX | XT5LU330AEFF000XXX | XT5LU330AFFF000XXX | XT5LU330AGFF000XXX | XT5LU330APFF000XXX | XT5LU330AQFF000XXX | XT5LU330ATFF000XXX | XT5LU330AUFF000XXX
SK | SKPP36AT0800 | 73 | SRPK800A300 | 44 | 300 | 21 | 65kA | 7 | Loose MCCB (OEM) | 2 | Distribution Protection | 1 | 600Vac (Y/D) | 2 | 80% | 1 | 734472121 | No Equivalent Cross Available Based on Selections | XT5LU330ABFF000XXX | XT5LU330AEFF000XXX | XT5LU330AFFF000XXX | XT5LU330AGFF000XXX | XT5LU330APFF000XXX | XT5LU330AQFF000XXX | XT5LU330ATFF000XXX | XT5LU330AUFF000XXX
SK | SKPP36AT0800 | 73 | SRPK800A300 | 44 | 300 | 21 | 65kA | 7 | Loose MCCB (OEM) | 2 | Distribution Protection | 1 | 480Vac (Y/D) | 1 | 100% | 2 | 734472112 | No Equivalent Cross Available Based on Selections | XT5HQ330ABFF000XXX | XT5HQ330AEFF000XXX | XT5HQ330AFFF000XXX | XT5HQ330AGFF000XXX | XT5HQ330APFF000XXX | XT5HQ330AQFF000XXX | XT5HQ330ATFF000XXX | XT5HQ330AUFF000XXX
SK | SKPP36AT0800 | 73 | SRPK800A300 | 44 | 300 | 21 | 65kA | 7 | Loose MCCB (OEM) | 2 | Distribution Protection | 1 | 600Vac (Y/D) | 2 | 100% | 2 | 734472122 | No Equivalent Cross Available Based on Selections | XT5LQ330ABFF000XXX | XT5LQ330AEFF000XXX | XT5LQ330AFFF000XXX | XT5LQ330AGFF000XXX | XT5LQ330APFF000XXX | XT5LQ330AQFF000XXX | XT5LQ330ATFF000XXX | XT5LQ330AUFF000XXX
SK | SKPP36AT0800 | 73 | SRPK800A300 | 44 | 300 | 21 | 65kA | 7 | Panelboard MRO | 1 | Distribution Protection | 1 | 480Vac (Y/D) | 1 | 80% | 1 | 734471111 | No Equivalent Cross Available Based on Selections | XT5HU330ABFF000XXX | XT5HU330AEFF000XXX + SRFB3XT5MFPX | XT5HU330AFFF000XXX + SRFB3XT5MFPX | XT5HU330AGFF000XXX + SRFB3XT5MFPX | XT5HU330APFF000XXX + SRFB3XT5MFPX | XT5HU330AQFF000XXX + SRFB3XT5MFPX | XT5HU330ATFF000XXX + SRFB3XT5MFPX | XT5HU330AUFF000XXX + SRFB3XT5MFPX
SK | SKPP36AT0800 | 73 | SRPK800A300 | 44 | 300 | 21 | 65kA | 7 | Panelboard MRO | 1 | Distribution Protection | 1 | 600Vac (Y/D) | 2 | 80% | 1 | 734471121 | No Equivalent Cross Available Based on Selections | XT5LU330ABFF000XXX | XT5LU330AEFF000XXX + SRFB3XT5MFPX | XT5LU330AFFF000XXX + SRFB3XT5MFPX | XT5LU330AGFF000XXX + SRFB3XT5MFPX | XT5LU330APFF000XXX + SRFB3XT5MFPX | XT5LU330AQFF000XXX + SRFB3XT5MFPX | XT5LU330ATFF000XXX + SRFB3XT5MFPX | XT5LU330AUFF000XXX + SRFB3XT5MFPX
SK | SKPP36AT0800 | 73 | SRPK800A300 | 44 | 300 | 21 | 65kA | 7 | Panelboard MRO | 1 | Distribution Protection | 1 | 480Vac (Y/D) | 1 | 100% | 2 | 734471112 | No Equivalent Cross Available Based on Selections | XT5HQ330ABFF000XXX | XT5HQ330AEFF000XXX + SRFB3XT5MFPX | XT5HQ330AFFF000XXX + SRFB3XT5MFPX | XT5HQ330AGFF000XXX + SRFB3XT5MFPX | XT5HQ330APFF000XXX + SRFB3XT5MFPX | XT5HQ330AQFF000XXX + SRFB3XT5MFPX | XT5HQ330ATFF000XXX + SRFB3XT5MFPX | XT5HQ330AUFF000XXX + SRFB3XT5MFPX
SK | SKPP36AT0800 | 73 | SRPK800A300 | 44 | 300 | 21 | 65kA | 7 | Panelboard MRO | 1 | Distribution Protection | 1 | 600Vac (Y/D) | 2 | 100% | 2 | 734471122 | No Equivalent Cross Available Based on Selections | XT5LQ330ABFF000XXX | XT5LQ330AEFF000XXX + SRFB3XT5MFPX | XT5LQ330AFFF000XXX + SRFB3XT5MFPX | XT5LQ330AGFF000XXX + SRFB3XT5MFPX | XT5LQ330APFF000XXX + SRFB3XT5MFPX | XT5LQ330AQFF000XXX + SRFB3XT5MFPX | XT5LQ330ATFF000XXX + SRFB3XT5MFPX | XT5LQ330AUFF000XXX + SRFB3XT5MFPX
SK | SKPP36AT0800 | 73 | SRPK800A400 | 45 | 400 | 23 | 100kA | 8 | Loose MCCB (OEM) | 2 | Distribution Protection | 1 | 480Vac (Y/D) | 1 | 80% | 1 | 734582111 | No Equivalent Cross Available Based on Selections | XT5LU340ABFF000XXX | XT5LU340AEFF000XXX | XT5LU340AFFF000XXX | XT5LU340AGFF000XXX | XT5LU340APFF000XXX | XT5LU340AQFF000XXX | XT5LU340ATFF000XXX | XT5LU340AUFF000XXX
SK | SKPP36AT0800 | 73 | SRPK800A400 | 45 | 400 | 23 | 65kA | 7 | Loose MCCB (OEM) | 2 | Distribution Protection | 1 | 600Vac (Y/D) | 2 | 80% | 1 | 734572121 | No Equivalent Cross Available Based on Selections | XT5LU340ABFF000XXX | XT5LU340AEFF000XXX | XT5LU340AFFF000XXX | XT5LU340AGFF000XXX | XT5LU340APFF000XXX | XT5LU340AQFF000XXX | XT5LU340ATFF000XXX | XT5LU340AUFF000XXX
SK | SKPP36AT0800 | 73 | SRPK800A400 | 45 | 400 | 23 | 65kA | 7 | Loose MCCB (OEM) | 2 | Distribution Protection | 1 | 480Vac (Y/D) | 1 | 100% | 2 | 734572112 | No Equivalent Cross Available Based on Selections | XT5HQ340ABFF000XXX | XT5HQ340AEFF000XXX | XT5HQ340AFFF000XXX | XT5HQ340AGFF000XXX | XT5HQ340APFF000XXX | XT5HQ340AQFF000XXX | XT5HQ340ATFF000XXX | XT5HQ340AUFF000XXX
SK | SKPP36AT0800 | 73 | SRPK800A400 | 45 | 400 | 23 | 65kA | 7 | Loose MCCB (OEM) | 2 | Distribution Protection | 1 | 600Vac (Y/D) | 2 | 100% | 2 | 734572122 | No Equivalent Cross Available Based on Selections | XT5LQ340ABFF000XXX | XT5LQ340AEFF000XXX | XT5LQ340AFFF000XXX | XT5LQ340AGFF000XXX | XT5LQ340APFF000XXX | XT5LQ340AQFF000XXX | XT5LQ340ATFF000XXX | XT5LQ340AUFF000XXX
SK | SKPP36AT0800 | 73 | SRPK800A400 | 45 | 400 | 23 | 65kA | 7 | Panelboard MRO | 1 | Distribution Protection | 1 | 480Vac (Y/D) | 1 | 80% | 1 | 734571111 | No Equivalent Cross Available Based on Selections | XT5HU340ABFF000XXX | XT5HU340AEFF000XXX + SRFB3XT5MFPX | XT5HU340AFFF000XXX + SRFB3XT5MFPX | XT5HU340AGFF000XXX + SRFB3XT5MFPX | XT5HU340APFF000XXX + SRFB3XT5MFPX | XT5HU340AQFF000XXX + SRFB3XT5MFPX | XT5HU340ATFF000XXX + SRFB3XT5MFPX | XT5HU340AUFF000XXX + SRFB3XT5MFPX
SK | SKPP36AT0800 | 73 | SRPK800A400 | 45 | 400 | 23 | 65kA | 7 | Panelboard MRO | 1 | Distribution Protection | 1 | 600Vac (Y/D) | 2 | 80% | 1 | 734571121 | No Equivalent Cross Available Based on Selections | XT5LU340ABFF000XXX | XT5LU340AEFF000XXX + SRFB3XT5MFPX | XT5LU340AFFF000XXX + SRFB3XT5MFPX | XT5LU340AGFF000XXX + SRFB3XT5MFPX | XT5LU340APFF000XXX + SRFB3XT5MFPX | XT5LU340AQFF000XXX + SRFB3XT5MFPX | XT5LU340ATFF000XXX + SRFB3XT5MFPX | XT5LU340AUFF000XXX + SRFB3XT5MFPX
SK | SKPP36AT0800 | 73 | SRPK800A400 | 45 | 400 | 23 | 65kA | 7 | Panelboard MRO | 1 | Distribution Protection | 1 | 480Vac (Y/D) | 1 | 100% | 2 | 734571112 | No Equivalent Cross Available Based on Selections | XT5HQ340ABFF000XXX | XT5HQ340AEFF000XXX + SRFB3XT5MFPX | XT5HQ340AFFF000XXX + SRFB3XT5MFPX | XT5HQ340AGFF000XXX + SRFB3XT5MFPX | XT5HQ340APFF000XXX + SRFB3XT5MFPX | XT5HQ340AQFF000XXX + SRFB3XT5MFPX | XT5HQ340ATFF000XXX + SRFB3XT5MFPX | XT5HQ340AUFF000XXX + SRFB3XT5MFPX
SK | SKPP36AT0800 | 73 | SRPK800A400 | 45 | 400 | 23 | 65kA | 7 | Panelboard MRO | 1 | Distribution Protection | 1 | 600Vac (Y/D) | 2 | 100% | 2 | 734571122 | No Equivalent Cross Available Based on Selections | XT5LQ340ABFF000XXX | XT5LQ340AEFF000XXX + SRFB3XT5MFPX | XT5LQ340AFFF000XXX + SRFB3XT5MFPX | XT5LQ340AGFF000XXX + SRFB3XT5MFPX | XT5LQ340APFF000XXX + SRFB3XT5MFPX | XT5LQ340AQFF000XXX + SRFB3XT5MFPX | XT5LQ340ATFF000XXX + SRFB3XT5MFPX | XT5LQ340AUFF000XXX + SRFB3XT5MFPX
SK | SKPP36AT0800 | 73 | SRPK800A500 | 46 | 500 | 25 | 100kA | 8 | Loose MCCB (OEM) | 2 | Distribution Protection | 1 | 480Vac (Y/D) | 1 | 80% | 1 | 734682111 | No Equivalent Cross Available Based on Selections | XT5LU350BBFF000XXX | XT5LU360BEFF000XXX | XT5LU360BFFF000XXX | XT5LU360BGFF000XXX | XT5LU360BPFF000XXX | XT5LU360BQFF000XXX | XT5LU360BTFF000XXX | XT5LU360BUFF000XXX
SK | SKPP36AT0800 | 73 | SRPK800A500 | 46 | 500 | 25 | 65kA | 7 | Loose MCCB (OEM) | 2 | Distribution Protection | 1 | 600Vac (Y/D) | 2 | 80% | 1 | 734672121 | No Equivalent Cross Available Based on Selections | XT5LU350BBFF000XXX | XT5LU360BEFF000XXX | XT5LU360BFFF000XXX | XT5LU360BGFF000XXX | XT5LU360BPFF000XXX | XT5LU360BQFF000XXX | XT5LU360BTFF000XXX | XT5LU360BUFF000XXX
SK | SKPP36AT0800 | 73 | SRPK800A500 | 46 | 500 | 25 | 65kA | 7 | Loose MCCB (OEM) | 2 | Distribution Protection | 1 | 480Vac (Y/D) | 1 | 100% | 2 | 734672112 | No Equivalent Cross Available Based on Selections | XT5HQ350BBFF000XXX | XT5HQ360BEFF000XXX | XT5HQ360BFFF000XXX | XT5HQ360BGFF000XXX | XT5HQ360BPFF000XXX | XT5HQ360BQFF000XXX | XT5HQ360BTFF000XXX | XT5HQ360BUFF000XXX
SK | SKPP36AT0800 | 73 | SRPK800A500 | 46 | 500 | 25 | 65kA | 7 | Loose MCCB (OEM) | 2 | Distribution Protection | 1 | 600Vac (Y/D) | 2 | 100% | 2 | 734672122 | No Equivalent Cross Available Based on Selections | XT5LQ360BBFF000XXX | XT5LQ360BEFF000XXX | XT5LQ360BFFF000XXX | XT5LQ360BGFF000XXX | XT5LQ360BPFF000XXX | XT5LQ360BQFF000XXX | XT5LQ360BTFF000XXX | XT5LQ360BUFF000XXX
SK | SKPP36AT0800 | 73 | SRPK800A500 | 46 | 500 | 25 | 65kA | 7 | Panelboard MRO | 1 | Distribution Protection | 1 | 480Vac (Y/D) | 1 | 80% | 1 | 734671111 | No Equivalent Cross Available Based on Selections | XT5HU350BBFF000XXX | XT5HU360BEFF000XXX + SRFB3XT5MFPX | XT5HU360BFFF000XXX + SRFB3XT5MFPX | XT5HU360BGFF000XXX + SRFB3XT5MFPX | XT5HU360BPFF000XXX + SRFB3XT5MFPX | XT5HU360BQFF000XXX + SRFB3XT5MFPX | XT5HU360BTFF000XXX + SRFB3XT5MFPX | XT5HU360BUFF000XXX + SRFB3XT5MFPX
SK | SKPP36AT0800 | 73 | SRPK800A500 | 46 | 500 | 25 | 65kA | 7 | Panelboard MRO | 1 | Distribution Protection | 1 | 600Vac (Y/D) | 2 | 80% | 1 | 734671121 | No Equivalent Cross Available Based on Selections | XT5LU350BBFF000XXX | XT5LU360BEFF000XXX + SRFB3XT5MFPX | XT5LU360BFFF000XXX + SRFB3XT5MFPX | XT5LU360BGFF000XXX + SRFB3XT5MFPX | XT5LU360BPFF000XXX + SRFB3XT5MFPX | XT5LU360BQFF000XXX + SRFB3XT5MFPX | XT5LU360BTFF000XXX + SRFB3XT5MFPX | XT5LU360BUFF000XXX + SRFB3XT5MFPX
SK | SKPP36AT0800 | 73 | SRPK800A500 | 46 | 500 | 25 | 65kA | 7 | Panelboard MRO | 1 | Distribution Protection | 1 | 480Vac (Y/D) | 1 | 100% | 2 | 734671112 | No Equivalent Cross Available Based on Selections | XT5HQ350BBFF000XXX | XT5HQ360BEFF000XXX + SRFB3XT5MFPX | XT5HQ360BFFF000XXX + SRFB3XT5MFPX | XT5HQ360BGFF000XXX + SRFB3XT5MFPX | XT5HQ360BPFF000XXX + SRFB3XT5MFPX | XT5HQ360BQFF000XXX + SRFB3XT5MFPX | XT5HQ360BTFF000XXX + SRFB3XT5MFPX | XT5HQ360BUFF000XXX + SRFB3XT5MFPX
SK | SKPP36AT0800 | 73 | SRPK800A500 | 46 | 500 | 25 | 65kA | 7 | Panelboard MRO | 1 | Distribution Protection | 1 | 600Vac (Y/D) | 2 | 100% | 2 | 734671122 | No Equivalent Cross Available Based on Selections | XT5LQ360BBFF000XXX | XT5LQ360BEFF000XXX + SRFB3XT5MFPX | XT5LQ360BFFF000XXX + SRFB3XT5MFPX | XT5LQ360BGFF000XXX + SRFB3XT5MFPX | XT5LQ360BPFF000XXX + SRFB3XT5MFPX | XT5LQ360BQFF000XXX + SRFB3XT5MFPX | XT5LQ360BTFF000XXX + SRFB3XT5MFPX | XT5LQ360BUFF000XXX + SRFB3XT5MFPX
SK | SKPP36AT0800 | 73 | SRPK800A600 | 47 | 600 | 26 | 100kA | 8 | Loose MCCB (OEM) | 2 | Distribution Protection | 1 | 480Vac (Y/D) | 1 | 80% | 1 | 734782111 | No Equivalent Cross Available Based on Selections | XT5LU360BBFF000XXX | XT5LU360BEFF000XXX | XT5LU360BFFF000XXX | XT5LU360BGFF000XXX | XT5LU360BPFF000XXX | XT5LU360BQFF000XXX | XT5LU360BTFF000XXX | XT5LU360BUFF000XXX
SK | SKPP36AT0800 | 73 | SRPK800A600 | 47 | 600 | 26 | 65kA | 7 | Loose MCCB (OEM) | 2 | Distribution Protection | 1 | 600Vac (Y/D) | 2 | 80% | 1 | 734772121 | No Equivalent Cross Available Based on Selections | XT5LU360BBFF000XXX | XT5LU360BEFF000XXX | XT5LU360BFFF000XXX | XT5LU360BGFF000XXX | XT5LU360BPFF000XXX | XT5LU360BQFF000XXX | XT5LU360BTFF000XXX | XT5LU360BUFF000XXX
SK | SKPP36AT0800 | 73 | SRPK800A600 | 47 | 600 | 26 | 65kA | 7 | Loose MCCB (OEM) | 2 | Distribution Protection | 1 | 480Vac (Y/D) | 1 | 100% | 2 | 734772112 | No Equivalent Cross Available Based on Selections | XT5HQ360BBFF000XXX | XT5HQ360BEFF000XXX | XT5HQ360BFFF000XXX | XT5HQ360BGFF000XXX | XT5HQ360BPFF000XXX | XT5HQ360BQFF000XXX | XT5HQ360BTFF000XXX | XT5HQ360BUFF000XXX
SK | SKPP36AT0800 | 73 | SRPK800A600 | 47 | 600 | 26 | 65kA | 7 | Loose MCCB (OEM) | 2 | Distribution Protection | 1 | 600Vac (Y/D) | 2 | 100% | 2 | 734772122 | No Equivalent Cross Available Based on Selections | XT5LQ360BBFF000XXX | XT5LQ360BEFF000XXX | XT5LQ360BFFF000XXX | XT5LQ360BGFF000XXX | XT5LQ360BPFF000XXX | XT5LQ360BQFF000XXX | XT5LQ360BTFF000XXX | XT5LQ360BUFF000XXX
SK | SKPP36AT0800 | 73 | SRPK800A600 | 47 | 600 | 26 | 65kA | 7 | Panelboard MRO | 1 | Distribution Protection | 1 | 480Vac (Y/D) | 1 | 80% | 1 | 734771111 | No Equivalent Cross Available Based on Selections | XT5HU360BBFF000XXX | XT5HU360BEFF000XXX + SRFB3XT5MFPX | XT5HU360BFFF000XXX + SRFB3XT5MFPX | XT5HU360BGFF000XXX + SRFB3XT5MFPX | XT5HU360BPFF000XXX + SRFB3XT5MFPX | XT5HU360BQFF000XXX + SRFB3XT5MFPX | XT5HU360BTFF000XXX + SRFB3XT5MFPX | XT5HU360BUFF000XXX + SRFB3XT5MFPX
SK | SKPP36AT0800 | 73 | SRPK800A600 | 47 | 600 | 26 | 65kA | 7 | Panelboard MRO | 1 | Distribution Protection | 1 | 600Vac (Y/D) | 2 | 80% | 1 | 734771121 | No Equivalent Cross Available Based on Selections | XT5LU360BBFF000XXX | XT5LU360BEFF000XXX + SRFB3XT5MFPX | XT5LU360BFFF000XXX + SRFB3XT5MFPX | XT5LU360BGFF000XXX + SRFB3XT5MFPX | XT5LU360BPFF000XXX + SRFB3XT5MFPX | XT5LU360BQFF000XXX + SRFB3XT5MFPX | XT5LU360BTFF000XXX + SRFB3XT5MFPX | XT5LU360BUFF000XXX + SRFB3XT5MFPX
SK | SKPP36AT0800 | 73 | SRPK800A600 | 47 | 600 | 26 | 65kA | 7 | Panelboard MRO | 1 | Distribution Protection | 1 | 480Vac (Y/D) | 1 | 100% | 2 | 734771112 | No Equivalent Cross Available Based on Selections | XT5HQ360BBFF000XXX | XT5HQ360BEFF000XXX + SRFB3XT5MFPX | XT5HQ360BFFF000XXX + SRFB3XT5MFPX | XT5HQ360BGFF000XXX + SRFB3XT5MFPX | XT5HQ360BPFF000XXX + SRFB3XT5MFPX | XT5HQ360BQFF000XXX + SRFB3XT5MFPX | XT5HQ360BTFF000XXX + SRFB3XT5MFPX | XT5HQ360BUFF000XXX + SRFB3XT5MFPX
SK | SKPP36AT0800 | 73 | SRPK800A600 | 47 | 600 | 26 | 65kA | 7 | Panelboard MRO | 1 | Distribution Protection | 1 | 600Vac (Y/D) | 2 | 100% | 2 | 734771122 | No Equivalent Cross Available Based on Selections | XT5LQ360BBFF000XXX | XT5LQ360BEFF000XXX + SRFB3XT5MFPX | XT5LQ360BFFF000XXX + SRFB3XT5MFPX | XT5LQ360BGFF000XXX + SRFB3XT5MFPX | XT5LQ360BPFF000XXX + SRFB3XT5MFPX | XT5LQ360BQFF000XXX + SRFB3XT5MFPX | XT5LQ360BTFF000XXX + SRFB3XT5MFPX | XT5LQ360BUFF000XXX + SRFB3XT5MFPX
SK | SKPP36AT0800 | 73 | SRPK800A700 | 48 | 700 | 27 | 100kA | 8 | Loose MCCB (OEM) | 2 | Distribution Protection | 1 | 480Vac (Y/D) | 1 | 80% | 1 | 734882111 | No Equivalent Cross Available Based on Selections | No Equivalent Cross Available Based on Selections | XT7LU380CEFF000XXX | XT7LU380CFFF000XXX | XT7LU380CGFF000XXX | XT7LU380CPFF000XXX | XT7LU380CQFF000XXX | XT7LU380CTFF000XXX | XT7LU380CUFF000XXX
SK | SKPP36AT0800 | 73 | SRPK800A700 | 48 | 700 | 27 | 65kA | 7 | Loose MCCB (OEM) | 2 | Distribution Protection | 1 | 600Vac (Y/D) | 2 | 80% | 1 | 734872121 | No Equivalent Cross Available Based on Selections | No Equivalent Cross Available Based on Selections | XT7LU380CEFF000XXX | XT7LU380CFFF000XXX | XT7LU380CGFF000XXX | XT7LU380CPFF000XXX | XT7LU380CQFF000XXX | XT7LU380CTFF000XXX | XT7LU380CUFF000XXX
SK | SKPP36AT0800 | 73 | SRPK800A700 | 48 | 700 | 27 | 65kA | 7 | Loose MCCB (OEM) | 2 | Distribution Protection | 1 | 480Vac (Y/D) | 1 | 100% | 2 | 734872112 | No Equivalent Cross Available Based on Selections | XT6HQ3800BFF000XXX | XT6HQ3800EFF000XXX | XT6HQ3800FFF000XXX | XT6HQ3800GFF000XXX | XT7LQ380CPFF000XXX | XT7LQ380CQFF000XXX | XT7LQ380CTFF000XXX | XT7LQ380CUFF000XXX
SK | SKPP36AT0800 | 73 | SRPK800A700 | 48 | 700 | 27 | 65kA | 7 | Loose MCCB (OEM) | 2 | Distribution Protection | 1 | 600Vac (Y/D) | 2 | 100% | 2 | 734872122 | No Equivalent Cross Available Based on Selections | No Equivalent Cross Available Based on Selections | XT7LQ380CEFF000XXX | XT7LQ380CFFF000XXX | XT7LQ380CGFF000XXX | XT7LQ380CPFF000XXX | XT7LQ380CQFF000XXX | XT7LQ380CTFF000XXX | XT7LQ380CUFF000XXX
SK | SKPP36AT0800 | 73 | SRPK800A700 | 48 | 700 | 27 | 65kA | 7 | Panelboard MRO | 1 | Distribution Protection | 1 | 480Vac (Y/D) | 1 | 80% | 1 | 734871111 | No Equivalent Cross Available Based on Selections | No Equivalent Cross Available Based on Selections | XT7HU380CEFF000XXX + SRFB3XT7MFPX | XT7HU380CFFF000XXX + SRFB3XT7MFPX | XT7HU380CGFF000XXX + SRFB3XT7MFPX | XT7HU380CPFF000XXX + SRFB3XT7MFPX | XT7HU380CQFF000XXX + SRFB3XT7MFPX | XT7HU380CTFF000XXX + SRFB3XT7MFPX | XT7HU380CUFF000XXX + SRFB3XT7MFPX
SK | SKPP36AT0800 | 73 | SRPK800A700 | 48 | 700 | 27 | 65kA | 7 | Panelboard MRO | 1 | Distribution Protection | 1 | 600Vac (Y/D) | 2 | 80% | 1 | 734871121 | No Equivalent Cross Available Based on Selections | No Equivalent Cross Available Based on Selections | XT7LU380CEFF000XXX + SRFB3XT7MFPX | XT7LU380CFFF000XXX + SRFB3XT7MFPX | XT7LU380CGFF000XXX + SRFB3XT7MFPX | XT7LU380CPFF000XXX + SRFB3XT7MFPX | XT7LU380CQFF000XXX + SRFB3XT7MFPX | XT7LU380CTFF000XXX + SRFB3XT7MFPX | XT7LU380CUFF000XXX + SRFB3XT7MFPX
SK | SKPP36AT0800 | 73 | SRPK800A700 | 48 | 700 | 27 | 65kA | 7 | Panelboard MRO | 1 | Distribution Protection | 1 | 480Vac (Y/D) | 1 | 100% | 2 | 734871112 | No Equivalent Cross Available Based on Selections | No Equivalent Cross Available Based on Selections | XT7LQ380CEFF000XXX + SRFB3XT7MFPX | XT7LQ380CFFF000XXX + SRFB3XT7MFPX | XT7LQ380CGFF000XXX + SRFB3XT7MFPX | XT7LQ380CPFF000XXX + SRFB3XT7MFPX | XT7LQ380CQFF000XXX + SRFB3XT7MFPX | XT7LQ380CTFF000XXX + SRFB3XT7MFPX | XT7LQ380CUFF000XXX + SRFB3XT7MFPX
SK | SKPP36AT0800 | 73 | SRPK800A700 | 48 | 700 | 27 | 65kA | 7 | Panelboard MRO | 1 | Distribution Protection | 1 | 600Vac (Y/D) | 2 | 100% | 2 | 734871122 | No Equivalent Cross Available Based on Selections | No Equivalent Cross Available Based on Selections | XT7LQ380CEFF000XXX + SRFB3XT7MFPX | XT7LQ380CFFF000XXX + SRFB3XT7MFPX | XT7LQ380CGFF000XXX + SRFB3XT7MFPX | XT7LQ380CPFF000XXX + SRFB3XT7MFPX | XT7LQ380CQFF000XXX + SRFB3XT7MFPX | XT7LQ380CTFF000XXX + SRFB3XT7MFPX | XT7LQ380CUFF000XXX + SRFB3XT7MFPX
SK | SKPP36AT0800 | 73 | SRPK800A800 | 49 | 800 | 28 | 100kA | 8 | Loose MCCB (OEM) | 2 | Distribution Protection | 1 | 480Vac (Y/D) | 1 | 80% | 1 | 734982111 | No Equivalent Cross Available Based on Selections | No Equivalent Cross Available Based on Selections | XT7LU380CEFF000XXX | XT7LU380CFFF000XXX | XT7LU380CGFF000XXX | XT7LU380CPFF000XXX | XT7LU380CQFF000XXX | XT7LU380CTFF000XXX | XT7LU380CUFF000XXX
SK | SKPP36AT0800 | 73 | SRPK800A800 | 49 | 800 | 28 | 65kA | 7 | Loose MCCB (OEM) | 2 | Distribution Protection | 1 | 600Vac (Y/D) | 2 | 80% | 1 | 734972121 | No Equivalent Cross Available Based on Selections | No Equivalent Cross Available Based on Selections | XT7LU380CEFF000XXX | XT7LU380CFFF000XXX | XT7LU380CGFF000XXX | XT7LU380CPFF000XXX | XT7LU380CQFF000XXX | XT7LU380CTFF000XXX | XT7LU380CUFF000XXX
SK | SKPP36AT0800 | 73 | SRPK800A800 | 49 | 800 | 28 | 65kA | 7 | Loose MCCB (OEM) | 2 | Distribution Protection | 1 | 480Vac (Y/D) | 1 | 100% | 2 | 734972112 | No Equivalent Cross Available Based on Selections | XT6HQ3800BFF000XXX | XT6HQ3800EFF000XXX | XT6HQ3800FFF000XXX | XT6HQ3800GFF000XXX | XT7LQ380CPFF000XXX | XT7LQ380CQFF000XXX | XT7LQ380CTFF000XXX | XT7LQ380CUFF000XXX
SK | SKPP36AT0800 | 73 | SRPK800A800 | 49 | 800 | 28 | 65kA | 7 | Loose MCCB (OEM) | 2 | Distribution Protection | 1 | 600Vac (Y/D) | 2 | 100% | 2 | 734972122 | No Equivalent Cross Available Based on Selections | No Equivalent Cross Available Based on Selections | XT7LQ380CEFF000XXX | XT7LQ380CFFF000XXX | XT7LQ380CGFF000XXX | XT7LQ380CPFF000XXX | XT7LQ380CQFF000XXX | XT7LQ380CTFF000XXX | XT7LQ380CUFF000XXX
SK | SKPP36AT0800 | 73 | SRPK800A800 | 49 | 800 | 28 | 65kA | 7 | Panelboard MRO | 1 | Distribution Protection | 1 | 480Vac (Y/D) | 1 | 80% | 1 | 734971111 | No Equivalent Cross Available Based on Selections | No Equivalent Cross Available Based on Selections | XT7HU380CEFF000XXX + SRFB3XT7MFPX | XT7HU380CFFF000XXX + SRFB3XT7MFPX | XT7HU380CGFF000XXX + SRFB3XT7MFPX | XT7HU380CPFF000XXX + SRFB3XT7MFPX | XT7HU380CQFF000XXX + SRFB3XT7MFPX | XT7HU380CTFF000XXX + SRFB3XT7MFPX | XT7HU380CUFF000XXX + SRFB3XT7MFPX
SK | SKPP36AT0800 | 73 | SRPK800A800 | 49 | 800 | 28 | 65kA | 7 | Panelboard MRO | 1 | Distribution Protection | 1 | 600Vac (Y/D) | 2 | 80% | 1 | 734971121 | No Equivalent Cross Available Based on Selections | No Equivalent Cross Available Based on Selections | XT7LU380CEFF000XXX + SRFB3XT7MFPX | XT7LU380CFFF000XXX + SRFB3XT7MFPX | XT7LU380CGFF000XXX + SRFB3XT7MFPX | XT7LU380CPFF000XXX + SRFB3XT7MFPX | XT7LU380CQFF000XXX + SRFB3XT7MFPX | XT7LU380CTFF000XXX + SRFB3XT7MFPX | XT7LU380CUFF000XXX + SRFB3XT7MFPX
SK | SKPP36AT0800 | 73 | SRPK800A800 | 49 | 800 | 28 | 65kA | 7 | Panelboard MRO | 1 | Distribution Protection | 1 | 480Vac (Y/D) | 1 | 100% | 2 | 734971112 | No Equivalent Cross Available Based on Selections | No Equivalent Cross Available Based on Selections | XT7LQ380CEFF000XXX + SRFB3XT7MFPX | XT7LQ380CFFF000XXX + SRFB3XT7MFPX | XT7LQ380CGFF000XXX + SRFB3XT7MFPX | XT7LQ380CPFF000XXX + SRFB3XT7MFPX | XT7LQ380CQFF000XXX + SRFB3XT7MFPX | XT7LQ380CTFF000XXX + SRFB3XT7MFPX | XT7LQ380CUFF000XXX + SRFB3XT7MFPX
SK | SKPP36AT0800 | 73 | SRPK800A800 | 49 | 800 | 28 | 65kA | 7 | Panelboard MRO | 1 | Distribution Protection | 1 | 600Vac (Y/D) | 2 | 100% | 2 | 734971122 | No Equivalent Cross Available Based on Selections | No Equivalent Cross Available Based on Selections | XT7LQ380CEFF000XXX + SRFB3XT7MFPX | XT7LQ380CFFF000XXX + SRFB3XT7MFPX | XT7LQ380CGFF000XXX + SRFB3XT7MFPX | XT7LQ380CPFF000XXX + SRFB3XT7MFPX | XT7LQ380CQFF000XXX + SRFB3XT7MFPX | XT7LQ380CTFF000XXX + SRFB3XT7MFPX | XT7LQ380CUFF000XXX + SRFB3XT7MFPX
SK | SKHH36AT1200 | 77 | SRPK1200A600 | 50 | 600 | 26 | 50kA | 6 | Loose MCCB (OEM) | 2 | Distribution Protection | 1 | 480Vac (Y/D) | 1 | 80% | 1 | 775062111 | No Equivalent Cross Available Based on Selections | XT5SU360BBFF000XXX | XT5SU360BEFF000XXX | XT5SU360BFFF000XXX | XT5SU360BGFF000XXX | XT5SU360BPFF000XXX | XT5SU360BQFF000XXX | XT5SU360BTFF000XXX | XT5SU360BUFF000XXX
SK | SKHH36AT1200 | 77 | SRPK1200A600 | 50 | 600 | 26 | 50kA | 6 | Loose MCCB (OEM) | 2 | Distribution Protection | 1 | 600Vac (Y/D) | 2 | 80% | 1 | 775062121 | No Equivalent Cross Available Based on Selections | XT5LU360BBFF000XXX | XT5LU360BEFF000XXX | XT5LU360BFFF000XXX | XT5LU360BGFF000XXX | XT5LU360BPFF000XXX | XT5LU360BQFF000XXX | XT5LU360BTFF000XXX | XT5LU360BUFF000XXX
SK | SKHH36AT1200 | 77 | SRPK1200A600 | 50 | 600 | 26 | 50kA | 6 | Loose MCCB (OEM) | 2 | Distribution Protection | 1 | 480Vac (Y/D) | 1 | 100% | 2 | 775062112 | No Equivalent Cross Available Based on Selections | XT5SQ360BBFF000XXX | XT5SQ360BEFF000XXX | XT5SQ360BFFF000XXX | XT5SQ360BGFF000XXX | XT5SQ360BPFF000XXX | XT5SQ360BQFF000XXX | XT5SQ360BTFF000XXX | XT5SQ360BUFF000XXX
SK | SKHH36AT1200 | 77 | SRPK1200A600 | 50 | 600 | 26 | 50kA | 6 | Loose MCCB (OEM) | 2 | Distribution Protection | 1 | 600Vac (Y/D) | 2 | 100% | 2 | 775062122 | No Equivalent Cross Available Based on Selections | XT5LQ360BBFF000XXX | XT5LQ360BEFF000XXX | XT5LQ360BFFF000XXX | XT5LQ360BGFF000XXX | XT5LQ360BPFF000XXX | XT5LQ360BQFF000XXX | XT5LQ360BTFF000XXX | XT5LQ360BUFF000XXX
SK | SKHH36AT1200 | 77 | SRPK1200A600 | 50 | 600 | 26 | 50kA | 6 | Panelboard MRO | 1 | Distribution Protection | 1 | 480Vac (Y/D) | 1 | 80% | 1 | 775061111 | No Equivalent Cross Available Based on Selections | XT5SU360BBFF000XXX | XT5SU360BEFF000XXX + SRFB3XT5MFPX | XT5SU360BFFF000XXX + SRFB3XT5MFPX | XT5SU360BGFF000XXX + SRFB3XT5MFPX | XT5SU360BPFF000XXX + SRFB3XT5MFPX | XT5SU360BQFF000XXX + SRFB3XT5MFPX | XT5SU360BTFF000XXX + SRFB3XT5MFPX | XT5SU360BUFF000XXX + SRFB3XT5MFPX
SK | SKHH36AT1200 | 77 | SRPK1200A600 | 50 | 600 | 26 | 50kA | 6 | Panelboard MRO | 1 | Distribution Protection | 1 | 600Vac (Y/D) | 2 | 80% | 1 | 775061121 | No Equivalent Cross Available Based on Selections | XT5LU360BBFF000XXX | XT5LU360BEFF000XXX + SRFB3XT5MFPX | XT5LU360BFFF000XXX + SRFB3XT5MFPX | XT5LU360BGFF000XXX + SRFB3XT5MFPX | XT5LU360BPFF000XXX + SRFB3XT5MFPX | XT5LU360BQFF000XXX + SRFB3XT5MFPX | XT5LU360BTFF000XXX + SRFB3XT5MFPX | XT5LU360BUFF000XXX + SRFB3XT5MFPX
SK | SKHH36AT1200 | 77 | SRPK1200A600 | 50 | 600 | 26 | 50kA | 6 | Panelboard MRO | 1 | Distribution Protection | 1 | 480Vac (Y/D) | 1 | 100% | 2 | 775061112 | No Equivalent Cross Available Based on Selections | XT5SQ360BBFF000XXX | XT5SQ360BEFF000XXX + SRFB3XT5MFPX | XT5SQ360BFFF000XXX + SRFB3XT5MFPX | XT5SQ360BGFF000XXX + SRFB3XT5MFPX | XT5SQ360BPFF000XXX + SRFB3XT5MFPX | XT5SQ360BQFF000XXX + SRFB3XT5MFPX | XT5SQ360BTFF000XXX + SRFB3XT5MFPX | XT5SQ360BUFF000XXX + SRFB3XT5MFPX
SK | SKHH36AT1200 | 77 | SRPK1200A600 | 50 | 600 | 26 | 50kA | 6 | Panelboard MRO | 1 | Distribution Protection | 1 | 600Vac (Y/D) | 2 | 100% | 2 | 775061122 | No Equivalent Cross Available Based on Selections | XT5LQ360BBFF000XXX | XT5LQ360BEFF000XXX + SRFB3XT5MFPX | XT5LQ360BFFF000XXX + SRFB3XT5MFPX | XT5LQ360BGFF000XXX + SRFB3XT5MFPX | XT5LQ360BPFF000XXX + SRFB3XT5MFPX | XT5LQ360BQFF000XXX + SRFB3XT5MFPX | XT5LQ360BTFF000XXX + SRFB3XT5MFPX | XT5LQ360BUFF000XXX + SRFB3XT5MFPX
SK | SKHH36AT1200 | 77 | SRPK1200A700 | 51 | 700 | 27 | 50kA | 6 | Loose MCCB (OEM) | 2 | Distribution Protection | 1 | 480Vac (Y/D) | 1 | 80% | 1 | 775162111 | No Equivalent Cross Available Based on Selections | XT6SU3800BFF000XXX | XT6SU3800EFF000XXX | XT6SU3800FFF000XXX | XT6SU3800GFF000XXX | XT7SU380CPFF000XXX | XT7SU380CQFF000XXX | XT7SU380CTFF000XXX | XT7SU380CUFF000XXX
SK | SKHH36AT1200 | 77 | SRPK1200A700 | 51 | 700 | 27 | 50kA | 6 | Loose MCCB (OEM) | 2 | Distribution Protection | 1 | 600Vac (Y/D) | 2 | 80% | 1 | 775162121 | No Equivalent Cross Available Based on Selections | No Equivalent Cross Available Based on Selections | XT7HU380CEFF000XXX | XT7HU380CFFF000XXX | XT7HU380CEFF000XXX | XT7HU380CPFF000XXX | XT7HU380CQFF000XXX | XT7HU380CTFF000XXX | XT7HU380CUFF000XXX
SK | SKHH36AT1200 | 77 | SRPK1200A700 | 51 | 700 | 27 | 50kA | 6 | Loose MCCB (OEM) | 2 | Distribution Protection | 1 | 480Vac (Y/D) | 1 | 100% | 2 | 775162112 | No Equivalent Cross Available Based on Selections | XT6SQ3800BFF000XXX | XT6SQ3800EFF000XXX | XT6SQ3800FFF000XXX | XT6SQ3800GFF000XXX | XT7SQ380CPFF000XXX | XT7SQ380CQFF000XXX | XT7SQ380CTFF000XXX | XT7SQ380CUFF000XXX
SK | SKHH36AT1200 | 77 | SRPK1200A700 | 51 | 700 | 27 | 50kA | 6 | Loose MCCB (OEM) | 2 | Distribution Protection | 1 | 600Vac (Y/D) | 2 | 100% | 2 | 775162122 | No Equivalent Cross Available Based on Selections | No Equivalent Cross Available Based on Selections | XT7HQ380CEFF000XXX | XT7HQ380CFFF000XXX | XT7HQ380CEFF000XXX | XT7HQ380CPFF000XXX | XT7HQ380CQFF000XXX | XT7HQ380CTFF000XXX | XT7HQ380CUFF000XXX
SK | SKHH36AT1200 | 77 | SRPK1200A700 | 51 | 700 | 27 | 50kA | 6 | Panelboard MRO | 1 | Distribution Protection | 1 | 480Vac (Y/D) | 1 | 80% | 1 | 775161111 | No Equivalent Cross Available Based on Selections | No Equivalent Cross Available Based on Selections | XT7SU380CEFF000XXX + SRFB3XT7MFPX | XT7SU380CFFF000XXX + SRFB3XT7MFPX | XT7SU380CGFF000XXX + SRFB3XT7MFPX | XT7SU380CPFF000XXX + SRFB3XT7MFPX | XT7SU380CQFF000XXX + SRFB3XT7MFPX | XT7SU380CTFF000XXX + SRFB3XT7MFPX | XT7SU380CUFF000XXX + SRFB3XT7MFPX
SK | SKHH36AT1200 | 77 | SRPK1200A700 | 51 | 700 | 27 | 50kA | 6 | Panelboard MRO | 1 | Distribution Protection | 1 | 600Vac (Y/D) | 2 | 80% | 1 | 775161121 | No Equivalent Cross Available Based on Selections | No Equivalent Cross Available Based on Selections | XT7HU380CEFF000XXX + SRFB3XT7MFPX | XT7HU380CFFF000XXX + SRFB3XT7MFPX | XT7HU380CEFF000XXX + SRFB3XT7MFPX | XT7HU380CPFF000XXX + SRFB3XT7MFPX | XT7HU380CQFF000XXX + SRFB3XT7MFPX | XT7HU380CTFF000XXX + SRFB3XT7MFPX | XT7HU380CUFF000XXX + SRFB3XT7MFPX
SK | SKHH36AT1200 | 77 | SRPK1200A700 | 51 | 700 | 27 | 50kA | 6 | Panelboard MRO | 1 | Distribution Protection | 1 | 480Vac (Y/D) | 1 | 100% | 2 | 775161112 | No Equivalent Cross Available Based on Selections | No Equivalent Cross Available Based on Selections | XT7SQ380CEFF000XXX + SRFB3XT7MFPX | XT7SQ380CFFF000XXX + SRFB3XT7MFPX | XT7SQ380CGFF000XXX + SRFB3XT7MFPX | XT7SQ380CPFF000XXX + SRFB3XT7MFPX | XT7SQ380CQFF000XXX + SRFB3XT7MFPX | XT7SQ380CTFF000XXX + SRFB3XT7MFPX | XT7SQ380CUFF000XXX + SRFB3XT7MFPX
SK | SKHH36AT1200 | 77 | SRPK1200A700 | 51 | 700 | 27 | 50kA | 6 | Panelboard MRO | 1 | Distribution Protection | 1 | 600Vac (Y/D) | 2 | 100% | 2 | 775161122 | No Equivalent Cross Available Based on Selections | No Equivalent Cross Available Based on Selections | XT7HQ380CEFF000XXX + SRFB3XT7MFPX | XT7HQ380CFFF000XXX + SRFB3XT7MFPX | XT7HQ380CEFF000XXX + SRFB3XT7MFPX | XT7HQ380CPFF000XXX + SRFB3XT7MFPX | XT7HQ380CQFF000XXX + SRFB3XT7MFPX | XT7HQ380CTFF000XXX + SRFB3XT7MFPX | XT7HQ380CUFF000XXX + SRFB3XT7MFPX
SK | SKHH36AT1200 | 77 | SRPK1200A800 | 52 | 800 | 28 | 50kA | 6 | Loose MCCB (OEM) | 2 | Distribution Protection | 1 | 480Vac (Y/D) | 1 | 80% | 1 | 775262111 | No Equivalent Cross Available Based on Selections | XT6SU3800BFF000XXX | XT6SU3800EFF000XXX | XT6SU3800FFF000XXX | XT6SU3800GFF000XXX | XT7SU380CPFF000XXX | XT7SU380CQFF000XXX | XT7SU380CTFF000XXX | XT7SU380CUFF000XXX
SK | SKHH36AT1200 | 77 | SRPK1200A800 | 52 | 800 | 28 | 50kA | 6 | Loose MCCB (OEM) | 2 | Distribution Protection | 1 | 600Vac (Y/D) | 2 | 80% | 1 | 775262121 | No Equivalent Cross Available Based on Selections | No Equivalent Cross Available Based on Selections | XT7HU380CEFF000XXX | XT7HU380CFFF000XXX | XT7HU380CEFF000XXX | XT7HU380CPFF000XXX | XT7HU380CQFF000XXX | XT7HU380CTFF000XXX | XT7HU380CUFF000XXX
SK | SKHH36AT1200 | 77 | SRPK1200A800 | 52 | 800 | 28 | 50kA | 6 | Loose MCCB (OEM) | 2 | Distribution Protection | 1 | 480Vac (Y/D) | 1 | 100% | 2 | 775262112 | No Equivalent Cross Available Based on Selections | XT6SQ3800BFF000XXX | XT6SQ3800EFF000XXX | XT6SQ3800FFF000XXX | XT6SQ3800GFF000XXX | XT7SQ380CPFF000XXX | XT7SQ380CQFF000XXX | XT7SQ380CTFF000XXX | XT7SQ380CUFF000XXX
SK | SKHH36AT1200 | 77 | SRPK1200A800 | 52 | 800 | 28 | 50kA | 6 | Loose MCCB (OEM) | 2 | Distribution Protection | 1 | 600Vac (Y/D) | 2 | 100% | 2 | 775262122 | No Equivalent Cross Available Based on Selections | No Equivalent Cross Available Based on Selections | XT7HQ380CEFF000XXX | XT7HQ380CFFF000XXX | XT7HQ380CEFF000XXX | XT7HQ380CPFF000XXX | XT7HQ380CQFF000XXX | XT7HQ380CTFF000XXX | XT7HQ380CUFF000XXX
SK | SKHH36AT1200 | 77 | SRPK1200A800 | 52 | 800 | 28 | 50kA | 6 | Panelboard MRO | 1 | Distribution Protection | 1 | 480Vac (Y/D) | 1 | 80% | 1 | 775261111 | No Equivalent Cross Available Based on Selections | No Equivalent Cross Available Based on Selections | XT7SU380CEFF000XXX + SRFB3XT7MFPX | XT7SU380CFFF000XXX + SRFB3XT7MFPX | XT7SU380CGFF000XXX + SRFB3XT7MFPX | XT7SU380CPFF000XXX + SRFB3XT7MFPX | XT7SU380CQFF000XXX + SRFB3XT7MFPX | XT7SU380CTFF000XXX + SRFB3XT7MFPX | XT7SU380CUFF000XXX + SRFB3XT7MFPX
SK | SKHH36AT1200 | 77 | SRPK1200A800 | 52 | 800 | 28 | 50kA | 6 | Panelboard MRO | 1 | Distribution Protection | 1 | 600Vac (Y/D) | 2 | 80% | 1 | 775261121 | No Equivalent Cross Available Based on Selections | No Equivalent Cross Available Based on Selections | XT7HU380CEFF000XXX + SRFB3XT7MFPX | XT7HU380CFFF000XXX + SRFB3XT7MFPX | XT7HU380CEFF000XXX + SRFB3XT7MFPX | XT7HU380CPFF000XXX + SRFB3XT7MFPX | XT7HU380CQFF000XXX + SRFB3XT7MFPX | XT7HU380CTFF000XXX + SRFB3XT7MFPX | XT7HU380CUFF000XXX + SRFB3XT7MFPX
SK | SKHH36AT1200 | 77 | SRPK1200A800 | 52 | 800 | 28 | 50kA | 6 | Panelboard MRO | 1 | Distribution Protection | 1 | 480Vac (Y/D) | 1 | 100% | 2 | 775261112 | No Equivalent Cross Available Based on Selections | No Equivalent Cross Available Based on Selections | XT7SQ380CEFF000XXX + SRFB3XT7MFPX | XT7SQ380CFFF000XXX + SRFB3XT7MFPX | XT7SQ380CGFF000XXX + SRFB3XT7MFPX | XT7SQ380CPFF000XXX + SRFB3XT7MFPX | XT7SQ380CQFF000XXX + SRFB3XT7MFPX | XT7SQ380CTFF000XXX + SRFB3XT7MFPX | XT7SQ380CUFF000XXX + SRFB3XT7MFPX
SK | SKHH36AT1200 | 77 | SRPK1200A800 | 52 | 800 | 28 | 50kA | 6 | Panelboard MRO | 1 | Distribution Protection | 1 | 600Vac (Y/D) | 2 | 100% | 2 | 775261122 | No Equivalent Cross Available Based on Selections | No Equivalent Cross Available Based on Selections | XT7HQ380CEFF000XXX + SRFB3XT7MFPX | XT7HQ380CFFF000XXX + SRFB3XT7MFPX | XT7HQ380CEFF000XXX + SRFB3XT7MFPX | XT7HQ380CPFF000XXX + SRFB3XT7MFPX | XT7HQ380CQFF000XXX + SRFB3XT7MFPX | XT7HQ380CTFF000XXX + SRFB3XT7MFPX | XT7HQ380CUFF000XXX + SRFB3XT7MFPX
SK | SKHH36AT1200 | 77 | SRPK1200A900 | 53 | 900 | 29 | 50kA | 6 | Loose MCCB (OEM) | 2 | Distribution Protection | 1 | 480Vac (Y/D) | 1 | 80% | 1 | 775362111 | No Equivalent Cross Available Based on Selections | No Equivalent Cross Available Based on Selections | XT7SU310DEFF000XXX | XT7SU310DFFF000XXX | XT7SU310DGFF000XXX | XT7SU310DPFF000XXX | XT7SU310DQFF000XXX | XT7SU310DTFF000XXX | XT7SU310DUFF000XXX
SK | SKHH36AT1200 | 77 | SRPK1200A900 | 53 | 900 | 29 | 50kA | 6 | Loose MCCB (OEM) | 2 | Distribution Protection | 1 | 600Vac (Y/D) | 2 | 80% | 1 | 775362121 | No Equivalent Cross Available Based on Selections | No Equivalent Cross Available Based on Selections | XT7HU310DEFF000XXX | XT7HU310DFFF000XXX | XT7HU310DGFF000XXX | XT7HU310DPFF000XXX | XT7HU310DQFF000XXX | XT7HU310DTFF000XXX | XT7HU310DUFF000XXX
SK | SKHH36AT1200 | 77 | SRPK1200A900 | 53 | 900 | 29 | 50kA | 6 | Loose MCCB (OEM) | 2 | Distribution Protection | 1 | 480Vac (Y/D) | 1 | 100% | 2 | 775362112 | No Equivalent Cross Available Based on Selections | No Equivalent Cross Available Based on Selections | XT7SQ310DEFF000XXX | XT7SQ310DFFF000XXX | XT7SQ310DGFF000XXX | XT7SQ310DPFF000XXX | XT7SQ310DQFF000XXX | XT7SQ310DTFF000XXX | XT7SQ310DUFF000XXX
SK | SKHH36AT1200 | 77 | SRPK1200A900 | 53 | 900 | 29 | 50kA | 6 | Loose MCCB (OEM) | 2 | Distribution Protection | 1 | 600Vac (Y/D) | 2 | 100% | 2 | 775362122 | No Equivalent Cross Available Based on Selections | No Equivalent Cross Available Based on Selections | XT7HQ310DEFF000XXX | XT7HQ310DFFF000XXX | XT7HQ310DGFF000XXX | XT7HQ310DPFF000XXX | XT7HQ310DQFF000XXX | XT7HQ310DTFF000XXX | XT7HQ310DUFF000XXX
SK | SKHH36AT1200 | 77 | SRPK1200A900 | 53 | 900 | 29 | 50kA | 6 | Panelboard MRO | 1 | Distribution Protection | 1 | 480Vac (Y/D) | 1 | 80% | 1 | 775361111 | No Equivalent Cross Available Based on Selections | No Equivalent Cross Available Based on Selections | XT7SU310DEFF000XXX + SRFB3XT7MFPX | XT7SU310DFFF000XXX + SRFB3XT7MFPX | XT7SU310DGFF000XXX + SRFB3XT7MFPX | XT7SU310DPFF000XXX + SRFB3XT7MFPX | XT7SU310DQFF000XXX + SRFB3XT7MFPX | XT7SU310DTFF000XXX + SRFB3XT7MFPX | XT7SU310DUFF000XXX + SRFB3XT7MFPX
SK | SKHH36AT1200 | 77 | SRPK1200A900 | 53 | 900 | 29 | 50kA | 6 | Panelboard MRO | 1 | Distribution Protection | 1 | 600Vac (Y/D) | 2 | 80% | 1 | 775361121 | No Equivalent Cross Available Based on Selections | No Equivalent Cross Available Based on Selections | XT7HU310DEFF000XXX + SRFB3XT7MFPX | XT7HU310DFFF000XXX + SRFB3XT7MFPX | XT7HU310DGFF000XXX + SRFB3XT7MFPX | XT7HU310DPFF000XXX + SRFB3XT7MFPX | XT7HU310DQFF000XXX + SRFB3XT7MFPX | XT7HU310DTFF000XXX + SRFB3XT7MFPX | XT7HU310DUFF000XXX + SRFB3XT7MFPX
SK | SKHH36AT1200 | 77 | SRPK1200A900 | 53 | 900 | 29 | 50kA | 6 | Panelboard MRO | 1 | Distribution Protection | 1 | 480Vac (Y/D) | 1 | 100% | 2 | 775361112 | No Equivalent Cross Available Based on Selections | No Equivalent Cross Available Based on Selections | XT7SQ310DEFF000XXX + SRFB3XT7MFPX | XT7SQ310DFFF000XXX + SRFB3XT7MFPX | XT7SQ310DGFF000XXX + SRFB3XT7MFPX | XT7SQ310DPFF000XXX + SRFB3XT7MFPX | XT7SQ310DQFF000XXX + SRFB3XT7MFPX | XT7SQ310DTFF000XXX + SRFB3XT7MFPX | XT7SQ310DUFF000XXX + SRFB3XT7MFPX
SK | SKHH36AT1200 | 77 | SRPK1200A900 | 53 | 900 | 29 | 50kA | 6 | Panelboard MRO | 1 | Distribution Protection | 1 | 600Vac (Y/D) | 2 | 100% | 2 | 775361122 | No Equivalent Cross Available Based on Selections | No Equivalent Cross Available Based on Selections | XT7HQ310DEFF000XXX + SRFB3XT7MFPX | XT7HQ310DFFF000XXX + SRFB3XT7MFPX | XT7HQ310DGFF000XXX + SRFB3XT7MFPX | XT7HQ310DPFF000XXX + SRFB3XT7MFPX | XT7HQ310DQFF000XXX + SRFB3XT7MFPX | XT7HQ310DTFF000XXX + SRFB3XT7MFPX | XT7HQ310DUFF000XXX + SRFB3XT7MFPX
SK | SKHH36AT1200 | 77 | SRPK1200A1000 | 54 | 1000 | 30 | 50kA | 6 | Loose MCCB (OEM) | 2 | Distribution Protection | 1 | 480Vac (Y/D) | 1 | 80% | 1 | 775462111 | No Equivalent Cross Available Based on Selections | No Equivalent Cross Available Based on Selections | XT7SU310DEFF000XXX | XT7SU310DFFF000XXX | XT7SU310DGFF000XXX | XT7SU310DPFF000XXX | XT7SU310DQFF000XXX | XT7SU310DTFF000XXX | XT7SU310DUFF000XXX
SK | SKHH36AT1200 | 77 | SRPK1200A1000 | 54 | 1000 | 30 | 50kA | 6 | Loose MCCB (OEM) | 2 | Distribution Protection | 1 | 600Vac (Y/D) | 2 | 80% | 1 | 775462121 | No Equivalent Cross Available Based on Selections | No Equivalent Cross Available Based on Selections | XT7HU310DEFF000XXX | XT7HU310DFFF000XXX | XT7HU310DGFF000XXX | XT7HU310DPFF000XXX | XT7HU310DQFF000XXX | XT7HU310DTFF000XXX | XT7HU310DUFF000XXX
SK | SKHH36AT1200 | 77 | SRPK1200A1000 | 54 | 1000 | 30 | 50kA | 6 | Loose MCCB (OEM) | 2 | Distribution Protection | 1 | 480Vac (Y/D) | 1 | 100% | 2 | 775462112 | No Equivalent Cross Available Based on Selections | No Equivalent Cross Available Based on Selections | XT7SQ310DEFF000XXX | XT7SQ310DFFF000XXX | XT7SQ310DGFF000XXX | XT7SQ310DPFF000XXX | XT7SQ310DQFF000XXX | XT7SQ310DTFF000XXX | XT7SQ310DUFF000XXX
SK | SKHH36AT1200 | 77 | SRPK1200A1000 | 54 | 1000 | 30 | 50kA | 6 | Loose MCCB (OEM) | 2 | Distribution Protection | 1 | 600Vac (Y/D) | 2 | 100% | 2 | 775462122 | No Equivalent Cross Available Based on Selections | No Equivalent Cross Available Based on Selections | XT7HQ310DEFF000XXX | XT7HQ310DFFF000XXX | XT7HQ310DGFF000XXX | XT7HQ310DPFF000XXX | XT7HQ310DQFF000XXX | XT7HQ310DTFF000XXX | XT7HQ310DUFF000XXX
SK | SKHH36AT1200 | 77 | SRPK1200A1000 | 54 | 1000 | 30 | 50kA | 6 | Panelboard MRO | 1 | Distribution Protection | 1 | 480Vac (Y/D) | 1 | 80% | 1 | 775461111 | No Equivalent Cross Available Based on Selections | No Equivalent Cross Available Based on Selections | XT7SU310DEFF000XXX + SRFB3XT7MFPX | XT7SU310DFFF000XXX + SRFB3XT7MFPX | XT7SU310DGFF000XXX + SRFB3XT7MFPX | XT7SU310DPFF000XXX + SRFB3XT7MFPX | XT7SU310DQFF000XXX + SRFB3XT7MFPX | XT7SU310DTFF000XXX + SRFB3XT7MFPX | XT7SU310DUFF000XXX + SRFB3XT7MFPX
SK | SKHH36AT1200 | 77 | SRPK1200A1000 | 54 | 1000 | 30 | 50kA | 6 | Panelboard MRO | 1 | Distribution Protection | 1 | 600Vac (Y/D) | 2 | 80% | 1 | 775461121 | No Equivalent Cross Available Based on Selections | No Equivalent Cross Available Based on Selections | XT7HU310DEFF000XXX + SRFB3XT7MFPX | XT7HU310DFFF000XXX + SRFB3XT7MFPX | XT7HU310DGFF000XXX + SRFB3XT7MFPX | XT7HU310DPFF000XXX + SRFB3XT7MFPX | XT7HU310DQFF000XXX + SRFB3XT7MFPX | XT7HU310DTFF000XXX + SRFB3XT7MFPX | XT7HU310DUFF000XXX + SRFB3XT7MFPX
SK | SKHH36AT1200 | 77 | SRPK1200A1000 | 54 | 1000 | 30 | 50kA | 6 | Panelboard MRO | 1 | Distribution Protection | 1 | 480Vac (Y/D) | 1 | 100% | 2 | 775461112 | No Equivalent Cross Available Based on Selections | No Equivalent Cross Available Based on Selections | XT7SQ310DEFF000XXX + SRFB3XT7MFPX | XT7SQ310DFFF000XXX + SRFB3XT7MFPX | XT7SQ310DGFF000XXX + SRFB3XT7MFPX | XT7SQ310DPFF000XXX + SRFB3XT7MFPX | XT7SQ310DQFF000XXX + SRFB3XT7MFPX | XT7SQ310DTFF000XXX + SRFB3XT7MFPX | XT7SQ310DUFF000XXX + SRFB3XT7MFPX
SK | SKHH36AT1200 | 77 | SRPK1200A1000 | 54 | 1000 | 30 | 50kA | 6 | Panelboard MRO | 1 | Distribution Protection | 1 | 600Vac (Y/D) | 2 | 100% | 2 | 775461122 | No Equivalent Cross Available Based on Selections | No Equivalent Cross Available Based on Selections | XT7HQ310DEFF000XXX + SRFB3XT7MFPX | XT7HQ310DFFF000XXX + SRFB3XT7MFPX | XT7HQ310DGFF000XXX + SRFB3XT7MFPX | XT7HQ310DPFF000XXX + SRFB3XT7MFPX | XT7HQ310DQFF000XXX + SRFB3XT7MFPX | XT7HQ310DTFF000XXX + SRFB3XT7MFPX | XT7HQ310DUFF000XXX + SRFB3XT7MFPX
SK | SKHH36AT1200 | 77 | SRPK1200A1175 | 55 | 1175 | 31 | 50kA | 6 | Loose MCCB (OEM) | 2 | Distribution Protection | 1 | 480Vac (Y/D) | 1 | 80% | 1 | 775562111 | No Equivalent Cross Available Based on Selections | No Equivalent Cross Available Based on Selections | XT7SU312EEFF000XXX | XT7SU312EFFF000XXX | XT7SU312EGFF000XXX | XT7SU312EPFF000XXX | XT7SU312EQFF000XXX | XT7SU312ETFF000XXX | XT7SU312EUFF000XXX
SK | SKHH36AT1200 | 77 | SRPK1200A1175 | 55 | 1175 | 31 | 50kA | 6 | Loose MCCB (OEM) | 2 | Distribution Protection | 1 | 600Vac (Y/D) | 2 | 80% | 1 | 775562121 | No Equivalent Cross Available Based on Selections | No Equivalent Cross Available Based on Selections | XT7HU312EEFF000XXX | XT7HU312EFFF000XXX | XT7HU312EGFF000XXX | XT7HU312EPFF000XXX | XT7HU312EQFF000XXX | XT7HU312ETFF000XXX | XT7HU312EUFF000XXX
SK | SKHH36AT1200 | 77 | SRPK1200A1175 | 55 | 1175 | 31 | 50kA | 6 | Loose MCCB (OEM) | 2 | Distribution Protection | 1 | 480Vac (Y/D) | 1 | 100% | 2 | 775562112 | No Equivalent Cross Available Based on Selections | No Equivalent Cross Available Based on Selections | XT7SQ312EEFF000XXX | XT7SQ312EFFF000XXX | XT7SQ312EGFF000XXX | XT7SQ312EPFF000XXX | XT7SQ312EQFF000XXX | XT7SQ312ETFF000XXX | XT7SQ312EUFF000XXX
SK | SKHH36AT1200 | 77 | SRPK1200A1175 | 55 | 1175 | 31 | 50kA | 6 | Loose MCCB (OEM) | 2 | Distribution Protection | 1 | 600Vac (Y/D) | 2 | 100% | 2 | 775562122 | No Equivalent Cross Available Based on Selections | No Equivalent Cross Available Based on Selections | XT7HQ312EEFF000XXX | XT7HQ312EFFF000XXX | XT7HQ312EGFF000XXX | XT7HQ312EPFF000XXX | XT7HQ312EQFF000XXX | XT7HQ312ETFF000XXX | XT7HQ312EUFF000XXX
SK | SKHH36AT1200 | 77 | SRPK1200A1175 | 55 | 1175 | 31 | 50kA | 6 | Panelboard MRO | 1 | Distribution Protection | 1 | 480Vac (Y/D) | 1 | 80% | 1 | 775561111 | No Equivalent Cross Available Based on Selections | No Equivalent Cross Available Based on Selections | XT7SU312EEFF000XXX + SRFB3XT7MFPX | XT7SU312EFFF000XXX + SRFB3XT7MFPX | XT7SU312EGFF000XXX + SRFB3XT7MFPX | XT7SU312EPFF000XXX + SRFB3XT7MFPX | XT7SU312EQFF000XXX + SRFB3XT7MFPX | XT7SU312ETFF000XXX + SRFB3XT7MFPX | XT7SU312EUFF000XXX + SRFB3XT7MFPX
SK | SKHH36AT1200 | 77 | SRPK1200A1175 | 55 | 1175 | 31 | 50kA | 6 | Panelboard MRO | 1 | Distribution Protection | 1 | 600Vac (Y/D) | 2 | 80% | 1 | 775561121 | No Equivalent Cross Available Based on Selections | No Equivalent Cross Available Based on Selections | XT7HU312EEFF000XXX + SRFB3XT7MFPX | XT7HU312EFFF000XXX + SRFB3XT7MFPX | XT7HU312EGFF000XXX + SRFB3XT7MFPX | XT7HU312EPFF000XXX + SRFB3XT7MFPX | XT7HU312EQFF000XXX + SRFB3XT7MFPX | XT7HU312ETFF000XXX + SRFB3XT7MFPX | XT7HU312EUFF000XXX + SRFB3XT7MFPX
SK | SKHH36AT1200 | 77 | SRPK1200A1175 | 55 | 1175 | 31 | 50kA | 6 | Panelboard MRO | 1 | Distribution Protection | 1 | 480Vac (Y/D) | 1 | 100% | 2 | 775561112 | No Equivalent Cross Available Based on Selections | No Equivalent Cross Available Based on Selections | XT7SQ312EEFF000XXX + SRFB3XT7MFPX | XT7SQ312EFFF000XXX + SRFB3XT7MFPX | XT7SQ312EGFF000XXX + SRFB3XT7MFPX | XT7SQ312EPFF000XXX + SRFB3XT7MFPX | XT7SQ312EQFF000XXX + SRFB3XT7MFPX | XT7SQ312ETFF000XXX + SRFB3XT7MFPX | XT7SQ312EUFF000XXX + SRFB3XT7MFPX
SK | SKHH36AT1200 | 77 | SRPK1200A1175 | 55 | 1175 | 31 | 50kA | 6 | Panelboard MRO | 1 | Distribution Protection | 1 | 600Vac (Y/D) | 2 | 100% | 2 | 775561122 | No Equivalent Cross Available Based on Selections | No Equivalent Cross Available Based on Selections | XT7HQ312EEFF000XXX + SRFB3XT7MFPX | XT7HQ312EFFF000XXX + SRFB3XT7MFPX | XT7HQ312EGFF000XXX + SRFB3XT7MFPX | XT7HQ312EPFF000XXX + SRFB3XT7MFPX | XT7HQ312EQFF000XXX + SRFB3XT7MFPX | XT7HQ312ETFF000XXX + SRFB3XT7MFPX | XT7HQ312EUFF000XXX + SRFB3XT7MFPX
SK | SKHH36AT1200 | 77 | SRPK1200A1200 | 56 | 1200 | 32 | 50kA | 6 | Loose MCCB (OEM) | 2 | Distribution Protection | 1 | 480Vac (Y/D) | 1 | 80% | 1 | 775662111 | No Equivalent Cross Available Based on Selections | No Equivalent Cross Available Based on Selections | XT7SU312EEFF000XXX | XT7SU312EFFF000XXX | XT7SU312EGFF000XXX | XT7SU312EPFF000XXX | XT7SU312EQFF000XXX | XT7SU312ETFF000XXX | XT7SU312EUFF000XXX
SK | SKHH36AT1200 | 77 | SRPK1200A1200 | 56 | 1200 | 32 | 50kA | 6 | Loose MCCB (OEM) | 2 | Distribution Protection | 1 | 600Vac (Y/D) | 2 | 80% | 1 | 775662121 | No Equivalent Cross Available Based on Selections | No Equivalent Cross Available Based on Selections | XT7HU312EEFF000XXX | XT7HU312EFFF000XXX | XT7HU312EGFF000XXX | XT7HU312EPFF000XXX | XT7HU312EQFF000XXX | XT7HU312ETFF000XXX | XT7HU312EUFF000XXX
SK | SKHH36AT1200 | 77 | SRPK1200A1200 | 56 | 1200 | 32 | 50kA | 6 | Loose MCCB (OEM) | 2 | Distribution Protection | 1 | 480Vac (Y/D) | 1 | 100% | 2 | 775662112 | No Equivalent Cross Available Based on Selections | No Equivalent Cross Available Based on Selections | XT7SQ312EEFF000XXX | XT7SQ312EFFF000XXX | XT7SQ312EGFF000XXX | XT7SQ312EPFF000XXX | XT7SQ312EQFF000XXX | XT7SQ312ETFF000XXX | XT7SQ312EUFF000XXX
SK | SKHH36AT1200 | 77 | SRPK1200A1200 | 56 | 1200 | 32 | 50kA | 6 | Loose MCCB (OEM) | 2 | Distribution Protection | 1 | 600Vac (Y/D) | 2 | 100% | 2 | 775662122 | No Equivalent Cross Available Based on Selections | No Equivalent Cross Available Based on Selections | XT7HQ312EEFF000XXX | XT7HQ312EFFF000XXX | XT7HQ312EGFF000XXX | XT7HQ312EPFF000XXX | XT7HQ312EQFF000XXX | XT7HQ312ETFF000XXX | XT7HQ312EUFF000XXX
SK | SKHH36AT1200 | 77 | SRPK1200A1200 | 56 | 1200 | 32 | 50kA | 6 | Panelboard MRO | 1 | Distribution Protection | 1 | 480Vac (Y/D) | 1 | 80% | 1 | 775661111 | No Equivalent Cross Available Based on Selections | No Equivalent Cross Available Based on Selections | XT7SU312EEFF000XXX + SRFB3XT7MFPX | XT7SU312EFFF000XXX + SRFB3XT7MFPX | XT7SU312EGFF000XXX + SRFB3XT7MFPX | XT7SU312EPFF000XXX + SRFB3XT7MFPX | XT7SU312EQFF000XXX + SRFB3XT7MFPX | XT7SU312ETFF000XXX + SRFB3XT7MFPX | XT7SU312EUFF000XXX + SRFB3XT7MFPX
SK | SKHH36AT1200 | 77 | SRPK1200A1200 | 56 | 1200 | 32 | 50kA | 6 | Panelboard MRO | 1 | Distribution Protection | 1 | 600Vac (Y/D) | 2 | 80% | 1 | 775661121 | No Equivalent Cross Available Based on Selections | No Equivalent Cross Available Based on Selections | XT7HU312EEFF000XXX + SRFB3XT7MFPX | XT7HU312EFFF000XXX + SRFB3XT7MFPX | XT7HU312EGFF000XXX + SRFB3XT7MFPX | XT7HU312EPFF000XXX + SRFB3XT7MFPX | XT7HU312EQFF000XXX + SRFB3XT7MFPX | XT7HU312ETFF000XXX + SRFB3XT7MFPX | XT7HU312EUFF000XXX + SRFB3XT7MFPX
SK | SKHH36AT1200 | 77 | SRPK1200A1200 | 56 | 1200 | 32 | 50kA | 6 | Panelboard MRO | 1 | Distribution Protection | 1 | 480Vac (Y/D) | 1 | 100% | 2 | 775661112 | No Equivalent Cross Available Based on Selections | No Equivalent Cross Available Based on Selections | XT7SQ312EEFF000XXX + SRFB3XT7MFPX | XT7SQ312EFFF000XXX + SRFB3XT7MFPX | XT7SQ312EGFF000XXX + SRFB3XT7MFPX | XT7SQ312EPFF000XXX + SRFB3XT7MFPX | XT7SQ312EQFF000XXX + SRFB3XT7MFPX | XT7SQ312ETFF000XXX + SRFB3XT7MFPX | XT7SQ312EUFF000XXX + SRFB3XT7MFPX
SK | SKHH36AT1200 | 77 | SRPK1200A1200 | 56 | 1200 | 32 | 50kA | 6 | Panelboard MRO | 1 | Distribution Protection | 1 | 600Vac (Y/D) | 2 | 100% | 2 | 775661122 | No Equivalent Cross Available Based on Selections | No Equivalent Cross Available Based on Selections | XT7HQ312EEFF000XXX + SRFB3XT7MFPX | XT7HQ312EFFF000XXX + SRFB3XT7MFPX | XT7HQ312EGFF000XXX + SRFB3XT7MFPX | XT7HQ312EPFF000XXX + SRFB3XT7MFPX | XT7HQ312EQFF000XXX + SRFB3XT7MFPX | XT7HQ312ETFF000XXX + SRFB3XT7MFPX | XT7HQ312EUFF000XXX + SRFB3XT7MFPX
SK | SKLL36AT1200 | 78 | SRPK1200A600 | 50 | 600 | 26 | 65kA | 7 | Loose MCCB (OEM) | 2 | Distribution Protection | 1 | 480Vac (Y/D) | 1 | 80% | 1 | 785072111 | No Equivalent Cross Available Based on Selections | XT5HU360BBFF000XXX | XT5HU360BEFF000XXX | XT5HU360BFFF000XXX | XT5HU360BGFF000XXX | XT5HU360BPFF000XXX | XT5HU360BQFF000XXX | XT5HU360BTFF000XXX | XT5HU360BUFF000XXX
SK | SKLL36AT1200 | 78 | SRPK1200A600 | 50 | 600 | 26 | 65kA | 7 | Loose MCCB (OEM) | 2 | Distribution Protection | 1 | 600Vac (Y/D) | 2 | 80% | 1 | 785072121 | No Equivalent Cross Available Based on Selections | XT5LU360BBFF000XXX | XT5LU360BEFF000XXX | XT5LU360BFFF000XXX | XT5LU360BGFF000XXX | XT5LU360BPFF000XXX | XT5LU360BQFF000XXX | XT5LU360BTFF000XXX | XT5LU360BUFF000XXX
SK | SKLL36AT1200 | 78 | SRPK1200A600 | 50 | 600 | 26 | 65kA | 7 | Loose MCCB (OEM) | 2 | Distribution Protection | 1 | 480Vac (Y/D) | 1 | 100% | 2 | 785072112 | No Equivalent Cross Available Based on Selections | XT5HQ360BBFF000XXX | XT5HQ360BEFF000XXX | XT5HQ360BFFF000XXX | XT5HQ360BGFF000XXX | XT5HQ360BPFF000XXX | XT5HQ360BQFF000XXX | XT5HQ360BTFF000XXX | XT5HQ360BUFF000XXX
SK | SKLL36AT1200 | 78 | SRPK1200A600 | 50 | 600 | 26 | 65kA | 7 | Loose MCCB (OEM) | 2 | Distribution Protection | 1 | 600Vac (Y/D) | 2 | 100% | 2 | 785072122 | No Equivalent Cross Available Based on Selections | XT5LQ360BBFF000XXX | XT5LQ360BEFF000XXX | XT5LQ360BFFF000XXX | XT5LQ360BGFF000XXX | XT5LQ360BPFF000XXX | XT5LQ360BQFF000XXX | XT5LQ360BTFF000XXX | XT5LQ360BUFF000XXX
SK | SKLL36AT1200 | 78 | SRPK1200A600 | 50 | 600 | 26 | 65kA | 7 | Panelboard MRO | 1 | Distribution Protection | 1 | 480Vac (Y/D) | 1 | 80% | 1 | 785071111 | No Equivalent Cross Available Based on Selections | XT5HU360BBFF000XXX | XT5HU360BEFF000XXX + SRFB3XT5MFPX | XT5HU360BFFF000XXX + SRFB3XT5MFPX | XT5HU360BGFF000XXX + SRFB3XT5MFPX | XT5HU360BPFF000XXX + SRFB3XT5MFPX | XT5HU360BQFF000XXX + SRFB3XT5MFPX | XT5HU360BTFF000XXX + SRFB3XT5MFPX | XT5HU360BUFF000XXX + SRFB3XT5MFPX
SK | SKLL36AT1200 | 78 | SRPK1200A600 | 50 | 600 | 26 | 65kA | 7 | Panelboard MRO | 1 | Distribution Protection | 1 | 600Vac (Y/D) | 2 | 80% | 1 | 785071121 | No Equivalent Cross Available Based on Selections | XT5LU360BBFF000XXX | XT5LU360BEFF000XXX + SRFB3XT5MFPX | XT5LU360BFFF000XXX + SRFB3XT5MFPX | XT5LU360BGFF000XXX + SRFB3XT5MFPX | XT5LU360BPFF000XXX + SRFB3XT5MFPX | XT5LU360BQFF000XXX + SRFB3XT5MFPX | XT5LU360BTFF000XXX + SRFB3XT5MFPX | XT5LU360BUFF000XXX + SRFB3XT5MFPX
SK | SKLL36AT1200 | 78 | SRPK1200A600 | 50 | 600 | 26 | 65kA | 7 | Panelboard MRO | 1 | Distribution Protection | 1 | 480Vac (Y/D) | 1 | 100% | 2 | 785071112 | No Equivalent Cross Available Based on Selections | XT5HQ360BBFF000XXX | XT5HQ360BEFF000XXX + SRFB3XT5MFPX | XT5HQ360BFFF000XXX + SRFB3XT5MFPX | XT5HQ360BGFF000XXX + SRFB3XT5MFPX | XT5HQ360BPFF000XXX + SRFB3XT5MFPX | XT5HQ360BQFF000XXX + SRFB3XT5MFPX | XT5HQ360BTFF000XXX + SRFB3XT5MFPX | XT5HQ360BUFF000XXX + SRFB3XT5MFPX
SK | SKLL36AT1200 | 78 | SRPK1200A600 | 50 | 600 | 26 | 65kA | 7 | Panelboard MRO | 1 | Distribution Protection | 1 | 600Vac (Y/D) | 2 | 100% | 2 | 785071122 | No Equivalent Cross Available Based on Selections | XT5LQ360BBFF000XXX | XT5LQ360BEFF000XXX + SRFB3XT5MFPX | XT5LQ360BFFF000XXX + SRFB3XT5MFPX | XT5LQ360BGFF000XXX + SRFB3XT5MFPX | XT5LQ360BPFF000XXX + SRFB3XT5MFPX | XT5LQ360BQFF000XXX + SRFB3XT5MFPX | XT5LQ360BTFF000XXX + SRFB3XT5MFPX | XT5LQ360BUFF000XXX + SRFB3XT5MFPX
SK | SKLL36AT1200 | 78 | SRPK1200A700 | 51 | 700 | 27 | 65kA | 7 | Loose MCCB (OEM) | 2 | Distribution Protection | 1 | 480Vac (Y/D) | 1 | 80% | 1 | 785172111 | No Equivalent Cross Available Based on Selections | No Equivalent Cross Available Based on Selections | XT7HU380CEFF000XXX | XT7HU380CFFF000XXX | XT7HU380CGFF000XXX | XT7HU380CPFF000XXX | XT7HU380CQFF000XXX | XT7HU380CTFF000XXX | XT7HU380CUFF000XXX
SK | SKLL36AT1200 | 78 | SRPK1200A700 | 51 | 700 | 27 | 65kA | 7 | Loose MCCB (OEM) | 2 | Distribution Protection | 1 | 600Vac (Y/D) | 2 | 80% | 1 | 785172121 | No Equivalent Cross Available Based on Selections | No Equivalent Cross Available Based on Selections | XT7LU380CEFF000XXX | XT7LU380CFFF000XXX | XT7LU380CEFF000XXX | XT7LU380CPFF000XXX | XT7LU380CQFF000XXX | XT7LU380CTFF000XXX | XT7LU380CUFF000XXX
SK | SKLL36AT1200 | 78 | SRPK1200A700 | 51 | 700 | 27 | 65kA | 7 | Loose MCCB (OEM) | 2 | Distribution Protection | 1 | 480Vac (Y/D) | 1 | 100% | 2 | 785172112 | No Equivalent Cross Available Based on Selections | No Equivalent Cross Available Based on Selections | XT6SQ3800EFF000XXX | XT6SQ3800FFF000XXX | XT6SQ3800GFF000XXX | XT7HQ380CPFF000XXX | XT7HQ380CQFF000XXX | XT7HQ380CTFF000XXX | XT7HQ380CUFF000XXX
SK | SKLL36AT1200 | 78 | SRPK1200A700 | 51 | 700 | 27 | 65kA | 7 | Loose MCCB (OEM) | 2 | Distribution Protection | 1 | 600Vac (Y/D) | 2 | 100% | 2 | 785172122 | No Equivalent Cross Available Based on Selections | No Equivalent Cross Available Based on Selections | XT7LQ380CEFF000XXX | XT7LQ380CFFF000XXX | XT7LQ380CEFF000XXX | XT7LQ380CPFF000XXX | XT7LQ380CQFF000XXX | XT7LQ380CTFF000XXX | XT7LQ380CUFF000XXX
SK | SKLL36AT1200 | 78 | SRPK1200A700 | 51 | 700 | 27 | 65kA | 7 | Panelboard MRO | 1 | Distribution Protection | 1 | 480Vac (Y/D) | 1 | 80% | 1 | 785171111 | No Equivalent Cross Available Based on Selections | No Equivalent Cross Available Based on Selections | XT7HU380CEFF000XXX + SRFB3XT7MFPX | XT7HU380CFFF000XXX + SRFB3XT7MFPX | XT7HU380CGFF000XXX + SRFB3XT7MFPX | XT7HU380CPFF000XXX + SRFB3XT7MFPX | XT7HU380CQFF000XXX + SRFB3XT7MFPX | XT7HU380CTFF000XXX + SRFB3XT7MFPX | XT7HU380CUFF000XXX + SRFB3XT7MFPX
SK | SKLL36AT1200 | 78 | SRPK1200A700 | 51 | 700 | 27 | 65kA | 7 | Panelboard MRO | 1 | Distribution Protection | 1 | 600Vac (Y/D) | 2 | 80% | 1 | 785171121 | No Equivalent Cross Available Based on Selections | No Equivalent Cross Available Based on Selections | XT7LU380CEFF000XXX + SRFB3XT7MFPX | XT7LU380CFFF000XXX + SRFB3XT7MFPX | XT7LU380CEFF000XXX + SRFB3XT7MFPX | XT7LU380CPFF000XXX + SRFB3XT7MFPX | XT7LU380CQFF000XXX + SRFB3XT7MFPX | XT7LU380CTFF000XXX + SRFB3XT7MFPX | XT7LU380CUFF000XXX + SRFB3XT7MFPX
SK | SKLL36AT1200 | 78 | SRPK1200A700 | 51 | 700 | 27 | 65kA | 7 | Panelboard MRO | 1 | Distribution Protection | 1 | 480Vac (Y/D) | 1 | 100% | 2 | 785171112 | No Equivalent Cross Available Based on Selections | No Equivalent Cross Available Based on Selections | XT7HQ380CEFF000XXX + SRFB3XT7MFPX | XT7HQ380CFFF000XXX + SRFB3XT7MFPX | XT7HQ380CGFF000XXX + SRFB3XT7MFPX | XT7HQ380CPFF000XXX + SRFB3XT7MFPX | XT7HQ380CQFF000XXX + SRFB3XT7MFPX | XT7HQ380CTFF000XXX + SRFB3XT7MFPX | XT7HQ380CUFF000XXX + SRFB3XT7MFPX
SK | SKLL36AT1200 | 78 | SRPK1200A700 | 51 | 700 | 27 | 65kA | 7 | Panelboard MRO | 1 | Distribution Protection | 1 | 600Vac (Y/D) | 2 | 100% | 2 | 785171122 | No Equivalent Cross Available Based on Selections | No Equivalent Cross Available Based on Selections | XT7LQ380CEFF000XXX + SRFB3XT7MFPX | XT7LQ380CFFF000XXX + SRFB3XT7MFPX | XT7LQ380CEFF000XXX + SRFB3XT7MFPX | XT7LQ380CPFF000XXX + SRFB3XT7MFPX | XT7LQ380CQFF000XXX + SRFB3XT7MFPX | XT7LQ380CTFF000XXX + SRFB3XT7MFPX | XT7LQ380CUFF000XXX + SRFB3XT7MFPX
SK | SKLL36AT1200 | 78 | SRPK1200A800 | 52 | 800 | 28 | 65kA | 7 | Loose MCCB (OEM) | 2 | Distribution Protection | 1 | 480Vac (Y/D) | 1 | 80% | 1 | 785272111 | No Equivalent Cross Available Based on Selections | No Equivalent Cross Available Based on Selections | XT7HU380CEFF000XXX | XT7HU380CFFF000XXX | XT7HU380CGFF000XXX | XT7HU380CPFF000XXX | XT7HU380CQFF000XXX | XT7HU380CTFF000XXX | XT7HU380CUFF000XXX
SK | SKLL36AT1200 | 78 | SRPK1200A800 | 52 | 800 | 28 | 65kA | 7 | Loose MCCB (OEM) | 2 | Distribution Protection | 1 | 600Vac (Y/D) | 2 | 80% | 1 | 785272121 | No Equivalent Cross Available Based on Selections | No Equivalent Cross Available Based on Selections | XT7LU380CEFF000XXX | XT7LU380CFFF000XXX | XT7LU380CEFF000XXX | XT7LU380CPFF000XXX | XT7LU380CQFF000XXX | XT7LU380CTFF000XXX | XT7LU380CUFF000XXX
SK | SKLL36AT1200 | 78 | SRPK1200A800 | 52 | 800 | 28 | 65kA | 7 | Loose MCCB (OEM) | 2 | Distribution Protection | 1 | 480Vac (Y/D) | 1 | 100% | 2 | 785272112 | No Equivalent Cross Available Based on Selections | No Equivalent Cross Available Based on Selections | XT6SQ3800EFF000XXX | XT6SQ3800FFF000XXX | XT6SQ3800GFF000XXX | XT7HQ380CPFF000XXX | XT7HQ380CQFF000XXX | XT7HQ380CTFF000XXX | XT7HQ380CUFF000XXX
SK | SKLL36AT1200 | 78 | SRPK1200A800 | 52 | 800 | 28 | 65kA | 7 | Loose MCCB (OEM) | 2 | Distribution Protection | 1 | 600Vac (Y/D) | 2 | 100% | 2 | 785272122 | No Equivalent Cross Available Based on Selections | No Equivalent Cross Available Based on Selections | XT7LQ380CEFF000XXX | XT7LQ380CFFF000XXX | XT7LQ380CEFF000XXX | XT7LQ380CPFF000XXX | XT7LQ380CQFF000XXX | XT7LQ380CTFF000XXX | XT7LQ380CUFF000XXX
SK | SKLL36AT1200 | 78 | SRPK1200A800 | 52 | 800 | 28 | 65kA | 7 | Panelboard MRO | 1 | Distribution Protection | 1 | 480Vac (Y/D) | 1 | 80% | 1 | 785271111 | No Equivalent Cross Available Based on Selections | No Equivalent Cross Available Based on Selections | XT7HU380CEFF000XXX + SRFB3XT7MFPX | XT7HU380CFFF000XXX + SRFB3XT7MFPX | XT7HU380CGFF000XXX + SRFB3XT7MFPX | XT7HU380CPFF000XXX + SRFB3XT7MFPX | XT7HU380CQFF000XXX + SRFB3XT7MFPX | XT7HU380CTFF000XXX + SRFB3XT7MFPX | XT7HU380CUFF000XXX + SRFB3XT7MFPX
SK | SKLL36AT1200 | 78 | SRPK1200A800 | 52 | 800 | 28 | 65kA | 7 | Panelboard MRO | 1 | Distribution Protection | 1 | 600Vac (Y/D) | 2 | 80% | 1 | 785271121 | No Equivalent Cross Available Based on Selections | No Equivalent Cross Available Based on Selections | XT7LU380CEFF000XXX + SRFB3XT7MFPX | XT7LU380CFFF000XXX + SRFB3XT7MFPX | XT7LU380CEFF000XXX + SRFB3XT7MFPX | XT7LU380CPFF000XXX + SRFB3XT7MFPX | XT7LU380CQFF000XXX + SRFB3XT7MFPX | XT7LU380CTFF000XXX + SRFB3XT7MFPX | XT7LU380CUFF000XXX + SRFB3XT7MFPX
SK | SKLL36AT1200 | 78 | SRPK1200A800 | 52 | 800 | 28 | 65kA | 7 | Panelboard MRO | 1 | Distribution Protection | 1 | 480Vac (Y/D) | 1 | 100% | 2 | 785271112 | No Equivalent Cross Available Based on Selections | No Equivalent Cross Available Based on Selections | XT7HQ380CEFF000XXX + SRFB3XT7MFPX | XT7HQ380CFFF000XXX + SRFB3XT7MFPX | XT7HQ380CGFF000XXX + SRFB3XT7MFPX | XT7HQ380CPFF000XXX + SRFB3XT7MFPX | XT7HQ380CQFF000XXX + SRFB3XT7MFPX | XT7HQ380CTFF000XXX + SRFB3XT7MFPX | XT7HQ380CUFF000XXX + SRFB3XT7MFPX
SK | SKLL36AT1200 | 78 | SRPK1200A800 | 52 | 800 | 28 | 65kA | 7 | Panelboard MRO | 1 | Distribution Protection | 1 | 600Vac (Y/D) | 2 | 100% | 2 | 785271122 | No Equivalent Cross Available Based on Selections | No Equivalent Cross Available Based on Selections | XT7LQ380CEFF000XXX + SRFB3XT7MFPX | XT7LQ380CFFF000XXX + SRFB3XT7MFPX | XT7LQ380CEFF000XXX + SRFB3XT7MFPX | XT7LQ380CPFF000XXX + SRFB3XT7MFPX | XT7LQ380CQFF000XXX + SRFB3XT7MFPX | XT7LQ380CTFF000XXX + SRFB3XT7MFPX | XT7LQ380CUFF000XXX + SRFB3XT7MFPX
SK | SKLL36AT1200 | 78 | SRPK1200A900 | 53 | 900 | 29 | 65kA | 7 | Loose MCCB (OEM) | 2 | Distribution Protection | 1 | 480Vac (Y/D) | 1 | 80% | 1 | 785372111 | No Equivalent Cross Available Based on Selections | No Equivalent Cross Available Based on Selections | XT7HU310DEFF000XXX | XT7HU310DFFF000XXX | XT7HU310DGFF000XXX | XT7HU310DPFF000XXX | XT7HU310DQFF000XXX | XT7HU310DTFF000XXX | XT7HU310DUFF000XXX
SK | SKLL36AT1200 | 78 | SRPK1200A900 | 53 | 900 | 29 | 65kA | 7 | Loose MCCB (OEM) | 2 | Distribution Protection | 1 | 600Vac (Y/D) | 2 | 80% | 1 | 785372121 | No Equivalent Cross Available Based on Selections | No Equivalent Cross Available Based on Selections | XT7LU310DEFF000XXX | XT7LU310DFFF000XXX | XT7LU310DGFF000XXX | XT7LU310DPFF000XXX | XT7LU310DQFF000XXX | XT7LU310DTFF000XXX | XT7LU310DUFF000XXX
SK | SKLL36AT1200 | 78 | SRPK1200A900 | 53 | 900 | 29 | 65kA | 7 | Loose MCCB (OEM) | 2 | Distribution Protection | 1 | 480Vac (Y/D) | 1 | 100% | 2 | 785372112 | No Equivalent Cross Available Based on Selections | No Equivalent Cross Available Based on Selections | XT7HQ310DEFF000XXX | XT7HQ310DFFF000XXX | XT7HQ310DGFF000XXX | XT7HQ310DPFF000XXX | XT7HQ310DQFF000XXX | XT7HQ310DTFF000XXX | XT7HQ310DUFF000XXX
SK | SKLL36AT1200 | 78 | SRPK1200A900 | 53 | 900 | 29 | 65kA | 7 | Loose MCCB (OEM) | 2 | Distribution Protection | 1 | 600Vac (Y/D) | 2 | 100% | 2 | 785372122 | No Equivalent Cross Available Based on Selections | No Equivalent Cross Available Based on Selections | XT7LQ310DEFF000XXX | XT7LQ310DFFF000XXX | XT7LQ310DGFF000XXX | XT7LQ310DPFF000XXX | XT7LQ310DQFF000XXX | XT7LQ310DTFF000XXX | XT7LQ310DUFF000XXX
SK | SKLL36AT1200 | 78 | SRPK1200A900 | 53 | 900 | 29 | 65kA | 7 | Panelboard MRO | 1 | Distribution Protection | 1 | 480Vac (Y/D) | 1 | 80% | 1 | 785371111 | No Equivalent Cross Available Based on Selections | No Equivalent Cross Available Based on Selections | XT7HU310DEFF000XXX + SRFB3XT7MFPX | XT7HU310DFFF000XXX + SRFB3XT7MFPX | XT7HU310DGFF000XXX + SRFB3XT7MFPX | XT7HU310DPFF000XXX + SRFB3XT7MFPX | XT7HU310DQFF000XXX + SRFB3XT7MFPX | XT7HU310DTFF000XXX + SRFB3XT7MFPX | XT7HU310DUFF000XXX + SRFB3XT7MFPX
SK | SKLL36AT1200 | 78 | SRPK1200A900 | 53 | 900 | 29 | 65kA | 7 | Panelboard MRO | 1 | Distribution Protection | 1 | 600Vac (Y/D) | 2 | 80% | 1 | 785371121 | No Equivalent Cross Available Based on Selections | No Equivalent Cross Available Based on Selections | XT7LU310DEFF000XXX + SRFB3XT7MFPX | XT7LU310DFFF000XXX + SRFB3XT7MFPX | XT7LU310DGFF000XXX + SRFB3XT7MFPX | XT7LU310DPFF000XXX + SRFB3XT7MFPX | XT7LU310DQFF000XXX + SRFB3XT7MFPX | XT7LU310DTFF000XXX + SRFB3XT7MFPX | XT7LU310DUFF000XXX + SRFB3XT7MFPX
SK | SKLL36AT1200 | 78 | SRPK1200A900 | 53 | 900 | 29 | 65kA | 7 | Panelboard MRO | 1 | Distribution Protection | 1 | 480Vac (Y/D) | 1 | 100% | 2 | 785371112 | No Equivalent Cross Available Based on Selections | No Equivalent Cross Available Based on Selections | XT7HQ310DEFF000XXX + SRFB3XT7MFPX | XT7HQ310DFFF000XXX + SRFB3XT7MFPX | XT7HQ310DGFF000XXX + SRFB3XT7MFPX | XT7HQ310DPFF000XXX + SRFB3XT7MFPX | XT7HQ310DQFF000XXX + SRFB3XT7MFPX | XT7HQ310DTFF000XXX + SRFB3XT7MFPX | XT7HQ310DUFF000XXX + SRFB3XT7MFPX
SK | SKLL36AT1200 | 78 | SRPK1200A900 | 53 | 900 | 29 | 65kA | 7 | Panelboard MRO | 1 | Distribution Protection | 1 | 600Vac (Y/D) | 2 | 100% | 2 | 785371122 | No Equivalent Cross Available Based on Selections | No Equivalent Cross Available Based on Selections | XT7LQ310DEFF000XXX + SRFB3XT7MFPX | XT7LQ310DFFF000XXX + SRFB3XT7MFPX | XT7LQ310DGFF000XXX + SRFB3XT7MFPX | XT7LQ310DPFF000XXX + SRFB3XT7MFPX | XT7LQ310DQFF000XXX + SRFB3XT7MFPX | XT7LQ310DTFF000XXX + SRFB3XT7MFPX | XT7LQ310DUFF000XXX + SRFB3XT7MFPX
SK | SKLL36AT1200 | 78 | SRPK1200A1000 | 54 | 1000 | 30 | 65kA | 7 | Loose MCCB (OEM) | 2 | Distribution Protection | 1 | 480Vac (Y/D) | 1 | 80% | 1 | 785472111 | No Equivalent Cross Available Based on Selections | No Equivalent Cross Available Based on Selections | XT7HU310DEFF000XXX | XT7HU310DFFF000XXX | XT7HU310DGFF000XXX | XT7HU310DPFF000XXX | XT7HU310DQFF000XXX | XT7HU310DTFF000XXX | XT7HU310DUFF000XXX
SK | SKLL36AT1200 | 78 | SRPK1200A1000 | 54 | 1000 | 30 | 65kA | 7 | Loose MCCB (OEM) | 2 | Distribution Protection | 1 | 600Vac (Y/D) | 2 | 80% | 1 | 785472121 | No Equivalent Cross Available Based on Selections | No Equivalent Cross Available Based on Selections | XT7LU310DEFF000XXX | XT7LU310DFFF000XXX | XT7LU310DGFF000XXX | XT7LU310DPFF000XXX | XT7LU310DQFF000XXX | XT7LU310DTFF000XXX | XT7LU310DUFF000XXX
SK | SKLL36AT1200 | 78 | SRPK1200A1000 | 54 | 1000 | 30 | 65kA | 7 | Loose MCCB (OEM) | 2 | Distribution Protection | 1 | 480Vac (Y/D) | 1 | 100% | 2 | 785472112 | No Equivalent Cross Available Based on Selections | No Equivalent Cross Available Based on Selections | XT7HQ310DEFF000XXX | XT7HQ310DFFF000XXX | XT7HQ310DGFF000XXX | XT7HQ310DPFF000XXX | XT7HQ310DQFF000XXX | XT7HQ310DTFF000XXX | XT7HQ310DUFF000XXX
SK | SKLL36AT1200 | 78 | SRPK1200A1000 | 54 | 1000 | 30 | 65kA | 7 | Loose MCCB (OEM) | 2 | Distribution Protection | 1 | 600Vac (Y/D) | 2 | 100% | 2 | 785472122 | No Equivalent Cross Available Based on Selections | No Equivalent Cross Available Based on Selections | XT7LQ310DEFF000XXX | XT7LQ310DFFF000XXX | XT7LQ310DGFF000XXX | XT7LQ310DPFF000XXX | XT7LQ310DQFF000XXX | XT7LQ310DTFF000XXX | XT7LQ310DUFF000XXX
SK | SKLL36AT1200 | 78 | SRPK1200A1000 | 54 | 1000 | 30 | 65kA | 7 | Panelboard MRO | 1 | Distribution Protection | 1 | 480Vac (Y/D) | 1 | 80% | 1 | 785471111 | No Equivalent Cross Available Based on Selections | No Equivalent Cross Available Based on Selections | XT7HU310DEFF000XXX + SRFB3XT7MFPX | XT7HU310DFFF000XXX + SRFB3XT7MFPX | XT7HU310DGFF000XXX + SRFB3XT7MFPX | XT7HU310DPFF000XXX + SRFB3XT7MFPX | XT7HU310DQFF000XXX + SRFB3XT7MFPX | XT7HU310DTFF000XXX + SRFB3XT7MFPX | XT7HU310DUFF000XXX + SRFB3XT7MFPX
SK | SKLL36AT1200 | 78 | SRPK1200A1000 | 54 | 1000 | 30 | 65kA | 7 | Panelboard MRO | 1 | Distribution Protection | 1 | 600Vac (Y/D) | 2 | 80% | 1 | 785471121 | No Equivalent Cross Available Based on Selections | No Equivalent Cross Available Based on Selections | XT7LU310DEFF000XXX + SRFB3XT7MFPX | XT7LU310DFFF000XXX + SRFB3XT7MFPX | XT7LU310DGFF000XXX + SRFB3XT7MFPX | XT7LU310DPFF000XXX + SRFB3XT7MFPX | XT7LU310DQFF000XXX + SRFB3XT7MFPX | XT7LU310DTFF000XXX + SRFB3XT7MFPX | XT7LU310DUFF000XXX + SRFB3XT7MFPX
SK | SKLL36AT1200 | 78 | SRPK1200A1000 | 54 | 1000 | 30 | 65kA | 7 | Panelboard MRO | 1 | Distribution Protection | 1 | 480Vac (Y/D) | 1 | 100% | 2 | 785471112 | No Equivalent Cross Available Based on Selections | No Equivalent Cross Available Based on Selections | XT7HQ310DEFF000XXX + SRFB3XT7MFPX | XT7HQ310DFFF000XXX + SRFB3XT7MFPX | XT7HQ310DGFF000XXX + SRFB3XT7MFPX | XT7HQ310DPFF000XXX + SRFB3XT7MFPX | XT7HQ310DQFF000XXX + SRFB3XT7MFPX | XT7HQ310DTFF000XXX + SRFB3XT7MFPX | XT7HQ310DUFF000XXX + SRFB3XT7MFPX
SK | SKLL36AT1200 | 78 | SRPK1200A1000 | 54 | 1000 | 30 | 65kA | 7 | Panelboard MRO | 1 | Distribution Protection | 1 | 600Vac (Y/D) | 2 | 100% | 2 | 785471122 | No Equivalent Cross Available Based on Selections | No Equivalent Cross Available Based on Selections | XT7LQ310DEFF000XXX + SRFB3XT7MFPX | XT7LQ310DFFF000XXX + SRFB3XT7MFPX | XT7LQ310DGFF000XXX + SRFB3XT7MFPX | XT7LQ310DPFF000XXX + SRFB3XT7MFPX | XT7LQ310DQFF000XXX + SRFB3XT7MFPX | XT7LQ310DTFF000XXX + SRFB3XT7MFPX | XT7LQ310DUFF000XXX + SRFB3XT7MFPX
SK | SKLL36AT1200 | 78 | SRPK1200A1175 | 55 | 1175 | 31 | 65kA | 7 | Loose MCCB (OEM) | 2 | Distribution Protection | 1 | 480Vac (Y/D) | 1 | 80% | 1 | 785572111 | No Equivalent Cross Available Based on Selections | No Equivalent Cross Available Based on Selections | XT7HU312EEFF000XXX | XT7HU312EFFF000XXX | XT7HU312EGFF000XXX | XT7HU312EPFF000XXX | XT7HU312EQFF000XXX | XT7HU312ETFF000XXX | XT7HU312EUFF000XXX
SK | SKLL36AT1200 | 78 | SRPK1200A1175 | 55 | 1175 | 31 | 65kA | 7 | Loose MCCB (OEM) | 2 | Distribution Protection | 1 | 600Vac (Y/D) | 2 | 80% | 1 | 785572121 | No Equivalent Cross Available Based on Selections | No Equivalent Cross Available Based on Selections | XT7LU312EEFF000XXX | XT7LU312EFFF000XXX | XT7LU312EGFF000XXX | XT7LU312EPFF000XXX | XT7LU312EQFF000XXX | XT7LU312ETFF000XXX | XT7LU312EUFF000XXX
SK | SKLL36AT1200 | 78 | SRPK1200A1175 | 55 | 1175 | 31 | 65kA | 7 | Loose MCCB (OEM) | 2 | Distribution Protection | 1 | 480Vac (Y/D) | 1 | 100% | 2 | 785572112 | No Equivalent Cross Available Based on Selections | No Equivalent Cross Available Based on Selections | XT7HQ312EEFF000XXX | XT7HQ312EFFF000XXX | XT7HQ312EGFF000XXX | XT7HQ312EPFF000XXX | XT7HQ312EQFF000XXX | XT7HQ312ETFF000XXX | XT7HQ312EUFF000XXX
SK | SKLL36AT1200 | 78 | SRPK1200A1175 | 55 | 1175 | 31 | 65kA | 7 | Loose MCCB (OEM) | 2 | Distribution Protection | 1 | 600Vac (Y/D) | 2 | 100% | 2 | 785572122 | No Equivalent Cross Available Based on Selections | No Equivalent Cross Available Based on Selections | XT7LQ312EEFF000XXX | XT7LQ312EFFF000XXX | XT7LQ312EGFF000XXX | XT7LQ312EPFF000XXX | XT7LQ312EQFF000XXX | XT7LQ312ETFF000XXX | XT7LQ312EUFF000XXX
SK | SKLL36AT1200 | 78 | SRPK1200A1175 | 55 | 1175 | 31 | 65kA | 7 | Panelboard MRO | 1 | Distribution Protection | 1 | 480Vac (Y/D) | 1 | 80% | 1 | 785571111 | No Equivalent Cross Available Based on Selections | No Equivalent Cross Available Based on Selections | XT7HU312EEFF000XXX + SRFB3XT7MFPX | XT7HU312EFFF000XXX + SRFB3XT7MFPX | XT7HU312EGFF000XXX + SRFB3XT7MFPX | XT7HU312EPFF000XXX + SRFB3XT7MFPX | XT7HU312EQFF000XXX + SRFB3XT7MFPX | XT7HU312ETFF000XXX + SRFB3XT7MFPX | XT7HU312EUFF000XXX + SRFB3XT7MFPX
SK | SKLL36AT1200 | 78 | SRPK1200A1175 | 55 | 1175 | 31 | 65kA | 7 | Panelboard MRO | 1 | Distribution Protection | 1 | 600Vac (Y/D) | 2 | 80% | 1 | 785571121 | No Equivalent Cross Available Based on Selections | No Equivalent Cross Available Based on Selections | XT7LU312EEFF000XXX + SRFB3XT7MFPX | XT7LU312EFFF000XXX + SRFB3XT7MFPX | XT7LU312EGFF000XXX + SRFB3XT7MFPX | XT7LU312EPFF000XXX + SRFB3XT7MFPX | XT7LU312EQFF000XXX + SRFB3XT7MFPX | XT7LU312ETFF000XXX + SRFB3XT7MFPX | XT7LU312EUFF000XXX + SRFB3XT7MFPX
SK | SKLL36AT1200 | 78 | SRPK1200A1175 | 55 | 1175 | 31 | 65kA | 7 | Panelboard MRO | 1 | Distribution Protection | 1 | 480Vac (Y/D) | 1 | 100% | 2 | 785571112 | No Equivalent Cross Available Based on Selections | No Equivalent Cross Available Based on Selections | XT7HQ312EEFF000XXX + SRFB3XT7MFPX | XT7HQ312EFFF000XXX + SRFB3XT7MFPX | XT7HQ312EGFF000XXX + SRFB3XT7MFPX | XT7HQ312EPFF000XXX + SRFB3XT7MFPX | XT7HQ312EQFF000XXX + SRFB3XT7MFPX | XT7HQ312ETFF000XXX + SRFB3XT7MFPX | XT7HQ312EUFF000XXX + SRFB3XT7MFPX
SK | SKLL36AT1200 | 78 | SRPK1200A1175 | 55 | 1175 | 31 | 65kA | 7 | Panelboard MRO | 1 | Distribution Protection | 1 | 600Vac (Y/D) | 2 | 100% | 2 | 785571122 | No Equivalent Cross Available Based on Selections | No Equivalent Cross Available Based on Selections | XT7LQ312EEFF000XXX + SRFB3XT7MFPX | XT7LQ312EFFF000XXX + SRFB3XT7MFPX | XT7LQ312EGFF000XXX + SRFB3XT7MFPX | XT7LQ312EPFF000XXX + SRFB3XT7MFPX | XT7LQ312EQFF000XXX + SRFB3XT7MFPX | XT7LQ312ETFF000XXX + SRFB3XT7MFPX | XT7LQ312EUFF000XXX + SRFB3XT7MFPX
SK | SKLL36AT1200 | 78 | SRPK1200A1200 | 56 | 1200 | 32 | 65kA | 7 | Loose MCCB (OEM) | 2 | Distribution Protection | 1 | 480Vac (Y/D) | 1 | 80% | 1 | 785672111 | No Equivalent Cross Available Based on Selections | No Equivalent Cross Available Based on Selections | XT7HU312EEFF000XXX | XT7HU312EFFF000XXX | XT7HU312EGFF000XXX | XT7HU312EPFF000XXX | XT7HU312EQFF000XXX | XT7HU312ETFF000XXX | XT7HU312EUFF000XXX
SK | SKLL36AT1200 | 78 | SRPK1200A1200 | 56 | 1200 | 32 | 65kA | 7 | Loose MCCB (OEM) | 2 | Distribution Protection | 1 | 600Vac (Y/D) | 2 | 80% | 1 | 785672121 | No Equivalent Cross Available Based on Selections | No Equivalent Cross Available Based on Selections | XT7LU312EEFF000XXX | XT7LU312EFFF000XXX | XT7LU312EGFF000XXX | XT7LU312EPFF000XXX | XT7LU312EQFF000XXX | XT7LU312ETFF000XXX | XT7LU312EUFF000XXX
SK | SKLL36AT1200 | 78 | SRPK1200A1200 | 56 | 1200 | 32 | 65kA | 7 | Loose MCCB (OEM) | 2 | Distribution Protection | 1 | 480Vac (Y/D) | 1 | 100% | 2 | 785672112 | No Equivalent Cross Available Based on Selections | No Equivalent Cross Available Based on Selections | XT7HQ312EEFF000XXX | XT7HQ312EFFF000XXX | XT7HQ312EGFF000XXX | XT7HQ312EPFF000XXX | XT7HQ312EQFF000XXX | XT7HQ312ETFF000XXX | XT7HQ312EUFF000XXX
SK | SKLL36AT1200 | 78 | SRPK1200A1200 | 56 | 1200 | 32 | 65kA | 7 | Loose MCCB (OEM) | 2 | Distribution Protection | 1 | 600Vac (Y/D) | 2 | 100% | 2 | 785672122 | No Equivalent Cross Available Based on Selections | No Equivalent Cross Available Based on Selections | XT7LQ312EEFF000XXX | XT7LQ312EFFF000XXX | XT7LQ312EGFF000XXX | XT7LQ312EPFF000XXX | XT7LQ312EQFF000XXX | XT7LQ312ETFF000XXX | XT7LQ312EUFF000XXX
SK | SKLL36AT1200 | 78 | SRPK1200A1200 | 56 | 1200 | 32 | 65kA | 7 | Panelboard MRO | 1 | Distribution Protection | 1 | 480Vac (Y/D) | 1 | 80% | 1 | 785671111 | No Equivalent Cross Available Based on Selections | No Equivalent Cross Available Based on Selections | XT7HU312EEFF000XXX + SRFB3XT7MFPX | XT7HU312EFFF000XXX + SRFB3XT7MFPX | XT7HU312EGFF000XXX + SRFB3XT7MFPX | XT7HU312EPFF000XXX + SRFB3XT7MFPX | XT7HU312EQFF000XXX + SRFB3XT7MFPX | XT7HU312ETFF000XXX + SRFB3XT7MFPX | XT7HU312EUFF000XXX + SRFB3XT7MFPX
SK | SKLL36AT1200 | 78 | SRPK1200A1200 | 56 | 1200 | 32 | 65kA | 7 | Panelboard MRO | 1 | Distribution Protection | 1 | 600Vac (Y/D) | 2 | 80% | 1 | 785671121 | No Equivalent Cross Available Based on Selections | No Equivalent Cross Available Based on Selections | XT7LU312EEFF000XXX + SRFB3XT7MFPX | XT7LU312EFFF000XXX + SRFB3XT7MFPX | XT7LU312EGFF000XXX + SRFB3XT7MFPX | XT7LU312EPFF000XXX + SRFB3XT7MFPX | XT7LU312EQFF000XXX + SRFB3XT7MFPX | XT7LU312ETFF000XXX + SRFB3XT7MFPX | XT7LU312EUFF000XXX + SRFB3XT7MFPX
SK | SKLL36AT1200 | 78 | SRPK1200A1200 | 56 | 1200 | 32 | 65kA | 7 | Panelboard MRO | 1 | Distribution Protection | 1 | 480Vac (Y/D) | 1 | 100% | 2 | 785671112 | No Equivalent Cross Available Based on Selections | No Equivalent Cross Available Based on Selections | XT7HQ312EEFF000XXX + SRFB3XT7MFPX | XT7HQ312EFFF000XXX + SRFB3XT7MFPX | XT7HQ312EGFF000XXX + SRFB3XT7MFPX | XT7HQ312EPFF000XXX + SRFB3XT7MFPX | XT7HQ312EQFF000XXX + SRFB3XT7MFPX | XT7HQ312ETFF000XXX + SRFB3XT7MFPX | XT7HQ312EUFF000XXX + SRFB3XT7MFPX
SK | SKLL36AT1200 | 78 | SRPK1200A1200 | 56 | 1200 | 32 | 65kA | 7 | Panelboard MRO | 1 | Distribution Protection | 1 | 600Vac (Y/D) | 2 | 100% | 2 | 785671122 | No Equivalent Cross Available Based on Selections | No Equivalent Cross Available Based on Selections | XT7LQ312EEFF000XXX + SRFB3XT7MFPX | XT7LQ312EFFF000XXX + SRFB3XT7MFPX | XT7LQ312EGFF000XXX + SRFB3XT7MFPX | XT7LQ312EPFF000XXX + SRFB3XT7MFPX | XT7LQ312EQFF000XXX + SRFB3XT7MFPX | XT7LQ312ETFF000XXX + SRFB3XT7MFPX | XT7LQ312EUFF000XXX + SRFB3XT7MFPX
SK | SKPP36AT1200 | 79 | SRPK1200A600 | 50 | 600 | 26 | 100kA | 8 | Loose MCCB (OEM) | 2 | Distribution Protection | 1 | 480Vac (Y/D) | 1 | 80% | 1 | 795082111 | No Equivalent Cross Available Based on Selections | XT5LU360BBFF000XXX | XT5LU360BEFF000XXX | XT5LU360BFFF000XXX | XT5LU360BGFF000XXX | XT5LU360BPFF000XXX | XT5LU360BQFF000XXX | XT5LU360BTFF000XXX | XT5LU360BUFF000XXX
SK | SKPP36AT1200 | 79 | SRPK1200A600 | 50 | 600 | 26 | 100kA | 8 | Loose MCCB (OEM) | 2 | Distribution Protection | 1 | 600Vac (Y/D) | 2 | 80% | 1 | 795082121 | No Equivalent Cross Available Based on Selections | XT5VU360BBFF000XXX | XT5VU360BEFF000XXX | XT5VU360BFFF000XXX | XT5VU360BGFF000XXX | XT5VU360BPFF000XXX | XT5VU360BQFF000XXX | XT5VU360BTFF000XXX | XT5VU360BUFF000XXX
SK | SKPP36AT1200 | 79 | SRPK1200A600 | 50 | 600 | 26 | 100kA | 8 | Loose MCCB (OEM) | 2 | Distribution Protection | 1 | 480Vac (Y/D) | 1 | 100% | 2 | 795082112 | No Equivalent Cross Available Based on Selections | XT5LQ360BBFF000XXX | XT5LQ360BEFF000XXX | XT5LQ360BFFF000XXX | XT5LQ360BGFF000XXX | XT5LQ360BPFF000XXX | XT5LQ360BQFF000XXX | XT5LQ360BTFF000XXX | XT5LQ360BUFF000XXX
SK | SKPP36AT1200 | 79 | SRPK1200A600 | 50 | 600 | 26 | 100kA | 8 | Loose MCCB (OEM) | 2 | Distribution Protection | 1 | 600Vac (Y/D) | 2 | 100% | 2 | 795082122 | No Equivalent Cross Available Based on Selections | No Equivalent Cross Available Based on Selections | No Equivalent Cross Available Based on Selections | No Equivalent Cross Available Based on Selections | No Equivalent Cross Available Based on Selections | No Equivalent Cross Available Based on Selections | No Equivalent Cross Available Based on Selections | No Equivalent Cross Available Based on Selections | No Equivalent Cross Available Based on Selections
SK | SKPP36AT1200 | 79 | SRPK1200A600 | 50 | 600 | 26 | 100kA | 8 | Panelboard MRO | 1 | Distribution Protection | 1 | 480Vac (Y/D) | 1 | 80% | 1 | 795081111 | No Equivalent Cross Available Based on Selections | XT5LU360BBFF000XXX | XT5LU360BEFF000XXX + SRFB3XT5MFPX | XT5LU360BFFF000XXX + SRFB3XT5MFPX | XT5LU360BGFF000XXX + SRFB3XT5MFPX | XT5LU360BPFF000XXX + SRFB3XT5MFPX | XT5LU360BQFF000XXX + SRFB3XT5MFPX | XT5LU360BTFF000XXX + SRFB3XT5MFPX | XT5LU360BUFF000XXX + SRFB3XT5MFPX
SK | SKPP36AT1200 | 79 | SRPK1200A600 | 50 | 600 | 26 | 100kA | 8 | Panelboard MRO | 1 | Distribution Protection | 1 | 600Vac (Y/D) | 2 | 80% | 1 | 795081121 | No Equivalent Cross Available Based on Selections | XT5VU360BBFF000XXX | XT5VU360BEFF000XXX + SRFB3XT5MFPX | XT5VU360BFFF000XXX + SRFB3XT5MFPX | XT5VU360BGFF000XXX + SRFB3XT5MFPX | XT5VU360BPFF000XXX + SRFB3XT5MFPX | XT5VU360BQFF000XXX + SRFB3XT5MFPX | XT5VU360BTFF000XXX + SRFB3XT5MFPX | XT5VU360BUFF000XXX + SRFB3XT5MFPX
SK | SKPP36AT1200 | 79 | SRPK1200A600 | 50 | 600 | 26 | 100kA | 8 | Panelboard MRO | 1 | Distribution Protection | 1 | 480Vac (Y/D) | 1 | 100% | 2 | 795081112 | No Equivalent Cross Available Based on Selections | XT5LQ360BBFF000XXX | XT5LQ360BEFF000XXX + SRFB3XT5MFPX | XT5LQ360BFFF000XXX + SRFB3XT5MFPX | XT5LQ360BGFF000XXX + SRFB3XT5MFPX | XT5LQ360BPFF000XXX + SRFB3XT5MFPX | XT5LQ360BQFF000XXX + SRFB3XT5MFPX | XT5LQ360BTFF000XXX + SRFB3XT5MFPX | XT5LQ360BUFF000XXX + SRFB3XT5MFPX
SK | SKPP36AT1200 | 79 | SRPK1200A600 | 50 | 600 | 26 | 100kA | 8 | Panelboard MRO | 1 | Distribution Protection | 1 | 600Vac (Y/D) | 2 | 100% | 2 | 795081122 | No Equivalent Cross Available Based on Selections | No Equivalent Cross Available Based on Selections | No Equivalent Cross Available Based on Selections | No Equivalent Cross Available Based on Selections | No Equivalent Cross Available Based on Selections | No Equivalent Cross Available Based on Selections | No Equivalent Cross Available Based on Selections | No Equivalent Cross Available Based on Selections | No Equivalent Cross Available Based on Selections
SK | SKPP36AT1200 | 79 | SRPK1200A700 | 51 | 700 | 27 | 100kA | 8 | Loose MCCB (OEM) | 2 | Distribution Protection | 1 | 480Vac (Y/D) | 1 | 80% | 1 | 795182111 | No Equivalent Cross Available Based on Selections | No Equivalent Cross Available Based on Selections | XT7LU380CEFF000XXX | XT7LU380CFFF000XXX | XT7LU380CGFF000XXX | XT7LU380CPFF000XXX | XT7LU380CQFF000XXX | XT7LU380CTFF000XXX | XT7LU380CUFF000XXX
SK | SKPP36AT1200 | 79 | SRPK1200A700 | 51 | 700 | 27 | 100kA | 8 | Loose MCCB (OEM) | 2 | Distribution Protection | 1 | 600Vac (Y/D) | 2 | 80% | 1 | 795182121 | No Equivalent Cross Available Based on Selections | No Equivalent Cross Available Based on Selections | No Equivalent Cross Available Based on Selections | No Equivalent Cross Available Based on Selections | No Equivalent Cross Available Based on Selections | No Equivalent Cross Available Based on Selections | No Equivalent Cross Available Based on Selections | No Equivalent Cross Available Based on Selections | No Equivalent Cross Available Based on Selections
SK | SKPP36AT1200 | 79 | SRPK1200A700 | 51 | 700 | 27 | 100kA | 8 | Loose MCCB (OEM) | 2 | Distribution Protection | 1 | 480Vac (Y/D) | 1 | 100% | 2 | 795182112 | No Equivalent Cross Available Based on Selections | No Equivalent Cross Available Based on Selections | XT7HQ380CEFF000XXX | XT7HQ380CFFF000XXX | XT7HQ380CGFF000XXX | XT7HQ380CPFF000XXX | XT7HQ380CQFF000XXX | XT7HQ380CTFF000XXX | XT7HQ380CUFF000XXX
SK | SKPP36AT1200 | 79 | SRPK1200A700 | 51 | 700 | 27 | 100kA | 8 | Loose MCCB (OEM) | 2 | Distribution Protection | 1 | 600Vac (Y/D) | 2 | 100% | 2 | 795182122 | No Equivalent Cross Available Based on Selections | No Equivalent Cross Available Based on Selections | No Equivalent Cross Available Based on Selections | No Equivalent Cross Available Based on Selections | No Equivalent Cross Available Based on Selections | No Equivalent Cross Available Based on Selections | No Equivalent Cross Available Based on Selections | No Equivalent Cross Available Based on Selections | No Equivalent Cross Available Based on Selections
SK | SKPP36AT1200 | 79 | SRPK1200A700 | 51 | 700 | 27 | 100kA | 8 | Panelboard MRO | 1 | Distribution Protection | 1 | 480Vac (Y/D) | 1 | 80% | 1 | 795181111 | No Equivalent Cross Available Based on Selections | No Equivalent Cross Available Based on Selections | XT7LU380CEFF000XXX + SRFB3XT7MFPX | XT7LU380CFFF000XXX + SRFB3XT7MFPX | XT7LU380CGFF000XXX + SRFB3XT7MFPX | XT7LU380CPFF000XXX + SRFB3XT7MFPX | XT7LU380CQFF000XXX + SRFB3XT7MFPX | XT7LU380CTFF000XXX + SRFB3XT7MFPX | XT7LU380CUFF000XXX + SRFB3XT7MFPX
SK | SKPP36AT1200 | 79 | SRPK1200A700 | 51 | 700 | 27 | 100kA | 8 | Panelboard MRO | 1 | Distribution Protection | 1 | 600Vac (Y/D) | 2 | 80% | 1 | 795181121 | No Equivalent Cross Available Based on Selections | No Equivalent Cross Available Based on Selections | No Equivalent Cross Available Based on Selections | No Equivalent Cross Available Based on Selections | No Equivalent Cross Available Based on Selections | No Equivalent Cross Available Based on Selections | No Equivalent Cross Available Based on Selections | No Equivalent Cross Available Based on Selections | No Equivalent Cross Available Based on Selections
SK | SKPP36AT1200 | 79 | SRPK1200A700 | 51 | 700 | 27 | 100kA | 8 | Panelboard MRO | 1 | Distribution Protection | 1 | 480Vac (Y/D) | 1 | 100% | 2 | 795181112 | No Equivalent Cross Available Based on Selections | No Equivalent Cross Available Based on Selections | XT7LQ380CEFF000XXX + SRFB3XT7MFPX | XT7LQ380CFFF000XXX + SRFB3XT7MFPX | XT7LQ380CGFF000XXX + SRFB3XT7MFPX | XT7LQ380CPFF000XXX + SRFB3XT7MFPX | XT7LQ380CQFF000XXX + SRFB3XT7MFPX | XT7LQ380CTFF000XXX + SRFB3XT7MFPX | XT7LQ380CUFF000XXX + SRFB3XT7MFPX
SK | SKPP36AT1200 | 79 | SRPK1200A700 | 51 | 700 | 27 | 100kA | 8 | Panelboard MRO | 1 | Distribution Protection | 1 | 600Vac (Y/D) | 2 | 100% | 2 | 795181122 | No Equivalent Cross Available Based on Selections | No Equivalent Cross Available Based on Selections | No Equivalent Cross Available Based on Selections | No Equivalent Cross Available Based on Selections | No Equivalent Cross Available Based on Selections | No Equivalent Cross Available Based on Selections | No Equivalent Cross Available Based on Selections | No Equivalent Cross Available Based on Selections | No Equivalent Cross Available Based on Selections
SK | SKPP36AT1200 | 79 | SRPK1200A800 | 52 | 800 | 28 | 100kA | 8 | Loose MCCB (OEM) | 2 | Distribution Protection | 1 | 480Vac (Y/D) | 1 | 80% | 1 | 795282111 | No Equivalent Cross Available Based on Selections | No Equivalent Cross Available Based on Selections | XT7LU380CEFF000XXX | XT7LU380CFFF000XXX | XT7LU380CGFF000XXX | XT7LU380CPFF000XXX | XT7LU380CQFF000XXX | XT7LU380CTFF000XXX | XT7LU380CUFF000XXX
SK | SKPP36AT1200 | 79 | SRPK1200A800 | 52 | 800 | 28 | 100kA | 8 | Loose MCCB (OEM) | 2 | Distribution Protection | 1 | 600Vac (Y/D) | 2 | 80% | 1 | 795282121 | No Equivalent Cross Available Based on Selections | No Equivalent Cross Available Based on Selections | No Equivalent Cross Available Based on Selections | No Equivalent Cross Available Based on Selections | No Equivalent Cross Available Based on Selections | No Equivalent Cross Available Based on Selections | No Equivalent Cross Available Based on Selections | No Equivalent Cross Available Based on Selections | No Equivalent Cross Available Based on Selections
SK | SKPP36AT1200 | 79 | SRPK1200A800 | 52 | 800 | 28 | 100kA | 8 | Loose MCCB (OEM) | 2 | Distribution Protection | 1 | 480Vac (Y/D) | 1 | 100% | 2 | 795282112 | No Equivalent Cross Available Based on Selections | No Equivalent Cross Available Based on Selections | XT7HQ380CEFF000XXX | XT7HQ380CFFF000XXX | XT7HQ380CGFF000XXX | XT7HQ380CPFF000XXX | XT7HQ380CQFF000XXX | XT7HQ380CTFF000XXX | XT7HQ380CUFF000XXX
SK | SKPP36AT1200 | 79 | SRPK1200A800 | 52 | 800 | 28 | 100kA | 8 | Loose MCCB (OEM) | 2 | Distribution Protection | 1 | 600Vac (Y/D) | 2 | 100% | 2 | 795282122 | No Equivalent Cross Available Based on Selections | No Equivalent Cross Available Based on Selections | No Equivalent Cross Available Based on Selections | No Equivalent Cross Available Based on Selections | No Equivalent Cross Available Based on Selections | No Equivalent Cross Available Based on Selections | No Equivalent Cross Available Based on Selections | No Equivalent Cross Available Based on Selections | No Equivalent Cross Available Based on Selections
SK | SKPP36AT1200 | 79 | SRPK1200A800 | 52 | 800 | 28 | 100kA | 8 | Panelboard MRO | 1 | Distribution Protection | 1 | 480Vac (Y/D) | 1 | 80% | 1 | 795281111 | No Equivalent Cross Available Based on Selections | No Equivalent Cross Available Based on Selections | XT7LU380CEFF000XXX + SRFB3XT7MFPX | XT7LU380CFFF000XXX + SRFB3XT7MFPX | XT7LU380CGFF000XXX + SRFB3XT7MFPX | XT7LU380CPFF000XXX + SRFB3XT7MFPX | XT7LU380CQFF000XXX + SRFB3XT7MFPX | XT7LU380CTFF000XXX + SRFB3XT7MFPX | XT7LU380CUFF000XXX + SRFB3XT7MFPX
SK | SKPP36AT1200 | 79 | SRPK1200A800 | 52 | 800 | 28 | 100kA | 8 | Panelboard MRO | 1 | Distribution Protection | 1 | 600Vac (Y/D) | 2 | 80% | 1 | 795281121 | No Equivalent Cross Available Based on Selections | No Equivalent Cross Available Based on Selections | No Equivalent Cross Available Based on Selections | No Equivalent Cross Available Based on Selections | No Equivalent Cross Available Based on Selections | No Equivalent Cross Available Based on Selections | No Equivalent Cross Available Based on Selections | No Equivalent Cross Available Based on Selections | No Equivalent Cross Available Based on Selections
SK | SKPP36AT1200 | 79 | SRPK1200A800 | 52 | 800 | 28 | 100kA | 8 | Panelboard MRO | 1 | Distribution Protection | 1 | 480Vac (Y/D) | 1 | 100% | 2 | 795281112 | No Equivalent Cross Available Based on Selections | No Equivalent Cross Available Based on Selections | XT7LQ380CEFF000XXX + SRFB3XT7MFPX | XT7LQ380CFFF000XXX + SRFB3XT7MFPX | XT7LQ380CGFF000XXX + SRFB3XT7MFPX | XT7LQ380CPFF000XXX + SRFB3XT7MFPX | XT7LQ380CQFF000XXX + SRFB3XT7MFPX | XT7LQ380CTFF000XXX + SRFB3XT7MFPX | XT7LQ380CUFF000XXX + SRFB3XT7MFPX
SK | SKPP36AT1200 | 79 | SRPK1200A800 | 52 | 800 | 28 | 100kA | 8 | Panelboard MRO | 1 | Distribution Protection | 1 | 600Vac (Y/D) | 2 | 100% | 2 | 795281122 | No Equivalent Cross Available Based on Selections | No Equivalent Cross Available Based on Selections | No Equivalent Cross Available Based on Selections | No Equivalent Cross Available Based on Selections | No Equivalent Cross Available Based on Selections | No Equivalent Cross Available Based on Selections | No Equivalent Cross Available Based on Selections | No Equivalent Cross Available Based on Selections | No Equivalent Cross Available Based on Selections
SK | SKPP36AT1200 | 79 | SRPK1200A900 | 53 | 900 | 29 | 100kA | 8 | Loose MCCB (OEM) | 2 | Distribution Protection | 1 | 480Vac (Y/D) | 1 | 80% | 1 | 795382111 | No Equivalent Cross Available Based on Selections | No Equivalent Cross Available Based on Selections | XT7LU310DEFF000XXX | XT7LU310DFFF000XXX | XT7LU310DGFF000XXX | XT7LU310DPFF000XXX | XT7LU310DQFF000XXX | XT7LU310DTFF000XXX | XT7LU310DUFF000XXX
SK | SKPP36AT1200 | 79 | SRPK1200A900 | 53 | 900 | 29 | 100kA | 8 | Loose MCCB (OEM) | 2 | Distribution Protection | 1 | 600Vac (Y/D) | 2 | 80% | 1 | 795382121 | No Equivalent Cross Available Based on Selections | No Equivalent Cross Available Based on Selections | No Equivalent Cross Available Based on Selections | No Equivalent Cross Available Based on Selections | No Equivalent Cross Available Based on Selections | No Equivalent Cross Available Based on Selections | No Equivalent Cross Available Based on Selections | No Equivalent Cross Available Based on Selections | No Equivalent Cross Available Based on Selections
SK | SKPP36AT1200 | 79 | SRPK1200A900 | 53 | 900 | 29 | 100kA | 8 | Loose MCCB (OEM) | 2 | Distribution Protection | 1 | 480Vac (Y/D) | 1 | 100% | 2 | 795382112 | No Equivalent Cross Available Based on Selections | No Equivalent Cross Available Based on Selections | XT7LQ310DEFF000XXX | XT7LQ310DFFF000XXX | XT7LQ310DGFF000XXX | XT7LQ310DPFF000XXX | XT7LQ310DQFF000XXX | XT7LQ310DTFF000XXX | XT7LQ310DUFF000XXX
SK | SKPP36AT1200 | 79 | SRPK1200A900 | 53 | 900 | 29 | 100kA | 8 | Loose MCCB (OEM) | 2 | Distribution Protection | 1 | 600Vac (Y/D) | 2 | 100% | 2 | 795382122 | No Equivalent Cross Available Based on Selections | No Equivalent Cross Available Based on Selections | No Equivalent Cross Available Based on Selections | No Equivalent Cross Available Based on Selections | No Equivalent Cross Available Based on Selections | No Equivalent Cross Available Based on Selections | No Equivalent Cross Available Based on Selections | No Equivalent Cross Available Based on Selections | No Equivalent Cross Available Based on Selections
SK | SKPP36AT1200 | 79 | SRPK1200A900 | 53 | 900 | 29 | 100kA | 8 | Panelboard MRO | 1 | Distribution Protection | 1 | 480Vac (Y/D) | 1 | 80% | 1 | 795381111 | No Equivalent Cross Available Based on Selections | No Equivalent Cross Available Based on Selections | XT7LU310DEFF000XXX + SRFB3XT7MFPX | XT7LU310DFFF000XXX + SRFB3XT7MFPX | XT7LU310DGFF000XXX + SRFB3XT7MFPX | XT7LU310DPFF000XXX + SRFB3XT7MFPX | XT7LU310DQFF000XXX + SRFB3XT7MFPX | XT7LU310DTFF000XXX + SRFB3XT7MFPX | XT7LU310DUFF000XXX + SRFB3XT7MFPX
SK | SKPP36AT1200 | 79 | SRPK1200A900 | 53 | 900 | 29 | 100kA | 8 | Panelboard MRO | 1 | Distribution Protection | 1 | 600Vac (Y/D) | 2 | 80% | 1 | 795381121 | No Equivalent Cross Available Based on Selections | No Equivalent Cross Available Based on Selections | No Equivalent Cross Available Based on Selections | No Equivalent Cross Available Based on Selections | No Equivalent Cross Available Based on Selections | No Equivalent Cross Available Based on Selections | No Equivalent Cross Available Based on Selections | No Equivalent Cross Available Based on Selections | No Equivalent Cross Available Based on Selections
SK | SKPP36AT1200 | 79 | SRPK1200A900 | 53 | 900 | 29 | 100kA | 8 | Panelboard MRO | 1 | Distribution Protection | 1 | 480Vac (Y/D) | 1 | 100% | 2 | 795381112 | No Equivalent Cross Available Based on Selections | No Equivalent Cross Available Based on Selections | XT7LQ310DEFF000XXX + SRFB3XT7MFPX | XT7LQ310DFFF000XXX + SRFB3XT7MFPX | XT7LQ310DGFF000XXX + SRFB3XT7MFPX | XT7LQ310DPFF000XXX + SRFB3XT7MFPX | XT7LQ310DQFF000XXX + SRFB3XT7MFPX | XT7LQ310DTFF000XXX + SRFB3XT7MFPX | XT7LQ310DUFF000XXX + SRFB3XT7MFPX
SK | SKPP36AT1200 | 79 | SRPK1200A900 | 53 | 900 | 29 | 100kA | 8 | Panelboard MRO | 1 | Distribution Protection | 1 | 600Vac (Y/D) | 2 | 100% | 2 | 795381122 | No Equivalent Cross Available Based on Selections | No Equivalent Cross Available Based on Selections | No Equivalent Cross Available Based on Selections | No Equivalent Cross Available Based on Selections | No Equivalent Cross Available Based on Selections | No Equivalent Cross Available Based on Selections | No Equivalent Cross Available Based on Selections | No Equivalent Cross Available Based on Selections | No Equivalent Cross Available Based on Selections
SK | SKPP36AT1200 | 79 | SRPK1200A1000 | 54 | 1000 | 30 | 100kA | 8 | Loose MCCB (OEM) | 2 | Distribution Protection | 1 | 480Vac (Y/D) | 1 | 80% | 1 | 795482111 | No Equivalent Cross Available Based on Selections | No Equivalent Cross Available Based on Selections | XT7LU310DEFF000XXX | XT7LU310DFFF000XXX | XT7LU310DGFF000XXX | XT7LU310DPFF000XXX | XT7LU310DQFF000XXX | XT7LU310DTFF000XXX | XT7LU310DUFF000XXX
SK | SKPP36AT1200 | 79 | SRPK1200A1000 | 54 | 1000 | 30 | 100kA | 8 | Loose MCCB (OEM) | 2 | Distribution Protection | 1 | 600Vac (Y/D) | 2 | 80% | 1 | 795482121 | No Equivalent Cross Available Based on Selections | No Equivalent Cross Available Based on Selections | No Equivalent Cross Available Based on Selections | No Equivalent Cross Available Based on Selections | No Equivalent Cross Available Based on Selections | No Equivalent Cross Available Based on Selections | No Equivalent Cross Available Based on Selections | No Equivalent Cross Available Based on Selections | No Equivalent Cross Available Based on Selections
SK | SKPP36AT1200 | 79 | SRPK1200A1000 | 54 | 1000 | 30 | 100kA | 8 | Loose MCCB (OEM) | 2 | Distribution Protection | 1 | 480Vac (Y/D) | 1 | 100% | 2 | 795482112 | No Equivalent Cross Available Based on Selections | No Equivalent Cross Available Based on Selections | XT7LQ310DEFF000XXX | XT7LQ310DFFF000XXX | XT7LQ310DGFF000XXX | XT7LQ310DPFF000XXX | XT7LQ310DQFF000XXX | XT7LQ310DTFF000XXX | XT7LQ310DUFF000XXX
SK | SKPP36AT1200 | 79 | SRPK1200A1000 | 54 | 1000 | 30 | 100kA | 8 | Loose MCCB (OEM) | 2 | Distribution Protection | 1 | 600Vac (Y/D) | 2 | 100% | 2 | 795482122 | No Equivalent Cross Available Based on Selections | No Equivalent Cross Available Based on Selections | No Equivalent Cross Available Based on Selections | No Equivalent Cross Available Based on Selections | No Equivalent Cross Available Based on Selections | No Equivalent Cross Available Based on Selections | No Equivalent Cross Available Based on Selections | No Equivalent Cross Available Based on Selections | No Equivalent Cross Available Based on Selections
SK | SKPP36AT1200 | 79 | SRPK1200A1000 | 54 | 1000 | 30 | 100kA | 8 | Panelboard MRO | 1 | Distribution Protection | 1 | 480Vac (Y/D) | 1 | 80% | 1 | 795481111 | No Equivalent Cross Available Based on Selections | No Equivalent Cross Available Based on Selections | XT7LU310DEFF000XXX + SRFB3XT7MFPX | XT7LU310DFFF000XXX + SRFB3XT7MFPX | XT7LU310DGFF000XXX + SRFB3XT7MFPX | XT7LU310DPFF000XXX + SRFB3XT7MFPX | XT7LU310DQFF000XXX + SRFB3XT7MFPX | XT7LU310DTFF000XXX + SRFB3XT7MFPX | XT7LU310DUFF000XXX + SRFB3XT7MFPX
SK | SKPP36AT1200 | 79 | SRPK1200A1000 | 54 | 1000 | 30 | 100kA | 8 | Panelboard MRO | 1 | Distribution Protection | 1 | 600Vac (Y/D) | 2 | 80% | 1 | 795481121 | No Equivalent Cross Available Based on Selections | No Equivalent Cross Available Based on Selections | No Equivalent Cross Available Based on Selections | No Equivalent Cross Available Based on Selections | No Equivalent Cross Available Based on Selections | No Equivalent Cross Available Based on Selections | No Equivalent Cross Available Based on Selections | No Equivalent Cross Available Based on Selections | No Equivalent Cross Available Based on Selections
SK | SKPP36AT1200 | 79 | SRPK1200A1000 | 54 | 1000 | 30 | 100kA | 8 | Panelboard MRO | 1 | Distribution Protection | 1 | 480Vac (Y/D) | 1 | 100% | 2 | 795481112 | No Equivalent Cross Available Based on Selections | No Equivalent Cross Available Based on Selections | XT7LQ310DEFF000XXX + SRFB3XT7MFPX | XT7LQ310DFFF000XXX + SRFB3XT7MFPX | XT7LQ310DGFF000XXX + SRFB3XT7MFPX | XT7LQ310DPFF000XXX + SRFB3XT7MFPX | XT7LQ310DQFF000XXX + SRFB3XT7MFPX | XT7LQ310DTFF000XXX + SRFB3XT7MFPX | XT7LQ310DUFF000XXX + SRFB3XT7MFPX
SK | SKPP36AT1200 | 79 | SRPK1200A1000 | 54 | 1000 | 30 | 100kA | 8 | Panelboard MRO | 1 | Distribution Protection | 1 | 600Vac (Y/D) | 2 | 100% | 2 | 795481122 | No Equivalent Cross Available Based on Selections | No Equivalent Cross Available Based on Selections | No Equivalent Cross Available Based on Selections | No Equivalent Cross Available Based on Selections | No Equivalent Cross Available Based on Selections | No Equivalent Cross Available Based on Selections | No Equivalent Cross Available Based on Selections | No Equivalent Cross Available Based on Selections | No Equivalent Cross Available Based on Selections
SK | SKPP36AT1200 | 79 | SRPK1200A1175 | 55 | 1175 | 31 | 100kA | 8 | Loose MCCB (OEM) | 2 | Distribution Protection | 1 | 480Vac (Y/D) | 1 | 80% | 1 | 795582111 | No Equivalent Cross Available Based on Selections | No Equivalent Cross Available Based on Selections | XT7LU312EEFF000XXX | XT7LU312EFFF000XXX | XT7LU312EGFF000XXX | XT7LU312EPFF000XXX | XT7LU312EQFF000XXX | XT7LU312ETFF000XXX | XT7LU312EUFF000XXX
SK | SKPP36AT1200 | 79 | SRPK1200A1175 | 55 | 1175 | 31 | 100kA | 8 | Loose MCCB (OEM) | 2 | Distribution Protection | 1 | 600Vac (Y/D) | 2 | 80% | 1 | 795582121 | No Equivalent Cross Available Based on Selections | No Equivalent Cross Available Based on Selections | No Equivalent Cross Available Based on Selections | No Equivalent Cross Available Based on Selections | No Equivalent Cross Available Based on Selections | No Equivalent Cross Available Based on Selections | No Equivalent Cross Available Based on Selections | No Equivalent Cross Available Based on Selections | No Equivalent Cross Available Based on Selections
SK | SKPP36AT1200 | 79 | SRPK1200A1175 | 55 | 1175 | 31 | 100kA | 8 | Loose MCCB (OEM) | 2 | Distribution Protection | 1 | 480Vac (Y/D) | 1 | 100% | 2 | 795582112 | No Equivalent Cross Available Based on Selections | No Equivalent Cross Available Based on Selections | XT7LQ312EEFF000XXX | XT7LQ312EFFF000XXX | XT7LQ312EGFF000XXX | XT7LQ312EPFF000XXX | XT7LQ312EQFF000XXX | XT7LQ312ETFF000XXX | XT7LQ312EUFF000XXX
SK | SKPP36AT1200 | 79 | SRPK1200A1175 | 55 | 1175 | 31 | 100kA | 8 | Loose MCCB (OEM) | 2 | Distribution Protection | 1 | 600Vac (Y/D) | 2 | 100% | 2 | 795582122 | No Equivalent Cross Available Based on Selections | No Equivalent Cross Available Based on Selections | No Equivalent Cross Available Based on Selections | No Equivalent Cross Available Based on Selections | No Equivalent Cross Available Based on Selections | No Equivalent Cross Available Based on Selections | No Equivalent Cross Available Based on Selections | No Equivalent Cross Available Based on Selections | No Equivalent Cross Available Based on Selections
SK | SKPP36AT1200 | 79 | SRPK1200A1175 | 55 | 1175 | 31 | 100kA | 8 | Panelboard MRO | 1 | Distribution Protection | 1 | 480Vac (Y/D) | 1 | 80% | 1 | 795581111 | No Equivalent Cross Available Based on Selections | No Equivalent Cross Available Based on Selections | XT7LU312EEFF000XXX + SRFB3XT7MFPX | XT7LU312EFFF000XXX + SRFB3XT7MFPX | XT7LU312EGFF000XXX + SRFB3XT7MFPX | XT7LU312EPFF000XXX + SRFB3XT7MFPX | XT7LU312EQFF000XXX + SRFB3XT7MFPX | XT7LU312ETFF000XXX + SRFB3XT7MFPX | XT7LU312EUFF000XXX + SRFB3XT7MFPX
SK | SKPP36AT1200 | 79 | SRPK1200A1175 | 55 | 1175 | 31 | 100kA | 8 | Panelboard MRO | 1 | Distribution Protection | 1 | 600Vac (Y/D) | 2 | 80% | 1 | 795581121 | No Equivalent Cross Available Based on Selections | No Equivalent Cross Available Based on Selections | No Equivalent Cross Available Based on Selections | No Equivalent Cross Available Based on Selections | No Equivalent Cross Available Based on Selections | No Equivalent Cross Available Based on Selections | No Equivalent Cross Available Based on Selections | No Equivalent Cross Available Based on Selections | No Equivalent Cross Available Based on Selections
SK | SKPP36AT1200 | 79 | SRPK1200A1175 | 55 | 1175 | 31 | 100kA | 8 | Panelboard MRO | 1 | Distribution Protection | 1 | 480Vac (Y/D) | 1 | 100% | 2 | 795581112 | No Equivalent Cross Available Based on Selections | No Equivalent Cross Available Based on Selections | XT7LQ312EEFF000XXX + SRFB3XT7MFPX | XT7LQ312EFFF000XXX + SRFB3XT7MFPX | XT7LQ312EGFF000XXX + SRFB3XT7MFPX | XT7LQ312EPFF000XXX + SRFB3XT7MFPX | XT7LQ312EQFF000XXX + SRFB3XT7MFPX | XT7LQ312ETFF000XXX + SRFB3XT7MFPX | XT7LQ312EUFF000XXX + SRFB3XT7MFPX
SK | SKPP36AT1200 | 79 | SRPK1200A1175 | 55 | 1175 | 31 | 100kA | 8 | Panelboard MRO | 1 | Distribution Protection | 1 | 600Vac (Y/D) | 2 | 100% | 2 | 795581122 | No Equivalent Cross Available Based on Selections | No Equivalent Cross Available Based on Selections | No Equivalent Cross Available Based on Selections | No Equivalent Cross Available Based on Selections | No Equivalent Cross Available Based on Selections | No Equivalent Cross Available Based on Selections | No Equivalent Cross Available Based on Selections | No Equivalent Cross Available Based on Selections | No Equivalent Cross Available Based on Selections
SK | SKPP36AT1200 | 79 | SRPK1200A1200 | 56 | 1200 | 32 | 100kA | 8 | Loose MCCB (OEM) | 2 | Distribution Protection | 1 | 480Vac (Y/D) | 1 | 80% | 1 | 795682111 | No Equivalent Cross Available Based on Selections | No Equivalent Cross Available Based on Selections | XT7LU312EEFF000XXX | XT7LU312EFFF000XXX | XT7LU312EGFF000XXX | XT7LU312EPFF000XXX | XT7LU312EQFF000XXX | XT7LU312ETFF000XXX | XT7LU312EUFF000XXX
SK | SKPP36AT1200 | 79 | SRPK1200A1200 | 56 | 1200 | 32 | 100kA | 8 | Loose MCCB (OEM) | 2 | Distribution Protection | 1 | 600Vac (Y/D) | 2 | 80% | 1 | 795682121 | No Equivalent Cross Available Based on Selections | No Equivalent Cross Available Based on Selections | No Equivalent Cross Available Based on Selections | No Equivalent Cross Available Based on Selections | No Equivalent Cross Available Based on Selections | No Equivalent Cross Available Based on Selections | No Equivalent Cross Available Based on Selections | No Equivalent Cross Available Based on Selections | No Equivalent Cross Available Based on Selections
SK | SKPP36AT1200 | 79 | SRPK1200A1200 | 56 | 1200 | 32 | 100kA | 8 | Loose MCCB (OEM) | 2 | Distribution Protection | 1 | 480Vac (Y/D) | 1 | 100% | 2 | 795682112 | No Equivalent Cross Available Based on Selections | No Equivalent Cross Available Based on Selections | XT7LQ312EEFF000XXX | XT7LQ312EFFF000XXX | XT7LQ312EGFF000XXX | XT7LQ312EPFF000XXX | XT7LQ312EQFF000XXX | XT7LQ312ETFF000XXX | XT7LQ312EUFF000XXX
SK | SKPP36AT1200 | 79 | SRPK1200A1200 | 56 | 1200 | 32 | 100kA | 8 | Loose MCCB (OEM) | 2 | Distribution Protection | 1 | 600Vac (Y/D) | 2 | 100% | 2 | 795682122 | No Equivalent Cross Available Based on Selections | No Equivalent Cross Available Based on Selections | No Equivalent Cross Available Based on Selections | No Equivalent Cross Available Based on Selections | No Equivalent Cross Available Based on Selections | No Equivalent Cross Available Based on Selections | No Equivalent Cross Available Based on Selections | No Equivalent Cross Available Based on Selections | No Equivalent Cross Available Based on Selections
SK | SKPP36AT1200 | 79 | SRPK1200A1200 | 56 | 1200 | 32 | 100kA | 8 | Panelboard MRO | 1 | Distribution Protection | 1 | 480Vac (Y/D) | 1 | 80% | 1 | 795681111 | No Equivalent Cross Available Based on Selections | No Equivalent Cross Available Based on Selections | XT7LU312EEFF000XXX + SRFB3XT7MFPX | XT7LU312EFFF000XXX + SRFB3XT7MFPX | XT7LU312EGFF000XXX + SRFB3XT7MFPX | XT7LU312EPFF000XXX + SRFB3XT7MFPX | XT7LU312EQFF000XXX + SRFB3XT7MFPX | XT7LU312ETFF000XXX + SRFB3XT7MFPX | XT7LU312EUFF000XXX + SRFB3XT7MFPX
SK | SKPP36AT1200 | 79 | SRPK1200A1200 | 56 | 1200 | 32 | 100kA | 8 | Panelboard MRO | 1 | Distribution Protection | 1 | 600Vac (Y/D) | 2 | 80% | 1 | 795681121 | No Equivalent Cross Available Based on Selections | No Equivalent Cross Available Based on Selections | No Equivalent Cross Available Based on Selections | No Equivalent Cross Available Based on Selections | No Equivalent Cross Available Based on Selections | No Equivalent Cross Available Based on Selections | No Equivalent Cross Available Based on Selections | No Equivalent Cross Available Based on Selections | No Equivalent Cross Available Based on Selections
SK | SKPP36AT1200 | 79 | SRPK1200A1200 | 56 | 1200 | 32 | 100kA | 8 | Panelboard MRO | 1 | Distribution Protection | 1 | 480Vac (Y/D) | 1 | 100% | 2 | 795681112 | No Equivalent Cross Available Based on Selections | No Equivalent Cross Available Based on Selections | XT7LQ312EEFF000XXX + SRFB3XT7MFPX | XT7LQ312EFFF000XXX + SRFB3XT7MFPX | XT7LQ312EGFF000XXX + SRFB3XT7MFPX | XT7LQ312EPFF000XXX + SRFB3XT7MFPX | XT7LQ312EQFF000XXX + SRFB3XT7MFPX | XT7LQ312ETFF000XXX + SRFB3XT7MFPX | XT7LQ312EUFF000XXX + SRFB3XT7MFPX
SK | SKPP36AT1200 | 79 | SRPK1200A1200 | 56 | 1200 | 32 | 100kA | 8 | Panelboard MRO | 1 | Distribution Protection | 1 | 600Vac (Y/D) | 2 | 100% | 2 | 795681122 | No Equivalent Cross Available Based on Selections | No Equivalent Cross Available Based on Selections | No Equivalent Cross Available Based on Selections | No Equivalent Cross Available Based on Selections | No Equivalent Cross Available Based on Selections | No Equivalent Cross Available Based on Selections | No Equivalent Cross Available Based on Selections | No Equivalent Cross Available Based on Selections | No Equivalent Cross Available Based on Selections

## 1SDA to Datasheet (hidden)
Len |  | Local US PN | GlobalPN | Description | LEN+STD | Local US PN | MCCB | BP | TU | 100%
12 | U | XT1HU3003MFF000XXX | 1SDA074724R1 | XT1H 125 MCP Iu=3 3p F F UL/CSA | 12:U | XT1HU3003MFF000XXX | https://new.abb.com/products/en/1SDA074724R1
12 | U | XT1HU3007MFF000XXX | 1SDA074725R1 | XT1H 125 MCP Iu=7 3p F F UL/CSA | 12:U | XT1HU3007MFF000XXX | https://new.abb.com/products/en/1SDA074725R1
12 | U | XT1HU3015AFF000XXX | 1SDA074694R1 | XT1H 125 TMF 15-500 3p F F UL/CSA | 12:U | XT1HU3015AFF000XXX | https://new.abb.com/products/en/1SDA074694R1
12 | U | XT1HU3015MFF000XXX | 1SDA074726R1 | XT1H 125 MCP Iu=15 3p F F UL/CSA | 12:U | XT1HU3015MFF000XXX | https://new.abb.com/products/en/1SDA074726R1
12 | U | XT1HU3020AFF000XXX | 1SDA074695R1 | XT1H 125 TMF 20-500 3p F F UL/CSA | 12:U | XT1HU3020AFF000XXX | https://new.abb.com/products/en/1SDA074695R1
12 | U | XT1HU3025AFF000XXX | 1SDA074696R1 | XT1H 125 TMF 25-500 3p F F UL/CSA | 12:U | XT1HU3025AFF000XXX | https://new.abb.com/products/en/1SDA074696R1
12 | U | XT1HU3030AFF000XXX | 1SDA074697R1 | XT1H 125 TMF 30-500 3p F F UL/CSA | 12:U | XT1HU3030AFF000XXX | https://new.abb.com/products/en/1SDA074697R1
12 | U | XT1HU3030MFF000XXX | 1SDA074727R1 | XT1H 125 MCP Iu=30 3p F F UL/CSA | 12:U | XT1HU3030MFF000XXX | https://new.abb.com/products/en/1SDA074727R1
12 | U | XT1HU3035AFF000XXX | 1SDA074698R1 | XT1H 125 TMF 35-500 3p F F UL/CSA | 12:U | XT1HU3035AFF000XXX | https://new.abb.com/products/en/1SDA074698R1
12 | U | XT1HU3040AFF000XXX | 1SDA074699R1 | XT1H 125 TMF 40-500 3p F F UL/CSA | 12:U | XT1HU3040AFF000XXX | https://new.abb.com/products/en/1SDA074699R1
12 | U | XT1HU3045AFF000XXX | 1SDA074700R1 | XT1H 125 TMF 45-500 3p F F UL/CSA | 12:U | XT1HU3045AFF000XXX | https://new.abb.com/products/en/1SDA074700R1
12 | U | XT1HU3050AFF000XXX | 1SDA074701R1 | XT1H 125 TMF 50-500 3p F F UL/CSA | 12:U | XT1HU3050AFF000XXX | https://new.abb.com/products/en/1SDA074701R1
12 | U | XT1HU3050MFF000XXX | 1SDA074728R1 | XT1H 125 MCP Iu=50 3p F F UL/CSA | 12:U | XT1HU3050MFF000XXX | https://new.abb.com/products/en/1SDA074728R1
12 | U | XT1HU3060AFF000XXX | 1SDA074702R1 | XT1H 125 TMF 60-600 3p F F UL/CSA | 12:U | XT1HU3060AFF000XXX | https://new.abb.com/products/en/1SDA074702R1
12 | U | XT1HU3070AFF000XXX | 1SDA074703R1 | XT1H 125 TMF 70-700 3p F F UL/CSA | 12:U | XT1HU3070AFF000XXX | https://new.abb.com/products/en/1SDA074703R1
12 | U | XT1HU3070MFF000XXX | 1SDA074729R1 | XT1H 125 MCP Iu=70 3p F F UL/CSA | 12:U | XT1HU3070MFF000XXX | https://new.abb.com/products/en/1SDA074729R1
12 | U | XT1HU3080AFF000XXX | 1SDA074704R1 | XT1H 125 TMF 80-800 3p F F UL/CSA | 12:U | XT1HU3080AFF000XXX | https://new.abb.com/products/en/1SDA074704R1
12 | U | XT1HU3080MFF000XXX | 1SDA074730R1 | XT1H 125 MCP Iu=80 3p F F UL/CSA | 12:U | XT1HU3080MFF000XXX | https://new.abb.com/products/en/1SDA074730R1
12 | U | XT1HU3090AFF000XXX | 1SDA074705R1 | XT1H 125 TMF 90-900 3p F F UL/CSA | 12:U | XT1HU3090AFF000XXX | https://new.abb.com/products/en/1SDA074705R1
12 | U | XT1HU3100AFF000XXX | 1SDA074706R1 | XT1H 125 TMF 100-1000 3p F F UL/CSA | 12:U | XT1HU3100AFF000XXX | https://new.abb.com/products/en/1SDA074706R1
12 | U | XT1HU3100MFF000XXX | 1SDA074731R1 | XT1H 125 MCP Iu=100 3p F F UL/CSA | 12:U | XT1HU3100MFF000XXX | https://new.abb.com/products/en/1SDA074731R1
12 | U | XT1HU3110AFF000XXX | 1SDA074707R1 | XT1H 125 TMF 110-1100 3p F F UL/CSA | 12:U | XT1HU3110AFF000XXX | https://new.abb.com/products/en/1SDA074707R1
12 | U | XT1HU3125AFF000XXX | 1SDA074708R1 | XT1H 125 TMF 125-1250 3p F F UL/CSA | 12:U | XT1HU3125AFF000XXX | https://new.abb.com/products/en/1SDA074708R1
12 | U | XT1HU3125MFF000XXX | 1SDA074732R1 | XT1H 125 MCP Iu=125 3p F F UL/CSA | 12:U | XT1HU3125MFF000XXX | https://new.abb.com/products/en/1SDA074732R1
12 | U | XT1HU4015AFF000XXX | 1SDA074709R1 | XT1H 125 TMF 15-500 4p F F UL/CSA | 12:U | XT1HU4015AFF000XXX | https://new.abb.com/products/en/1SDA074709R1
12 | U | XT1HU4020AFF000XXX | 1SDA074710R1 | XT1H 125 TMF 20-500 4p F F UL/CSA | 12:U | XT1HU4020AFF000XXX | https://new.abb.com/products/en/1SDA074710R1
12 | U | XT1HU4025AFF000XXX | 1SDA074711R1 | XT1H 125 TMF 25-500 4p F F UL/CSA | 12:U | XT1HU4025AFF000XXX | https://new.abb.com/products/en/1SDA074711R1
12 | U | XT1HU4030AFF000XXX | 1SDA074712R1 | XT1H 125 TMF 30-500 4p F F UL/CSA | 12:U | XT1HU4030AFF000XXX | https://new.abb.com/products/en/1SDA074712R1
12 | U | XT1HU4035AFF000XXX | 1SDA074713R1 | XT1H 125 TMF 35-500 4p F F UL/CSA | 12:U | XT1HU4035AFF000XXX | https://new.abb.com/products/en/1SDA074713R1
12 | U | XT1HU4040AFF000XXX | 1SDA074714R1 | XT1H 125 TMF 40-500 4p F F UL/CSA | 12:U | XT1HU4040AFF000XXX | https://new.abb.com/products/en/1SDA074714R1
12 | U | XT1HU4045AFF000XXX | 1SDA074715R1 | XT1H 125 TMF 45-500 4p F F UL/CSA | 12:U | XT1HU4045AFF000XXX | https://new.abb.com/products/en/1SDA074715R1
12 | U | XT1HU4050AFF000XXX | 1SDA074716R1 | XT1H 125 TMF 50-500 4p F F UL/CSA | 12:U | XT1HU4050AFF000XXX | https://new.abb.com/products/en/1SDA074716R1
12 | U | XT1HU4060AFF000XXX | 1SDA074717R1 | XT1H 125 TMF 60-600 4p F F UL/CSA | 12:U | XT1HU4060AFF000XXX | https://new.abb.com/products/en/1SDA074717R1
12 | U | XT1HU4070AFF000XXX | 1SDA074718R1 | XT1H 125 TMF 70-700 4p F F UL/CSA | 12:U | XT1HU4070AFF000XXX | https://new.abb.com/products/en/1SDA074718R1
12 | U | XT1HU4080AFF000XXX | 1SDA074719R1 | XT1H 125 TMF 80-800 4p F F UL/CSA | 12:U | XT1HU4080AFF000XXX | https://new.abb.com/products/en/1SDA074719R1
12 | U | XT1HU4090AFF000XXX | 1SDA074720R1 | XT1H 125 TMF 90-900 4p F F UL/CSA | 12:U | XT1HU4090AFF000XXX | https://new.abb.com/products/en/1SDA074720R1
12 | U | XT1HU4100AFF000XXX | 1SDA074721R1 | XT1H 125 TMF 100-1000 4p F F UL/CSA | 12:U | XT1HU4100AFF000XXX | https://new.abb.com/products/en/1SDA074721R1
12 | U | XT1HU4110AFF000XXX | 1SDA074722R1 | XT1H 125 TMF 110-1100 4p F F UL/CSA | 12:U | XT1HU4110AFF000XXX | https://new.abb.com/products/en/1SDA074722R1
12 | U | XT1HU4125AFF000XXX | 1SDA074723R1 | XT1H 125 TMF 125-1250 4p F F UL/CSA | 12:U | XT1HU4125AFF000XXX | https://new.abb.com/products/en/1SDA074723R1
12 | U | XT1NU3015AFF000XXX | 1SDA074634R1 | XT1N 125 TMF 15-500 3p F F UL/CSA | 12:U | XT1NU3015AFF000XXX | https://new.abb.com/products/en/1SDA074634R1
12 | U | XT1NU3020AFF000XXX | 1SDA074635R1 | XT1N 125 TMF 20-500 3p F F UL/CSA | 12:U | XT1NU3020AFF000XXX | https://new.abb.com/products/en/1SDA074635R1
12 | U | XT1NU3025AFF000XXX | 1SDA074636R1 | XT1N 125 TMF 25-500 3p F F UL/CSA | 12:U | XT1NU3025AFF000XXX | https://new.abb.com/products/en/1SDA074636R1
12 | U | XT1NU3030AFF000XXX | 1SDA074637R1 | XT1N 125 TMF 30-500 3p F F UL/CSA | 12:U | XT1NU3030AFF000XXX | https://new.abb.com/products/en/1SDA074637R1
12 | U | XT1NU3035AFF000XXX | 1SDA074638R1 | XT1N 125 TMF 35-500 3p F F UL/CSA | 12:U | XT1NU3035AFF000XXX | https://new.abb.com/products/en/1SDA074638R1
12 | U | XT1NU3040AFF000XXX | 1SDA074639R1 | XT1N 125 TMF 40-500 3p F F UL/CSA | 12:U | XT1NU3040AFF000XXX | https://new.abb.com/products/en/1SDA074639R1
12 | U | XT1NU3045AFF000XXX | 1SDA074640R1 | XT1N 125 TMF 45-500 3p F F UL/CSA | 12:U | XT1NU3045AFF000XXX | https://new.abb.com/products/en/1SDA074640R1
12 | U | XT1NU3050AFF000XXX | 1SDA074641R1 | XT1N 125 TMF 50-500 3p F F UL/CSA | 12:U | XT1NU3050AFF000XXX | https://new.abb.com/products/en/1SDA074641R1
12 | U | XT1NU3060AFF000XXX | 1SDA074642R1 | XT1N 125 TMF 60-600 3p F F UL/CSA | 12:U | XT1NU3060AFF000XXX | https://new.abb.com/products/en/1SDA074642R1
12 | U | XT1NU3070AFF000XXX | 1SDA074643R1 | XT1N 125 TMF 70-700 3p F F UL/CSA | 12:U | XT1NU3070AFF000XXX | https://new.abb.com/products/en/1SDA074643R1
12 | U | XT1NU3080AFF000XXX | 1SDA074644R1 | XT1N 125 TMF 80-800 3p F F UL/CSA | 12:U | XT1NU3080AFF000XXX | https://new.abb.com/products/en/1SDA074644R1
12 | U | XT1NU3090AFF000XXX | 1SDA074645R1 | XT1N 125 TMF 90-900 3p F F UL/CSA | 12:U | XT1NU3090AFF000XXX | https://new.abb.com/products/en/1SDA074645R1
12 | U | XT1NU3100AFF000XXX | 1SDA074646R1 | XT1N 125 TMF 100-1000 3p F F UL/CSA | 12:U | XT1NU3100AFF000XXX | https://new.abb.com/products/en/1SDA074646R1
12 | U | XT1NU3110AFF000XXX | 1SDA074647R1 | XT1N 125 TMF 110-1100 3p F F UL/CSA | 12:U | XT1NU3110AFF000XXX | https://new.abb.com/products/en/1SDA074647R1
12 | U | XT1NU3125AFF000XXX | 1SDA074648R1 | XT1N 125 TMF 125-1250 3p F F UL/CSA | 12:U | XT1NU3125AFF000XXX | https://new.abb.com/products/en/1SDA074648R1
12 | U | XT1NU4015AFF000XXX | 1SDA074649R1 | XT1N 125 TMF 15-500 4p F F UL/CSA | 12:U | XT1NU4015AFF000XXX | https://new.abb.com/products/en/1SDA074649R1
12 | U | XT1NU4020AFF000XXX | 1SDA074650R1 | XT1N 125 TMF 20-500 4p F F UL/CSA | 12:U | XT1NU4020AFF000XXX | https://new.abb.com/products/en/1SDA074650R1
12 | U | XT1NU4025AFF000XXX | 1SDA074651R1 | XT1N 125 TMF 25-500 4p F F UL/CSA | 12:U | XT1NU4025AFF000XXX | https://new.abb.com/products/en/1SDA074651R1
12 | U | XT1NU4030AFF000XXX | 1SDA074652R1 | XT1N 125 TMF 30-500 4p F F UL/CSA | 12:U | XT1NU4030AFF000XXX | https://new.abb.com/products/en/1SDA074652R1
12 | U | XT1NU4035AFF000XXX | 1SDA074653R1 | XT1N 125 TMF 35-500 4p F F UL/CSA | 12:U | XT1NU4035AFF000XXX | https://new.abb.com/products/en/1SDA074653R1
12 | U | XT1NU4040AFF000XXX | 1SDA074654R1 | XT1N 125 TMF 40-500 4p F F UL/CSA | 12:U | XT1NU4040AFF000XXX | https://new.abb.com/products/en/1SDA074654R1
12 | U | XT1NU4045AFF000XXX | 1SDA074655R1 | XT1N 125 TMF 45-500 4p F F UL/CSA | 12:U | XT1NU4045AFF000XXX | https://new.abb.com/products/en/1SDA074655R1
12 | U | XT1NU4050AFF000XXX | 1SDA074656R1 | XT1N 125 TMF 50-500 4p F F UL/CSA | 12:U | XT1NU4050AFF000XXX | https://new.abb.com/products/en/1SDA074656R1
12 | U | XT1NU4060AFF000XXX | 1SDA074657R1 | XT1N 125 TMF 60-600 4p F F UL/CSA | 12:U | XT1NU4060AFF000XXX | https://new.abb.com/products/en/1SDA074657R1
12 | U | XT1NU4070AFF000XXX | 1SDA074658R1 | XT1N 125 TMF 70-700 4p F F UL/CSA | 12:U | XT1NU4070AFF000XXX | https://new.abb.com/products/en/1SDA074658R1
12 | U | XT1NU4080AFF000XXX | 1SDA074659R1 | XT1N 125 TMF 80-800 4p F F UL/CSA | 12:U | XT1NU4080AFF000XXX | https://new.abb.com/products/en/1SDA074659R1
12 | U | XT1NU4090AFF000XXX | 1SDA074660R1 | XT1N 125 TMF 90-900 4p F F UL/CSA | 12:U | XT1NU4090AFF000XXX | https://new.abb.com/products/en/1SDA074660R1
12 | U | XT1NU4100AFF000XXX | 1SDA074661R1 | XT1N 125 TMF 100-1000 4p F F UL/CSA | 12:U | XT1NU4100AFF000XXX | https://new.abb.com/products/en/1SDA074661R1
12 | U | XT1NU4110AFF000XXX | 1SDA074662R1 | XT1N 125 TMF 110-1100 4p F F UL/CSA | 12:U | XT1NU4110AFF000XXX | https://new.abb.com/products/en/1SDA074662R1
12 | U | XT1NU4125AFF000XXX | 1SDA074663R1 | XT1N 125 TMF 125-1250 4p F F UL/CSA | 12:U | XT1NU4125AFF000XXX | https://new.abb.com/products/en/1SDA074663R1
12 | U | XT1SU3015AFF000XXX | 1SDA074664R1 | XT1S 125 TMF 15-500 3p F F UL/CSA | 12:U | XT1SU3015AFF000XXX | https://new.abb.com/products/en/1SDA074664R1
12 | U | XT1SU3020AFF000XXX | 1SDA074665R1 | XT1S 125 TMF 20-500 3p F F UL/CSA | 12:U | XT1SU3020AFF000XXX | https://new.abb.com/products/en/1SDA074665R1
12 | U | XT1SU3025AFF000XXX | 1SDA074666R1 | XT1S 125 TMF 25-500 3p F F UL/CSA | 12:U | XT1SU3025AFF000XXX | https://new.abb.com/products/en/1SDA074666R1
12 | U | XT1SU3030AFF000XXX | 1SDA074667R1 | XT1S 125 TMF 30-500 3p F F UL/CSA | 12:U | XT1SU3030AFF000XXX | https://new.abb.com/products/en/1SDA074667R1
12 | U | XT1SU3035AFF000XXX | 1SDA074668R1 | XT1S 125 TMF 35-500 3p F F UL/CSA | 12:U | XT1SU3035AFF000XXX | https://new.abb.com/products/en/1SDA074668R1
12 | U | XT1SU3040AFF000XXX | 1SDA074669R1 | XT1S 125 TMF 40-500 3p F F UL/CSA | 12:U | XT1SU3040AFF000XXX | https://new.abb.com/products/en/1SDA074669R1
12 | U | XT1SU3045AFF000XXX | 1SDA074670R1 | XT1S 125 TMF 45-500 3p F F UL/CSA | 12:U | XT1SU3045AFF000XXX | https://new.abb.com/products/en/1SDA074670R1
12 | U | XT1SU3050AFF000XXX | 1SDA074671R1 | XT1S 125 TMF 50-500 3p F F UL/CSA | 12:U | XT1SU3050AFF000XXX | https://new.abb.com/products/en/1SDA074671R1
12 | U | XT1SU3060AFF000XXX | 1SDA074672R1 | XT1S 125 TMF 60-600 3p F F UL/CSA | 12:U | XT1SU3060AFF000XXX | https://new.abb.com/products/en/1SDA074672R1
12 | U | XT1SU3070AFF000XXX | 1SDA074673R1 | XT1S 125 TMF 70-700 3p F F UL/CSA | 12:U | XT1SU3070AFF000XXX | https://new.abb.com/products/en/1SDA074673R1
12 | U | XT1SU3080AFF000XXX | 1SDA074674R1 | XT1S 125 TMF 80-800 3p F F UL/CSA | 12:U | XT1SU3080AFF000XXX | https://new.abb.com/products/en/1SDA074674R1
12 | U | XT1SU3090AFF000XXX | 1SDA074675R1 | XT1S 125 TMF 90-900 3p F F UL/CSA | 12:U | XT1SU3090AFF000XXX | https://new.abb.com/products/en/1SDA074675R1
12 | U | XT1SU3100AFF000XXX | 1SDA074676R1 | XT1S 125 TMF 100-1000 3p F F UL/CSA | 12:U | XT1SU3100AFF000XXX | https://new.abb.com/products/en/1SDA074676R1
12 | U | XT1SU3110AFF000XXX | 1SDA074677R1 | XT1S 125 TMF 110-1100 3p F F UL/CSA | 12:U | XT1SU3110AFF000XXX | https://new.abb.com/products/en/1SDA074677R1
12 | U | XT1SU3125AFF000XXX | 1SDA074678R1 | XT1S 125 TMF 125-1250 3p F F UL/CSA | 12:U | XT1SU3125AFF000XXX | https://new.abb.com/products/en/1SDA074678R1
12 | U | XT1SU4015AFF000XXX | 1SDA074679R1 | XT1S 125 TMF 15-500 4p F F UL/CSA | 12:U | XT1SU4015AFF000XXX | https://new.abb.com/products/en/1SDA074679R1
12 | U | XT1SU4020AFF000XXX | 1SDA074680R1 | XT1S 125 TMF 20-500 4p F F UL/CSA | 12:U | XT1SU4020AFF000XXX | https://new.abb.com/products/en/1SDA074680R1
12 | U | XT1SU4025AFF000XXX | 1SDA074681R1 | XT1S 125 TMF 25-500 4p F F UL/CSA | 12:U | XT1SU4025AFF000XXX | https://new.abb.com/products/en/1SDA074681R1
12 | U | XT1SU4030AFF000XXX | 1SDA074682R1 | XT1S 125 TMF 30-500 4p F F UL/CSA | 12:U | XT1SU4030AFF000XXX | https://new.abb.com/products/en/1SDA074682R1
12 | U | XT1SU4035AFF000XXX | 1SDA074683R1 | XT1S 125 TMF 35-500 4p F F UL/CSA | 12:U | XT1SU4035AFF000XXX | https://new.abb.com/products/en/1SDA074683R1
12 | U | XT1SU4040AFF000XXX | 1SDA074684R1 | XT1S 125 TMF 40-500 4p F F UL/CSA | 12:U | XT1SU4040AFF000XXX | https://new.abb.com/products/en/1SDA074684R1
12 | U | XT1SU4045AFF000XXX | 1SDA074685R1 | XT1S 125 TMF 45-500 4p F F UL/CSA | 12:U | XT1SU4045AFF000XXX | https://new.abb.com/products/en/1SDA074685R1
12 | U | XT1SU4050AFF000XXX | 1SDA074686R1 | XT1S 125 TMF 50-500 4p F F UL/CSA | 12:U | XT1SU4050AFF000XXX | https://new.abb.com/products/en/1SDA074686R1
12 | U | XT1SU4060AFF000XXX | 1SDA074687R1 | XT1S 125 TMF 60-600 4p F F UL/CSA | 12:U | XT1SU4060AFF000XXX | https://new.abb.com/products/en/1SDA074687R1
12 | U | XT1SU4070AFF000XXX | 1SDA074688R1 | XT1S 125 TMF 70-700 4p F F UL/CSA | 12:U | XT1SU4070AFF000XXX | https://new.abb.com/products/en/1SDA074688R1
12 | U | XT1SU4080AFF000XXX | 1SDA074689R1 | XT1S 125 TMF 80-800 4p F F UL/CSA | 12:U | XT1SU4080AFF000XXX | https://new.abb.com/products/en/1SDA074689R1
12 | U | XT1SU4090AFF000XXX | 1SDA074690R1 | XT1S 125 TMF 90-900 4p F F UL/CSA | 12:U | XT1SU4090AFF000XXX | https://new.abb.com/products/en/1SDA074690R1
12 | U | XT1SU4100AFF000XXX | 1SDA074691R1 | XT1S 125 TMF 100-1000 4p F F UL/CSA | 12:U | XT1SU4100AFF000XXX | https://new.abb.com/products/en/1SDA074691R1
12 | U | XT1SU4110AFF000XXX | 1SDA074692R1 | XT1S 125 TMF 110-1100 4p F F UL/CSA | 12:U | XT1SU4110AFF000XXX | https://new.abb.com/products/en/1SDA074692R1
12 | U | XT1SU4125AFF000XXX | 1SDA074693R1 | XT1S 125 TMF 125-1250 4p F F UL/CSA | 12:U | XT1SU4125AFF000XXX | https://new.abb.com/products/en/1SDA074693R1
12 | U | XT2HU3003MFF000XXX | 1SDA074882R1 | XT2H 125 MCP Iu=3 3p F F UL/CSA | 12:U | XT2HU3003MFF000XXX | https://new.abb.com/products/en/1SDA074882R1
12 | U | XT2HU3007MFF000XXX | 1SDA074883R1 | XT2H 125 MCP Iu=7 3p F F UL/CSA | 12:U | XT2HU3007MFF000XXX | https://new.abb.com/products/en/1SDA074883R1
12 | U | XT2HU3010CFF000XXX | 1SDA102085R1 | XT2H 125 Ekip Dip LIG In10A 3p FF UL/CSA | 12:U | XT2HU3010CFF000XXX | https://new.abb.com/products/en/1SDA102085R1
12 | U | XT2HU3010EFF000XXX | 1SDA074920R1 | XT2H 125 Ekip LS/I In=10A 3p F F UL/CSA | 12:U | XT2HU3010EFF000XXX | https://new.abb.com/products/en/1SDA074920R1
12 | U | XT2HU3010FFF000XXX | 1SDA074970R1 | XT2H 125 Ekip LSI In=10A 3p F F UL/CSA | 12:U | XT2HU3010FFF000XXX | https://new.abb.com/products/en/1SDA074970R1
12 | U | XT2HU3010GFF000XXX | 1SDA075020R1 | XT2H 125 Ekip LSIG In=10A 3p F F UL/CSA | 12:U | XT2HU3010GFF000XXX | https://new.abb.com/products/en/1SDA075020R1
12 | U | XT2HU3010JFF000XXX | 1SDA075070R1 | XT2H 125 Ekip I In=10A 3p F F MCP-UL/CSA | 12:U | XT2HU3010JFF000XXX | https://new.abb.com/products/en/1SDA075070R1
12 | U | XT2HU3015AFF000XXX | 1SDA074789R1 | XT2H 125 TMF 15-400 3p F F UL/CSA | 12:U | XT2HU3015AFF000XXX | https://new.abb.com/products/en/1SDA074789R1
12 | U | XT2HU3015MFF000XXX | 1SDA074884R1 | XT2H 125 MCP Iu=15 3p F F UL/CSA | 12:U | XT2HU3015MFF000XXX | https://new.abb.com/products/en/1SDA074884R1
12 | U | XT2HU3020AFF000XXX | 1SDA074790R1 | XT2H 125 TMF 20-400 3p F F UL/CSA | 12:U | XT2HU3020AFF000XXX | https://new.abb.com/products/en/1SDA074790R1
12 | U | XT2HU3025AFF000XXX | 1SDA074791R1 | XT2H 125 TMF 25-400 3p F F UL/CSA | 12:U | XT2HU3025AFF000XXX | https://new.abb.com/products/en/1SDA074791R1
12 | U | XT2HU3025CFF000XXX | 1SDA102086R1 | XT2H 125 Ekip Dip LIG In25A 3p FF UL/CSA | 12:U | XT2HU3025CFF000XXX | https://new.abb.com/products/en/1SDA102086R1
12 | U | XT2HU3025EFF000XXX | 1SDA074921R1 | XT2H 125 Ekip LS/I In=25A 3p F F UL/CSA | 12:U | XT2HU3025EFF000XXX | https://new.abb.com/products/en/1SDA074921R1
12 | U | XT2HU3025FFF000XXX | 1SDA074971R1 | XT2H 125 Ekip LSI In=25A 3p F F UL/CSA | 12:U | XT2HU3025FFF000XXX | https://new.abb.com/products/en/1SDA074971R1
12 | U | XT2HU3025GFF000XXX | 1SDA075021R1 | XT2H 125 Ekip LSIG In=25A 3p F F UL/CSA | 12:U | XT2HU3025GFF000XXX | https://new.abb.com/products/en/1SDA075021R1
12 | U | XT2HU3025JFF000XXX | 1SDA075071R1 | XT2H 125 Ekip I In=25A 3p F F MCP-UL/CSA | 12:U | XT2HU3025JFF000XXX | https://new.abb.com/products/en/1SDA075071R1
12 | U | XT2HU3025LFF000XXX | 1SDA075103R1 | XT2H 125 Ekip M-LIU In=25A 3p F F UL/CSA | 12:U | XT2HU3025LFF000XXX | https://new.abb.com/products/en/1SDA075103R1
12 | U | XT2HU3030AFF000XXX | 1SDA074792R1 | XT2H 125 TMF 30-400 3p F F UL/CSA | 12:U | XT2HU3030AFF000XXX | https://new.abb.com/products/en/1SDA074792R1
12 | U | XT2HU3030MFF000XXX | 1SDA074885R1 | XT2H 125 MCP Iu=30 3p F F UL/CSA | 12:U | XT2HU3030MFF000XXX | https://new.abb.com/products/en/1SDA074885R1
12 | U | XT2HU3035AFF000XXX | 1SDA074793R1 | XT2H 125 TMF 35-400 3p F F UL/CSA | 12:U | XT2HU3035AFF000XXX | https://new.abb.com/products/en/1SDA074793R1
12 | U | XT2HU3040AFF000XXX | 1SDA074794R1 | XT2H 125 TMF 40-400 3p F F UL/CSA | 12:U | XT2HU3040AFF000XXX | https://new.abb.com/products/en/1SDA074794R1
12 | U | XT2HU3040WFF000XXX | 1SDA102090R1 | XT2H 125 EkipM TouchLRIU(MPCB)40 3pFF UL | 12:U | XT2HU3040WFF000XXX | https://new.abb.com/products/en/1SDA102090R1
12 | U | XT2HU3050AFF000XXX | 1SDA074795R1 | XT2H 125 TMF 50-500 3p F F UL/CSA | 12:U | XT2HU3050AFF000XXX | https://new.abb.com/products/en/1SDA074795R1
12 | U | XT2HU3050MFF000XXX | 1SDA074886R1 | XT2H 125 MCP Iu=50 3p F F UL/CSA | 12:U | XT2HU3050MFF000XXX | https://new.abb.com/products/en/1SDA074886R1
12 | U | XT2HU3060AFF000XXX | 1SDA074796R1 | XT2H 125 TMF 60-600 3p F F UL/CSA | 12:U | XT2HU3060AFF000XXX | https://new.abb.com/products/en/1SDA074796R1
12 | U | XT2HU3060CFF000XXX | 1SDA102087R1 | XT2H 125 Ekip Dip LIG In60A 3p FF UL/CSA | 12:U | XT2HU3060CFF000XXX | https://new.abb.com/products/en/1SDA102087R1
12 | U | XT2HU3060EFF000XXX | 1SDA074922R1 | XT2H 125 Ekip LS/I In=60A 3p F F UL/CSA | 12:U | XT2HU3060EFF000XXX | https://new.abb.com/products/en/1SDA074922R1
12 | U | XT2HU3060FFF000XXX | 1SDA074972R1 | XT2H 125 Ekip LSI In=60A 3p F F UL/CSA | 12:U | XT2HU3060FFF000XXX | https://new.abb.com/products/en/1SDA074972R1
12 | U | XT2HU3060GFF000XXX | 1SDA075022R1 | XT2H 125 Ekip LSIG In=60A 3p F F UL/CSA | 12:U | XT2HU3060GFF000XXX | https://new.abb.com/products/en/1SDA075022R1
12 | U | XT2HU3060JFF000XXX | 1SDA075072R1 | XT2H 125 Ekip I In=60A 3p F F MCP-UL/CSA | 12:U | XT2HU3060JFF000XXX | https://new.abb.com/products/en/1SDA075072R1
12 | U | XT2HU3060LFF000XXX | 1SDA075104R1 | XT2H 125 Ekip M-LIU In=60A 3p F F UL/CSA | 12:U | XT2HU3060LFF000XXX | https://new.abb.com/products/en/1SDA075104R1
12 | U | XT2HU3060WFF000XXX | 1SDA102091R1 | XT2H 125 EkipM TouchLRIU(MPCB)60 3pFF UL | 12:U | XT2HU3060WFF000XXX | https://new.abb.com/products/en/1SDA102091R1
12 | U | XT2HU3070AFF000XXX | 1SDA074797R1 | XT2H 125 TMF 70-700 3p F F UL/CSA | 12:U | XT2HU3070AFF000XXX | https://new.abb.com/products/en/1SDA074797R1
12 | U | XT2HU3070MFF000XXX | 1SDA074887R1 | XT2H 125 MCP Iu=70 3p F F UL/CSA | 12:U | XT2HU3070MFF000XXX | https://new.abb.com/products/en/1SDA074887R1
12 | U | XT2HU3080BFF000XXX | 1SDA074798R1 | XT2H 125 TMA 80-400..800 3p F F UL/CSA | 12:U | XT2HU3080BFF000XXX | https://new.abb.com/products/en/1SDA074798R1
12 | U | XT2HU3080MFF000XXX | 1SDA074888R1 | XT2H 125 MCP Iu=80 3p F F UL/CSA | 12:U | XT2HU3080MFF000XXX | https://new.abb.com/products/en/1SDA074888R1
12 | U | XT2HU3090BFF000XXX | 1SDA074799R1 | XT2H 125 TMA 90-450..900 3p F F UL/CSA | 12:U | XT2HU3090BFF000XXX | https://new.abb.com/products/en/1SDA074799R1
12 | U | XT2HU3100BFF000XXX | 1SDA074800R1 | XT2H 125 TMA 100-500..1000 3p F F UL/CSA | 12:U | XT2HU3100BFF000XXX | https://new.abb.com/products/en/1SDA074800R1
12 | U | XT2HU3100CFF000XXX | 1SDA102088R1 | XT2H 125 Ekip Dip LIG In100 3p FF UL/CSA | 12:U | XT2HU3100CFF000XXX | https://new.abb.com/products/en/1SDA102088R1
12 | U | XT2HU3100EFF000XXX | 1SDA074923R1 | XT2H 125 Ekip LS/I In=100A 3p F F UL/CSA | 12:U | XT2HU3100EFF000XXX | https://new.abb.com/products/en/1SDA074923R1
12 | U | XT2HU3100FFF000XXX | 1SDA074973R1 | XT2H 125 Ekip LSI In=100A 3p F F UL/CSA | 12:U | XT2HU3100FFF000XXX | https://new.abb.com/products/en/1SDA074973R1
12 | U | XT2HU3100GFF000XXX | 1SDA075023R1 | XT2H 125 Ekip LSIG In=100A 3p F F UL/CSA | 12:U | XT2HU3100GFF000XXX | https://new.abb.com/products/en/1SDA075023R1
12 | U | XT2HU3100JFF000XXX | 1SDA075073R1 | XT2H 125 Ekip I In=100A 3p FF MCP-UL/CSA | 12:U | XT2HU3100JFF000XXX | https://new.abb.com/products/en/1SDA075073R1
12 | U | XT2HU3100LFF000XXX | 1SDA075105R1 | XT2H 125 Ekip M-LIU In=100A 3p FF UL/CSA | 12:U | XT2HU3100LFF000XXX | https://new.abb.com/products/en/1SDA075105R1
12 | U | XT2HU3100MFF000XXX | 1SDA074889R1 | XT2H 125 MCP Iu=100 3p F F UL/CSA | 12:U | XT2HU3100MFF000XXX | https://new.abb.com/products/en/1SDA074889R1
12 | U | XT2HU3100WFF000XXX | 1SDA102092R1 | XT2H 125 EkipMTouchLRIU(MPCB)100 3pFF UL | 12:U | XT2HU3100WFF000XXX | https://new.abb.com/products/en/1SDA102092R1
12 | U | XT2HU3110BFF000XXX | 1SDA074801R1 | XT2H 125 TMA 110-550..1100 3p F F UL/CSA | 12:U | XT2HU3110BFF000XXX | https://new.abb.com/products/en/1SDA074801R1
12 | U | XT2HU3125BFF000XXX | 1SDA074802R1 | XT2H 125 TMA 125-625..1250 3p FF UL/CSA | 12:U | XT2HU3125BFF000XXX | https://new.abb.com/products/en/1SDA074802R1
12 | U | XT2HU3125CFF000XXX | 1SDA102089R1 | XT2H 125 Ekip Dip LIG In125 3p FF UL/CSA | 12:U | XT2HU3125CFF000XXX | https://new.abb.com/products/en/1SDA102089R1
12 | U | XT2HU3125EFF000XXX | 1SDA074924R1 | XT2H 125 Ekip LS/I In=125A 3p F F UL/CSA | 12:U | XT2HU3125EFF000XXX | https://new.abb.com/products/en/1SDA074924R1
12 | U | XT2HU3125FFF000XXX | 1SDA074974R1 | XT2H 125 Ekip LSI In=125A 3p F F UL/CSA | 12:U | XT2HU3125FFF000XXX | https://new.abb.com/products/en/1SDA074974R1
12 | U | XT2HU3125GFF000XXX | 1SDA075024R1 | XT2H 125 Ekip LSIG In=125A 3p F F UL/CSA | 12:U | XT2HU3125GFF000XXX | https://new.abb.com/products/en/1SDA075024R1
12 | U | XT2HU3125JFF000XXX | 1SDA075074R1 | XT2H 125 Ekip I In=125A 3p FF MCP-UL/CSA | 12:U | XT2HU3125JFF000XXX | https://new.abb.com/products/en/1SDA075074R1
12 | U | XT2HU3125MFF000XXX | 1SDA074890R1 | XT2H 125 MCP Iu=125 3p F F UL/CSA | 12:U | XT2HU3125MFF000XXX | https://new.abb.com/products/en/1SDA074890R1
12 | U | XT2HU4010CFF000XXX | 1SDA102142R1 | XT2H 125 Ekip Dip LIG In10A 4p FF UL/CSA | 12:U | XT2HU4010CFF000XXX | https://new.abb.com/products/en/1SDA102142R1
12 | U | XT2HU4010EFF000XXX | 1SDA074925R1 | XT2H 125 Ekip LS/I In=10A 4p F F UL/CSA | 12:U | XT2HU4010EFF000XXX | https://new.abb.com/products/en/1SDA074925R1
12 | U | XT2HU4010FFF000XXX | 1SDA074975R1 | XT2H 125 Ekip LSI In=10A 4p F F UL/CSA | 12:U | XT2HU4010FFF000XXX | https://new.abb.com/products/en/1SDA074975R1
12 | U | XT2HU4010GFF000XXX | 1SDA075025R1 | XT2H 125 Ekip LSIG In=10A 4p F F UL/CSA | 12:U | XT2HU4010GFF000XXX | https://new.abb.com/products/en/1SDA075025R1
12 | U | XT2HU4015AFF000XXX | 1SDA074803R1 | XT2H 125 TMF 15-400 4p F F UL/CSA | 12:U | XT2HU4015AFF000XXX | https://new.abb.com/products/en/1SDA074803R1
12 | U | XT2HU4020AFF000XXX | 1SDA074804R1 | XT2H 125 TMF 20-400 4p F F UL/CSA | 12:U | XT2HU4020AFF000XXX | https://new.abb.com/products/en/1SDA074804R1
12 | U | XT2HU4025AFF000XXX | 1SDA074805R1 | XT2H 125 TMF 25-400 4p F F UL/CSA | 12:U | XT2HU4025AFF000XXX | https://new.abb.com/products/en/1SDA074805R1
12 | U | XT2HU4025CFF000XXX | 1SDA102143R1 | XT2H 125 Ekip Dip LIG In25A 4p FF UL/CSA | 12:U | XT2HU4025CFF000XXX | https://new.abb.com/products/en/1SDA102143R1
12 | U | XT2HU4025EFF000XXX | 1SDA074926R1 | XT2H 125 Ekip LS/I In=25A 4p F F UL/CSA | 12:U | XT2HU4025EFF000XXX | https://new.abb.com/products/en/1SDA074926R1
12 | U | XT2HU4025FFF000XXX | 1SDA074976R1 | XT2H 125 Ekip LSI In=25A 4p F F UL/CSA | 12:U | XT2HU4025FFF000XXX | https://new.abb.com/products/en/1SDA074976R1
12 | U | XT2HU4025GFF000XXX | 1SDA075026R1 | XT2H 125 Ekip LSIG In=25A 4p F F UL/CSA | 12:U | XT2HU4025GFF000XXX | https://new.abb.com/products/en/1SDA075026R1
12 | U | XT2HU4030AFF000XXX | 1SDA074806R1 | XT2H 125 TMF 30-400 4p F F UL/CSA | 12:U | XT2HU4030AFF000XXX | https://new.abb.com/products/en/1SDA074806R1
12 | U | XT2HU4035AFF000XXX | 1SDA074807R1 | XT2H 125 TMF 35-400 4p F F UL/CSA | 12:U | XT2HU4035AFF000XXX | https://new.abb.com/products/en/1SDA074807R1
12 | U | XT2HU4040AFF000XXX | 1SDA074808R1 | XT2H 125 TMF 40-400 4p F F UL/CSA | 12:U | XT2HU4040AFF000XXX | https://new.abb.com/products/en/1SDA074808R1
12 | U | XT2HU4050AFF000XXX | 1SDA074809R1 | XT2H 125 TMF 50-500 4p F F UL/CSA | 12:U | XT2HU4050AFF000XXX | https://new.abb.com/products/en/1SDA074809R1
12 | U | XT2HU4060AFF000XXX | 1SDA074810R1 | XT2H 125 TMF 60-600 4p F F UL/CSA | 12:U | XT2HU4060AFF000XXX | https://new.abb.com/products/en/1SDA074810R1
12 | U | XT2HU4060CFF000XXX | 1SDA102144R1 | XT2H 125 Ekip Dip LIG In60A 4p FF UL/CSA | 12:U | XT2HU4060CFF000XXX | https://new.abb.com/products/en/1SDA102144R1
12 | U | XT2HU4060EFF000XXX | 1SDA074927R1 | XT2H 125 Ekip LS/I In=60A 4p F F UL/CSA | 12:U | XT2HU4060EFF000XXX | https://new.abb.com/products/en/1SDA074927R1
12 | U | XT2HU4060FFF000XXX | 1SDA074977R1 | XT2H 125 Ekip LSI In=60A 4p F F UL/CSA | 12:U | XT2HU4060FFF000XXX | https://new.abb.com/products/en/1SDA074977R1
12 | U | XT2HU4060GFF000XXX | 1SDA075027R1 | XT2H 125 Ekip LSIG In=60A 4p F F UL/CSA | 12:U | XT2HU4060GFF000XXX | https://new.abb.com/products/en/1SDA075027R1
12 | U | XT2HU4070AFF000XXX | 1SDA074811R1 | XT2H 125 TMF 70-700 4p F F UL/CSA | 12:U | XT2HU4070AFF000XXX | https://new.abb.com/products/en/1SDA074811R1
12 | U | XT2HU4080BFF000XXX | 1SDA074812R1 | XT2H 125 TMA 80-400..800 4p F F UL/CSA | 12:U | XT2HU4080BFF000XXX | https://new.abb.com/products/en/1SDA074812R1
12 | U | XT2HU4090BFF000XXX | 1SDA074813R1 | XT2H 125 TMA 90-450..900 4p F F UL/CSA | 12:U | XT2HU4090BFF000XXX | https://new.abb.com/products/en/1SDA074813R1
12 | U | XT2HU4100BFF000XXX | 1SDA074814R1 | XT2H 125 TMA 100-500..1000 4p F F UL/CSA | 12:U | XT2HU4100BFF000XXX | https://new.abb.com/products/en/1SDA074814R1
12 | U | XT2HU4100CFF000XXX | 1SDA102145R1 | XT2H 125 Ekip Dip LIG In100 4p FF UL/CSA | 12:U | XT2HU4100CFF000XXX | https://new.abb.com/products/en/1SDA102145R1
12 | U | XT2HU4100EFF000XXX | 1SDA074928R1 | XT2H 125 Ekip LS/I In=100A 4p F F UL/CSA | 12:U | XT2HU4100EFF000XXX | https://new.abb.com/products/en/1SDA074928R1
12 | U | XT2HU4100FFF000XXX | 1SDA074978R1 | XT2H 125 Ekip LSI In=100A 4p F F UL/CSA | 12:U | XT2HU4100FFF000XXX | https://new.abb.com/products/en/1SDA074978R1
12 | U | XT2HU4100GFF000XXX | 1SDA075028R1 | XT2H 125 Ekip LSIG In=100A 4p F F UL/CSA | 12:U | XT2HU4100GFF000XXX | https://new.abb.com/products/en/1SDA075028R1
12 | U | XT2HU4110BFF000XXX | 1SDA074815R1 | XT2H 125 TMA 110-550..1100 4p F F UL/CSA | 12:U | XT2HU4110BFF000XXX | https://new.abb.com/products/en/1SDA074815R1
12 | U | XT2HU4125BFF000XXX | 1SDA074816R1 | XT2H 125 TMA 125-625..1250 4p FF UL/CSA | 12:U | XT2HU4125BFF000XXX | https://new.abb.com/products/en/1SDA074816R1
12 | U | XT2HU4125CFF000XXX | 1SDA102146R1 | XT2H 125 Ekip Dip LIG In125 4p FF UL/CSA | 12:U | XT2HU4125CFF000XXX | https://new.abb.com/products/en/1SDA102146R1
12 | U | XT2HU4125EFF000XXX | 1SDA074929R1 | XT2H 125 Ekip LS/I In=125A 4p F F UL/CSA | 12:U | XT2HU4125EFF000XXX | https://new.abb.com/products/en/1SDA074929R1
12 | U | XT2HU4125FFF000XXX | 1SDA074979R1 | XT2H 125 Ekip LSI In=125A 4p F F UL/CSA | 12:U | XT2HU4125FFF000XXX | https://new.abb.com/products/en/1SDA074979R1
12 | U | XT2HU4125GFF000XXX | 1SDA075029R1 | XT2H 125 Ekip LSIG In=125A 4p F F UL/CSA | 12:U | XT2HU4125GFF000XXX | https://new.abb.com/products/en/1SDA075029R1
12 | U | XT2LU3003MFF000XXX | 1SDA074891R1 | XT2L 125 MCP Iu=3 3p F F UL/CSA | 12:U | XT2LU3003MFF000XXX | https://new.abb.com/products/en/1SDA074891R1
12 | U | XT2LU3007MFF000XXX | 1SDA074892R1 | XT2L 125 MCP Iu=7 3p F F UL/CSA | 12:U | XT2LU3007MFF000XXX | https://new.abb.com/products/en/1SDA074892R1
12 | U | XT2LU3010EFF000XXX | 1SDA074930R1 | XT2L 125 Ekip LS/I In=10A 3p F F UL/CSA | 12:U | XT2LU3010EFF000XXX | https://new.abb.com/products/en/1SDA074930R1
12 | U | XT2LU3010FFF000XXX | 1SDA074980R1 | XT2L 125 Ekip LSI In=10A 3p F F UL/CSA | 12:U | XT2LU3010FFF000XXX | https://new.abb.com/products/en/1SDA074980R1
12 | U | XT2LU3010GFF000XXX | 1SDA075030R1 | XT2L 125 Ekip LSIG In=10A 3p F F UL/CSA | 12:U | XT2LU3010GFF000XXX | https://new.abb.com/products/en/1SDA075030R1
12 | U | XT2LU3010JFF000XXX | 1SDA075080R1 | XT2L 125 Ekip I In=10A 3p F F MCP-UL/CSA | 12:U | XT2LU3010JFF000XXX | https://new.abb.com/products/en/1SDA075080R1
12 | U | XT2LU3015AFF000XXX | 1SDA074817R1 | XT2L 125 TMF 15-400 3p F F UL/CSA | 12:U | XT2LU3015AFF000XXX | https://new.abb.com/products/en/1SDA074817R1
12 | U | XT2LU3015MFF000XXX | 1SDA074893R1 | XT2L 125 MCP Iu=15 3p F F UL/CSA | 12:U | XT2LU3015MFF000XXX | https://new.abb.com/products/en/1SDA074893R1
12 | U | XT2LU3020AFF000XXX | 1SDA074818R1 | XT2L 125 TMF 20-400 3p F F UL/CSA | 12:U | XT2LU3020AFF000XXX | https://new.abb.com/products/en/1SDA074818R1
12 | U | XT2LU3025AFF000XXX | 1SDA074819R1 | XT2L 125 TMF 25-400 3p F F UL/CSA | 12:U | XT2LU3025AFF000XXX | https://new.abb.com/products/en/1SDA074819R1
12 | U | XT2LU3025EFF000XXX | 1SDA074931R1 | XT2L 125 Ekip LS/I In=25A 3p F F UL/CSA | 12:U | XT2LU3025EFF000XXX | https://new.abb.com/products/en/1SDA074931R1
12 | U | XT2LU3025FFF000XXX | 1SDA074981R1 | XT2L 125 Ekip LSI In=25A 3p F F UL/CSA | 12:U | XT2LU3025FFF000XXX | https://new.abb.com/products/en/1SDA074981R1
12 | U | XT2LU3025GFF000XXX | 1SDA075031R1 | XT2L 125 Ekip LSIG In=25A 3p F F UL/CSA | 12:U | XT2LU3025GFF000XXX | https://new.abb.com/products/en/1SDA075031R1
12 | U | XT2LU3025JFF000XXX | 1SDA075081R1 | XT2L 125 Ekip I In=25A 3p F F MCP-UL/CSA | 12:U | XT2LU3025JFF000XXX | https://new.abb.com/products/en/1SDA075081R1
12 | U | XT2LU3025LFF000XXX | 1SDA075106R1 | XT2L 125 Ekip M-LIU In=25A 3p F F UL/CSA | 12:U | XT2LU3025LFF000XXX | https://new.abb.com/products/en/1SDA075106R1
12 | U | XT2LU3030AFF000XXX | 1SDA074820R1 | XT2L 125 TMF 30-400 3p F F UL/CSA | 12:U | XT2LU3030AFF000XXX | https://new.abb.com/products/en/1SDA074820R1
12 | U | XT2LU3030MFF000XXX | 1SDA074894R1 | XT2L 125 MCP Iu=30 3p F F UL/CSA | 12:U | XT2LU3030MFF000XXX | https://new.abb.com/products/en/1SDA074894R1
12 | U | XT2LU3035AFF000XXX | 1SDA074821R1 | XT2L 125 TMF 35-400 3p F F UL/CSA | 12:U | XT2LU3035AFF000XXX | https://new.abb.com/products/en/1SDA074821R1
12 | U | XT2LU3040AFF000XXX | 1SDA074822R1 | XT2L 125 TMF 40-400 3p F F UL/CSA | 12:U | XT2LU3040AFF000XXX | https://new.abb.com/products/en/1SDA074822R1
12 | U | XT2LU3040WFF000XXX | 1SDA102094R1 | XT2L 125 EkipM TouchLRIU(MPCB)40 3pFF UL | 12:U | XT2LU3040WFF000XXX | https://new.abb.com/products/en/1SDA102094R1
12 | U | XT2LU3050AFF000XXX | 1SDA074823R1 | XT2L 125 TMF 50-500 3p F F UL/CSA | 12:U | XT2LU3050AFF000XXX | https://new.abb.com/products/en/1SDA074823R1
12 | U | XT2LU3050MFF000XXX | 1SDA074895R1 | XT2L 125 MCP Iu=50 3p F F UL/CSA | 12:U | XT2LU3050MFF000XXX | https://new.abb.com/products/en/1SDA074895R1
12 | U | XT2LU3060AFF000XXX | 1SDA074824R1 | XT2L 125 TMF 60-600 3p F F UL/CSA | 12:U | XT2LU3060AFF000XXX | https://new.abb.com/products/en/1SDA074824R1
12 | U | XT2LU3060EFF000XXX | 1SDA074932R1 | XT2L 125 Ekip LS/I In=60A 3p F F UL/CSA | 12:U | XT2LU3060EFF000XXX | https://new.abb.com/products/en/1SDA074932R1
12 | U | XT2LU3060FFF000XXX | 1SDA074982R1 | XT2L 125 Ekip LSI In=60A 3p F F UL/CSA | 12:U | XT2LU3060FFF000XXX | https://new.abb.com/products/en/1SDA074982R1
12 | U | XT2LU3060GFF000XXX | 1SDA075032R1 | XT2L 125 Ekip LSIG In=60A 3p F F UL/CSA | 12:U | XT2LU3060GFF000XXX | https://new.abb.com/products/en/1SDA075032R1
12 | U | XT2LU3060JFF000XXX | 1SDA075082R1 | XT2L 125 Ekip I In=60A 3p F F MCP-UL/CSA | 12:U | XT2LU3060JFF000XXX | https://new.abb.com/products/en/1SDA075082R1
12 | U | XT2LU3060LFF000XXX | 1SDA075107R1 | XT2L 125 Ekip M-LIU In=60A 3p F F UL/CSA | 12:U | XT2LU3060LFF000XXX | https://new.abb.com/products/en/1SDA075107R1
12 | U | XT2LU3060WFF000XXX | 1SDA102095R1 | XT2L 125 EkipM TouchLRIU(MPCB)60 3pFF UL | 12:U | XT2LU3060WFF000XXX | https://new.abb.com/products/en/1SDA102095R1
12 | U | XT2LU3070AFF000XXX | 1SDA074825R1 | XT2L 125 TMF 70-700 3p F F UL/CSA | 12:U | XT2LU3070AFF000XXX | https://new.abb.com/products/en/1SDA074825R1
12 | U | XT2LU3070MFF000XXX | 1SDA074896R1 | XT2L 125 MCP Iu=70 3p F F UL/CSA | 12:U | XT2LU3070MFF000XXX | https://new.abb.com/products/en/1SDA074896R1
12 | U | XT2LU3080BFF000XXX | 1SDA074826R1 | XT2L 125 TMA 80-400..800 3p F F UL/CSA | 12:U | XT2LU3080BFF000XXX | https://new.abb.com/products/en/1SDA074826R1
12 | U | XT2LU3080MFF000XXX | 1SDA074897R1 | XT2L 125 MCP Iu=80 3p F F UL/CSA | 12:U | XT2LU3080MFF000XXX | https://new.abb.com/products/en/1SDA074897R1
12 | U | XT2LU3090BFF000XXX | 1SDA074827R1 | XT2L 125 TMA 90-450..900 3p F F UL/CSA | 12:U | XT2LU3090BFF000XXX | https://new.abb.com/products/en/1SDA074827R1
12 | U | XT2LU3100BFF000XXX | 1SDA074828R1 | XT2L 125 TMA 100-500..1000 3p F F UL/CSA | 12:U | XT2LU3100BFF000XXX | https://new.abb.com/products/en/1SDA074828R1
12 | U | XT2LU3100EFF000XXX | 1SDA074933R1 | XT2L 125 Ekip LS/I In=100A 3p F F UL/CSA | 12:U | XT2LU3100EFF000XXX | https://new.abb.com/products/en/1SDA074933R1
12 | U | XT2LU3100FFF000XXX | 1SDA074983R1 | XT2L 125 Ekip LSI In=100A 3p F F UL/CSA | 12:U | XT2LU3100FFF000XXX | https://new.abb.com/products/en/1SDA074983R1
12 | U | XT2LU3100GFF000XXX | 1SDA075033R1 | XT2L 125 Ekip LSIG In=100A 3p F F UL/CSA | 12:U | XT2LU3100GFF000XXX | https://new.abb.com/products/en/1SDA075033R1
12 | U | XT2LU3100JFF000XXX | 1SDA075083R1 | XT2L 125 Ekip I In=100A 3p FF MCP-UL/CSA | 12:U | XT2LU3100JFF000XXX | https://new.abb.com/products/en/1SDA075083R1
12 | U | XT2LU3100LFF000XXX | 1SDA075108R1 | XT2L 125 Ekip M-LIU In=100A 3p FF UL/CSA | 12:U | XT2LU3100LFF000XXX | https://new.abb.com/products/en/1SDA075108R1
12 | U | XT2LU3100MFF000XXX | 1SDA074898R1 | XT2L 125 MCP Iu=100 3p F F UL/CSA | 12:U | XT2LU3100MFF000XXX | https://new.abb.com/products/en/1SDA074898R1
12 | U | XT2LU3100WFF000XXX | 1SDA102096R1 | XT2L 125 EkipMTouchLRIU(MPCB)100 3pFF UL | 12:U | XT2LU3100WFF000XXX | https://new.abb.com/products/en/1SDA102096R1
12 | U | XT2LU3110BFF000XXX | 1SDA074829R1 | XT2L 125 TMA 110-550..1100 3p F F UL/CSA | 12:U | XT2LU3110BFF000XXX | https://new.abb.com/products/en/1SDA074829R1
12 | U | XT2LU3125BFF000XXX | 1SDA074830R1 | XT2L 125 TMA 125-625..1250 3p FF UL/CSA | 12:U | XT2LU3125BFF000XXX | https://new.abb.com/products/en/1SDA074830R1
12 | U | XT2LU3125EFF000XXX | 1SDA074934R1 | XT2L 125 Ekip LS/I In=125A 3p F F UL/CSA | 12:U | XT2LU3125EFF000XXX | https://new.abb.com/products/en/1SDA074934R1
12 | U | XT2LU3125FFF000XXX | 1SDA074984R1 | XT2L 125 Ekip LSI In=125A 3p F F UL/CSA | 12:U | XT2LU3125FFF000XXX | https://new.abb.com/products/en/1SDA074984R1
12 | U | XT2LU3125GFF000XXX | 1SDA075034R1 | XT2L 125 Ekip LSIG In=125A 3p F F UL/CSA | 12:U | XT2LU3125GFF000XXX | https://new.abb.com/products/en/1SDA075034R1
12 | U | XT2LU3125JFF000XXX | 1SDA075084R1 | XT2L 125 Ekip I In=125A 3p FF MCP-UL/CSA | 12:U | XT2LU3125JFF000XXX | https://new.abb.com/products/en/1SDA075084R1
12 | U | XT2LU3125MFF000XXX | 1SDA074899R1 | XT2L 125 MCP Iu=125 3p F F UL/CSA | 12:U | XT2LU3125MFF000XXX | https://new.abb.com/products/en/1SDA074899R1
12 | U | XT2LU4010EFF000XXX | 1SDA074935R1 | XT2L 125 Ekip LS/I In=10A 4p F F UL/CSA | 12:U | XT2LU4010EFF000XXX | https://new.abb.com/products/en/1SDA074935R1
12 | U | XT2LU4010FFF000XXX | 1SDA074985R1 | XT2L 125 Ekip LSI In=10A 4p F F UL/CSA | 12:U | XT2LU4010FFF000XXX | https://new.abb.com/products/en/1SDA074985R1
12 | U | XT2LU4010GFF000XXX | 1SDA075035R1 | XT2L 125 Ekip LSIG In=10A 4p F F UL/CSA | 12:U | XT2LU4010GFF000XXX | https://new.abb.com/products/en/1SDA075035R1
12 | U | XT2LU4015AFF000XXX | 1SDA074831R1 | XT2L 125 TMF 15-400 4p F F UL/CSA | 12:U | XT2LU4015AFF000XXX | https://new.abb.com/products/en/1SDA074831R1
12 | U | XT2LU4020AFF000XXX | 1SDA074832R1 | XT2L 125 TMF 20-400 4p F F UL/CSA | 12:U | XT2LU4020AFF000XXX | https://new.abb.com/products/en/1SDA074832R1
12 | U | XT2LU4025AFF000XXX | 1SDA074833R1 | XT2L 125 TMF 25-400 4p F F UL/CSA | 12:U | XT2LU4025AFF000XXX | https://new.abb.com/products/en/1SDA074833R1
12 | U | XT2LU4025EFF000XXX | 1SDA074936R1 | XT2L 125 Ekip LS/I In=25A 4p F F UL/CSA | 12:U | XT2LU4025EFF000XXX | https://new.abb.com/products/en/1SDA074936R1
12 | U | XT2LU4025FFF000XXX | 1SDA074986R1 | XT2L 125 Ekip LSI In=25A 4p F F UL/CSA | 12:U | XT2LU4025FFF000XXX | https://new.abb.com/products/en/1SDA074986R1
12 | U | XT2LU4025GFF000XXX | 1SDA075036R1 | XT2L 125 Ekip LSIG In=25A 4p F F UL/CSA | 12:U | XT2LU4025GFF000XXX | https://new.abb.com/products/en/1SDA075036R1
12 | U | XT2LU4030AFF000XXX | 1SDA074834R1 | XT2L 125 TMF 30-400 4p F F UL/CSA | 12:U | XT2LU4030AFF000XXX | https://new.abb.com/products/en/1SDA074834R1
12 | U | XT2LU4035AFF000XXX | 1SDA074835R1 | XT2L 125 TMF 35-400 4p F F UL/CSA | 12:U | XT2LU4035AFF000XXX | https://new.abb.com/products/en/1SDA074835R1
12 | U | XT2LU4040AFF000XXX | 1SDA074836R1 | XT2L 125 TMF 40-400 4p F F UL/CSA | 12:U | XT2LU4040AFF000XXX | https://new.abb.com/products/en/1SDA074836R1
12 | U | XT2LU4050AFF000XXX | 1SDA074837R1 | XT2L 125 TMF 50-500 4p F F UL/CSA | 12:U | XT2LU4050AFF000XXX | https://new.abb.com/products/en/1SDA074837R1
12 | U | XT2LU4060AFF000XXX | 1SDA074838R1 | XT2L 125 TMF 60-600 4p F F UL/CSA | 12:U | XT2LU4060AFF000XXX | https://new.abb.com/products/en/1SDA074838R1
12 | U | XT2LU4060EFF000XXX | 1SDA074937R1 | XT2L 125 Ekip LS/I In=60A 4p F F UL/CSA | 12:U | XT2LU4060EFF000XXX | https://new.abb.com/products/en/1SDA074937R1
12 | U | XT2LU4060FFF000XXX | 1SDA074987R1 | XT2L 125 Ekip LSI In=60A 4p F F UL/CSA | 12:U | XT2LU4060FFF000XXX | https://new.abb.com/products/en/1SDA074987R1
12 | U | XT2LU4060GFF000XXX | 1SDA075037R1 | XT2L 125 Ekip LSIG In=60A 4p F F UL/CSA | 12:U | XT2LU4060GFF000XXX | https://new.abb.com/products/en/1SDA075037R1
12 | U | XT2LU4070AFF000XXX | 1SDA074839R1 | XT2L 125 TMF 70-700 4p F F UL/CSA | 12:U | XT2LU4070AFF000XXX | https://new.abb.com/products/en/1SDA074839R1
12 | U | XT2LU4080BFF000XXX | 1SDA074840R1 | XT2L 125 TMA 80-400..800 4p F F UL/CSA | 12:U | XT2LU4080BFF000XXX | https://new.abb.com/products/en/1SDA074840R1
12 | U | XT2LU4090BFF000XXX | 1SDA074841R1 | XT2L 125 TMA 90-450..900 4p F F UL/CSA | 12:U | XT2LU4090BFF000XXX | https://new.abb.com/products/en/1SDA074841R1
12 | U | XT2LU4100BFF000XXX | 1SDA074842R1 | XT2L 125 TMA 100-500..1000 4p F F UL/CSA | 12:U | XT2LU4100BFF000XXX | https://new.abb.com/products/en/1SDA074842R1
12 | U | XT2LU4100EFF000XXX | 1SDA074938R1 | XT2L 125 Ekip LS/I In=100A 4p F F UL/CSA | 12:U | XT2LU4100EFF000XXX | https://new.abb.com/products/en/1SDA074938R1
12 | U | XT2LU4100FFF000XXX | 1SDA074988R1 | XT2L 125 Ekip LSI In=100A 4p F F UL/CSA | 12:U | XT2LU4100FFF000XXX | https://new.abb.com/products/en/1SDA074988R1
12 | U | XT2LU4100GFF000XXX | 1SDA075038R1 | XT2L 125 Ekip LSIG In=100A 4p F F UL/CSA | 12:U | XT2LU4100GFF000XXX | https://new.abb.com/products/en/1SDA075038R1
12 | U | XT2LU4110BFF000XXX | 1SDA074843R1 | XT2L 125 TMA 110-550..1100 4p F F UL/CSA | 12:U | XT2LU4110BFF000XXX | https://new.abb.com/products/en/1SDA074843R1
12 | U | XT2LU4125BFF000XXX | 1SDA074844R1 | XT2L 125 TMA 125-625..1250 4p FF UL/CSA | 12:U | XT2LU4125BFF000XXX | https://new.abb.com/products/en/1SDA074844R1
12 | U | XT2LU4125EFF000XXX | 1SDA074939R1 | XT2L 125 Ekip LS/I In=125A 4p F F UL/CSA | 12:U | XT2LU4125EFF000XXX | https://new.abb.com/products/en/1SDA074939R1
12 | U | XT2LU4125FFF000XXX | 1SDA074989R1 | XT2L 125 Ekip LSI In=125A 4p F F UL/CSA | 12:U | XT2LU4125FFF000XXX | https://new.abb.com/products/en/1SDA074989R1
12 | U | XT2LU4125GFF000XXX | 1SDA075039R1 | XT2L 125 Ekip LSIG In=125A 4p F F UL/CSA | 12:U | XT2LU4125GFF000XXX | https://new.abb.com/products/en/1SDA075039R1
12 | U | XT2NU3010CFF000XXX | 1SDA102047R1 | XT2N 125 Ekip Dip LIG In10A 3p FF UL/CSA | 12:U | XT2NU3010CFF000XXX | https://new.abb.com/products/en/1SDA102047R1
12 | U | XT2NU3010EFF000XXX | 1SDA074900R1 | XT2N 125 Ekip LS/I In=10A 3p F F UL/CSA | 12:U | XT2NU3010EFF000XXX | https://new.abb.com/products/en/1SDA074900R1
12 | U | XT2NU3010FFF000XXX | 1SDA074950R1 | XT2N 125 Ekip LSI In=10A 3p F F UL/CSA | 12:U | XT2NU3010FFF000XXX | https://new.abb.com/products/en/1SDA074950R1
12 | U | XT2NU3010GFF000XXX | 1SDA075000R1 | XT2N 125 Ekip LSIG In=10A 3p F F UL/CSA | 12:U | XT2NU3010GFF000XXX | https://new.abb.com/products/en/1SDA075000R1
12 | U | XT2NU3015AFF000XXX | 1SDA074733R1 | XT2N 125 TMF 15-400 3p F F UL/CSA | 12:U | XT2NU3015AFF000XXX | https://new.abb.com/products/en/1SDA074733R1
12 | U | XT2NU3020AFF000XXX | 1SDA074734R1 | XT2N 125 TMF 20-400 3p F F UL/CSA | 12:U | XT2NU3020AFF000XXX | https://new.abb.com/products/en/1SDA074734R1
12 | U | XT2NU3025AFF000XXX | 1SDA074735R1 | XT2N 125 TMF 25-400 3p F F UL/CSA | 12:U | XT2NU3025AFF000XXX | https://new.abb.com/products/en/1SDA074735R1
12 | U | XT2NU3025CFF000XXX | 1SDA102048R1 | XT2N 125 Ekip Dip LIG In25A 3p FF UL/CSA | 12:U | XT2NU3025CFF000XXX | https://new.abb.com/products/en/1SDA102048R1
12 | U | XT2NU3025EFF000XXX | 1SDA074901R1 | XT2N 125 Ekip LS/I In=25A 3p F F UL/CSA | 12:U | XT2NU3025EFF000XXX | https://new.abb.com/products/en/1SDA074901R1
12 | U | XT2NU3025FFF000XXX | 1SDA074951R1 | XT2N 125 Ekip LSI In=25A 3p F F UL/CSA | 12:U | XT2NU3025FFF000XXX | https://new.abb.com/products/en/1SDA074951R1
12 | U | XT2NU3025GFF000XXX | 1SDA075001R1 | XT2N 125 Ekip LSIG In=25A 3p F F UL/CSA | 12:U | XT2NU3025GFF000XXX | https://new.abb.com/products/en/1SDA075001R1
12 | U | XT2NU3030AFF000XXX | 1SDA074736R1 | XT2N 125 TMF 30-400 3p F F UL/CSA | 12:U | XT2NU3030AFF000XXX | https://new.abb.com/products/en/1SDA074736R1
12 | U | XT2NU3035AFF000XXX | 1SDA074737R1 | XT2N 125 TMF 35-400 3p F F UL/CSA | 12:U | XT2NU3035AFF000XXX | https://new.abb.com/products/en/1SDA074737R1
12 | U | XT2NU3040AFF000XXX | 1SDA074738R1 | XT2N 125 TMF 40-400 3p F F UL/CSA | 12:U | XT2NU3040AFF000XXX | https://new.abb.com/products/en/1SDA074738R1
12 | U | XT2NU3050AFF000XXX | 1SDA074739R1 | XT2N 125 TMF 50-500 3p F F UL/CSA | 12:U | XT2NU3050AFF000XXX | https://new.abb.com/products/en/1SDA074739R1
12 | U | XT2NU3060AFF000XXX | 1SDA074740R1 | XT2N 125 TMF 60-600 3p F F UL/CSA | 12:U | XT2NU3060AFF000XXX | https://new.abb.com/products/en/1SDA074740R1
12 | U | XT2NU3060CFF000XXX | 1SDA102049R1 | XT2N 125 Ekip Dip LIG In60A 3p FF UL/CSA | 12:U | XT2NU3060CFF000XXX | https://new.abb.com/products/en/1SDA102049R1
12 | U | XT2NU3060EFF000XXX | 1SDA074902R1 | XT2N 125 Ekip LS/I In=60A 3p F F UL/CSA | 12:U | XT2NU3060EFF000XXX | https://new.abb.com/products/en/1SDA074902R1
12 | U | XT2NU3060FFF000XXX | 1SDA074952R1 | XT2N 125 Ekip LSI In=60A 3p F F UL/CSA | 12:U | XT2NU3060FFF000XXX | https://new.abb.com/products/en/1SDA074952R1
12 | U | XT2NU3060GFF000XXX | 1SDA075002R1 | XT2N 125 Ekip LSIG In=60A 3p F F UL/CSA | 12:U | XT2NU3060GFF000XXX | https://new.abb.com/products/en/1SDA075002R1
12 | U | XT2NU3070AFF000XXX | 1SDA074741R1 | XT2N 125 TMF 70-700 3p F F UL/CSA | 12:U | XT2NU3070AFF000XXX | https://new.abb.com/products/en/1SDA074741R1
12 | U | XT2NU3080BFF000XXX | 1SDA074742R1 | XT2N 125 TMA 80-400..800 3p F F UL/CSA | 12:U | XT2NU3080BFF000XXX | https://new.abb.com/products/en/1SDA074742R1
12 | U | XT2NU3090BFF000XXX | 1SDA074743R1 | XT2N 125 TMA 90-450..900 3p F F UL/CSA | 12:U | XT2NU3090BFF000XXX | https://new.abb.com/products/en/1SDA074743R1
12 | U | XT2NU3100BFF000XXX | 1SDA074744R1 | XT2N 125 TMA 100-500..1000 3p F F UL/CSA | 12:U | XT2NU3100BFF000XXX | https://new.abb.com/products/en/1SDA074744R1
12 | U | XT2NU3100CFF000XXX | 1SDA102050R1 | XT2N 125 Ekip Dip LIG In100 3p FF UL/CSA | 12:U | XT2NU3100CFF000XXX | https://new.abb.com/products/en/1SDA102050R1
12 | U | XT2NU3100EFF000XXX | 1SDA074903R1 | XT2N 125 Ekip LS/I In=100A 3p F F UL/CSA | 12:U | XT2NU3100EFF000XXX | https://new.abb.com/products/en/1SDA074903R1
12 | U | XT2NU3100FFF000XXX | 1SDA074953R1 | XT2N 125 Ekip LSI In=100A 3p F F UL/CSA | 12:U | XT2NU3100FFF000XXX | https://new.abb.com/products/en/1SDA074953R1
12 | U | XT2NU3100GFF000XXX | 1SDA075003R1 | XT2N 125 Ekip LSIG In=100A 3p F F UL/CSA | 12:U | XT2NU3100GFF000XXX | https://new.abb.com/products/en/1SDA075003R1
12 | U | XT2NU3110BFF000XXX | 1SDA074745R1 | XT2N 125 TMA 110-550..1100 3p F F UL/CSA | 12:U | XT2NU3110BFF000XXX | https://new.abb.com/products/en/1SDA074745R1
12 | U | XT2NU3125BFF000XXX | 1SDA074746R1 | XT2N 125 TMA 125-625..1250 3p FF UL/CSA | 12:U | XT2NU3125BFF000XXX | https://new.abb.com/products/en/1SDA074746R1
12 | U | XT2NU3125CFF000XXX | 1SDA102051R1 | XT2N 125 Ekip Dip LIG In125 3p FF UL/CSA | 12:U | XT2NU3125CFF000XXX | https://new.abb.com/products/en/1SDA102051R1
12 | U | XT2NU3125EFF000XXX | 1SDA074904R1 | XT2N 125 Ekip LS/I In=125A 3p F F UL/CSA | 12:U | XT2NU3125EFF000XXX | https://new.abb.com/products/en/1SDA074904R1
12 | U | XT2NU3125FFF000XXX | 1SDA074954R1 | XT2N 125 Ekip LSI In=125A 3p F F UL/CSA | 12:U | XT2NU3125FFF000XXX | https://new.abb.com/products/en/1SDA074954R1
12 | U | XT2NU3125GFF000XXX | 1SDA075004R1 | XT2N 125 Ekip LSIG In=125A 3p F F UL/CSA | 12:U | XT2NU3125GFF000XXX | https://new.abb.com/products/en/1SDA075004R1
12 | U | XT2NU4010CFF000XXX | 1SDA102112R1 | XT2N 125 Ekip Dip LIG In10A 4p FF UL/CSA | 12:U | XT2NU4010CFF000XXX | https://new.abb.com/products/en/1SDA102112R1
12 | U | XT2NU4010EFF000XXX | 1SDA074905R1 | XT2N 125 Ekip LS/I In=10A 4p F F UL/CSA | 12:U | XT2NU4010EFF000XXX | https://new.abb.com/products/en/1SDA074905R1
12 | U | XT2NU4010FFF000XXX | 1SDA074955R1 | XT2N 125 Ekip LSI In=10A 4p F F UL/CSA | 12:U | XT2NU4010FFF000XXX | https://new.abb.com/products/en/1SDA074955R1
12 | U | XT2NU4010GFF000XXX | 1SDA075005R1 | XT2N 125 Ekip LSIG In=10A 4p F F UL/CSA | 12:U | XT2NU4010GFF000XXX | https://new.abb.com/products/en/1SDA075005R1
12 | U | XT2NU4015AFF000XXX | 1SDA074747R1 | XT2N 125 TMF 15-400 4p F F UL/CSA | 12:U | XT2NU4015AFF000XXX | https://new.abb.com/products/en/1SDA074747R1
12 | U | XT2NU4020AFF000XXX | 1SDA074748R1 | XT2N 125 TMF 20-400 4p F F UL/CSA | 12:U | XT2NU4020AFF000XXX | https://new.abb.com/products/en/1SDA074748R1
12 | U | XT2NU4025AFF000XXX | 1SDA074749R1 | XT2N 125 TMF 25-400 4p F F UL/CSA | 12:U | XT2NU4025AFF000XXX | https://new.abb.com/products/en/1SDA074749R1
12 | U | XT2NU4025CFF000XXX | 1SDA102113R1 | XT2N 125 Ekip Dip LIG In25A 4p FF UL/CSA | 12:U | XT2NU4025CFF000XXX | https://new.abb.com/products/en/1SDA102113R1
12 | U | XT2NU4025EFF000XXX | 1SDA074906R1 | XT2N 125 Ekip LS/I In=25A 4p F F UL/CSA | 12:U | XT2NU4025EFF000XXX | https://new.abb.com/products/en/1SDA074906R1
12 | U | XT2NU4025FFF000XXX | 1SDA074956R1 | XT2N 125 Ekip LSI In=25A 4p F F UL/CSA | 12:U | XT2NU4025FFF000XXX | https://new.abb.com/products/en/1SDA074956R1
12 | U | XT2NU4025GFF000XXX | 1SDA075006R1 | XT2N 125 Ekip LSIG In=25A 4p F F UL/CSA | 12:U | XT2NU4025GFF000XXX | https://new.abb.com/products/en/1SDA075006R1
12 | U | XT2NU4030AFF000XXX | 1SDA074750R1 | XT2N 125 TMF 30-400 4p F F UL/CSA | 12:U | XT2NU4030AFF000XXX | https://new.abb.com/products/en/1SDA074750R1
12 | U | XT2NU4035AFF000XXX | 1SDA074751R1 | XT2N 125 TMF 35-400 4p F F UL/CSA | 12:U | XT2NU4035AFF000XXX | https://new.abb.com/products/en/1SDA074751R1
12 | U | XT2NU4040AFF000XXX | 1SDA074752R1 | XT2N 125 TMF 40-400 4p F F UL/CSA | 12:U | XT2NU4040AFF000XXX | https://new.abb.com/products/en/1SDA074752R1
12 | U | XT2NU4050AFF000XXX | 1SDA074753R1 | XT2N 125 TMF 50-500 4p F F UL/CSA | 12:U | XT2NU4050AFF000XXX | https://new.abb.com/products/en/1SDA074753R1
12 | U | XT2NU4060AFF000XXX | 1SDA074754R1 | XT2N 125 TMF 60-600 4p F F UL/CSA | 12:U | XT2NU4060AFF000XXX | https://new.abb.com/products/en/1SDA074754R1
12 | U | XT2NU4060CFF000XXX | 1SDA102114R1 | XT2N 125 Ekip Dip LIG In60A 4p FF UL/CSA | 12:U | XT2NU4060CFF000XXX | https://new.abb.com/products/en/1SDA102114R1
12 | U | XT2NU4060EFF000XXX | 1SDA074907R1 | XT2N 125 Ekip LS/I In=60A 4p F F UL/CSA | 12:U | XT2NU4060EFF000XXX | https://new.abb.com/products/en/1SDA074907R1
12 | U | XT2NU4060FFF000XXX | 1SDA074957R1 | XT2N 125 Ekip LSI In=60A 4p F F UL/CSA | 12:U | XT2NU4060FFF000XXX | https://new.abb.com/products/en/1SDA074957R1
12 | U | XT2NU4060GFF000XXX | 1SDA075007R1 | XT2N 125 Ekip LSIG In=60A 4p F F UL/CSA | 12:U | XT2NU4060GFF000XXX | https://new.abb.com/products/en/1SDA075007R1
12 | U | XT2NU4070AFF000XXX | 1SDA074755R1 | XT2N 125 TMF 70-700 4p F F UL/CSA | 12:U | XT2NU4070AFF000XXX | https://new.abb.com/products/en/1SDA074755R1
12 | U | XT2NU4080BFF000XXX | 1SDA074756R1 | XT2N 125 TMA 80-400..800 4p F F UL/CSA | 12:U | XT2NU4080BFF000XXX | https://new.abb.com/products/en/1SDA074756R1
12 | U | XT2NU4090BFF000XXX | 1SDA074757R1 | XT2N 125 TMA 90-450..900 4p F F UL/CSA | 12:U | XT2NU4090BFF000XXX | https://new.abb.com/products/en/1SDA074757R1
12 | U | XT2NU4100BFF000XXX | 1SDA074758R1 | XT2N 125 TMA 100-500..1000 4p F F UL/CSA | 12:U | XT2NU4100BFF000XXX | https://new.abb.com/products/en/1SDA074758R1
12 | U | XT2NU4100CFF000XXX | 1SDA102115R1 | XT2N 125 Ekip Dip LIG In100 4p FF UL/CSA | 12:U | XT2NU4100CFF000XXX | https://new.abb.com/products/en/1SDA102115R1
12 | U | XT2NU4100EFF000XXX | 1SDA074908R1 | XT2N 125 Ekip LS/I In=100A 4p F F UL/CSA | 12:U | XT2NU4100EFF000XXX | https://new.abb.com/products/en/1SDA074908R1
12 | U | XT2NU4100FFF000XXX | 1SDA074958R1 | XT2N 125 Ekip LSI In=100A 4p F F UL/CSA | 12:U | XT2NU4100FFF000XXX | https://new.abb.com/products/en/1SDA074958R1
12 | U | XT2NU4100GFF000XXX | 1SDA075008R1 | XT2N 125 Ekip LSIG In=100A 4p F F UL/CSA | 12:U | XT2NU4100GFF000XXX | https://new.abb.com/products/en/1SDA075008R1
12 | U | XT2NU4110BFF000XXX | 1SDA074759R1 | XT2N 125 TMA 110-550..1100 4p F F UL/CSA | 12:U | XT2NU4110BFF000XXX | https://new.abb.com/products/en/1SDA074759R1
12 | U | XT2NU4125BFF000XXX | 1SDA074760R1 | XT2N 125 TMA 125-625..1250 4p FF UL/CSA | 12:U | XT2NU4125BFF000XXX | https://new.abb.com/products/en/1SDA074760R1
12 | U | XT2NU4125CFF000XXX | 1SDA102116R1 | XT2N 125 Ekip Dip LIG In125 4p FF UL/CSA | 12:U | XT2NU4125CFF000XXX | https://new.abb.com/products/en/1SDA102116R1
12 | U | XT2NU4125EFF000XXX | 1SDA074909R1 | XT2N 125 Ekip LS/I In=125A 4p F F UL/CSA | 12:U | XT2NU4125EFF000XXX | https://new.abb.com/products/en/1SDA074909R1
12 | U | XT2NU4125FFF000XXX | 1SDA074959R1 | XT2N 125 Ekip LSI In=125A 4p F F UL/CSA | 12:U | XT2NU4125FFF000XXX | https://new.abb.com/products/en/1SDA074959R1
12 | U | XT2NU4125GFF000XXX | 1SDA075009R1 | XT2N 125 Ekip LSIG In=125A 4p F F UL/CSA | 12:U | XT2NU4125GFF000XXX | https://new.abb.com/products/en/1SDA075009R1
12 | U | XT2SU3010CFF000XXX | 1SDA102066R1 | XT2S 125 Ekip Dip LIG In10A 3p FF UL/CSA | 12:U | XT2SU3010CFF000XXX | https://new.abb.com/products/en/1SDA102066R1
12 | U | XT2SU3010EFF000XXX | 1SDA074910R1 | XT2S 125 Ekip LS/I In=10A 3p F F UL/CSA | 12:U | XT2SU3010EFF000XXX | https://new.abb.com/products/en/1SDA074910R1
12 | U | XT2SU3010FFF000XXX | 1SDA074960R1 | XT2S 125 Ekip LSI In=10A 3p F F UL/CSA | 12:U | XT2SU3010FFF000XXX | https://new.abb.com/products/en/1SDA074960R1
12 | U | XT2SU3010GFF000XXX | 1SDA075010R1 | XT2S 125 Ekip LSIG In=10A 3p F F UL/CSA | 12:U | XT2SU3010GFF000XXX | https://new.abb.com/products/en/1SDA075010R1
12 | U | XT2SU3015AFF000XXX | 1SDA074761R1 | XT2S 125 TMF 15-400 3p F F UL/CSA | 12:U | XT2SU3015AFF000XXX | https://new.abb.com/products/en/1SDA074761R1
12 | U | XT2SU3020AFF000XXX | 1SDA074762R1 | XT2S 125 TMF 20-400 3p F F UL/CSA | 12:U | XT2SU3020AFF000XXX | https://new.abb.com/products/en/1SDA074762R1
12 | U | XT2SU3025AFF000XXX | 1SDA074763R1 | XT2S 125 TMF 25-400 3p F F UL/CSA | 12:U | XT2SU3025AFF000XXX | https://new.abb.com/products/en/1SDA074763R1
12 | U | XT2SU3025CFF000XXX | 1SDA102067R1 | XT2S 125 Ekip Dip LIG In25A 3p FF UL/CSA | 12:U | XT2SU3025CFF000XXX | https://new.abb.com/products/en/1SDA102067R1
12 | U | XT2SU3025EFF000XXX | 1SDA074911R1 | XT2S 125 Ekip LS/I In=25A 3p F F UL/CSA | 12:U | XT2SU3025EFF000XXX | https://new.abb.com/products/en/1SDA074911R1
12 | U | XT2SU3025FFF000XXX | 1SDA074961R1 | XT2S 125 Ekip LSI In=25A 3p F F UL/CSA | 12:U | XT2SU3025FFF000XXX | https://new.abb.com/products/en/1SDA074961R1
12 | U | XT2SU3025GFF000XXX | 1SDA075011R1 | XT2S 125 Ekip LSIG In=25A 3p F F UL/CSA | 12:U | XT2SU3025GFF000XXX | https://new.abb.com/products/en/1SDA075011R1
12 | U | XT2SU3030AFF000XXX | 1SDA074764R1 | XT2S 125 TMF 30-400 3p F F UL/CSA | 12:U | XT2SU3030AFF000XXX | https://new.abb.com/products/en/1SDA074764R1
12 | U | XT2SU3035AFF000XXX | 1SDA074765R1 | XT2S 125 TMF 35-400 3p F F UL/CSA | 12:U | XT2SU3035AFF000XXX | https://new.abb.com/products/en/1SDA074765R1
12 | U | XT2SU3040AFF000XXX | 1SDA074766R1 | XT2S 125 TMF 40-400 3p F F UL/CSA | 12:U | XT2SU3040AFF000XXX | https://new.abb.com/products/en/1SDA074766R1
12 | U | XT2SU3050AFF000XXX | 1SDA074767R1 | XT2S 125 TMF 50-500 3p F F UL/CSA | 12:U | XT2SU3050AFF000XXX | https://new.abb.com/products/en/1SDA074767R1
12 | U | XT2SU3060AFF000XXX | 1SDA074768R1 | XT2S 125 TMF 60-600 3p F F UL/CSA | 12:U | XT2SU3060AFF000XXX | https://new.abb.com/products/en/1SDA074768R1
12 | U | XT2SU3060CFF000XXX | 1SDA102068R1 | XT2S 125 Ekip Dip LIG In60A 3p FF UL/CSA | 12:U | XT2SU3060CFF000XXX | https://new.abb.com/products/en/1SDA102068R1
12 | U | XT2SU3060EFF000XXX | 1SDA074912R1 | XT2S 125 Ekip LS/I In=60A 3p F F UL/CSA | 12:U | XT2SU3060EFF000XXX | https://new.abb.com/products/en/1SDA074912R1
12 | U | XT2SU3060FFF000XXX | 1SDA074962R1 | XT2S 125 Ekip LSI In=60A 3p F F UL/CSA | 12:U | XT2SU3060FFF000XXX | https://new.abb.com/products/en/1SDA074962R1
12 | U | XT2SU3060GFF000XXX | 1SDA075012R1 | XT2S 125 Ekip LSIG In=60A 3p F F UL/CSA | 12:U | XT2SU3060GFF000XXX | https://new.abb.com/products/en/1SDA075012R1
12 | U | XT2SU3070AFF000XXX | 1SDA074769R1 | XT2S 125 TMF 70-700 3p F F UL/CSA | 12:U | XT2SU3070AFF000XXX | https://new.abb.com/products/en/1SDA074769R1
12 | U | XT2SU3080BFF000XXX | 1SDA074770R1 | XT2S 125 TMA 80-400..800 3p F F UL/CSA | 12:U | XT2SU3080BFF000XXX | https://new.abb.com/products/en/1SDA074770R1
12 | U | XT2SU3090BFF000XXX | 1SDA074771R1 | XT2S 125 TMA 90-450..900 3p F F UL/CSA | 12:U | XT2SU3090BFF000XXX | https://new.abb.com/products/en/1SDA074771R1
12 | U | XT2SU3100BFF000XXX | 1SDA074772R1 | XT2S 125 TMA 100-500..1000 3p F F UL/CSA | 12:U | XT2SU3100BFF000XXX | https://new.abb.com/products/en/1SDA074772R1
12 | U | XT2SU3100CFF000XXX | 1SDA102069R1 | XT2S 125 Ekip Dip LIG In100 3p FF UL/CSA | 12:U | XT2SU3100CFF000XXX | https://new.abb.com/products/en/1SDA102069R1
12 | U | XT2SU3100EFF000XXX | 1SDA074913R1 | XT2S 125 Ekip LS/I In=100A 3p F F UL/CSA | 12:U | XT2SU3100EFF000XXX | https://new.abb.com/products/en/1SDA074913R1
12 | U | XT2SU3100FFF000XXX | 1SDA074963R1 | XT2S 125 Ekip LSI In=100A 3p F F UL/CSA | 12:U | XT2SU3100FFF000XXX | https://new.abb.com/products/en/1SDA074963R1
12 | U | XT2SU3100GFF000XXX | 1SDA075013R1 | XT2S 125 Ekip LSIG In=100A 3p F F UL/CSA | 12:U | XT2SU3100GFF000XXX | https://new.abb.com/products/en/1SDA075013R1
12 | U | XT2SU3110BFF000XXX | 1SDA074773R1 | XT2S 125 TMA 110-550..1100 3p F F UL/CSA | 12:U | XT2SU3110BFF000XXX | https://new.abb.com/products/en/1SDA074773R1
12 | U | XT2SU3125BFF000XXX | 1SDA074774R1 | XT2S 125 TMA 125-625..1250 3p FF UL/CSA | 12:U | XT2SU3125BFF000XXX | https://new.abb.com/products/en/1SDA074774R1
12 | U | XT2SU3125CFF000XXX | 1SDA102070R1 | XT2S 125 Ekip Dip LIG In125 3p FF UL/CSA | 12:U | XT2SU3125CFF000XXX | https://new.abb.com/products/en/1SDA102070R1
12 | U | XT2SU3125EFF000XXX | 1SDA074914R1 | XT2S 125 Ekip LS/I In=125A 3p F F UL/CSA | 12:U | XT2SU3125EFF000XXX | https://new.abb.com/products/en/1SDA074914R1
12 | U | XT2SU3125FFF000XXX | 1SDA074964R1 | XT2S 125 Ekip LSI In=125A 3p F F UL/CSA | 12:U | XT2SU3125FFF000XXX | https://new.abb.com/products/en/1SDA074964R1
12 | U | XT2SU3125GFF000XXX | 1SDA075014R1 | XT2S 125 Ekip LSIG In=125A 3p F F UL/CSA | 12:U | XT2SU3125GFF000XXX | https://new.abb.com/products/en/1SDA075014R1
12 | U | XT2SU4010CFF000XXX | 1SDA102127R1 | XT2S 125 Ekip Dip LIG In10A 4p FF UL/CSA | 12:U | XT2SU4010CFF000XXX | https://new.abb.com/products/en/1SDA102127R1
12 | U | XT2SU4010EFF000XXX | 1SDA074915R1 | XT2S 125 Ekip LS/I In=10A 4p F F UL/CSA | 12:U | XT2SU4010EFF000XXX | https://new.abb.com/products/en/1SDA074915R1
12 | U | XT2SU4010FFF000XXX | 1SDA074965R1 | XT2S 125 Ekip LSI In=10A 4p F F UL/CSA | 12:U | XT2SU4010FFF000XXX | https://new.abb.com/products/en/1SDA074965R1
12 | U | XT2SU4010GFF000XXX | 1SDA075015R1 | XT2S 125 Ekip LSIG In=10A 4p F F UL/CSA | 12:U | XT2SU4010GFF000XXX | https://new.abb.com/products/en/1SDA075015R1
12 | U | XT2SU4015AFF000XXX | 1SDA074775R1 | XT2S 125 TMF 15-400 4p F F UL/CSA | 12:U | XT2SU4015AFF000XXX | https://new.abb.com/products/en/1SDA074775R1
12 | U | XT2SU4020AFF000XXX | 1SDA074776R1 | XT2S 125 TMF 20-400 4p F F UL/CSA | 12:U | XT2SU4020AFF000XXX | https://new.abb.com/products/en/1SDA074776R1
12 | U | XT2SU4025AFF000XXX | 1SDA074777R1 | XT2S 125 TMF 25-400 4p F F UL/CSA | 12:U | XT2SU4025AFF000XXX | https://new.abb.com/products/en/1SDA074777R1
12 | U | XT2SU4025CFF000XXX | 1SDA102128R1 | XT2S 125 Ekip Dip LIG In25A 4p FF UL/CSA | 12:U | XT2SU4025CFF000XXX | https://new.abb.com/products/en/1SDA102128R1
12 | U | XT2SU4025EFF000XXX | 1SDA074916R1 | XT2S 125 Ekip LS/I In=25A 4p F F UL/CSA | 12:U | XT2SU4025EFF000XXX | https://new.abb.com/products/en/1SDA074916R1
12 | U | XT2SU4025FFF000XXX | 1SDA074966R1 | XT2S 125 Ekip LSI In=25A 4p F F UL/CSA | 12:U | XT2SU4025FFF000XXX | https://new.abb.com/products/en/1SDA074966R1
12 | U | XT2SU4025GFF000XXX | 1SDA075016R1 | XT2S 125 Ekip LSIG In=25A 4p F F UL/CSA | 12:U | XT2SU4025GFF000XXX | https://new.abb.com/products/en/1SDA075016R1
12 | U | XT2SU4030AFF000XXX | 1SDA074778R1 | XT2S 125 TMF 30-400 4p F F UL/CSA | 12:U | XT2SU4030AFF000XXX | https://new.abb.com/products/en/1SDA074778R1
12 | U | XT2SU4035AFF000XXX | 1SDA074779R1 | XT2S 125 TMF 35-400 4p F F UL/CSA | 12:U | XT2SU4035AFF000XXX | https://new.abb.com/products/en/1SDA074779R1
12 | U | XT2SU4040AFF000XXX | 1SDA074780R1 | XT2S 125 TMF 40-400 4p F F UL/CSA | 12:U | XT2SU4040AFF000XXX | https://new.abb.com/products/en/1SDA074780R1
12 | U | XT2SU4050AFF000XXX | 1SDA074781R1 | XT2S 125 TMF 50-500 4p F F UL/CSA | 12:U | XT2SU4050AFF000XXX | https://new.abb.com/products/en/1SDA074781R1
12 | U | XT2SU4060AFF000XXX | 1SDA074782R1 | XT2S 125 TMF 60-600 4p F F UL/CSA | 12:U | XT2SU4060AFF000XXX | https://new.abb.com/products/en/1SDA074782R1
12 | U | XT2SU4060CFF000XXX | 1SDA102129R1 | XT2S 125 Ekip Dip LIG In60A 4p FF UL/CSA | 12:U | XT2SU4060CFF000XXX | https://new.abb.com/products/en/1SDA102129R1
12 | U | XT2SU4060EFF000XXX | 1SDA074917R1 | XT2S 125 Ekip LS/I In=60A 4p F F UL/CSA | 12:U | XT2SU4060EFF000XXX | https://new.abb.com/products/en/1SDA074917R1
12 | U | XT2SU4060FFF000XXX | 1SDA074967R1 | XT2S 125 Ekip LSI In=60A 4p F F UL/CSA | 12:U | XT2SU4060FFF000XXX | https://new.abb.com/products/en/1SDA074967R1
12 | U | XT2SU4060GFF000XXX | 1SDA075017R1 | XT2S 125 Ekip LSIG In=60A 4p F F UL/CSA | 12:U | XT2SU4060GFF000XXX | https://new.abb.com/products/en/1SDA075017R1
12 | U | XT2SU4070AFF000XXX | 1SDA074783R1 | XT2S 125 TMF 70-700 4p F F UL/CSA | 12:U | XT2SU4070AFF000XXX | https://new.abb.com/products/en/1SDA074783R1
12 | U | XT2SU4080BFF000XXX | 1SDA074784R1 | XT2S 125 TMA 80-400..800 4p F F UL/CSA | 12:U | XT2SU4080BFF000XXX | https://new.abb.com/products/en/1SDA074784R1
12 | U | XT2SU4090BFF000XXX | 1SDA074785R1 | XT2S 125 TMA 90-450..900 4p F F UL/CSA | 12:U | XT2SU4090BFF000XXX | https://new.abb.com/products/en/1SDA074785R1
12 | U | XT2SU4100BFF000XXX | 1SDA074786R1 | XT2S 125 TMA 100-500..1000 4p F F UL/CSA | 12:U | XT2SU4100BFF000XXX | https://new.abb.com/products/en/1SDA074786R1
12 | U | XT2SU4100CFF000XXX | 1SDA102130R1 | XT2S 125 Ekip Dip LIG In100 4p FF UL/CSA | 12:U | XT2SU4100CFF000XXX | https://new.abb.com/products/en/1SDA102130R1
12 | U | XT2SU4100EFF000XXX | 1SDA074918R1 | XT2S 125 Ekip LS/I In=100A 4p F F UL/CSA | 12:U | XT2SU4100EFF000XXX | https://new.abb.com/products/en/1SDA074918R1
12 | U | XT2SU4100FFF000XXX | 1SDA074968R1 | XT2S 125 Ekip LSI In=100A 4p F F UL/CSA | 12:U | XT2SU4100FFF000XXX | https://new.abb.com/products/en/1SDA074968R1
12 | U | XT2SU4100GFF000XXX | 1SDA075018R1 | XT2S 125 Ekip LSIG In=100A 4p F F UL/CSA | 12:U | XT2SU4100GFF000XXX | https://new.abb.com/products/en/1SDA075018R1
12 | U | XT2SU4110BFF000XXX | 1SDA074787R1 | XT2S 125 TMA 110-550..1100 4p F F UL/CSA | 12:U | XT2SU4110BFF000XXX | https://new.abb.com/products/en/1SDA074787R1
12 | U | XT2SU4125BFF000XXX | 1SDA074788R1 | XT2S 125 TMA 125-625..1250 4p FF UL/CSA | 12:U | XT2SU4125BFF000XXX | https://new.abb.com/products/en/1SDA074788R1
12 | U | XT2SU4125CFF000XXX | 1SDA102131R1 | XT2S 125 Ekip Dip LIG In125 4p FF UL/CSA | 12:U | XT2SU4125CFF000XXX | https://new.abb.com/products/en/1SDA102131R1
12 | U | XT2SU4125EFF000XXX | 1SDA074919R1 | XT2S 125 Ekip LS/I In=125A 4p F F UL/CSA | 12:U | XT2SU4125EFF000XXX | https://new.abb.com/products/en/1SDA074919R1
12 | U | XT2SU4125FFF000XXX | 1SDA074969R1 | XT2S 125 Ekip LSI In=125A 4p F F UL/CSA | 12:U | XT2SU4125FFF000XXX | https://new.abb.com/products/en/1SDA074969R1
12 | U | XT2SU4125GFF000XXX | 1SDA075019R1 | XT2S 125 Ekip LSIG In=125A 4p F F UL/CSA | 12:U | XT2SU4125GFF000XXX | https://new.abb.com/products/en/1SDA075019R1
12 | U | XT2VU3010EFF000XXX | 1SDA074940R1 | XT2V 125 Ekip LS/I In=10A 3p F F UL/CSA | 12:U | XT2VU3010EFF000XXX | https://new.abb.com/products/en/1SDA074940R1
12 | U | XT2VU3010FFF000XXX | 1SDA074990R1 | XT2V 125 Ekip LSI In=10A 3p F F UL/CSA | 12:U | XT2VU3010FFF000XXX | https://new.abb.com/products/en/1SDA074990R1
12 | U | XT2VU3010GFF000XXX | 1SDA075040R1 | XT2V 125 Ekip LSIG In=10A 3p F F UL/CSA | 12:U | XT2VU3010GFF000XXX | https://new.abb.com/products/en/1SDA075040R1
12 | U | XT2VU3010JFF000XXX | 1SDA075090R1 | XT2V 125 Ekip I In=10A 3p F F MCP-UL/CSA | 12:U | XT2VU3010JFF000XXX | https://new.abb.com/products/en/1SDA075090R1
12 | U | XT2VU3015AFF000XXX | 1SDA074845R1 | XT2V 125 TMF 15-400 3p F F UL/CSA | 12:U | XT2VU3015AFF000XXX | https://new.abb.com/products/en/1SDA074845R1
12 | U | XT2VU3020AFF000XXX | 1SDA074846R1 | XT2V 125 TMF 20-400 3p F F UL/CSA | 12:U | XT2VU3020AFF000XXX | https://new.abb.com/products/en/1SDA074846R1
12 | U | XT2VU3025AFF000XXX | 1SDA074847R1 | XT2V 125 TMF 25-400 3p F F UL/CSA | 12:U | XT2VU3025AFF000XXX | https://new.abb.com/products/en/1SDA074847R1
12 | U | XT2VU3025EFF000XXX | 1SDA074941R1 | XT2V 125 Ekip LS/I In=25A 3p F F UL/CSA | 12:U | XT2VU3025EFF000XXX | https://new.abb.com/products/en/1SDA074941R1
12 | U | XT2VU3025FFF000XXX | 1SDA074991R1 | XT2V 125 Ekip LSI In=25A 3p F F UL/CSA | 12:U | XT2VU3025FFF000XXX | https://new.abb.com/products/en/1SDA074991R1
12 | U | XT2VU3025GFF000XXX | 1SDA075041R1 | XT2V 125 Ekip LSIG In=25A 3p F F UL/CSA | 12:U | XT2VU3025GFF000XXX | https://new.abb.com/products/en/1SDA075041R1
12 | U | XT2VU3025JFF000XXX | 1SDA075091R1 | XT2V 125 Ekip I In=25A 3p F F MCP-UL/CSA | 12:U | XT2VU3025JFF000XXX | https://new.abb.com/products/en/1SDA075091R1
12 | U | XT2VU3025LFF000XXX | 1SDA075100R1 | XT2V 125 Ekip M-LIU In=25A 3p F F UL/CSA | 12:U | XT2VU3025LFF000XXX | https://new.abb.com/products/en/1SDA075100R1
12 | U | XT2VU3030AFF000XXX | 1SDA074848R1 | XT2V 125 TMF 30-400 3p F F UL/CSA | 12:U | XT2VU3030AFF000XXX | https://new.abb.com/products/en/1SDA074848R1
12 | U | XT2VU3035AFF000XXX | 1SDA074849R1 | XT2V 125 TMF 35-400 3p F F UL/CSA | 12:U | XT2VU3035AFF000XXX | https://new.abb.com/products/en/1SDA074849R1
12 | U | XT2VU3040AFF000XXX | 1SDA074850R1 | XT2V 125 TMF 40-400 3p F F UL/CSA | 12:U | XT2VU3040AFF000XXX | https://new.abb.com/products/en/1SDA074850R1
12 | U | XT2VU3040WFF000XXX | 1SDA102098R1 | XT2V 125 EkipM TouchLRIU(MPCB)40 3pFF UL | 12:U | XT2VU3040WFF000XXX | https://new.abb.com/products/en/1SDA102098R1
12 | U | XT2VU3050AFF000XXX | 1SDA074851R1 | XT2V 125 TMF 50-500 3p F F UL/CSA | 12:U | XT2VU3050AFF000XXX | https://new.abb.com/products/en/1SDA074851R1
12 | U | XT2VU3060AFF000XXX | 1SDA074852R1 | XT2V 125 TMF 60-600 3p F F UL/CSA | 12:U | XT2VU3060AFF000XXX | https://new.abb.com/products/en/1SDA074852R1
12 | U | XT2VU3060EFF000XXX | 1SDA074942R1 | XT2V 125 Ekip LS/I In=60A 3p F F UL/CSA | 12:U | XT2VU3060EFF000XXX | https://new.abb.com/products/en/1SDA074942R1
12 | U | XT2VU3060FFF000XXX | 1SDA074992R1 | XT2V 125 Ekip LSI In=60A 3p F F UL/CSA | 12:U | XT2VU3060FFF000XXX | https://new.abb.com/products/en/1SDA074992R1
12 | U | XT2VU3060GFF000XXX | 1SDA075042R1 | XT2V 125 Ekip LSIG In=60A 3p F F UL/CSA | 12:U | XT2VU3060GFF000XXX | https://new.abb.com/products/en/1SDA075042R1
12 | U | XT2VU3060JFF000XXX | 1SDA075092R1 | XT2V 125 Ekip I In=60A 3p F F MCP-UL/CSA | 12:U | XT2VU3060JFF000XXX | https://new.abb.com/products/en/1SDA075092R1
12 | U | XT2VU3060LFF000XXX | 1SDA075101R1 | XT2V 125 Ekip M-LIU In=60A 3p F F UL/CSA | 12:U | XT2VU3060LFF000XXX | https://new.abb.com/products/en/1SDA075101R1
12 | U | XT2VU3060WFF000XXX | 1SDA102099R1 | XT2V 125 EkipM TouchLRIU(MPCB)60 3pFF UL | 12:U | XT2VU3060WFF000XXX | https://new.abb.com/products/en/1SDA102099R1
12 | U | XT2VU3070AFF000XXX | 1SDA074853R1 | XT2V 125 TMF 70-700 3p F F UL/CSA | 12:U | XT2VU3070AFF000XXX | https://new.abb.com/products/en/1SDA074853R1
12 | U | XT2VU3080BFF000XXX | 1SDA074854R1 | XT2V 125 TMA 80-400..800 3p F F UL/CSA | 12:U | XT2VU3080BFF000XXX | https://new.abb.com/products/en/1SDA074854R1
12 | U | XT2VU3090BFF000XXX | 1SDA074855R1 | XT2V 125 TMA 90-450..900 3p F F UL/CSA | 12:U | XT2VU3090BFF000XXX | https://new.abb.com/products/en/1SDA074855R1
12 | U | XT2VU3100BFF000XXX | 1SDA074856R1 | XT2V 125 TMA 100-500..1000 3p F F UL/CSA | 12:U | XT2VU3100BFF000XXX | https://new.abb.com/products/en/1SDA074856R1
12 | U | XT2VU3100EFF000XXX | 1SDA074943R1 | XT2V 125 Ekip LS/I In=100A 3p F F UL/CSA | 12:U | XT2VU3100EFF000XXX | https://new.abb.com/products/en/1SDA074943R1
12 | U | XT2VU3100FFF000XXX | 1SDA074993R1 | XT2V 125 Ekip LSI In=100A 3p F F UL/CSA | 12:U | XT2VU3100FFF000XXX | https://new.abb.com/products/en/1SDA074993R1
12 | U | XT2VU3100GFF000XXX | 1SDA075043R1 | XT2V 125 Ekip LSIG In=100A 3p F F UL/CSA | 12:U | XT2VU3100GFF000XXX | https://new.abb.com/products/en/1SDA075043R1
12 | U | XT2VU3100JFF000XXX | 1SDA075093R1 | XT2V 125 Ekip I In=100A 3p FF MCP-UL/CSA | 12:U | XT2VU3100JFF000XXX | https://new.abb.com/products/en/1SDA075093R1
12 | U | XT2VU3100LFF000XXX | 1SDA075102R1 | XT2V 125 Ekip M-LIU In=100A 3p FF UL/CSA | 12:U | XT2VU3100LFF000XXX | https://new.abb.com/products/en/1SDA075102R1
12 | U | XT2VU3100WFF000XXX | 1SDA102100R1 | XT2V 125 EkipMTouchLRIU(MPCB)100 3pFF UL | 12:U | XT2VU3100WFF000XXX | https://new.abb.com/products/en/1SDA102100R1
12 | U | XT2VU3110BFF000XXX | 1SDA074857R1 | XT2V 125 TMA 110-550..1100 3p F F UL/CSA | 12:U | XT2VU3110BFF000XXX | https://new.abb.com/products/en/1SDA074857R1
12 | U | XT2VU3125BFF000XXX | 1SDA074858R1 | XT2V 125 TMA 125-625..1250 3p FF UL/CSA | 12:U | XT2VU3125BFF000XXX | https://new.abb.com/products/en/1SDA074858R1
12 | U | XT2VU3125EFF000XXX | 1SDA074944R1 | XT2V 125 Ekip LS/I In=125A 3p F F UL/CSA | 12:U | XT2VU3125EFF000XXX | https://new.abb.com/products/en/1SDA074944R1
12 | U | XT2VU3125FFF000XXX | 1SDA074994R1 | XT2V 125 Ekip LSI In=125A 3p F F UL/CSA | 12:U | XT2VU3125FFF000XXX | https://new.abb.com/products/en/1SDA074994R1
12 | U | XT2VU3125GFF000XXX | 1SDA075044R1 | XT2V 125 Ekip LSIG In=125A 3p F F UL/CSA | 12:U | XT2VU3125GFF000XXX | https://new.abb.com/products/en/1SDA075044R1
12 | U | XT2VU3125JFF000XXX | 1SDA075094R1 | XT2V 125 Ekip I In=125A 3p FF MCP-UL/CSA | 12:U | XT2VU3125JFF000XXX | https://new.abb.com/products/en/1SDA075094R1
12 | U | XT2VU4010EFF000XXX | 1SDA074945R1 | XT2V 125 Ekip LS/I In=10A 4p F F UL/CSA | 12:U | XT2VU4010EFF000XXX | https://new.abb.com/products/en/1SDA074945R1
12 | U | XT2VU4010FFF000XXX | 1SDA074995R1 | XT2V 125 Ekip LSI In=10A 4p F F UL/CSA | 12:U | XT2VU4010FFF000XXX | https://new.abb.com/products/en/1SDA074995R1
12 | U | XT2VU4010GFF000XXX | 1SDA075045R1 | XT2V 125 Ekip LSIG In=10A 4p F F UL/CSA | 12:U | XT2VU4010GFF000XXX | https://new.abb.com/products/en/1SDA075045R1
12 | U | XT2VU4015AFF000XXX | 1SDA074859R1 | XT2V 125 TMF 15-400 4p F F UL/CSA | 12:U | XT2VU4015AFF000XXX | https://new.abb.com/products/en/1SDA074859R1
12 | U | XT2VU4020AFF000XXX | 1SDA074860R1 | XT2V 125 TMF 20-400 4p F F UL/CSA | 12:U | XT2VU4020AFF000XXX | https://new.abb.com/products/en/1SDA074860R1
12 | U | XT2VU4025AFF000XXX | 1SDA074861R1 | XT2V 125 TMF 25-400 4p F F UL/CSA | 12:U | XT2VU4025AFF000XXX | https://new.abb.com/products/en/1SDA074861R1
12 | U | XT2VU4025EFF000XXX | 1SDA074946R1 | XT2V 125 Ekip LS/I In=25A 4p F F UL/CSA | 12:U | XT2VU4025EFF000XXX | https://new.abb.com/products/en/1SDA074946R1
12 | U | XT2VU4025FFF000XXX | 1SDA074996R1 | XT2V 125 Ekip LSI In=25A 4p F F UL/CSA | 12:U | XT2VU4025FFF000XXX | https://new.abb.com/products/en/1SDA074996R1
12 | U | XT2VU4025GFF000XXX | 1SDA075046R1 | XT2V 125 Ekip LSIG In=25A 4p F F UL/CSA | 12:U | XT2VU4025GFF000XXX | https://new.abb.com/products/en/1SDA075046R1
12 | U | XT2VU4030AFF000XXX | 1SDA074862R1 | XT2V 125 TMF 30-400 4p F F UL/CSA | 12:U | XT2VU4030AFF000XXX | https://new.abb.com/products/en/1SDA074862R1
12 | U | XT2VU4035AFF000XXX | 1SDA074863R1 | XT2V 125 TMF 35-400 4p F F UL/CSA | 12:U | XT2VU4035AFF000XXX | https://new.abb.com/products/en/1SDA074863R1
12 | U | XT2VU4040AFF000XXX | 1SDA074864R1 | XT2V 125 TMF 40-400 4p F F UL/CSA | 12:U | XT2VU4040AFF000XXX | https://new.abb.com/products/en/1SDA074864R1
12 | U | XT2VU4050AFF000XXX | 1SDA074865R1 | XT2V 125 TMF 50-500 4p F F UL/CSA | 12:U | XT2VU4050AFF000XXX | https://new.abb.com/products/en/1SDA074865R1
12 | U | XT2VU4060AFF000XXX | 1SDA074866R1 | XT2V 125 TMF 60-600 4p F F UL/CSA | 12:U | XT2VU4060AFF000XXX | https://new.abb.com/products/en/1SDA074866R1
12 | U | XT2VU4060EFF000XXX | 1SDA074947R1 | XT2V 125 Ekip LS/I In=60A 4p F F UL/CSA | 12:U | XT2VU4060EFF000XXX | https://new.abb.com/products/en/1SDA074947R1
12 | U | XT2VU4060FFF000XXX | 1SDA074997R1 | XT2V 125 Ekip LSI In=60A 4p F F UL/CSA | 12:U | XT2VU4060FFF000XXX | https://new.abb.com/products/en/1SDA074997R1
12 | U | XT2VU4060GFF000XXX | 1SDA075047R1 | XT2V 125 Ekip LSIG In=60A 4p F F UL/CSA | 12:U | XT2VU4060GFF000XXX | https://new.abb.com/products/en/1SDA075047R1
12 | U | XT2VU4070AFF000XXX | 1SDA074867R1 | XT2V 125 TMF 70-700 4p F F UL/CSA | 12:U | XT2VU4070AFF000XXX | https://new.abb.com/products/en/1SDA074867R1
12 | U | XT2VU4080BFF000XXX | 1SDA074868R1 | XT2V 125 TMA 80-400..800 4p F F UL/CSA | 12:U | XT2VU4080BFF000XXX | https://new.abb.com/products/en/1SDA074868R1
12 | U | XT2VU4090BFF000XXX | 1SDA074869R1 | XT2V 125 TMA 90-450..900 4p F F UL/CSA | 12:U | XT2VU4090BFF000XXX | https://new.abb.com/products/en/1SDA074869R1
12 | U | XT2VU4100BFF000XXX | 1SDA074870R1 | XT2V 125 TMA 100-500..1000 4p F F UL/CSA | 12:U | XT2VU4100BFF000XXX | https://new.abb.com/products/en/1SDA074870R1
12 | U | XT2VU4100EFF000XXX | 1SDA074948R1 | XT2V 125 Ekip LS/I In=100A 4p F F UL/CSA | 12:U | XT2VU4100EFF000XXX | https://new.abb.com/products/en/1SDA074948R1
12 | U | XT2VU4100FFF000XXX | 1SDA074998R1 | XT2V 125 Ekip LSI In=100A 4p F F UL/CSA | 12:U | XT2VU4100FFF000XXX | https://new.abb.com/products/en/1SDA074998R1
12 | U | XT2VU4100GFF000XXX | 1SDA075048R1 | XT2V 125 Ekip LSIG In=100A 4p F F UL/CSA | 12:U | XT2VU4100GFF000XXX | https://new.abb.com/products/en/1SDA075048R1
12 | U | XT2VU4110BFF000XXX | 1SDA074871R1 | XT2V 125 TMA 110-550..1100 4p F F UL/CSA | 12:U | XT2VU4110BFF000XXX | https://new.abb.com/products/en/1SDA074871R1
12 | U | XT2VU4125BFF000XXX | 1SDA074872R1 | XT2V 125 TMA 125-625..1250 4p FF UL/CSA | 12:U | XT2VU4125BFF000XXX | https://new.abb.com/products/en/1SDA074872R1
12 | U | XT2VU4125EFF000XXX | 1SDA074949R1 | XT2V 125 Ekip LS/I In=125A 4p F F UL/CSA | 12:U | XT2VU4125EFF000XXX | https://new.abb.com/products/en/1SDA074949R1
12 | U | XT2VU4125FFF000XXX | 1SDA074999R1 | XT2V 125 Ekip LSI In=125A 4p F F UL/CSA | 12:U | XT2VU4125FFF000XXX | https://new.abb.com/products/en/1SDA074999R1
12 | U | XT2VU4125GFF000XXX | 1SDA075049R1 | XT2V 125 Ekip LSIG In=125A 4p F F UL/CSA | 12:U | XT2VU4125GFF000XXX | https://new.abb.com/products/en/1SDA075049R1
12 | U | XT2XU3015AFF000XXX | 1SDA081937R1 | XT2X 125 TMF 15-400 3p F F UL/CSA | 12:U | XT2XU3015AFF000XXX | https://new.abb.com/products/en/1SDA081937R1
12 | U | XT2XU3020AFF000XXX | 1SDA081939R1 | XT2X 125 TMF 20-400 3p F F UL/CSA | 12:U | XT2XU3020AFF000XXX | https://new.abb.com/products/en/1SDA081939R1
12 | U | XT2XU3025AFF000XXX | 1SDA081941R1 | XT2X 125 TMF 25-400 3p F F UL/CSA | 12:U | XT2XU3025AFF000XXX | https://new.abb.com/products/en/1SDA081941R1
12 | U | XT2XU3030AFF000XXX | 1SDA081943R1 | XT2X 125 TMF 30-400 3p F F UL/CSA | 12:U | XT2XU3030AFF000XXX | https://new.abb.com/products/en/1SDA081943R1
12 | U | XT2XU3035AFF000XXX | 1SDA081945R1 | XT2X 125 TMF 35-400 3p F F UL/CSA | 12:U | XT2XU3035AFF000XXX | https://new.abb.com/products/en/1SDA081945R1
12 | U | XT2XU3040AFF000XXX | 1SDA081947R1 | XT2X 125 TMF 40-400 3p F F UL/CSA | 12:U | XT2XU3040AFF000XXX | https://new.abb.com/products/en/1SDA081947R1
12 | U | XT2XU3050AFF000XXX | 1SDA081949R1 | XT2X 125 TMF 50-500 3p F F UL/CSA | 12:U | XT2XU3050AFF000XXX | https://new.abb.com/products/en/1SDA081949R1
12 | U | XT2XU3060AFF000XXX | 1SDA081951R1 | XT2X 125 TMF 60-600 3p F F UL/CSA | 12:U | XT2XU3060AFF000XXX | https://new.abb.com/products/en/1SDA081951R1
12 | U | XT2XU3070AFF000XXX | 1SDA081953R1 | XT2X 125 TMF 70-700 3p F F UL/CSA | 12:U | XT2XU3070AFF000XXX | https://new.abb.com/products/en/1SDA081953R1
12 | U | XT2XU3080BFF000XXX | 1SDA081933R1 | XT2X 125 TMA 80 400..800 3p F F UL/CSA | 12:U | XT2XU3080BFF000XXX | https://new.abb.com/products/en/1SDA081933R1
12 | U | XT2XU3090BFF000XXX | 1SDA081935R1 | XT2X 125 TMA 90 450..900 3p F F UL/CSA | 12:U | XT2XU3090BFF000XXX | https://new.abb.com/products/en/1SDA081935R1
12 | U | XT2XU3100BFF000XXX | 1SDA081927R1 | XT2X 125 TMA 100 500..1000 3p F F UL/CSA | 12:U | XT2XU3100BFF000XXX | https://new.abb.com/products/en/1SDA081927R1
12 | U | XT2XU3110BFF000XXX | 1SDA081929R1 | XT2X 125 TMA 110 550..1100 3p F F UL/CSA | 12:U | XT2XU3110BFF000XXX | https://new.abb.com/products/en/1SDA081929R1
12 | U | XT2XU3125BFF000XXX | 1SDA081931R1 | XT2X 125 TMA 125 625..1250 3p F F UL/CSA | 12:U | XT2XU3125BFF000XXX | https://new.abb.com/products/en/1SDA081931R1
12 | U | XT2XU4015AFF000XXX | 1SDA081938R1 | XT2X 125 TMF 15-400 4p F F UL/CSA | 12:U | XT2XU4015AFF000XXX | https://new.abb.com/products/en/1SDA081938R1
12 | U | XT2XU4020AFF000XXX | 1SDA081940R1 | XT2X 125 TMF 20-400 4p F F UL/CSA | 12:U | XT2XU4020AFF000XXX | https://new.abb.com/products/en/1SDA081940R1
12 | U | XT2XU4025AFF000XXX | 1SDA081942R1 | XT2X 125 TMF 25-400 4p F F UL/CSA | 12:U | XT2XU4025AFF000XXX | https://new.abb.com/products/en/1SDA081942R1
12 | U | XT2XU4030AFF000XXX | 1SDA081944R1 | XT2X 125 TMF 30-400 4p F F UL/CSA | 12:U | XT2XU4030AFF000XXX | https://new.abb.com/products/en/1SDA081944R1
12 | U | XT2XU4035AFF000XXX | 1SDA081946R1 | XT2X 125 TMF 35-400 4p F F UL/CSA | 12:U | XT2XU4035AFF000XXX | https://new.abb.com/products/en/1SDA081946R1
12 | U | XT2XU4040AFF000XXX | 1SDA081948R1 | XT2X 125 TMF 40-400 4p F F UL/CSA | 12:U | XT2XU4040AFF000XXX | https://new.abb.com/products/en/1SDA081948R1
12 | U | XT2XU4050AFF000XXX | 1SDA081950R1 | XT2X 125 TMF 50-500 4p F F UL/CSA | 12:U | XT2XU4050AFF000XXX | https://new.abb.com/products/en/1SDA081950R1
12 | U | XT2XU4060AFF000XXX | 1SDA081952R1 | XT2X 125 TMF 60-600 4p F F UL/CSA | 12:U | XT2XU4060AFF000XXX | https://new.abb.com/products/en/1SDA081952R1
12 | U | XT2XU4070AFF000XXX | 1SDA081954R1 | XT2X 125 TMF 70-700 4p F F UL/CSA | 12:U | XT2XU4070AFF000XXX | https://new.abb.com/products/en/1SDA081954R1
12 | U | XT2XU4080BFF000XXX | 1SDA081934R1 | XT2X 125 TMA 80 400..800 4p F F UL/CSA | 12:U | XT2XU4080BFF000XXX | https://new.abb.com/products/en/1SDA081934R1
12 | U | XT2XU4090BFF000XXX | 1SDA081936R1 | XT2X 125 TMA 90 450..900 4p F F UL/CSA | 12:U | XT2XU4090BFF000XXX | https://new.abb.com/products/en/1SDA081936R1
12 | U | XT2XU4100BFF000XXX | 1SDA081928R1 | XT2X 125 TMA 100 500..1000 4p F F UL/CSA | 12:U | XT2XU4100BFF000XXX | https://new.abb.com/products/en/1SDA081928R1
12 | U | XT2XU4110BFF000XXX | 1SDA081930R1 | XT2X 125 TMA 110 550..1100 4p F F UL/CSA | 12:U | XT2XU4110BFF000XXX | https://new.abb.com/products/en/1SDA081930R1
12 | U | XT2XU4125BFF000XXX | 1SDA081932R1 | XT2X 125 TMA 125 625..1250 4p F F UL/CSA | 12:U | XT2XU4125BFF000XXX | https://new.abb.com/products/en/1SDA081932R1
12 | U | XT3NU3060AFF000XXX | 1SDA075109R1 | XT3N 225 TMF 60-600 3p F F UL/CSA | 12:U | XT3NU3060AFF000XXX | https://new.abb.com/products/en/1SDA075109R1
12 | U | XT3NU3070AFF000XXX | 1SDA075110R1 | XT3N 225 TMF 70-700 3p F F UL/CSA | 12:U | XT3NU3070AFF000XXX | https://new.abb.com/products/en/1SDA075110R1
12 | U | XT3NU3080AFF000XXX | 1SDA075111R1 | XT3N 225 TMF 80-800 3p F F UL/CSA | 12:U | XT3NU3080AFF000XXX | https://new.abb.com/products/en/1SDA075111R1
12 | U | XT3NU3090AFF000XXX | 1SDA075112R1 | XT3N 225 TMF 90-900 3p F F UL/CSA | 12:U | XT3NU3090AFF000XXX | https://new.abb.com/products/en/1SDA075112R1
12 | U | XT3NU3100AFF000XXX | 1SDA075113R1 | XT3N 225 TMF 100-1000 3p F F UL/CSA | 12:U | XT3NU3100AFF000XXX | https://new.abb.com/products/en/1SDA075113R1
12 | U | XT3NU3110AFF000XXX | 1SDA080071R1 | XT3N 225 TMF 110-1100 3p F F UL/CSA | 12:U | XT3NU3110AFF000XXX | https://new.abb.com/products/en/1SDA080071R1
12 | U | XT3NU3125AFF000XXX | 1SDA075114R1 | XT3N 225 TMF 125-1250 3p F F UL/CSA | 12:U | XT3NU3125AFF000XXX | https://new.abb.com/products/en/1SDA075114R1
12 | U | XT3NU3150AFF000XXX | 1SDA075115R1 | XT3N 225 TMF 150-1500 3p F F UL/CSA | 12:U | XT3NU3150AFF000XXX | https://new.abb.com/products/en/1SDA075115R1
12 | U | XT3NU3175AFF000XXX | 1SDA075116R1 | XT3N 225 TMF 175-1750 3p F F UL/CSA | 12:U | XT3NU3175AFF000XXX | https://new.abb.com/products/en/1SDA075116R1
12 | U | XT3NU3200AFF000XXX | 1SDA075117R1 | XT3N 225 TMF 200-2000 3p F F UL/CSA | 12:U | XT3NU3200AFF000XXX | https://new.abb.com/products/en/1SDA075117R1
12 | U | XT3NU3225AFF000XXX | 1SDA075118R1 | XT3N 225 TMF 225-2250 3p F F UL/CSA | 12:U | XT3NU3225AFF000XXX | https://new.abb.com/products/en/1SDA075118R1
12 | U | XT3NU4060AFF000XXX | 1SDA075119R1 | XT3N 225 TMF 60-600 4p F F UL/CSA | 12:U | XT3NU4060AFF000XXX | https://new.abb.com/products/en/1SDA075119R1
12 | U | XT3NU4070AFF000XXX | 1SDA075120R1 | XT3N 225 TMF 70-700 4p F F UL/CSA | 12:U | XT3NU4070AFF000XXX | https://new.abb.com/products/en/1SDA075120R1
12 | U | XT3NU4080AFF000XXX | 1SDA075121R1 | XT3N 225 TMF 80-800 4p F F UL/CSA | 12:U | XT3NU4080AFF000XXX | https://new.abb.com/products/en/1SDA075121R1
12 | U | XT3NU4090AFF000XXX | 1SDA075122R1 | XT3N 225 TMF 90-900 4p F F UL/CSA | 12:U | XT3NU4090AFF000XXX | https://new.abb.com/products/en/1SDA075122R1
12 | U | XT3NU4100AFF000XXX | 1SDA075123R1 | XT3N 225 TMF 100-1000 4p F F UL/CSA | 12:U | XT3NU4100AFF000XXX | https://new.abb.com/products/en/1SDA075123R1
12 | U | XT3NU4110AFF000XXX | 1SDA080072R1 | XT3N 225 TMF 110-1100 4p F F UL/CSA | 12:U | XT3NU4110AFF000XXX | https://new.abb.com/products/en/1SDA080072R1
12 | U | XT3NU4125AFF000XXX | 1SDA075124R1 | XT3N 225 TMF 125-1250 4p F F UL/CSA | 12:U | XT3NU4125AFF000XXX | https://new.abb.com/products/en/1SDA075124R1
12 | U | XT3NU4150AFF000XXX | 1SDA075125R1 | XT3N 225 TMF 150-1500 4p F F UL/CSA | 12:U | XT3NU4150AFF000XXX | https://new.abb.com/products/en/1SDA075125R1
12 | U | XT3NU4175AFF000XXX | 1SDA075126R1 | XT3N 225 TMF 175-1750 4p F F UL/CSA | 12:U | XT3NU4175AFF000XXX | https://new.abb.com/products/en/1SDA075126R1
12 | U | XT3NU4200AFF000XXX | 1SDA075127R1 | XT3N 225 TMF 200-2000 4p F F UL/CSA | 12:U | XT3NU4200AFF000XXX | https://new.abb.com/products/en/1SDA075127R1
12 | U | XT3NU4225AFF000XXX | 1SDA075128R1 | XT3N 225 TMF 225-2250 4p F F UL/CSA | 12:U | XT3NU4225AFF000XXX | https://new.abb.com/products/en/1SDA075128R1
12 | U | XT3SU3060AFF000XXX | 1SDA075129R1 | XT3S 225 TMF 60-600 3p F F UL/CSA | 12:U | XT3SU3060AFF000XXX | https://new.abb.com/products/en/1SDA075129R1
12 | U | XT3SU3070AFF000XXX | 1SDA075130R1 | XT3S 225 TMF 70-700 3p F F UL/CSA | 12:U | XT3SU3070AFF000XXX | https://new.abb.com/products/en/1SDA075130R1
12 | U | XT3SU3080AFF000XXX | 1SDA075131R1 | XT3S 225 TMF 80-800 3p F F UL/CSA | 12:U | XT3SU3080AFF000XXX | https://new.abb.com/products/en/1SDA075131R1
12 | U | XT3SU3090AFF000XXX | 1SDA075132R1 | XT3S 225 TMF 90-900 3p F F UL/CSA | 12:U | XT3SU3090AFF000XXX | https://new.abb.com/products/en/1SDA075132R1
12 | U | XT3SU3100AFF000XXX | 1SDA075133R1 | XT3S 225 TMF 100-1000 3p F F UL/CSA | 12:U | XT3SU3100AFF000XXX | https://new.abb.com/products/en/1SDA075133R1
12 | U | XT3SU3100MFF000XXX | 1SDA075149R1 | XT3S 225 MCP Iu=100 3p F F UL/CSA | 12:U | XT3SU3100MFF000XXX | https://new.abb.com/products/en/1SDA075149R1
12 | U | XT3SU3110AFF000XXX | 1SDA080073R1 | XT3S 225 TMF 110-1100 3p F F UL/CSA | 12:U | XT3SU3110AFF000XXX | https://new.abb.com/products/en/1SDA080073R1
12 | U | XT3SU3110MFF000XXX | 1SDA076600R1 | XT3S 225 MA 110 3p F F UL/CSA | 12:U | XT3SU3110MFF000XXX | https://new.abb.com/products/en/1SDA076600R1
12 | U | XT3SU3125AFF000XXX | 1SDA075134R1 | XT3S 225 TMF 125-1250 3p F F UL/CSA | 12:U | XT3SU3125AFF000XXX | https://new.abb.com/products/en/1SDA075134R1
12 | U | XT3SU3125MFF000XXX | 1SDA075150R1 | XT3S 225 MCP Iu=125 3p F F UL/CSA | 12:U | XT3SU3125MFF000XXX | https://new.abb.com/products/en/1SDA075150R1
12 | U | XT3SU3150AFF000XXX | 1SDA075135R1 | XT3S 225 TMF 150-1500 3p F F UL/CSA | 12:U | XT3SU3150AFF000XXX | https://new.abb.com/products/en/1SDA075135R1
12 | U | XT3SU3150MFF000XXX | 1SDA075151R1 | XT3S 225 MCP Iu=150 3p F F UL/CSA | 12:U | XT3SU3150MFF000XXX | https://new.abb.com/products/en/1SDA075151R1
12 | U | XT3SU3175AFF000XXX | 1SDA075136R1 | XT3S 225 TMF 175-1750 3p F F UL/CSA | 12:U | XT3SU3175AFF000XXX | https://new.abb.com/products/en/1SDA075136R1
12 | U | XT3SU3200AFF000XXX | 1SDA075137R1 | XT3S 225 TMF 200-2000 3p F F UL/CSA | 12:U | XT3SU3200AFF000XXX | https://new.abb.com/products/en/1SDA075137R1
12 | U | XT3SU3200MFF000XXX | 1SDA075152R1 | XT3S 225 MCP Iu=200 3p F F UL/CSA | 12:U | XT3SU3200MFF000XXX | https://new.abb.com/products/en/1SDA075152R1
12 | U | XT3SU3225AFF000XXX | 1SDA075138R1 | XT3S 225 TMF 225-2250 3p F F UL/CSA | 12:U | XT3SU3225AFF000XXX | https://new.abb.com/products/en/1SDA075138R1
12 | U | XT3SU4060AFF000XXX | 1SDA075139R1 | XT3S 225 TMF 60-600 4p F F UL/CSA | 12:U | XT3SU4060AFF000XXX | https://new.abb.com/products/en/1SDA075139R1
12 | U | XT3SU4070AFF000XXX | 1SDA075140R1 | XT3S 225 TMF 70-700 4p F F UL/CSA | 12:U | XT3SU4070AFF000XXX | https://new.abb.com/products/en/1SDA075140R1
12 | U | XT3SU4080AFF000XXX | 1SDA075141R1 | XT3S 225 TMF 80-800 4p F F UL/CSA | 12:U | XT3SU4080AFF000XXX | https://new.abb.com/products/en/1SDA075141R1
12 | U | XT3SU4090AFF000XXX | 1SDA075142R1 | XT3S 225 TMF 90-900 4p F F UL/CSA | 12:U | XT3SU4090AFF000XXX | https://new.abb.com/products/en/1SDA075142R1
12 | U | XT3SU4100AFF000XXX | 1SDA075143R1 | XT3S 225 TMF 100-1000 4p F F UL/CSA | 12:U | XT3SU4100AFF000XXX | https://new.abb.com/products/en/1SDA075143R1
12 | U | XT3SU4110AFF000XXX | 1SDA080074R1 | XT3S 225 TMF 110-1100 4p F F UL/CSA | 12:U | XT3SU4110AFF000XXX | https://new.abb.com/products/en/1SDA080074R1
12 | U | XT3SU4125AFF000XXX | 1SDA075144R1 | XT3S 225 TMF 125-1250 4p F F UL/CSA | 12:U | XT3SU4125AFF000XXX | https://new.abb.com/products/en/1SDA075144R1
12 | U | XT3SU4150AFF000XXX | 1SDA075145R1 | XT3S 225 TMF 150-1500 4p F F UL/CSA | 12:U | XT3SU4150AFF000XXX | https://new.abb.com/products/en/1SDA075145R1
12 | U | XT3SU4175AFF000XXX | 1SDA075146R1 | XT3S 225 TMF 175-1750 4p F F UL/CSA | 12:U | XT3SU4175AFF000XXX | https://new.abb.com/products/en/1SDA075146R1
12 | U | XT3SU4200AFF000XXX | 1SDA075147R1 | XT3S 225 TMF 200-2000 4p F F UL/CSA | 12:U | XT3SU4200AFF000XXX | https://new.abb.com/products/en/1SDA075147R1
12 | U | XT3SU4225AFF000XXX | 1SDA075148R1 | XT3S 225 TMF 225-2250 4p F F UL/CSA | 12:U | XT3SU4225AFF000XXX | https://new.abb.com/products/en/1SDA075148R1
12 | U | XT4HU3025AFF000XXX | 1SDA075223R1 | XT4H 250 TMF 25-400 3p F F UL/CSA | 12:U | XT4HU3025AFF000XXX | https://new.abb.com/products/en/1SDA075223R1
12 | U | XT4HU3025MFF000XXX | 1SDA075336R1 | XT4H 250 MCP Iu=25 3p F F UL/CSA | 12:U | XT4HU3025MFF000XXX | https://new.abb.com/products/en/1SDA075336R1
12 | U | XT4HU3030AFF000XXX | 1SDA075224R1 | XT4H 250 TMF 30-400 3p F F UL/CSA | 12:U | XT4HU3030AFF000XXX | https://new.abb.com/products/en/1SDA075224R1
12 | U | XT4HU3035AFF000XXX | 1SDA075225R1 | XT4H 250 TMF 35-400 3p F F UL/CSA | 12:U | XT4HU3035AFF000XXX | https://new.abb.com/products/en/1SDA075225R1
12 | U | XT4HU3040AFF000XXX | 1SDA075226R1 | XT4H 250 TMF 40-400 3p F F UL/CSA | 12:U | XT4HU3040AFF000XXX | https://new.abb.com/products/en/1SDA075226R1
12 | U | XT4HU3040CFF000XXX | 1SDA102284R1 | XT4H 250 Ekip Dip LIG In40A 3p FF UL/CSA | 12:U | XT4HU3040CFF000XXX | https://new.abb.com/products/en/1SDA102284R1
12 | U | XT4HU3040EFF000XXX | 1SDA075394R1 | XT4H 250 Ekip LS/I In=40A 3p F F UL/CSA | 12:U | XT4HU3040EFF000XXX | https://new.abb.com/products/en/1SDA075394R1
12 | U | XT4HU3040FFF000XXX | 1SDA075442R1 | XT4H 250 Ekip LSI In=40A 3p F F UL/CSA | 12:U | XT4HU3040FFF000XXX | https://new.abb.com/products/en/1SDA075442R1
12 | U | XT4HU3040GFF000XXX | 1SDA075502R1 | XT4H 250 Ekip LSIG In=40A 3p F F UL/CSA | 12:U | XT4HU3040GFF000XXX | https://new.abb.com/products/en/1SDA075502R1
12 | U | XT4HU3040HFF000XXX | 1SDA080242R1 | XT4H 250 EKIP E-LSIG In=40A 3p FF UL/CSA | 12:U | XT4HU3040HFF000XXX | https://new.abb.com/products/en/1SDA080242R1
12 | U | XT4HU3040JFF000XXX | 1SDA075562R1 | XT4H 250 Ekip I In=40A 3p F F MCP-UL/CSA | 12:U | XT4HU3040JFF000XXX | https://new.abb.com/products/en/1SDA075562R1
12 | U | XT4HU3040LFF000XXX | 1SDA075602R1 | XT4H 250 Ekip M-LIU In=40A 3p F F UL/CSA | 12:U | XT4HU3040LFF000XXX | https://new.abb.com/products/en/1SDA075602R1
12 | U | XT4HU3050AFF000XXX | 1SDA075227R1 | XT4H 250 TMF 50-500 3p F F UL/CSA | 12:U | XT4HU3050AFF000XXX | https://new.abb.com/products/en/1SDA075227R1
12 | U | XT4HU3050MFF000XXX | 1SDA075337R1 | XT4H 250 MCP Iu=50 3p F F UL/CSA | 12:U | XT4HU3050MFF000XXX | https://new.abb.com/products/en/1SDA075337R1
12 | U | XT4HU3060AFF000XXX | 1SDA075228R1 | XT4H 250 TMF 60-600 3p F F UL/CSA | 12:U | XT4HU3060AFF000XXX | https://new.abb.com/products/en/1SDA075228R1
12 | U | XT4HU3060CFF000XXX | 1SDA102285R1 | XT4H 250 Ekip Dip LIG In60A 3p FF UL/CSA | 12:U | XT4HU3060CFF000XXX | https://new.abb.com/products/en/1SDA102285R1
12 | U | XT4HU3060EFF000XXX | 1SDA075395R1 | XT4H 250 Ekip LS/I In=60A 3p F F UL/CSA | 12:U | XT4HU3060EFF000XXX | https://new.abb.com/products/en/1SDA075395R1
12 | U | XT4HU3060FFF000XXX | 1SDA075443R1 | XT4H 250 Ekip LSI In=60A 3p F F UL/CSA | 12:U | XT4HU3060FFF000XXX | https://new.abb.com/products/en/1SDA075443R1
12 | U | XT4HU3060GFF000XXX | 1SDA075503R1 | XT4H 250 Ekip LSIG In=60A 3p F F UL/CSA | 12:U | XT4HU3060GFF000XXX | https://new.abb.com/products/en/1SDA075503R1
12 | U | XT4HU3060HFF000XXX | 1SDA080244R1 | XT4H 250 EKIP E-LSIG In=60A 3p FF UL/CSA | 12:U | XT4HU3060HFF000XXX | https://new.abb.com/products/en/1SDA080244R1
12 | U | XT4HU3060JFF000XXX | 1SDA075563R1 | XT4H 250 Ekip I In=60A 3p F F MCP-UL/CSA | 12:U | XT4HU3060JFF000XXX | https://new.abb.com/products/en/1SDA075563R1
12 | U | XT4HU3060LFF000XXX | 1SDA075603R1 | XT4H 250 Ekip M-LIU In=60A 3p F F UL/CSA | 12:U | XT4HU3060LFF000XXX | https://new.abb.com/products/en/1SDA075603R1
12 | U | XT4HU3070AFF000XXX | 1SDA075229R1 | XT4H 250 TMF 70-700 3p F F UL/CSA | 12:U | XT4HU3070AFF000XXX | https://new.abb.com/products/en/1SDA075229R1
12 | U | XT4HU3080AFF000XXX | 1SDA080085R1 | XT4H 250 TMF 80-800 3p F F UL/CSA | 12:U | XT4HU3080AFF000XXX | https://new.abb.com/products/en/1SDA080085R1
12 | U | XT4HU3080BFF000XXX | 1SDA075230R1 | XT4H 250 TMA 80 400..800 3p F F UL/CSA | 12:U | XT4HU3080BFF000XXX | https://new.abb.com/products/en/1SDA075230R1
12 | U | XT4HU3080MFF000XXX | 1SDA075338R1 | XT4H 250 MCP Iu=80 3p F F UL/CSA | 12:U | XT4HU3080MFF000XXX | https://new.abb.com/products/en/1SDA075338R1
12 | U | XT4HU3090AFF000XXX | 1SDA080086R1 | XT4H 250 TMF 90-900 3p F F UL/CSA | 12:U | XT4HU3090AFF000XXX | https://new.abb.com/products/en/1SDA080086R1
12 | U | XT4HU3090BFF000XXX | 1SDA075231R1 | XT4H 250 TMA 90 450..900 3p F F UL/CSA | 12:U | XT4HU3090BFF000XXX | https://new.abb.com/products/en/1SDA075231R1
12 | U | XT4HU3100AFF000XXX | 1SDA080077R1 | XT4H 250 TMF 100-1000 3p F F UL/CSA | 12:U | XT4HU3100AFF000XXX | https://new.abb.com/products/en/1SDA080077R1
12 | U | XT4HU3100BFF000XXX | 1SDA075232R1 | XT4H 250 TMA 100 500..1000 3p F F UL/CSA | 12:U | XT4HU3100BFF000XXX | https://new.abb.com/products/en/1SDA075232R1
12 | U | XT4HU3100CFF000XXX | 1SDA102286R1 | XT4H 250 Ekip Dip LIG In100 3p FF UL/CSA | 12:U | XT4HU3100CFF000XXX | https://new.abb.com/products/en/1SDA102286R1
12 | U | XT4HU3100EFF000XXX | 1SDA075396R1 | XT4H 250 Ekip LS/I In=100A 3p F F UL/CSA | 12:U | XT4HU3100EFF000XXX | https://new.abb.com/products/en/1SDA075396R1
12 | U | XT4HU3100FFF000XXX | 1SDA075444R1 | XT4H 250 Ekip LSI In=100A 3p F F UL/CSA | 12:U | XT4HU3100FFF000XXX | https://new.abb.com/products/en/1SDA075444R1
12 | U | XT4HU3100GFF000XXX | 1SDA075504R1 | XT4H 250 Ekip LSIG In=100A 3p F F UL/CSA | 12:U | XT4HU3100GFF000XXX | https://new.abb.com/products/en/1SDA075504R1
12 | U | XT4HU3100HFF000XXX | 1SDA080246R1 | XT4H 250 EKIP E-LSIG In100A 3p FF UL/CSA | 12:U | XT4HU3100HFF000XXX | https://new.abb.com/products/en/1SDA080246R1
12 | U | XT4HU3100JFF000XXX | 1SDA075564R1 | XT4H 250 Ekip I In=100A 3p FF MCP-UL/CSA | 12:U | XT4HU3100JFF000XXX | https://new.abb.com/products/en/1SDA075564R1
12 | U | XT4HU3100LFF000XXX | 1SDA075604R1 | XT4H 250 Ekip M-LIU In=100A 3p FF UL/CSA | 12:U | XT4HU3100LFF000XXX | https://new.abb.com/products/en/1SDA075604R1
12 | U | XT4HU3100MFF000XXX | 1SDA075339R1 | XT4H 250 MCP Iu=100 3p F F UL/CSA | 12:U | XT4HU3100MFF000XXX | https://new.abb.com/products/en/1SDA075339R1
12 | U | XT4HU3100WFF000XXX | 1SDA102289R1 | XT4H 250 EkipMTouchLRIU(MPCB)100 3pFF UL | 12:U | XT4HU3100WFF000XXX | https://new.abb.com/products/en/1SDA102289R1
12 | U | XT4HU3110AFF000XXX | 1SDA080078R1 | XT4H 250 TMF 110-1100 3p F F UL/CSA | 12:U | XT4HU3110AFF000XXX | https://new.abb.com/products/en/1SDA080078R1
12 | U | XT4HU3110BFF000XXX | 1SDA075233R1 | XT4H 250 TMA 110 550..1100 3p F F UL/CSA | 12:U | XT4HU3110BFF000XXX | https://new.abb.com/products/en/1SDA075233R1
12 | U | XT4HU3110MFF000XXX | 1SDA075340R1 | XT4H 250 MCP Iu=110 3p F F UL/CSA | 12:U | XT4HU3110MFF000XXX | https://new.abb.com/products/en/1SDA075340R1
12 | U | XT4HU3125AFF000XXX | 1SDA080079R1 | XT4H 250 TMF 125-1250 3p F F UL/CSA | 12:U | XT4HU3125AFF000XXX | https://new.abb.com/products/en/1SDA080079R1
12 | U | XT4HU3125BFF000XXX | 1SDA075234R1 | XT4H 250 TMA 125 625..1250 3p F F UL/CSA | 12:U | XT4HU3125BFF000XXX | https://new.abb.com/products/en/1SDA075234R1
12 | U | XT4HU3125MFF000XXX | 1SDA075341R1 | XT4H 250 MCP Iu=125 3p F F UL/CSA | 12:U | XT4HU3125MFF000XXX | https://new.abb.com/products/en/1SDA075341R1
12 | U | XT4HU3150AFF000XXX | 1SDA080080R1 | XT4H 250 TMF 150-1500 3p F F UL/CSA | 12:U | XT4HU3150AFF000XXX | https://new.abb.com/products/en/1SDA080080R1
12 | U | XT4HU3150BFF000XXX | 1SDA075235R1 | XT4H 250 TMA 150 750..1500 3p F F UL/CSA | 12:U | XT4HU3150BFF000XXX | https://new.abb.com/products/en/1SDA075235R1
12 | U | XT4HU3150CFF000XXX | 1SDA102287R1 | XT4H 250 Ekip Dip LIG In150 3p FF UL/CSA | 12:U | XT4HU3150CFF000XXX | https://new.abb.com/products/en/1SDA102287R1
12 | U | XT4HU3150EFF000XXX | 1SDA075397R1 | XT4H 250 Ekip LS/I In=150A 3p F F UL/CSA | 12:U | XT4HU3150EFF000XXX | https://new.abb.com/products/en/1SDA075397R1
12 | U | XT4HU3150FFF000XXX | 1SDA075445R1 | XT4H 250 Ekip LSI In=150A 3p F F UL/CSA | 12:U | XT4HU3150FFF000XXX | https://new.abb.com/products/en/1SDA075445R1
12 | U | XT4HU3150GFF000XXX | 1SDA075505R1 | XT4H 250 Ekip LSIG In=150A 3p F F UL/CSA | 12:U | XT4HU3150GFF000XXX | https://new.abb.com/products/en/1SDA075505R1
12 | U | XT4HU3150HFF000XXX | 1SDA080248R1 | XT4H 250 EKIP E-LSIG In150A 3p FF UL/CSA | 12:U | XT4HU3150HFF000XXX | https://new.abb.com/products/en/1SDA080248R1
12 | U | XT4HU3150JFF000XXX | 1SDA075565R1 | XT4H 250 Ekip I In=150A 3p FF MCP-UL/CSA | 12:U | XT4HU3150JFF000XXX | https://new.abb.com/products/en/1SDA075565R1
12 | U | XT4HU3150LFF000XXX | 1SDA075605R1 | XT4H 250 Ekip M-LIU In=150A 3p FF UL/CSA | 12:U | XT4HU3150LFF000XXX | https://new.abb.com/products/en/1SDA075605R1
12 | U | XT4HU3150MFF000XXX | 1SDA075342R1 | XT4H 250 MCP Iu=150 3p F F UL/CSA | 12:U | XT4HU3150MFF000XXX | https://new.abb.com/products/en/1SDA075342R1
12 | U | XT4HU3150WFF000XXX | 1SDA102290R1 | XT4H 250 EkipMTouchLRIU(MPCB)150 3pFF UL | 12:U | XT4HU3150WFF000XXX | https://new.abb.com/products/en/1SDA102290R1
12 | U | XT4HU3175AFF000XXX | 1SDA080081R1 | XT4H 250 TMF 175-1750 3p F F UL/CSA | 12:U | XT4HU3175AFF000XXX | https://new.abb.com/products/en/1SDA080081R1
12 | U | XT4HU3175BFF000XXX | 1SDA075236R1 | XT4H 250 TMA 175 875..1750 3p F F UL/CSA | 12:U | XT4HU3175BFF000XXX | https://new.abb.com/products/en/1SDA075236R1
12 | U | XT4HU3175MFF000XXX | 1SDA075343R1 | XT4H 250 MCP Iu=175 3p F F UL/CSA | 12:U | XT4HU3175MFF000XXX | https://new.abb.com/products/en/1SDA075343R1
12 | U | XT4HU3200AFF000XXX | 1SDA080082R1 | XT4H 250 TMF 200-2000 3p F F UL/CSA | 12:U | XT4HU3200AFF000XXX | https://new.abb.com/products/en/1SDA080082R1
12 | U | XT4HU3200BFF000XXX | 1SDA075237R1 | XT4H 250 TMA 200 1000..2000 3p FF UL/CSA | 12:U | XT4HU3200BFF000XXX | https://new.abb.com/products/en/1SDA075237R1
12 | U | XT4HU3200MFF000XXX | 1SDA075344R1 | XT4H 250 MCP Iu=200 3p F F UL/CSA | 12:U | XT4HU3200MFF000XXX | https://new.abb.com/products/en/1SDA075344R1
12 | U | XT4HU3200WFF000XXX | 1SDA102291R1 | XT4H 250 EkipMTouchLRIU(MPCB)200 3pFF UL | 12:U | XT4HU3200WFF000XXX | https://new.abb.com/products/en/1SDA102291R1
12 | U | XT4HU3225AFF000XXX | 1SDA080083R1 | XT4H 250 TMF 225-2250 3p F F UL/CSA | 12:U | XT4HU3225AFF000XXX | https://new.abb.com/products/en/1SDA080083R1
12 | U | XT4HU3225BFF000XXX | 1SDA075238R1 | XT4H 250 TMA 225 1125..2250 3p FF UL/CSA | 12:U | XT4HU3225BFF000XXX | https://new.abb.com/products/en/1SDA075238R1
12 | U | XT4HU3225CFF000XXX | 1SDA102283R1 | XT4H 250 Ekip Dip LIG In225 3p FF UL/CSA | 12:U | XT4HU3225CFF000XXX | https://new.abb.com/products/en/1SDA102283R1
12 | U | XT4HU3225EFF000XXX | 1SDA075398R1 | XT4H 250 Ekip LS/I In=225A 3p F F UL/CSA | 12:U | XT4HU3225EFF000XXX | https://new.abb.com/products/en/1SDA075398R1
12 | U | XT4HU3225FFF000XXX | 1SDA075446R1 | XT4H 250 Ekip LSI In=225A 3p F F UL/CSA | 12:U | XT4HU3225FFF000XXX | https://new.abb.com/products/en/1SDA075446R1
12 | U | XT4HU3225GFF000XXX | 1SDA075506R1 | XT4H 250 Ekip LSIG In=225A 3p F F UL/CSA | 12:U | XT4HU3225GFF000XXX | https://new.abb.com/products/en/1SDA075506R1
12 | U | XT4HU3225HFF000XXX | 1SDA080250R1 | XT4H 250 EKIP E-LSIG In225A 3p FF UL/CSA | 12:U | XT4HU3225HFF000XXX | https://new.abb.com/products/en/1SDA080250R1
12 | U | XT4HU3225JFF000XXX | 1SDA075566R1 | XT4H 250 Ekip I In=225A 3p FF MCP-UL/CSA | 12:U | XT4HU3225JFF000XXX | https://new.abb.com/products/en/1SDA075566R1
12 | U | XT4HU3225MFF000XXX | 1SDA075345R1 | XT4H 250 MCP Iu=225 3p F F UL/CSA | 12:U | XT4HU3225MFF000XXX | https://new.abb.com/products/en/1SDA075345R1
12 | U | XT4HU3250AFF000XXX | 1SDA080084R1 | XT4H 250 TMF 250-2500 3p F F UL/CSA | 12:U | XT4HU3250AFF000XXX | https://new.abb.com/products/en/1SDA080084R1
12 | U | XT4HU3250BFF000XXX | 1SDA075239R1 | XT4H 250 TMA 250 1250..2500 3p FF UL/CSA | 12:U | XT4HU3250BFF000XXX | https://new.abb.com/products/en/1SDA075239R1
12 | U | XT4HU3250CFF000XXX | 1SDA102288R1 | XT4H 250 Ekip Dip LIG In250 3p FF UL/CSA | 12:U | XT4HU3250CFF000XXX | https://new.abb.com/products/en/1SDA102288R1
12 | U | XT4HU3250EFF000XXX | 1SDA075399R1 | XT4H 250 Ekip LS/I In=250A 3p F F UL/CSA | 12:U | XT4HU3250EFF000XXX | https://new.abb.com/products/en/1SDA075399R1
12 | U | XT4HU3250FFF000XXX | 1SDA075447R1 | XT4H 250 Ekip LSI In=250A 3p F F UL/CSA | 12:U | XT4HU3250FFF000XXX | https://new.abb.com/products/en/1SDA075447R1
12 | U | XT4HU3250GFF000XXX | 1SDA075507R1 | XT4H 250 Ekip LSIG In=250A 3p F F UL/CSA | 12:U | XT4HU3250GFF000XXX | https://new.abb.com/products/en/1SDA075507R1
12 | U | XT4HU3250HFF000XXX | 1SDA080252R1 | XT4H 250 EKIP E-LSIG In250A 3p FF UL/CSA | 12:U | XT4HU3250HFF000XXX | https://new.abb.com/products/en/1SDA080252R1
12 | U | XT4HU3250JFF000XXX | 1SDA075567R1 | XT4H 250 Ekip I In=250A 3p FF MCP-UL/CSA | 12:U | XT4HU3250JFF000XXX | https://new.abb.com/products/en/1SDA075567R1
12 | U | XT4HU3250MFF000XXX | 1SDA075346R1 | XT4H 250 MCP Iu=250 3p F F UL/CSA | 12:U | XT4HU3250MFF000XXX | https://new.abb.com/products/en/1SDA075346R1
12 | U | XT4HU4025AFF000XXX | 1SDA075240R1 | XT4H 250 TMF 25-400 4p F F UL/CSA | 12:U | XT4HU4025AFF000XXX | https://new.abb.com/products/en/1SDA075240R1
12 | U | XT4HU4030AFF000XXX | 1SDA075241R1 | XT4H 250 TMF 30-400 4p F F UL/CSA | 12:U | XT4HU4030AFF000XXX | https://new.abb.com/products/en/1SDA075241R1
12 | U | XT4HU4035AFF000XXX | 1SDA075242R1 | XT4H 250 TMF 35-400 4p F F UL/CSA | 12:U | XT4HU4035AFF000XXX | https://new.abb.com/products/en/1SDA075242R1
12 | U | XT4HU4040AFF000XXX | 1SDA075243R1 | XT4H 250 TMF 40-400 4p F F UL/CSA | 12:U | XT4HU4040AFF000XXX | https://new.abb.com/products/en/1SDA075243R1
12 | U | XT4HU4040CFF000XXX | 1SDA102341R1 | XT4H 250 Ekip Dip LIG In40A 4p FF UL/CSA | 12:U | XT4HU4040CFF000XXX | https://new.abb.com/products/en/1SDA102341R1
12 | U | XT4HU4040EFF000XXX | 1SDA075400R1 | XT4H 250 Ekip LS/I In=40A 4p F F UL/CSA | 12:U | XT4HU4040EFF000XXX | https://new.abb.com/products/en/1SDA075400R1
12 | U | XT4HU4040FFF000XXX | 1SDA075448R1 | XT4H 250 Ekip LSI In=40A 4p F F UL/CSA | 12:U | XT4HU4040FFF000XXX | https://new.abb.com/products/en/1SDA075448R1
12 | U | XT4HU4040GFF000XXX | 1SDA075508R1 | XT4H 250 Ekip LSIG In=40A 4p F F UL/CSA | 12:U | XT4HU4040GFF000XXX | https://new.abb.com/products/en/1SDA075508R1
12 | U | XT4HU4040HFF000XXX | 1SDA080243R1 | XT4H 250 EKIP E-LSIG In=40A 4p FF UL/CSA | 12:U | XT4HU4040HFF000XXX | https://new.abb.com/products/en/1SDA080243R1
12 | U | XT4HU4050AFF000XXX | 1SDA075244R1 | XT4H 250 TMF 50-500 4p F F UL/CSA | 12:U | XT4HU4050AFF000XXX | https://new.abb.com/products/en/1SDA075244R1
12 | U | XT4HU4060AFF000XXX | 1SDA075245R1 | XT4H 250 TMF 60-600 4p F F UL/CSA | 12:U | XT4HU4060AFF000XXX | https://new.abb.com/products/en/1SDA075245R1
12 | U | XT4HU4060CFF000XXX | 1SDA102342R1 | XT4H 250 Ekip Dip LIG In60A 4p FF UL/CSA | 12:U | XT4HU4060CFF000XXX | https://new.abb.com/products/en/1SDA102342R1
12 | U | XT4HU4060EFF000XXX | 1SDA075401R1 | XT4H 250 Ekip LS/I In=60A 4p F F UL/CSA | 12:U | XT4HU4060EFF000XXX | https://new.abb.com/products/en/1SDA075401R1
12 | U | XT4HU4060FFF000XXX | 1SDA075449R1 | XT4H 250 Ekip LSI In=60A 4p F F UL/CSA | 12:U | XT4HU4060FFF000XXX | https://new.abb.com/products/en/1SDA075449R1
12 | U | XT4HU4060GFF000XXX | 1SDA075509R1 | XT4H 250 Ekip LSIG In=60A 4p F F UL/CSA | 12:U | XT4HU4060GFF000XXX | https://new.abb.com/products/en/1SDA075509R1
12 | U | XT4HU4060HFF000XXX | 1SDA080245R1 | XT4H 250 EKIP E-LSIG In=60A 4p FF UL/CSA | 12:U | XT4HU4060HFF000XXX | https://new.abb.com/products/en/1SDA080245R1
12 | U | XT4HU4070AFF000XXX | 1SDA075246R1 | XT4H 250 TMF 70-700 4p F F UL/CSA | 12:U | XT4HU4070AFF000XXX | https://new.abb.com/products/en/1SDA075246R1
12 | U | XT4HU4080BFF000XXX | 1SDA075247R1 | XT4H 250 TMA 80 400..800 4p F F UL/CSA | 12:U | XT4HU4080BFF000XXX | https://new.abb.com/products/en/1SDA075247R1
12 | U | XT4HU4090BFF000XXX | 1SDA075248R1 | XT4H 250 TMA 90 450..900 4p F F UL/CSA | 12:U | XT4HU4090BFF000XXX | https://new.abb.com/products/en/1SDA075248R1
12 | U | XT4HU4100BFF000XXX | 1SDA075249R1 | XT4H 250 TMA 100 500..1000 4p F F UL/CSA | 12:U | XT4HU4100BFF000XXX | https://new.abb.com/products/en/1SDA075249R1
12 | U | XT4HU4100CFF000XXX | 1SDA102343R1 | XT4H 250 Ekip Dip LIG In100 4p FF UL/CSA | 12:U | XT4HU4100CFF000XXX | https://new.abb.com/products/en/1SDA102343R1
12 | U | XT4HU4100EFF000XXX | 1SDA075402R1 | XT4H 250 Ekip LS/I In=100A 4p F F UL/CSA | 12:U | XT4HU4100EFF000XXX | https://new.abb.com/products/en/1SDA075402R1
12 | U | XT4HU4100FFF000XXX | 1SDA075450R1 | XT4H 250 Ekip LSI In=100A 4p F F UL/CSA | 12:U | XT4HU4100FFF000XXX | https://new.abb.com/products/en/1SDA075450R1
12 | U | XT4HU4100GFF000XXX | 1SDA075510R1 | XT4H 250 Ekip LSIG In=100A 4p F F UL/CSA | 12:U | XT4HU4100GFF000XXX | https://new.abb.com/products/en/1SDA075510R1
12 | U | XT4HU4100HFF000XXX | 1SDA080247R1 | XT4H 250 EKIP E-LSIG In100A 4p FF UL/CSA | 12:U | XT4HU4100HFF000XXX | https://new.abb.com/products/en/1SDA080247R1
12 | U | XT4HU4110BFF000XXX | 1SDA075250R1 | XT4H 250 TMA 110 550..1100 4p F F UL/CSA | 12:U | XT4HU4110BFF000XXX | https://new.abb.com/products/en/1SDA075250R1
12 | U | XT4HU4125BFF000XXX | 1SDA075251R1 | XT4H 250 TMA 125 625..1250 4p F F UL/CSA | 12:U | XT4HU4125BFF000XXX | https://new.abb.com/products/en/1SDA075251R1
12 | U | XT4HU4150BFF000XXX | 1SDA075252R1 | XT4H 250 TMA 150 750..1500 4p F F UL/CSA | 12:U | XT4HU4150BFF000XXX | https://new.abb.com/products/en/1SDA075252R1
12 | U | XT4HU4150CFF000XXX | 1SDA102344R1 | XT4H 250 Ekip Dip LIG In150 4p FF UL/CSA | 12:U | XT4HU4150CFF000XXX | https://new.abb.com/products/en/1SDA102344R1
12 | U | XT4HU4150EFF000XXX | 1SDA075403R1 | XT4H 250 Ekip LS/I In=150A 4p F F UL/CSA | 12:U | XT4HU4150EFF000XXX | https://new.abb.com/products/en/1SDA075403R1
12 | U | XT4HU4150FFF000XXX | 1SDA075451R1 | XT4H 250 Ekip LSI In=150A 4p F F UL/CSA | 12:U | XT4HU4150FFF000XXX | https://new.abb.com/products/en/1SDA075451R1
12 | U | XT4HU4150GFF000XXX | 1SDA075511R1 | XT4H 250 Ekip LSIG In=150A 4p F F UL/CSA | 12:U | XT4HU4150GFF000XXX | https://new.abb.com/products/en/1SDA075511R1
12 | U | XT4HU4150HFF000XXX | 1SDA080249R1 | XT4H 250 EKIP E-LSIG In150A 4p FF UL/CSA | 12:U | XT4HU4150HFF000XXX | https://new.abb.com/products/en/1SDA080249R1
12 | U | XT4HU4175BFF000XXX | 1SDA075253R1 | XT4H 250 TMA 175 875..1750 4p F F UL/CSA | 12:U | XT4HU4175BFF000XXX | https://new.abb.com/products/en/1SDA075253R1
12 | U | XT4HU4200BFF000XXX | 1SDA075254R1 | XT4H 250 TMA 200 1000..2000 4p FF UL/CSA | 12:U | XT4HU4200BFF000XXX | https://new.abb.com/products/en/1SDA075254R1
12 | U | XT4HU4225BFF000XXX | 1SDA075255R1 | XT4H 250 TMA 225 1125..2250 4p FF UL/CSA | 12:U | XT4HU4225BFF000XXX | https://new.abb.com/products/en/1SDA075255R1
12 | U | XT4HU4225CFF000XXX | 1SDA102340R1 | XT4H 250 Ekip Dip LIG In225 4p FF UL/CSA | 12:U | XT4HU4225CFF000XXX | https://new.abb.com/products/en/1SDA102340R1
12 | U | XT4HU4225EFF000XXX | 1SDA075404R1 | XT4H 250 Ekip LS/I In=225A 4p F F UL/CSA | 12:U | XT4HU4225EFF000XXX | https://new.abb.com/products/en/1SDA075404R1
12 | U | XT4HU4225FFF000XXX | 1SDA075452R1 | XT4H 250 Ekip LSI In=225A 4p F F UL/CSA | 12:U | XT4HU4225FFF000XXX | https://new.abb.com/products/en/1SDA075452R1
12 | U | XT4HU4225GFF000XXX | 1SDA075512R1 | XT4H 250 Ekip LSIG In=225A 4p F F UL/CSA | 12:U | XT4HU4225GFF000XXX | https://new.abb.com/products/en/1SDA075512R1
12 | U | XT4HU4225HFF000XXX | 1SDA080251R1 | XT4H 250 EKIP E-LSIG In225A 4p FF UL/CSA | 12:U | XT4HU4225HFF000XXX | https://new.abb.com/products/en/1SDA080251R1
12 | U | XT4HU4250BFF000XXX | 1SDA075256R1 | XT4H 250 TMA 250 1250..2500 4p FF UL/CSA | 12:U | XT4HU4250BFF000XXX | https://new.abb.com/products/en/1SDA075256R1
12 | U | XT4HU4250CFF000XXX | 1SDA102345R1 | XT4H 250 Ekip Dip LIG In250 4p FF UL/CSA | 12:U | XT4HU4250CFF000XXX | https://new.abb.com/products/en/1SDA102345R1
12 | U | XT4HU4250EFF000XXX | 1SDA075405R1 | XT4H 250 Ekip LS/I In=250A 4p F F UL/CSA | 12:U | XT4HU4250EFF000XXX | https://new.abb.com/products/en/1SDA075405R1
12 | U | XT4HU4250FFF000XXX | 1SDA075453R1 | XT4H 250 Ekip LSI In=250A 4p F F UL/CSA | 12:U | XT4HU4250FFF000XXX | https://new.abb.com/products/en/1SDA075453R1
12 | U | XT4HU4250GFF000XXX | 1SDA075513R1 | XT4H 250 Ekip LSIG In=250A 4p F F UL/CSA | 12:U | XT4HU4250GFF000XXX | https://new.abb.com/products/en/1SDA075513R1
12 | U | XT4HU4250HFF000XXX | 1SDA080253R1 | XT4H 250 EKIP E-LSIG In250A 4p FF UL/CSA | 12:U | XT4HU4250HFF000XXX | https://new.abb.com/products/en/1SDA080253R1
12 | U | XT4LU3025AFF000XXX | 1SDA075257R1 | XT4L 250 TMF 25-400 3p F F UL/CSA | 12:U | XT4LU3025AFF000XXX | https://new.abb.com/products/en/1SDA075257R1
12 | U | XT4LU3025MFF000XXX | 1SDA075347R1 | XT4L 250 MCP Iu=25 3p F F UL/CSA | 12:U | XT4LU3025MFF000XXX | https://new.abb.com/products/en/1SDA075347R1
12 | U | XT4LU3030AFF000XXX | 1SDA075258R1 | XT4L 250 TMF 30-400 3p F F UL/CSA | 12:U | XT4LU3030AFF000XXX | https://new.abb.com/products/en/1SDA075258R1
12 | U | XT4LU3035AFF000XXX | 1SDA075259R1 | XT4L 250 TMF 35-400 3p F F UL/CSA | 12:U | XT4LU3035AFF000XXX | https://new.abb.com/products/en/1SDA075259R1
12 | U | XT4LU3040AFF000XXX | 1SDA075260R1 | XT4L 250 TMF 40-400 3p F F UL/CSA | 12:U | XT4LU3040AFF000XXX | https://new.abb.com/products/en/1SDA075260R1
12 | U | XT4LU3040EFF000XXX | 1SDA075382R1 | XT4L 250 Ekip LS/I In=40A 3p F F UL/CSA | 12:U | XT4LU3040EFF000XXX | https://new.abb.com/products/en/1SDA075382R1
12 | U | XT4LU3040FFF000XXX | 1SDA075454R1 | XT4L 250 Ekip LSI In=40A 3p F F UL/CSA | 12:U | XT4LU3040FFF000XXX | https://new.abb.com/products/en/1SDA075454R1
12 | U | XT4LU3040GFF000XXX | 1SDA075514R1 | XT4L 250 Ekip LSIG In=40A 3p F F UL/CSA | 12:U | XT4LU3040GFF000XXX | https://new.abb.com/products/en/1SDA075514R1
12 | U | XT4LU3040HFF000XXX | 1SDA080254R1 | XT4L 250 EKIP E-LSIG In=40A 3p FF UL/CSA | 12:U | XT4LU3040HFF000XXX | https://new.abb.com/products/en/1SDA080254R1
12 | U | XT4LU3040JFF000XXX | 1SDA075574R1 | XT4L 250 Ekip I In=40A 3p F F MCP-UL/CSA | 12:U | XT4LU3040JFF000XXX | https://new.abb.com/products/en/1SDA075574R1
12 | U | XT4LU3040LFF000XXX | 1SDA075606R1 | XT4L 250 Ekip M-LIU In=40A 3p F F UL/CSA | 12:U | XT4LU3040LFF000XXX | https://new.abb.com/products/en/1SDA075606R1
12 | U | XT4LU3050AFF000XXX | 1SDA075261R1 | XT4L 250 TMF 50-500 3p F F UL/CSA | 12:U | XT4LU3050AFF000XXX | https://new.abb.com/products/en/1SDA075261R1
12 | U | XT4LU3050MFF000XXX | 1SDA075348R1 | XT4L 250 MCP Iu=50 3p F F UL/CSA | 12:U | XT4LU3050MFF000XXX | https://new.abb.com/products/en/1SDA075348R1
12 | U | XT4LU3060AFF000XXX | 1SDA075262R1 | XT4L 250 TMF 60-600 3p F F UL/CSA | 12:U | XT4LU3060AFF000XXX | https://new.abb.com/products/en/1SDA075262R1
12 | U | XT4LU3060EFF000XXX | 1SDA075383R1 | XT4L 250 Ekip LS/I In=60A 3p F F UL/CSA | 12:U | XT4LU3060EFF000XXX | https://new.abb.com/products/en/1SDA075383R1
12 | U | XT4LU3060FFF000XXX | 1SDA075455R1 | XT4L 250 Ekip LSI In=60A 3p F F UL/CSA | 12:U | XT4LU3060FFF000XXX | https://new.abb.com/products/en/1SDA075455R1
12 | U | XT4LU3060GFF000XXX | 1SDA075515R1 | XT4L 250 Ekip LSIG In=60A 3p F F UL/CSA | 12:U | XT4LU3060GFF000XXX | https://new.abb.com/products/en/1SDA075515R1
12 | U | XT4LU3060HFF000XXX | 1SDA080256R1 | XT4L 250 EKIP E-LSIG In=60A 3p FF UL/CSA | 12:U | XT4LU3060HFF000XXX | https://new.abb.com/products/en/1SDA080256R1
12 | U | XT4LU3060JFF000XXX | 1SDA075575R1 | XT4L 250 Ekip I In=60A 3p F F MCP-UL/CSA | 12:U | XT4LU3060JFF000XXX | https://new.abb.com/products/en/1SDA075575R1
12 | U | XT4LU3060LFF000XXX | 1SDA075607R1 | XT4L 250 Ekip M-LIU In=60A 3p F F UL/CSA | 12:U | XT4LU3060LFF000XXX | https://new.abb.com/products/en/1SDA075607R1
12 | U | XT4LU3070AFF000XXX | 1SDA075263R1 | XT4L 250 TMF 70-700 3p F F UL/CSA | 12:U | XT4LU3070AFF000XXX | https://new.abb.com/products/en/1SDA075263R1
12 | U | XT4LU3080AFF000XXX | 1SDA080097R1 | XT4L 250 TMF 80-800 3p F F UL/CSA | 12:U | XT4LU3080AFF000XXX | https://new.abb.com/products/en/1SDA080097R1
12 | U | XT4LU3080BFF000XXX | 1SDA075264R1 | XT4L 250 TMA 80 400..800 3p F F UL/CSA | 12:U | XT4LU3080BFF000XXX | https://new.abb.com/products/en/1SDA075264R1
12 | U | XT4LU3080MFF000XXX | 1SDA075349R1 | XT4L 250 MCP Iu=80 3p F F UL/CSA | 12:U | XT4LU3080MFF000XXX | https://new.abb.com/products/en/1SDA075349R1
12 | U | XT4LU3090AFF000XXX | 1SDA080098R1 | XT4L 250 TMF 90-900 3p F F UL/CSA | 12:U | XT4LU3090AFF000XXX | https://new.abb.com/products/en/1SDA080098R1
12 | U | XT4LU3090BFF000XXX | 1SDA075265R1 | XT4L 250 TMA 90 450..900 3p F F UL/CSA | 12:U | XT4LU3090BFF000XXX | https://new.abb.com/products/en/1SDA075265R1
12 | U | XT4LU3100AFF000XXX | 1SDA080089R1 | XT4L 250 TMF 100-1000 3p F F UL/CSA | 12:U | XT4LU3100AFF000XXX | https://new.abb.com/products/en/1SDA080089R1
12 | U | XT4LU3100BFF000XXX | 1SDA075266R1 | XT4L 250 TMA 100 500..1000 3p F F UL/CSA | 12:U | XT4LU3100BFF000XXX | https://new.abb.com/products/en/1SDA075266R1
12 | U | XT4LU3100EFF000XXX | 1SDA075384R1 | XT4L 250 Ekip LS/I In=100A 3p F F UL/CSA | 12:U | XT4LU3100EFF000XXX | https://new.abb.com/products/en/1SDA075384R1
12 | U | XT4LU3100FFF000XXX | 1SDA075456R1 | XT4L 250 Ekip LSI In=100A 3p F F UL/CSA | 12:U | XT4LU3100FFF000XXX | https://new.abb.com/products/en/1SDA075456R1
12 | U | XT4LU3100GFF000XXX | 1SDA075516R1 | XT4L 250 Ekip LSIG In=100A 3p F F UL/CSA | 12:U | XT4LU3100GFF000XXX | https://new.abb.com/products/en/1SDA075516R1
12 | U | XT4LU3100HFF000XXX | 1SDA080265R1 | XT4L 250 EKIP E-LSIG In100A 3p FF UL/CSA | 12:U | XT4LU3100HFF000XXX | https://new.abb.com/products/en/1SDA080265R1
12 | U | XT4LU3100JFF000XXX | 1SDA075576R1 | XT4L 250 Ekip I In=100A 3p FF MCP-UL/CSA | 12:U | XT4LU3100JFF000XXX | https://new.abb.com/products/en/1SDA075576R1
12 | U | XT4LU3100LFF000XXX | 1SDA075608R1 | XT4L 250 Ekip M-LIU In=100A 3p FF UL/CSA | 12:U | XT4LU3100LFF000XXX | https://new.abb.com/products/en/1SDA075608R1
12 | U | XT4LU3100MFF000XXX | 1SDA075350R1 | XT4L 250 MCP Iu=100 3p F F UL/CSA | 12:U | XT4LU3100MFF000XXX | https://new.abb.com/products/en/1SDA075350R1
12 | U | XT4LU3100WFF000XXX | 1SDA102292R1 | XT4L 250 EkipMTouchLRIU(MPCB)100 3pFF UL | 12:U | XT4LU3100WFF000XXX | https://new.abb.com/products/en/1SDA102292R1
12 | U | XT4LU3110AFF000XXX | 1SDA080090R1 | XT4L 250 TMF 110-1100 3p F F UL/CSA | 12:U | XT4LU3110AFF000XXX | https://new.abb.com/products/en/1SDA080090R1
12 | U | XT4LU3110BFF000XXX | 1SDA075267R1 | XT4L 250 TMA 110 550..1100 3p F F UL/CSA | 12:U | XT4LU3110BFF000XXX | https://new.abb.com/products/en/1SDA075267R1
12 | U | XT4LU3110MFF000XXX | 1SDA075351R1 | XT4L 250 MCP Iu=110 3p F F UL/CSA | 12:U | XT4LU3110MFF000XXX | https://new.abb.com/products/en/1SDA075351R1
12 | U | XT4LU3125AFF000XXX | 1SDA080091R1 | XT4L 250 TMF 125-1250 3p F F UL/CSA | 12:U | XT4LU3125AFF000XXX | https://new.abb.com/products/en/1SDA080091R1
12 | U | XT4LU3125BFF000XXX | 1SDA075268R1 | XT4L 250 TMA 125 625..1250 3p F F UL/CSA | 12:U | XT4LU3125BFF000XXX | https://new.abb.com/products/en/1SDA075268R1
12 | U | XT4LU3125MFF000XXX | 1SDA075352R1 | XT4L 250 MCP Iu=125 3p F F UL/CSA | 12:U | XT4LU3125MFF000XXX | https://new.abb.com/products/en/1SDA075352R1
12 | U | XT4LU3150AFF000XXX | 1SDA080092R1 | XT4L 250 TMF 150-1500 3p F F UL/CSA | 12:U | XT4LU3150AFF000XXX | https://new.abb.com/products/en/1SDA080092R1
12 | U | XT4LU3150BFF000XXX | 1SDA075269R1 | XT4L 250 TMA 150 750..1500 3p F F UL/CSA | 12:U | XT4LU3150BFF000XXX | https://new.abb.com/products/en/1SDA075269R1
12 | U | XT4LU3150EFF000XXX | 1SDA075385R1 | XT4L 250 Ekip LS/I In=150A 3p F F UL/CSA | 12:U | XT4LU3150EFF000XXX | https://new.abb.com/products/en/1SDA075385R1
12 | U | XT4LU3150FFF000XXX | 1SDA075457R1 | XT4L 250 Ekip LSI In=150A 3p F F UL/CSA | 12:U | XT4LU3150FFF000XXX | https://new.abb.com/products/en/1SDA075457R1
12 | U | XT4LU3150GFF000XXX | 1SDA075517R1 | XT4L 250 Ekip LSIG In=150A 3p F F UL/CSA | 12:U | XT4LU3150GFF000XXX | https://new.abb.com/products/en/1SDA075517R1
12 | U | XT4LU3150HFF000XXX | 1SDA080267R1 | XT4L 250 EKIP E-LSIG In150A 3p FF UL/CSA | 12:U | XT4LU3150HFF000XXX | https://new.abb.com/products/en/1SDA080267R1
12 | U | XT4LU3150JFF000XXX | 1SDA075577R1 | XT4L 250 Ekip I In=150A 3p FF MCP-UL/CSA | 12:U | XT4LU3150JFF000XXX | https://new.abb.com/products/en/1SDA075577R1
12 | U | XT4LU3150LFF000XXX | 1SDA075609R1 | XT4L 250 Ekip M-LIU In=150A 3p FF UL/CSA | 12:U | XT4LU3150LFF000XXX | https://new.abb.com/products/en/1SDA075609R1
12 | U | XT4LU3150MFF000XXX | 1SDA075353R1 | XT4L 250 MCP Iu=150 3p F F UL/CSA | 12:U | XT4LU3150MFF000XXX | https://new.abb.com/products/en/1SDA075353R1
12 | U | XT4LU3150WFF000XXX | 1SDA102293R1 | XT4L 250 EkipMTouchLRIU(MPCB)150 3pFF UL | 12:U | XT4LU3150WFF000XXX | https://new.abb.com/products/en/1SDA102293R1
12 | U | XT4LU3175AFF000XXX | 1SDA080093R1 | XT4L 250 TMF 175-1750 3p F F UL/CSA | 12:U | XT4LU3175AFF000XXX | https://new.abb.com/products/en/1SDA080093R1
12 | U | XT4LU3175BFF000XXX | 1SDA075270R1 | XT4L 250 TMA 175 875..1750 3p F F UL/CSA | 12:U | XT4LU3175BFF000XXX | https://new.abb.com/products/en/1SDA075270R1
12 | U | XT4LU3175MFF000XXX | 1SDA075354R1 | XT4L 250 MCP Iu=175 3p F F UL/CSA | 12:U | XT4LU3175MFF000XXX | https://new.abb.com/products/en/1SDA075354R1
12 | U | XT4LU3200AFF000XXX | 1SDA080094R1 | XT4L 250 TMF 200-2000 3p F F UL/CSA | 12:U | XT4LU3200AFF000XXX | https://new.abb.com/products/en/1SDA080094R1
12 | U | XT4LU3200BFF000XXX | 1SDA075271R1 | XT4L 250 TMA 200 1000..2000 3p FF UL/CSA | 12:U | XT4LU3200BFF000XXX | https://new.abb.com/products/en/1SDA075271R1
12 | U | XT4LU3200MFF000XXX | 1SDA075355R1 | XT4L 250 MCP Iu=200 3p F F UL/CSA | 12:U | XT4LU3200MFF000XXX | https://new.abb.com/products/en/1SDA075355R1
12 | U | XT4LU3200WFF000XXX | 1SDA102294R1 | XT4L 250 EkipMTouchLRIU(MPCB)200 3pFF UL | 12:U | XT4LU3200WFF000XXX | https://new.abb.com/products/en/1SDA102294R1
12 | U | XT4LU3225AFF000XXX | 1SDA080095R1 | XT4L 250 TMF 225-2250 3p F F UL/CSA | 12:U | XT4LU3225AFF000XXX | https://new.abb.com/products/en/1SDA080095R1
12 | U | XT4LU3225BFF000XXX | 1SDA075272R1 | XT4L 250 TMA 225 1125..2250 3p FF UL/CSA | 12:U | XT4LU3225BFF000XXX | https://new.abb.com/products/en/1SDA075272R1
12 | U | XT4LU3225EFF000XXX | 1SDA075386R1 | XT4L 250 Ekip LS/I In=225A 3p F F UL/CSA | 12:U | XT4LU3225EFF000XXX | https://new.abb.com/products/en/1SDA075386R1
12 | U | XT4LU3225FFF000XXX | 1SDA075458R1 | XT4L 250 Ekip LSI In=225A 3p F F UL/CSA | 12:U | XT4LU3225FFF000XXX | https://new.abb.com/products/en/1SDA075458R1
12 | U | XT4LU3225GFF000XXX | 1SDA075518R1 | XT4L 250 Ekip LSIG In=225A 3p F F UL/CSA | 12:U | XT4LU3225GFF000XXX | https://new.abb.com/products/en/1SDA075518R1
12 | U | XT4LU3225HFF000XXX | 1SDA080269R1 | XT4L 250 EKIP E-LSIG In225A 3p FF UL/CSA | 12:U | XT4LU3225HFF000XXX | https://new.abb.com/products/en/1SDA080269R1
12 | U | XT4LU3225JFF000XXX | 1SDA075578R1 | XT4L 250 Ekip I In=225A 3p FF MCP-UL/CSA | 12:U | XT4LU3225JFF000XXX | https://new.abb.com/products/en/1SDA075578R1
12 | U | XT4LU3225MFF000XXX | 1SDA075356R1 | XT4L 250 MCP Iu=225 3p F F UL/CSA | 12:U | XT4LU3225MFF000XXX | https://new.abb.com/products/en/1SDA075356R1
12 | U | XT4LU3250AFF000XXX | 1SDA080096R1 | XT4L 250 TMF 250-2500 3p F F UL/CSA | 12:U | XT4LU3250AFF000XXX | https://new.abb.com/products/en/1SDA080096R1
12 | U | XT4LU3250BFF000XXX | 1SDA075273R1 | XT4L 250 TMA 250 1250..2500 3p FF UL/CSA | 12:U | XT4LU3250BFF000XXX | https://new.abb.com/products/en/1SDA075273R1
12 | U | XT4LU3250EFF000XXX | 1SDA075387R1 | XT4L 250 Ekip LS/I In=250A 3p F F UL/CSA | 12:U | XT4LU3250EFF000XXX | https://new.abb.com/products/en/1SDA075387R1
12 | U | XT4LU3250FFF000XXX | 1SDA075459R1 | XT4L 250 Ekip LSI In=250A 3p F F UL/CSA | 12:U | XT4LU3250FFF000XXX | https://new.abb.com/products/en/1SDA075459R1
12 | U | XT4LU3250GFF000XXX | 1SDA075519R1 | XT4L 250 Ekip LSIG In=250A 3p F F UL/CSA | 12:U | XT4LU3250GFF000XXX | https://new.abb.com/products/en/1SDA075519R1
12 | U | XT4LU3250HFF000XXX | 1SDA080271R1 | XT4L 250 EKIP E-LSIG In250A 3p FF UL/CSA | 12:U | XT4LU3250HFF000XXX | https://new.abb.com/products/en/1SDA080271R1
12 | U | XT4LU3250JFF000XXX | 1SDA075579R1 | XT4L 250 Ekip I In=250A 3p FF MCP-UL/CSA | 12:U | XT4LU3250JFF000XXX | https://new.abb.com/products/en/1SDA075579R1
12 | U | XT4LU3250MFF000XXX | 1SDA075357R1 | XT4L 250 MCP Iu=250 3p F F UL/CSA | 12:U | XT4LU3250MFF000XXX | https://new.abb.com/products/en/1SDA075357R1
12 | U | XT4LU4025AFF000XXX | 1SDA075274R1 | XT4L 250 TMF 25-400 4p F F UL/CSA | 12:U | XT4LU4025AFF000XXX | https://new.abb.com/products/en/1SDA075274R1
12 | U | XT4LU4030AFF000XXX | 1SDA075275R1 | XT4L 250 TMF 30-400 4p F F UL/CSA | 12:U | XT4LU4030AFF000XXX | https://new.abb.com/products/en/1SDA075275R1
12 | U | XT4LU4035AFF000XXX | 1SDA075276R1 | XT4L 250 TMF 35-400 4p F F UL/CSA | 12:U | XT4LU4035AFF000XXX | https://new.abb.com/products/en/1SDA075276R1
12 | U | XT4LU4040AFF000XXX | 1SDA075277R1 | XT4L 250 TMF 40-400 4p F F UL/CSA | 12:U | XT4LU4040AFF000XXX | https://new.abb.com/products/en/1SDA075277R1
12 | U | XT4LU4040EFF000XXX | 1SDA075388R1 | XT4L 250 Ekip LS/I In=40A 4p F F UL/CSA | 12:U | XT4LU4040EFF000XXX | https://new.abb.com/products/en/1SDA075388R1
12 | U | XT4LU4040FFF000XXX | 1SDA075460R1 | XT4L 250 Ekip LSI In=40A 4p F F UL/CSA | 12:U | XT4LU4040FFF000XXX | https://new.abb.com/products/en/1SDA075460R1
12 | U | XT4LU4040GFF000XXX | 1SDA075520R1 | XT4L 250 Ekip LSIG In=40A 4p F F UL/CSA | 12:U | XT4LU4040GFF000XXX | https://new.abb.com/products/en/1SDA075520R1
12 | U | XT4LU4040HFF000XXX | 1SDA080255R1 | XT4L 250 EKIP E-LSIG In=40A 4p FF UL/CSA | 12:U | XT4LU4040HFF000XXX | https://new.abb.com/products/en/1SDA080255R1
12 | U | XT4LU4050AFF000XXX | 1SDA075278R1 | XT4L 250 TMF 50-500 4p F F UL/CSA | 12:U | XT4LU4050AFF000XXX | https://new.abb.com/products/en/1SDA075278R1
12 | U | XT4LU4060AFF000XXX | 1SDA075279R1 | XT4L 250 TMF 60-600 4p F F UL/CSA | 12:U | XT4LU4060AFF000XXX | https://new.abb.com/products/en/1SDA075279R1
12 | U | XT4LU4060EFF000XXX | 1SDA075389R1 | XT4L 250 Ekip LS/I In=60A 4p F F UL/CSA | 12:U | XT4LU4060EFF000XXX | https://new.abb.com/products/en/1SDA075389R1
12 | U | XT4LU4060FFF000XXX | 1SDA075461R1 | XT4L 250 Ekip LSI In=60A 4p F F UL/CSA | 12:U | XT4LU4060FFF000XXX | https://new.abb.com/products/en/1SDA075461R1
12 | U | XT4LU4060GFF000XXX | 1SDA075521R1 | XT4L 250 Ekip LSIG In=60A 4p F F UL/CSA | 12:U | XT4LU4060GFF000XXX | https://new.abb.com/products/en/1SDA075521R1
12 | U | XT4LU4060HFF000XXX | 1SDA080264R1 | XT4L 250 EKIP E-LSIG In=60A 4p FF UL/CSA | 12:U | XT4LU4060HFF000XXX | https://new.abb.com/products/en/1SDA080264R1
12 | U | XT4LU4070AFF000XXX | 1SDA075280R1 | XT4L 250 TMF 70-700 4p F F UL/CSA | 12:U | XT4LU4070AFF000XXX | https://new.abb.com/products/en/1SDA075280R1
12 | U | XT4LU4080BFF000XXX | 1SDA075281R1 | XT4L 250 TMA 80 400..800 4p F F UL/CSA | 12:U | XT4LU4080BFF000XXX | https://new.abb.com/products/en/1SDA075281R1
12 | U | XT4LU4090BFF000XXX | 1SDA075282R1 | XT4L 250 TMA 90 450..900 4p F F UL/CSA | 12:U | XT4LU4090BFF000XXX | https://new.abb.com/products/en/1SDA075282R1
12 | U | XT4LU4100BFF000XXX | 1SDA075283R1 | XT4L 250 TMA 100 500..1000 4p F F UL/CSA | 12:U | XT4LU4100BFF000XXX | https://new.abb.com/products/en/1SDA075283R1
12 | U | XT4LU4100EFF000XXX | 1SDA075390R1 | XT4L 250 Ekip LS/I In=100A 4p F F UL/CSA | 12:U | XT4LU4100EFF000XXX | https://new.abb.com/products/en/1SDA075390R1
12 | U | XT4LU4100FFF000XXX | 1SDA075462R1 | XT4L 250 Ekip LSI In=100A 4p F F UL/CSA | 12:U | XT4LU4100FFF000XXX | https://new.abb.com/products/en/1SDA075462R1
12 | U | XT4LU4100GFF000XXX | 1SDA075522R1 | XT4L 250 Ekip LSIG In=100A 4p F F UL/CSA | 12:U | XT4LU4100GFF000XXX | https://new.abb.com/products/en/1SDA075522R1
12 | U | XT4LU4100HFF000XXX | 1SDA080266R1 | XT4L 250 EKIP E-LSIG In100A 4p FF UL/CSA | 12:U | XT4LU4100HFF000XXX | https://new.abb.com/products/en/1SDA080266R1
12 | U | XT4LU4110BFF000XXX | 1SDA075284R1 | XT4L 250 TMA 110 550..1100 4p F F UL/CSA | 12:U | XT4LU4110BFF000XXX | https://new.abb.com/products/en/1SDA075284R1
12 | U | XT4LU4125BFF000XXX | 1SDA075285R1 | XT4L 250 TMA 125 625..1250 4p F F UL/CSA | 12:U | XT4LU4125BFF000XXX | https://new.abb.com/products/en/1SDA075285R1
12 | U | XT4LU4150BFF000XXX | 1SDA075286R1 | XT4L 250 TMA 150 750..1500 4p F F UL/CSA | 12:U | XT4LU4150BFF000XXX | https://new.abb.com/products/en/1SDA075286R1
12 | U | XT4LU4150EFF000XXX | 1SDA075391R1 | XT4L 250 Ekip LS/I In=150A 4p F F UL/CSA | 12:U | XT4LU4150EFF000XXX | https://new.abb.com/products/en/1SDA075391R1
12 | U | XT4LU4150FFF000XXX | 1SDA075463R1 | XT4L 250 Ekip LSI In=150A 4p F F UL/CSA | 12:U | XT4LU4150FFF000XXX | https://new.abb.com/products/en/1SDA075463R1
12 | U | XT4LU4150GFF000XXX | 1SDA075523R1 | XT4L 250 Ekip LSIG In=150A 4p F F UL/CSA | 12:U | XT4LU4150GFF000XXX | https://new.abb.com/products/en/1SDA075523R1
12 | U | XT4LU4150HFF000XXX | 1SDA080268R1 | XT4L 250 EKIP E-LSIG In150A 4p FF UL/CSA | 12:U | XT4LU4150HFF000XXX | https://new.abb.com/products/en/1SDA080268R1
12 | U | XT4LU4175BFF000XXX | 1SDA075287R1 | XT4L 250 TMA 175 875..1750 4p F F UL/CSA | 12:U | XT4LU4175BFF000XXX | https://new.abb.com/products/en/1SDA075287R1
12 | U | XT4LU4200BFF000XXX | 1SDA075288R1 | XT4L 250 TMA 200 1000..2000 4p FF UL/CSA | 12:U | XT4LU4200BFF000XXX | https://new.abb.com/products/en/1SDA075288R1
12 | U | XT4LU4225BFF000XXX | 1SDA075289R1 | XT4L 250 TMA 225 1125..2250 4p FF UL/CSA | 12:U | XT4LU4225BFF000XXX | https://new.abb.com/products/en/1SDA075289R1
12 | U | XT4LU4225EFF000XXX | 1SDA075392R1 | XT4L 250 Ekip LS/I In=225A 4p F F UL/CSA | 12:U | XT4LU4225EFF000XXX | https://new.abb.com/products/en/1SDA075392R1
12 | U | XT4LU4225FFF000XXX | 1SDA075464R1 | XT4L 250 Ekip LSI In=225A 4p F F UL/CSA | 12:U | XT4LU4225FFF000XXX | https://new.abb.com/products/en/1SDA075464R1
12 | U | XT4LU4225GFF000XXX | 1SDA075524R1 | XT4L 250 Ekip LSIG In=225A 4p F F UL/CSA | 12:U | XT4LU4225GFF000XXX | https://new.abb.com/products/en/1SDA075524R1
12 | U | XT4LU4225HFF000XXX | 1SDA080270R1 | XT4L 250 EKIP E-LSIG In225A 4p FF UL/CSA | 12:U | XT4LU4225HFF000XXX | https://new.abb.com/products/en/1SDA080270R1
12 | U | XT4LU4250BFF000XXX | 1SDA075290R1 | XT4L 250 TMA 250 1250..2500 4p FF UL/CSA | 12:U | XT4LU4250BFF000XXX | https://new.abb.com/products/en/1SDA075290R1
12 | U | XT4LU4250EFF000XXX | 1SDA075393R1 | XT4L 250 Ekip LS/I In=250A 4p F F UL/CSA | 12:U | XT4LU4250EFF000XXX | https://new.abb.com/products/en/1SDA075393R1
12 | U | XT4LU4250FFF000XXX | 1SDA075465R1 | XT4L 250 Ekip LSI In=250A 4p F F UL/CSA | 12:U | XT4LU4250FFF000XXX | https://new.abb.com/products/en/1SDA075465R1
12 | U | XT4LU4250GFF000XXX | 1SDA075525R1 | XT4L 250 Ekip LSIG In=250A 4p F F UL/CSA | 12:U | XT4LU4250GFF000XXX | https://new.abb.com/products/en/1SDA075525R1
12 | U | XT4LU4250HFF000XXX | 1SDA080272R1 | XT4L 250 EKIP E-LSIG In250A 4p FF UL/CSA | 12:U | XT4LU4250HFF000XXX | https://new.abb.com/products/en/1SDA080272R1
12 | U | XT4NU2025AFF000XXX | 1SDA080117R1 | XT4N 250 TMF 25-400 2p F F UL/CSA | 12:U | XT4NU2025AFF000XXX | https://new.abb.com/products/en/1SDA080117R1
12 | U | XT4NU2030AFF000XXX | 1SDA080128R1 | XT4N 250 TMF 30-400 2p F F UL/CSA | 12:U | XT4NU2030AFF000XXX | https://new.abb.com/products/en/1SDA080128R1
12 | U | XT4NU2035AFF000XXX | 1SDA080129R1 | XT4N 250 TMF 35-400 2p F F UL/CSA | 12:U | XT4NU2035AFF000XXX | https://new.abb.com/products/en/1SDA080129R1
12 | U | XT4NU2040AFF000XXX | 1SDA080130R1 | XT4N 250 TMF 40-400 2p F F UL/CSA | 12:U | XT4NU2040AFF000XXX | https://new.abb.com/products/en/1SDA080130R1
12 | U | XT4NU2050AFF000XXX | 1SDA080131R1 | XT4N 250 TMF 50-500 2p F F UL/CSA | 12:U | XT4NU2050AFF000XXX | https://new.abb.com/products/en/1SDA080131R1
12 | U | XT4NU2060AFF000XXX | 1SDA080132R1 | XT4N 250 TMF 60-600 2p F F UL/CSA | 12:U | XT4NU2060AFF000XXX | https://new.abb.com/products/en/1SDA080132R1
12 | U | XT4NU2070AFF000XXX | 1SDA080133R1 | XT4N 250 TMF 70-700 2p F F UL/CSA | 12:U | XT4NU2070AFF000XXX | https://new.abb.com/products/en/1SDA080133R1
12 | U | XT4NU2080BFF000XXX | 1SDA080134R1 | XT4N 250 TMA 80-800 2p F F UL/CSA | 12:U | XT4NU2080BFF000XXX | https://new.abb.com/products/en/1SDA080134R1
12 | U | XT4NU2090BFF000XXX | 1SDA080136R1 | XT4N 250 TMA 90-900 2p F F UL/CSA | 12:U | XT4NU2090BFF000XXX | https://new.abb.com/products/en/1SDA080136R1
12 | U | XT4NU2100BFF000XXX | 1SDA080101R1 | XT4N 250 TMA 100-1000 2p F F UL/CSA | 12:U | XT4NU2100BFF000XXX | https://new.abb.com/products/en/1SDA080101R1
12 | U | XT4NU2110BFF000XXX | 1SDA080103R1 | XT4N 250 TMA 110-1100 2p F F UL/CSA | 12:U | XT4NU2110BFF000XXX | https://new.abb.com/products/en/1SDA080103R1
12 | U | XT4NU2125BFF000XXX | 1SDA080105R1 | XT4N 250 TMA 125-1250 2p F F UL/CSA | 12:U | XT4NU2125BFF000XXX | https://new.abb.com/products/en/1SDA080105R1
12 | U | XT4NU2150BFF000XXX | 1SDA080107R1 | XT4N 250 TMA 150-1500 2p F F UL/CSA | 12:U | XT4NU2150BFF000XXX | https://new.abb.com/products/en/1SDA080107R1
12 | U | XT4NU2175BFF000XXX | 1SDA080109R1 | XT4N 250 TMA 175-1750 2p F F UL/CSA | 12:U | XT4NU2175BFF000XXX | https://new.abb.com/products/en/1SDA080109R1
12 | U | XT4NU2200BFF000XXX | 1SDA080111R1 | XT4N 250 TMA 200-2000 2p F F UL/CSA | 12:U | XT4NU2200BFF000XXX | https://new.abb.com/products/en/1SDA080111R1
12 | U | XT4NU2225BFF000XXX | 1SDA080113R1 | XT4N 250 TMA 225-2250 2p F F UL/CSA | 12:U | XT4NU2225BFF000XXX | https://new.abb.com/products/en/1SDA080113R1
12 | U | XT4NU2250BFF000XXX | 1SDA080115R1 | XT4N 250 TMA 250-2500 2p F F UL/CSA | 12:U | XT4NU2250BFF000XXX | https://new.abb.com/products/en/1SDA080115R1
12 | U | XT4NU3025AFF000XXX | 1SDA075153R1 | XT4N 250 TMF 25-400 3p F F UL/CSA | 12:U | XT4NU3025AFF000XXX | https://new.abb.com/products/en/1SDA075153R1
12 | U | XT4NU3030AFF000XXX | 1SDA075154R1 | XT4N 250 TMF 30-400 3p F F UL/CSA | 12:U | XT4NU3030AFF000XXX | https://new.abb.com/products/en/1SDA075154R1
12 | U | XT4NU3035AFF000XXX | 1SDA075155R1 | XT4N 250 TMF 35-400 3p F F UL/CSA | 12:U | XT4NU3035AFF000XXX | https://new.abb.com/products/en/1SDA075155R1
12 | U | XT4NU3040AFF000XXX | 1SDA075156R1 | XT4N 250 TMF 40-400 3p F F UL/CSA | 12:U | XT4NU3040AFF000XXX | https://new.abb.com/products/en/1SDA075156R1
12 | U | XT4NU3040CFF000XXX | 1SDA102247R1 | XT4N 250 Ekip Dip LIG In40A 3p FF UL/CSA | 12:U | XT4NU3040CFF000XXX | https://new.abb.com/products/en/1SDA102247R1
12 | U | XT4NU3040EFF000XXX | 1SDA075358R1 | XT4N 250 Ekip LS/I In=40A 3p F F UL/CSA | 12:U | XT4NU3040EFF000XXX | https://new.abb.com/products/en/1SDA075358R1
12 | U | XT4NU3040FFF000XXX | 1SDA075418R1 | XT4N 250 Ekip LSI In=40A 3p F F UL/CSA | 12:U | XT4NU3040FFF000XXX | https://new.abb.com/products/en/1SDA075418R1
12 | U | XT4NU3040GFF000XXX | 1SDA075478R1 | XT4N 250 Ekip LSIG In=40A 3p F F UL/CSA | 12:U | XT4NU3040GFF000XXX | https://new.abb.com/products/en/1SDA075478R1
12 | U | XT4NU3040HFF000XXX | 1SDA080218R1 | XT4N 250 EKIP E-LSIG In=40A 3p FF UL/CSA | 12:U | XT4NU3040HFF000XXX | https://new.abb.com/products/en/1SDA080218R1
12 | U | XT4NU3050AFF000XXX | 1SDA075157R1 | XT4N 250 TMF 50-500 3p F F UL/CSA | 12:U | XT4NU3050AFF000XXX | https://new.abb.com/products/en/1SDA075157R1
12 | U | XT4NU3060AFF000XXX | 1SDA075158R1 | XT4N 250 TMF 60-600 3p F F UL/CSA | 12:U | XT4NU3060AFF000XXX | https://new.abb.com/products/en/1SDA075158R1
12 | U | XT4NU3060CFF000XXX | 1SDA102248R1 | XT4N 250 Ekip Dip LIG In60A 3p FF UL/CSA | 12:U | XT4NU3060CFF000XXX | https://new.abb.com/products/en/1SDA102248R1
12 | U | XT4NU3060EFF000XXX | 1SDA075359R1 | XT4N 250 Ekip LS/I In=60A 3p F F UL/CSA | 12:U | XT4NU3060EFF000XXX | https://new.abb.com/products/en/1SDA075359R1
12 | U | XT4NU3060FFF000XXX | 1SDA075419R1 | XT4N 250 Ekip LSI In=60A 3p F F UL/CSA | 12:U | XT4NU3060FFF000XXX | https://new.abb.com/products/en/1SDA075419R1
12 | U | XT4NU3060GFF000XXX | 1SDA075479R1 | XT4N 250 Ekip LSIG In=60A 3p F F UL/CSA | 12:U | XT4NU3060GFF000XXX | https://new.abb.com/products/en/1SDA075479R1
12 | U | XT4NU3060HFF000XXX | 1SDA080220R1 | XT4N 250 EKIP E-LSIG In=60A 3p FF UL/CSA | 12:U | XT4NU3060HFF000XXX | https://new.abb.com/products/en/1SDA080220R1
12 | U | XT4NU3070AFF000XXX | 1SDA075159R1 | XT4N 250 TMF 70-700 3p F F UL/CSA | 12:U | XT4NU3070AFF000XXX | https://new.abb.com/products/en/1SDA075159R1
12 | U | XT4NU3080AFF000XXX | 1SDA080135R1 | XT4N 250 TMF 80-800 3p F F UL/CSA | 12:U | XT4NU3080AFF000XXX | https://new.abb.com/products/en/1SDA080135R1
12 | U | XT4NU3080BFF000XXX | 1SDA075160R1 | XT4N 250 TMA 80 400..800 3p F F UL/CSA | 12:U | XT4NU3080BFF000XXX | https://new.abb.com/products/en/1SDA075160R1
12 | U | XT4NU3090AFF000XXX | 1SDA080137R1 | XT4N 250 TMF 90-900 3p F F UL/CSA | 12:U | XT4NU3090AFF000XXX | https://new.abb.com/products/en/1SDA080137R1
12 | U | XT4NU3090BFF000XXX | 1SDA075161R1 | XT4N 250 TMA 90 450..900 3p F F UL/CSA | 12:U | XT4NU3090BFF000XXX | https://new.abb.com/products/en/1SDA075161R1
12 | U | XT4NU3100AFF000XXX | 1SDA080102R1 | XT4N 250 TMF 100-1000 3p F F UL/CSA | 12:U | XT4NU3100AFF000XXX | https://new.abb.com/products/en/1SDA080102R1
12 | U | XT4NU3100BFF000XXX | 1SDA075162R1 | XT4N 250 TMA 100 500..1000 3p F F UL/CSA | 12:U | XT4NU3100BFF000XXX | https://new.abb.com/products/en/1SDA075162R1
12 | U | XT4NU3100CFF000XXX | 1SDA102249R1 | XT4N 250 Ekip Dip LIG In100 3p FF UL/CSA | 12:U | XT4NU3100CFF000XXX | https://new.abb.com/products/en/1SDA102249R1
12 | U | XT4NU3100EFF000XXX | 1SDA075360R1 | XT4N 250 Ekip LS/I In=100A 3p F F UL/CSA | 12:U | XT4NU3100EFF000XXX | https://new.abb.com/products/en/1SDA075360R1
12 | U | XT4NU3100FFF000XXX | 1SDA075420R1 | XT4N 250 Ekip LSI In=100A 3p F F UL/CSA | 12:U | XT4NU3100FFF000XXX | https://new.abb.com/products/en/1SDA075420R1
12 | U | XT4NU3100GFF000XXX | 1SDA075480R1 | XT4N 250 Ekip LSIG In=100A 3p F F UL/CSA | 12:U | XT4NU3100GFF000XXX | https://new.abb.com/products/en/1SDA075480R1
12 | U | XT4NU3100HFF000XXX | 1SDA080222R1 | XT4N 250 EKIP E-LSIG In100A 3p FF UL/CSA | 12:U | XT4NU3100HFF000XXX | https://new.abb.com/products/en/1SDA080222R1
12 | U | XT4NU3110AFF000XXX | 1SDA080104R1 | XT4N 250 TMF 110-1100 3p F F UL/CSA | 12:U | XT4NU3110AFF000XXX | https://new.abb.com/products/en/1SDA080104R1
12 | U | XT4NU3110BFF000XXX | 1SDA075163R1 | XT4N 250 TMA 110 550..1100 3p F F UL/CSA | 12:U | XT4NU3110BFF000XXX | https://new.abb.com/products/en/1SDA075163R1
12 | U | XT4NU3125AFF000XXX | 1SDA080106R1 | XT4N 250 TMF 125-1250 3p F F UL/CSA | 12:U | XT4NU3125AFF000XXX | https://new.abb.com/products/en/1SDA080106R1
12 | U | XT4NU3125BFF000XXX | 1SDA075164R1 | XT4N 250 TMA 125 625..1250 3p F F UL/CSA | 12:U | XT4NU3125BFF000XXX | https://new.abb.com/products/en/1SDA075164R1
12 | U | XT4NU3150AFF000XXX | 1SDA080108R1 | XT4N 250 TMF 150-1500 3p F F UL/CSA | 12:U | XT4NU3150AFF000XXX | https://new.abb.com/products/en/1SDA080108R1
12 | U | XT4NU3150BFF000XXX | 1SDA075165R1 | XT4N 250 TMA 150 750..1500 3p F F UL/CSA | 12:U | XT4NU3150BFF000XXX | https://new.abb.com/products/en/1SDA075165R1
12 | U | XT4NU3150CFF000XXX | 1SDA102250R1 | XT4N 250 Ekip Dip LIG In150 3p FF UL/CSA | 12:U | XT4NU3150CFF000XXX | https://new.abb.com/products/en/1SDA102250R1
12 | U | XT4NU3150EFF000XXX | 1SDA075361R1 | XT4N 250 Ekip LS/I In=150A 3p F F UL/CSA | 12:U | XT4NU3150EFF000XXX | https://new.abb.com/products/en/1SDA075361R1
12 | U | XT4NU3150FFF000XXX | 1SDA075421R1 | XT4N 250 Ekip LSI In=150A 3p F F UL/CSA | 12:U | XT4NU3150FFF000XXX | https://new.abb.com/products/en/1SDA075421R1
12 | U | XT4NU3150GFF000XXX | 1SDA075481R1 | XT4N 250 Ekip LSIG In=150A 3p F F UL/CSA | 12:U | XT4NU3150GFF000XXX | https://new.abb.com/products/en/1SDA075481R1
12 | U | XT4NU3150HFF000XXX | 1SDA080224R1 | XT4N 250 EKIP E-LSIG In150A 3p FF UL/CSA | 12:U | XT4NU3150HFF000XXX | https://new.abb.com/products/en/1SDA080224R1
12 | U | XT4NU3175AFF000XXX | 1SDA080110R1 | XT4N 250 TMF 175-1750 3p F F UL/CSA | 12:U | XT4NU3175AFF000XXX | https://new.abb.com/products/en/1SDA080110R1
12 | U | XT4NU3175BFF000XXX | 1SDA075166R1 | XT4N 250 TMA 175 875..1750 3p F F UL/CSA | 12:U | XT4NU3175BFF000XXX | https://new.abb.com/products/en/1SDA075166R1
12 | U | XT4NU3200AFF000XXX | 1SDA080112R1 | XT4N 250 TMF 200-2000 3p F F UL/CSA | 12:U | XT4NU3200AFF000XXX | https://new.abb.com/products/en/1SDA080112R1
12 | U | XT4NU3200BFF000XXX | 1SDA075167R1 | XT4N 250 TMA 200 1000..2000 3p FF UL/CSA | 12:U | XT4NU3200BFF000XXX | https://new.abb.com/products/en/1SDA075167R1
12 | U | XT4NU3225AFF000XXX | 1SDA080114R1 | XT4N 250 TMF 225-2250 3p F F UL/CSA | 12:U | XT4NU3225AFF000XXX | https://new.abb.com/products/en/1SDA080114R1
12 | U | XT4NU3225BFF000XXX | 1SDA075168R1 | XT4N 250 TMA 225 1125..2250 3p FF UL/CSA | 12:U | XT4NU3225BFF000XXX | https://new.abb.com/products/en/1SDA075168R1
12 | U | XT4NU3225CFF000XXX | 1SDA102251R1 | XT4N 250 Ekip Dip LIG In225 3p FF UL/CSA | 12:U | XT4NU3225CFF000XXX | https://new.abb.com/products/en/1SDA102251R1
12 | U | XT4NU3225EFF000XXX | 1SDA075362R1 | XT4N 250 Ekip LS/I In=225A 3p F F UL/CSA | 12:U | XT4NU3225EFF000XXX | https://new.abb.com/products/en/1SDA075362R1
12 | U | XT4NU3225FFF000XXX | 1SDA075422R1 | XT4N 250 Ekip LSI In=225A 3p F F UL/CSA | 12:U | XT4NU3225FFF000XXX | https://new.abb.com/products/en/1SDA075422R1
12 | U | XT4NU3225GFF000XXX | 1SDA075482R1 | XT4N 250 Ekip LSIG In=225A 3p F F UL/CSA | 12:U | XT4NU3225GFF000XXX | https://new.abb.com/products/en/1SDA075482R1
12 | U | XT4NU3225HFF000XXX | 1SDA080226R1 | XT4N 250 EKIP E-LSIG In225A 3p FF UL/CSA | 12:U | XT4NU3225HFF000XXX | https://new.abb.com/products/en/1SDA080226R1
12 | U | XT4NU3250AFF000XXX | 1SDA080116R1 | XT4N 250 TMF 250-2500 3p F F UL/CSA | 12:U | XT4NU3250AFF000XXX | https://new.abb.com/products/en/1SDA080116R1
12 | U | XT4NU3250BFF000XXX | 1SDA075169R1 | XT4N 250 TMA 250 1250..2500 3p FF UL/CSA | 12:U | XT4NU3250BFF000XXX | https://new.abb.com/products/en/1SDA075169R1
12 | U | XT4NU3250CFF000XXX | 1SDA102252R1 | XT4N 250 Ekip Dip LIG In250 3p FF UL/CSA | 12:U | XT4NU3250CFF000XXX | https://new.abb.com/products/en/1SDA102252R1
12 | U | XT4NU3250EFF000XXX | 1SDA075363R1 | XT4N 250 Ekip LS/I In=250A 3p F F UL/CSA | 12:U | XT4NU3250EFF000XXX | https://new.abb.com/products/en/1SDA075363R1
12 | U | XT4NU3250FFF000XXX | 1SDA075423R1 | XT4N 250 Ekip LSI In=250A 3p F F UL/CSA | 12:U | XT4NU3250FFF000XXX | https://new.abb.com/products/en/1SDA075423R1
12 | U | XT4NU3250GFF000XXX | 1SDA075483R1 | XT4N 250 Ekip LSIG In=250A 3p F F UL/CSA | 12:U | XT4NU3250GFF000XXX | https://new.abb.com/products/en/1SDA075483R1
12 | U | XT4NU3250HFF000XXX | 1SDA080228R1 | XT4N 250 EKIP E-LSIG In250A 3p FF UL/CSA | 12:U | XT4NU3250HFF000XXX | https://new.abb.com/products/en/1SDA080228R1
12 | U | XT4NU4025AFF000XXX | 1SDA075170R1 | XT4N 250 TMF 25-400 4p F F UL/CSA | 12:U | XT4NU4025AFF000XXX | https://new.abb.com/products/en/1SDA075170R1
12 | U | XT4NU4030AFF000XXX | 1SDA075171R1 | XT4N 250 TMF 30-400 4p F F UL/CSA | 12:U | XT4NU4030AFF000XXX | https://new.abb.com/products/en/1SDA075171R1
12 | U | XT4NU4035AFF000XXX | 1SDA075173R1 | XT4N 250 TMF 35-400 4p F F UL/CSA | 12:U | XT4NU4035AFF000XXX | https://new.abb.com/products/en/1SDA075173R1
12 | U | XT4NU4040AFF000XXX | 1SDA075174R1 | XT4N 250 TMF 40-400 4p F F UL/CSA | 12:U | XT4NU4040AFF000XXX | https://new.abb.com/products/en/1SDA075174R1
12 | U | XT4NU4040CFF000XXX | 1SDA102311R1 | XT4N 250 Ekip Dip LIG In40A 4p FF UL/CSA | 12:U | XT4NU4040CFF000XXX | https://new.abb.com/products/en/1SDA102311R1
12 | U | XT4NU4040EFF000XXX | 1SDA075364R1 | XT4N 250 Ekip LS/I In=40A 4p F F UL/CSA | 12:U | XT4NU4040EFF000XXX | https://new.abb.com/products/en/1SDA075364R1
12 | U | XT4NU4040FFF000XXX | 1SDA075424R1 | XT4N 250 Ekip LSI In=40A 4p F F UL/CSA | 12:U | XT4NU4040FFF000XXX | https://new.abb.com/products/en/1SDA075424R1
12 | U | XT4NU4040GFF000XXX | 1SDA075484R1 | XT4N 250 Ekip LSIG In=40A 4p F F UL/CSA | 12:U | XT4NU4040GFF000XXX | https://new.abb.com/products/en/1SDA075484R1
12 | U | XT4NU4040HFF000XXX | 1SDA080219R1 | XT4N 250 EKIP E-LSIG In=40A 4p FF UL/CSA | 12:U | XT4NU4040HFF000XXX | https://new.abb.com/products/en/1SDA080219R1
12 | U | XT4NU4050AFF000XXX | 1SDA075175R1 | XT4N 250 TMF 50-500 4p F F UL/CSA | 12:U | XT4NU4050AFF000XXX | https://new.abb.com/products/en/1SDA075175R1
12 | U | XT4NU4060AFF000XXX | 1SDA075176R1 | XT4N 250 TMF 60-600 4p F F UL/CSA | 12:U | XT4NU4060AFF000XXX | https://new.abb.com/products/en/1SDA075176R1
12 | U | XT4NU4060CFF000XXX | 1SDA102312R1 | XT4N 250 Ekip Dip LIG In60A 4p FF UL/CSA | 12:U | XT4NU4060CFF000XXX | https://new.abb.com/products/en/1SDA102312R1
12 | U | XT4NU4060EFF000XXX | 1SDA075365R1 | XT4N 250 Ekip LS/I In=60A 4p F F UL/CSA | 12:U | XT4NU4060EFF000XXX | https://new.abb.com/products/en/1SDA075365R1
12 | U | XT4NU4060FFF000XXX | 1SDA075425R1 | XT4N 250 Ekip LSI In=60A 4p F F UL/CSA | 12:U | XT4NU4060FFF000XXX | https://new.abb.com/products/en/1SDA075425R1
12 | U | XT4NU4060GFF000XXX | 1SDA075485R1 | XT4N 250 Ekip LSIG In=60A 4p F F UL/CSA | 12:U | XT4NU4060GFF000XXX | https://new.abb.com/products/en/1SDA075485R1
12 | U | XT4NU4060HFF000XXX | 1SDA080221R1 | XT4N 250 EKIP E-LSIG In=60A 4p FF UL/CSA | 12:U | XT4NU4060HFF000XXX | https://new.abb.com/products/en/1SDA080221R1
12 | U | XT4NU4070AFF000XXX | 1SDA075177R1 | XT4N 250 TMF 70-700 4p F F UL/CSA | 12:U | XT4NU4070AFF000XXX | https://new.abb.com/products/en/1SDA075177R1
12 | U | XT4NU4080BFF000XXX | 1SDA075178R1 | XT4N 250 TMA 80 400..800 4p F F UL/CSA | 12:U | XT4NU4080BFF000XXX | https://new.abb.com/products/en/1SDA075178R1
12 | U | XT4NU4090BFF000XXX | 1SDA075179R1 | XT4N 250 TMA 90 450..900 4p F F UL/CSA | 12:U | XT4NU4090BFF000XXX | https://new.abb.com/products/en/1SDA075179R1
12 | U | XT4NU4100BFF000XXX | 1SDA075180R1 | XT4N 250 TMA 100 500..1000 4p F F UL/CSA | 12:U | XT4NU4100BFF000XXX | https://new.abb.com/products/en/1SDA075180R1
12 | U | XT4NU4100CFF000XXX | 1SDA102313R1 | XT4N 250 Ekip Dip LIG In100 4p FF UL/CSA | 12:U | XT4NU4100CFF000XXX | https://new.abb.com/products/en/1SDA102313R1
12 | U | XT4NU4100EFF000XXX | 1SDA075366R1 | XT4N 250 Ekip LS/I In=100A 4p F F UL/CSA | 12:U | XT4NU4100EFF000XXX | https://new.abb.com/products/en/1SDA075366R1
12 | U | XT4NU4100FFF000XXX | 1SDA075426R1 | XT4N 250 Ekip LSI In=100A 4p F F UL/CSA | 12:U | XT4NU4100FFF000XXX | https://new.abb.com/products/en/1SDA075426R1
12 | U | XT4NU4100GFF000XXX | 1SDA075486R1 | XT4N 250 Ekip LSIG In=100A 4p F F UL/CSA | 12:U | XT4NU4100GFF000XXX | https://new.abb.com/products/en/1SDA075486R1
12 | U | XT4NU4100HFF000XXX | 1SDA080223R1 | XT4N 250 EKIP E-LSIG In100A 4p FF UL/CSA | 12:U | XT4NU4100HFF000XXX | https://new.abb.com/products/en/1SDA080223R1
12 | U | XT4NU4110BFF000XXX | 1SDA075181R1 | XT4N 250 TMA 110 550..1100 4p F F UL/CSA | 12:U | XT4NU4110BFF000XXX | https://new.abb.com/products/en/1SDA075181R1
12 | U | XT4NU4125BFF000XXX | 1SDA075182R1 | XT4N 250 TMA 125 625..1250 4p F F UL/CSA | 12:U | XT4NU4125BFF000XXX | https://new.abb.com/products/en/1SDA075182R1
12 | U | XT4NU4150BFF000XXX | 1SDA075183R1 | XT4N 250 TMA 150 750..1500 4p F F UL/CSA | 12:U | XT4NU4150BFF000XXX | https://new.abb.com/products/en/1SDA075183R1
12 | U | XT4NU4150CFF000XXX | 1SDA102314R1 | XT4N 250 Ekip Dip LIG In150 4p FF UL/CSA | 12:U | XT4NU4150CFF000XXX | https://new.abb.com/products/en/1SDA102314R1
12 | U | XT4NU4150EFF000XXX | 1SDA075367R1 | XT4N 250 Ekip LS/I In=150A 4p F F UL/CSA | 12:U | XT4NU4150EFF000XXX | https://new.abb.com/products/en/1SDA075367R1
12 | U | XT4NU4150FFF000XXX | 1SDA075427R1 | XT4N 250 Ekip LSI In=150A 4p F F UL/CSA | 12:U | XT4NU4150FFF000XXX | https://new.abb.com/products/en/1SDA075427R1
12 | U | XT4NU4150GFF000XXX | 1SDA075487R1 | XT4N 250 Ekip LSIG In=150A 4p F F UL/CSA | 12:U | XT4NU4150GFF000XXX | https://new.abb.com/products/en/1SDA075487R1
12 | U | XT4NU4150HFF000XXX | 1SDA080225R1 | XT4N 250 EKIP E-LSIG In150A 4p FF UL/CSA | 12:U | XT4NU4150HFF000XXX | https://new.abb.com/products/en/1SDA080225R1
12 | U | XT4NU4175BFF000XXX | 1SDA075184R1 | XT4N 250 TMA 175 875..1750 4p F F UL/CSA | 12:U | XT4NU4175BFF000XXX | https://new.abb.com/products/en/1SDA075184R1
12 | U | XT4NU4200BFF000XXX | 1SDA075185R1 | XT4N 250 TMA 200 1000..2000 4p FF UL/CSA | 12:U | XT4NU4200BFF000XXX | https://new.abb.com/products/en/1SDA075185R1
12 | U | XT4NU4225BFF000XXX | 1SDA075186R1 | XT4N 250 TMA 225 1125..2250 4p FF UL/CSA | 12:U | XT4NU4225BFF000XXX | https://new.abb.com/products/en/1SDA075186R1
12 | U | XT4NU4225CFF000XXX | 1SDA102310R1 | XT4N 250 Ekip Dip LIG In225 4p FF UL/CSA | 12:U | XT4NU4225CFF000XXX | https://new.abb.com/products/en/1SDA102310R1
12 | U | XT4NU4225EFF000XXX | 1SDA075368R1 | XT4N 250 Ekip LS/I In=225A 4p F F UL/CSA | 12:U | XT4NU4225EFF000XXX | https://new.abb.com/products/en/1SDA075368R1
12 | U | XT4NU4225FFF000XXX | 1SDA075428R1 | XT4N 250 Ekip LSI In=225A 4p F F UL/CSA | 12:U | XT4NU4225FFF000XXX | https://new.abb.com/products/en/1SDA075428R1
12 | U | XT4NU4225GFF000XXX | 1SDA075488R1 | XT4N 250 Ekip LSIG In=225A 4p F F UL/CSA | 12:U | XT4NU4225GFF000XXX | https://new.abb.com/products/en/1SDA075488R1
12 | U | XT4NU4225HFF000XXX | 1SDA080227R1 | XT4N 250 EKIP E-LSIG In225A 4p FF UL/CSA | 12:U | XT4NU4225HFF000XXX | https://new.abb.com/products/en/1SDA080227R1
12 | U | XT4NU4250BFF000XXX | 1SDA075187R1 | XT4N 250 TMA 250 1250..2500 4p FF UL/CSA | 12:U | XT4NU4250BFF000XXX | https://new.abb.com/products/en/1SDA075187R1
12 | U | XT4NU4250CFF000XXX | 1SDA102315R1 | XT4N 250 Ekip Dip LIG In250 4p FF UL/CSA | 12:U | XT4NU4250CFF000XXX | https://new.abb.com/products/en/1SDA102315R1
12 | U | XT4NU4250EFF000XXX | 1SDA075369R1 | XT4N 250 Ekip LS/I In=250A 4p F F UL/CSA | 12:U | XT4NU4250EFF000XXX | https://new.abb.com/products/en/1SDA075369R1
12 | U | XT4NU4250FFF000XXX | 1SDA075429R1 | XT4N 250 Ekip LSI In=250A 4p F F UL/CSA | 12:U | XT4NU4250FFF000XXX | https://new.abb.com/products/en/1SDA075429R1
12 | U | XT4NU4250GFF000XXX | 1SDA075489R1 | XT4N 250 Ekip LSIG In=250A 4p F F UL/CSA | 12:U | XT4NU4250GFF000XXX | https://new.abb.com/products/en/1SDA075489R1
12 | U | XT4NU4250HFF000XXX | 1SDA080229R1 | XT4N 250 EKIP E-LSIG In250A 4p FF UL/CSA | 12:U | XT4NU4250HFF000XXX | https://new.abb.com/products/en/1SDA080229R1
12 | U | XT4SU3025AFF000XXX | 1SDA075188R1 | XT4S 250 TMF 25-400 3p F F UL/CSA | 12:U | XT4SU3025AFF000XXX | https://new.abb.com/products/en/1SDA075188R1
12 | U | XT4SU3030AFF000XXX | 1SDA075189R1 | XT4S 250 TMF 30-400 3p F F UL/CSA | 12:U | XT4SU3030AFF000XXX | https://new.abb.com/products/en/1SDA075189R1
12 | U | XT4SU3035AFF000XXX | 1SDA075190R1 | XT4S 250 TMF 35-400 3p F F UL/CSA | 12:U | XT4SU3035AFF000XXX | https://new.abb.com/products/en/1SDA075190R1
12 | U | XT4SU3040AFF000XXX | 1SDA075191R1 | XT4S 250 TMF 40-400 3p F F UL/CSA | 12:U | XT4SU3040AFF000XXX | https://new.abb.com/products/en/1SDA075191R1
12 | U | XT4SU3040CFF000XXX | 1SDA102266R1 | XT4S 250 Ekip Dip LIG In40A 3p FF UL/CSA | 12:U | XT4SU3040CFF000XXX | https://new.abb.com/products/en/1SDA102266R1
12 | U | XT4SU3040EFF000XXX | 1SDA075370R1 | XT4S 250 Ekip LS/I In=40A 3p F F UL/CSA | 12:U | XT4SU3040EFF000XXX | https://new.abb.com/products/en/1SDA075370R1
12 | U | XT4SU3040FFF000XXX | 1SDA075430R1 | XT4S 250 Ekip LSI In=40A 3p F F UL/CSA | 12:U | XT4SU3040FFF000XXX | https://new.abb.com/products/en/1SDA075430R1
12 | U | XT4SU3040GFF000XXX | 1SDA075490R1 | XT4S 250 Ekip LSIG In=40A 3p F F UL/CSA | 12:U | XT4SU3040GFF000XXX | https://new.abb.com/products/en/1SDA075490R1
12 | U | XT4SU3040HFF000XXX | 1SDA080230R1 | XT4S 250 EKIP E-LSIG In=40A 3p FF UL/CSA | 12:U | XT4SU3040HFF000XXX | https://new.abb.com/products/en/1SDA080230R1
12 | U | XT4SU3050AFF000XXX | 1SDA075192R1 | XT4S 250 TMF 50-500 3p F F UL/CSA | 12:U | XT4SU3050AFF000XXX | https://new.abb.com/products/en/1SDA075192R1
12 | U | XT4SU3060AFF000XXX | 1SDA075193R1 | XT4S 250 TMF 60-600 3p F F UL/CSA | 12:U | XT4SU3060AFF000XXX | https://new.abb.com/products/en/1SDA075193R1
12 | U | XT4SU3060CFF000XXX | 1SDA102267R1 | XT4S 250 Ekip Dip LIG In60A 3p FF UL/CSA | 12:U | XT4SU3060CFF000XXX | https://new.abb.com/products/en/1SDA102267R1
12 | U | XT4SU3060EFF000XXX | 1SDA075371R1 | XT4S 250 Ekip LS/I In=60A 3p F F UL/CSA | 12:U | XT4SU3060EFF000XXX | https://new.abb.com/products/en/1SDA075371R1
12 | U | XT4SU3060FFF000XXX | 1SDA075431R1 | XT4S 250 Ekip LSI In=60A 3p F F UL/CSA | 12:U | XT4SU3060FFF000XXX | https://new.abb.com/products/en/1SDA075431R1
12 | U | XT4SU3060GFF000XXX | 1SDA075491R1 | XT4S 250 Ekip LSIG In=60A 3p F F UL/CSA | 12:U | XT4SU3060GFF000XXX | https://new.abb.com/products/en/1SDA075491R1
12 | U | XT4SU3060HFF000XXX | 1SDA080232R1 | XT4S 250 EKIP E-LSIG In=60A 3p FF UL/CSA | 12:U | XT4SU3060HFF000XXX | https://new.abb.com/products/en/1SDA080232R1
12 | U | XT4SU3070AFF000XXX | 1SDA075194R1 | XT4S 250 TMF 70-700 3p F F UL/CSA | 12:U | XT4SU3070AFF000XXX | https://new.abb.com/products/en/1SDA075194R1
12 | U | XT4SU3080AFF000XXX | 1SDA080148R1 | XT4S 250 TMF 80-800 3p F F UL/CSA | 12:U | XT4SU3080AFF000XXX | https://new.abb.com/products/en/1SDA080148R1
12 | U | XT4SU3080BFF000XXX | 1SDA075195R1 | XT4S 250 TMA 80 400..800 3p F F UL/CSA | 12:U | XT4SU3080BFF000XXX | https://new.abb.com/products/en/1SDA075195R1
12 | U | XT4SU3090AFF000XXX | 1SDA080149R1 | XT4S 250 TMF 90-900 3p F F UL/CSA | 12:U | XT4SU3090AFF000XXX | https://new.abb.com/products/en/1SDA080149R1
12 | U | XT4SU3090BFF000XXX | 1SDA075196R1 | XT4S 250 TMA 90 450..900 3p F F UL/CSA | 12:U | XT4SU3090BFF000XXX | https://new.abb.com/products/en/1SDA075196R1
12 | U | XT4SU3100AFF000XXX | 1SDA080140R1 | XT4S 250 TMF 100-1000 3p F F UL/CSA | 12:U | XT4SU3100AFF000XXX | https://new.abb.com/products/en/1SDA080140R1
12 | U | XT4SU3100BFF000XXX | 1SDA075197R1 | XT4S 250 TMA 100 500..1000 3p F F UL/CSA | 12:U | XT4SU3100BFF000XXX | https://new.abb.com/products/en/1SDA075197R1
12 | U | XT4SU3100CFF000XXX | 1SDA102268R1 | XT4S 250 Ekip Dip LIG In100 3p FF UL/CSA | 12:U | XT4SU3100CFF000XXX | https://new.abb.com/products/en/1SDA102268R1
12 | U | XT4SU3100EFF000XXX | 1SDA075372R1 | XT4S 250 Ekip LS/I In=100A 3p F F UL/CSA | 12:U | XT4SU3100EFF000XXX | https://new.abb.com/products/en/1SDA075372R1
12 | U | XT4SU3100FFF000XXX | 1SDA075432R1 | XT4S 250 Ekip LSI In=100A 3p F F UL/CSA | 12:U | XT4SU3100FFF000XXX | https://new.abb.com/products/en/1SDA075432R1
12 | U | XT4SU3100GFF000XXX | 1SDA075492R1 | XT4S 250 Ekip LSIG In=100A 3p F F UL/CSA | 12:U | XT4SU3100GFF000XXX | https://new.abb.com/products/en/1SDA075492R1
12 | U | XT4SU3100HFF000XXX | 1SDA080234R1 | XT4S 250 EKIP E-LSIG In100A 3p FF UL/CSA | 12:U | XT4SU3100HFF000XXX | https://new.abb.com/products/en/1SDA080234R1
12 | U | XT4SU3110AFF000XXX | 1SDA080141R1 | XT4S 250 TMF 110-1100 3p F F UL/CSA | 12:U | XT4SU3110AFF000XXX | https://new.abb.com/products/en/1SDA080141R1
12 | U | XT4SU3110BFF000XXX | 1SDA075198R1 | XT4S 250 TMA 110 550..1100 3p F F UL/CSA | 12:U | XT4SU3110BFF000XXX | https://new.abb.com/products/en/1SDA075198R1
12 | U | XT4SU3125AFF000XXX | 1SDA080142R1 | XT4S 250 TMF 125-1250 3p F F UL/CSA | 12:U | XT4SU3125AFF000XXX | https://new.abb.com/products/en/1SDA080142R1
12 | U | XT4SU3125BFF000XXX | 1SDA075199R1 | XT4S 250 TMA 125 625..1250 3p F F UL/CSA | 12:U | XT4SU3125BFF000XXX | https://new.abb.com/products/en/1SDA075199R1
12 | U | XT4SU3150AFF000XXX | 1SDA080143R1 | XT4S 250 TMF 150-1500 3p F F UL/CSA | 12:U | XT4SU3150AFF000XXX | https://new.abb.com/products/en/1SDA080143R1
12 | U | XT4SU3150BFF000XXX | 1SDA075200R1 | XT4S 250 TMA 150 750..1500 3p F F UL/CSA | 12:U | XT4SU3150BFF000XXX | https://new.abb.com/products/en/1SDA075200R1
12 | U | XT4SU3150CFF000XXX | 1SDA102269R1 | XT4S 250 Ekip Dip LIG In150 3p FF UL/CSA | 12:U | XT4SU3150CFF000XXX | https://new.abb.com/products/en/1SDA102269R1
12 | U | XT4SU3150EFF000XXX | 1SDA075373R1 | XT4S 250 Ekip LS/I In=150A 3p F F UL/CSA | 12:U | XT4SU3150EFF000XXX | https://new.abb.com/products/en/1SDA075373R1
12 | U | XT4SU3150FFF000XXX | 1SDA075433R1 | XT4S 250 Ekip LSI In=150A 3p F F UL/CSA | 12:U | XT4SU3150FFF000XXX | https://new.abb.com/products/en/1SDA075433R1
12 | U | XT4SU3150GFF000XXX | 1SDA075493R1 | XT4S 250 Ekip LSIG In=150A 3p F F UL/CSA | 12:U | XT4SU3150GFF000XXX | https://new.abb.com/products/en/1SDA075493R1
12 | U | XT4SU3150HFF000XXX | 1SDA080236R1 | XT4S 250 EKIP E-LSIG In150A 3p FF UL/CSA | 12:U | XT4SU3150HFF000XXX | https://new.abb.com/products/en/1SDA080236R1
12 | U | XT4SU3175AFF000XXX | 1SDA080144R1 | XT4S 250 TMF 175-1750 3p F F UL/CSA | 12:U | XT4SU3175AFF000XXX | https://new.abb.com/products/en/1SDA080144R1
12 | U | XT4SU3175BFF000XXX | 1SDA075201R1 | XT4S 250 TMA 175 875..1750 3p F F UL/CSA | 12:U | XT4SU3175BFF000XXX | https://new.abb.com/products/en/1SDA075201R1
12 | U | XT4SU3200AFF000XXX | 1SDA080145R1 | XT4S 250 TMF 200-2000 3p F F UL/CSA | 12:U | XT4SU3200AFF000XXX | https://new.abb.com/products/en/1SDA080145R1
12 | U | XT4SU3200BFF000XXX | 1SDA075202R1 | XT4S 250 TMA 200 1000..2000 3p FF UL/CSA | 12:U | XT4SU3200BFF000XXX | https://new.abb.com/products/en/1SDA075202R1
12 | U | XT4SU3225AFF000XXX | 1SDA080146R1 | XT4S 250 TMF 225-2250 3p F F UL/CSA | 12:U | XT4SU3225AFF000XXX | https://new.abb.com/products/en/1SDA080146R1
12 | U | XT4SU3225BFF000XXX | 1SDA075203R1 | XT4S 250 TMA 225 1125..2250 3p FF UL/CSA | 12:U | XT4SU3225BFF000XXX | https://new.abb.com/products/en/1SDA075203R1
12 | U | XT4SU3225CFF000XXX | 1SDA102265R1 | XT4S 250 Ekip Dip LIG In225 3p FF UL/CSA | 12:U | XT4SU3225CFF000XXX | https://new.abb.com/products/en/1SDA102265R1
12 | U | XT4SU3225EFF000XXX | 1SDA075374R1 | XT4S 250 Ekip LS/I In=225A 3p F F UL/CSA | 12:U | XT4SU3225EFF000XXX | https://new.abb.com/products/en/1SDA075374R1
12 | U | XT4SU3225FFF000XXX | 1SDA075434R1 | XT4S 250 Ekip LSI In=225A 3p F F UL/CSA | 12:U | XT4SU3225FFF000XXX | https://new.abb.com/products/en/1SDA075434R1
12 | U | XT4SU3225GFF000XXX | 1SDA075494R1 | XT4S 250 Ekip LSIG In=225A 3p F F UL/CSA | 12:U | XT4SU3225GFF000XXX | https://new.abb.com/products/en/1SDA075494R1
12 | U | XT4SU3225HFF000XXX | 1SDA080238R1 | XT4S 250 EKIP E-LSIG In225A 3p FF UL/CSA | 12:U | XT4SU3225HFF000XXX | https://new.abb.com/products/en/1SDA080238R1
12 | U | XT4SU3250AFF000XXX | 1SDA080147R1 | XT4S 250 TMF 250-2500 3p F F UL/CSA | 12:U | XT4SU3250AFF000XXX | https://new.abb.com/products/en/1SDA080147R1
12 | U | XT4SU3250BFF000XXX | 1SDA075204R1 | XT4S 250 TMA 250 1250..2500 3p FF UL/CSA | 12:U | XT4SU3250BFF000XXX | https://new.abb.com/products/en/1SDA075204R1
12 | U | XT4SU3250CFF000XXX | 1SDA102270R1 | XT4S 250 Ekip Dip LIG In250 3p FF UL/CSA | 12:U | XT4SU3250CFF000XXX | https://new.abb.com/products/en/1SDA102270R1
12 | U | XT4SU3250EFF000XXX | 1SDA075375R1 | XT4S 250 Ekip LS/I In=250A 3p F F UL/CSA | 12:U | XT4SU3250EFF000XXX | https://new.abb.com/products/en/1SDA075375R1
12 | U | XT4SU3250FFF000XXX | 1SDA075435R1 | XT4S 250 Ekip LSI In=250A 3p F F UL/CSA | 12:U | XT4SU3250FFF000XXX | https://new.abb.com/products/en/1SDA075435R1
12 | U | XT4SU3250GFF000XXX | 1SDA075495R1 | XT4S 250 Ekip LSIG In=250A 3p F F UL/CSA | 12:U | XT4SU3250GFF000XXX | https://new.abb.com/products/en/1SDA075495R1
12 | U | XT4SU3250HFF000XXX | 1SDA080240R1 | XT4S 250 EKIP E-LSIG In250A 3p FF UL/CSA | 12:U | XT4SU3250HFF000XXX | https://new.abb.com/products/en/1SDA080240R1
12 | U | XT4SU4025AFF000XXX | 1SDA075205R1 | XT4S 250 TMF 25-400 4p F F UL/CSA | 12:U | XT4SU4025AFF000XXX | https://new.abb.com/products/en/1SDA075205R1
12 | U | XT4SU4030AFF000XXX | 1SDA075206R1 | XT4S 250 TMF 30-400 4p F F UL/CSA | 12:U | XT4SU4030AFF000XXX | https://new.abb.com/products/en/1SDA075206R1
12 | U | XT4SU4035AFF000XXX | 1SDA075208R1 | XT4S 250 TMF 35-400 4p F F UL/CSA | 12:U | XT4SU4035AFF000XXX | https://new.abb.com/products/en/1SDA075208R1
12 | U | XT4SU4040AFF000XXX | 1SDA075209R1 | XT4S 250 TMF 40-400 4p F F UL/CSA | 12:U | XT4SU4040AFF000XXX | https://new.abb.com/products/en/1SDA075209R1
12 | U | XT4SU4040CFF000XXX | 1SDA102326R1 | XT4S 250 Ekip Dip LIG In40A 4p FF UL/CSA | 12:U | XT4SU4040CFF000XXX | https://new.abb.com/products/en/1SDA102326R1
12 | U | XT4SU4040EFF000XXX | 1SDA075376R1 | XT4S 250 Ekip LS/I In=40A 4p F F UL/CSA | 12:U | XT4SU4040EFF000XXX | https://new.abb.com/products/en/1SDA075376R1
12 | U | XT4SU4040FFF000XXX | 1SDA075436R1 | XT4S 250 Ekip LSI In=40A 4p F F UL/CSA | 12:U | XT4SU4040FFF000XXX | https://new.abb.com/products/en/1SDA075436R1
12 | U | XT4SU4040GFF000XXX | 1SDA075496R1 | XT4S 250 Ekip LSIG In=40A 4p F F UL/CSA | 12:U | XT4SU4040GFF000XXX | https://new.abb.com/products/en/1SDA075496R1
12 | U | XT4SU4040HFF000XXX | 1SDA080231R1 | XT4S 250 EKIP E-LSIG In=40A 4p FF UL/CSA | 12:U | XT4SU4040HFF000XXX | https://new.abb.com/products/en/1SDA080231R1
12 | U | XT4SU4050AFF000XXX | 1SDA075210R1 | XT4S 250 TMF 50-500 4p F F UL/CSA | 12:U | XT4SU4050AFF000XXX | https://new.abb.com/products/en/1SDA075210R1
12 | U | XT4SU4060AFF000XXX | 1SDA075211R1 | XT4S 250 TMF 60-600 4p F F UL/CSA | 12:U | XT4SU4060AFF000XXX | https://new.abb.com/products/en/1SDA075211R1
12 | U | XT4SU4060CFF000XXX | 1SDA102327R1 | XT4S 250 Ekip Dip LIG In60A 4p FF UL/CSA | 12:U | XT4SU4060CFF000XXX | https://new.abb.com/products/en/1SDA102327R1
12 | U | XT4SU4060EFF000XXX | 1SDA075377R1 | XT4S 250 Ekip LS/I In=60A 4p F F UL/CSA | 12:U | XT4SU4060EFF000XXX | https://new.abb.com/products/en/1SDA075377R1
12 | U | XT4SU4060FFF000XXX | 1SDA075437R1 | XT4S 250 Ekip LSI In=60A 4p F F UL/CSA | 12:U | XT4SU4060FFF000XXX | https://new.abb.com/products/en/1SDA075437R1
12 | U | XT4SU4060GFF000XXX | 1SDA075497R1 | XT4S 250 Ekip LSIG In=60A 4p F F UL/CSA | 12:U | XT4SU4060GFF000XXX | https://new.abb.com/products/en/1SDA075497R1
12 | U | XT4SU4060HFF000XXX | 1SDA080233R1 | XT4S 250 EKIP E-LSIG In=60A 4p FF UL/CSA | 12:U | XT4SU4060HFF000XXX | https://new.abb.com/products/en/1SDA080233R1
12 | U | XT4SU4070AFF000XXX | 1SDA075212R1 | XT4S 250 TMF 70-700 4p F F UL/CSA | 12:U | XT4SU4070AFF000XXX | https://new.abb.com/products/en/1SDA075212R1
12 | U | XT4SU4080BFF000XXX | 1SDA075213R1 | XT4S 250 TMA 80 400..800 4p F F UL/CSA | 12:U | XT4SU4080BFF000XXX | https://new.abb.com/products/en/1SDA075213R1
12 | U | XT4SU4090BFF000XXX | 1SDA075214R1 | XT4S 250 TMA 90 450..900 4p F F UL/CSA | 12:U | XT4SU4090BFF000XXX | https://new.abb.com/products/en/1SDA075214R1
12 | U | XT4SU4100BFF000XXX | 1SDA075215R1 | XT4S 250 TMA 100 500..1000 4p F F UL/CSA | 12:U | XT4SU4100BFF000XXX | https://new.abb.com/products/en/1SDA075215R1
12 | U | XT4SU4100CFF000XXX | 1SDA102328R1 | XT4S 250 Ekip Dip LIG In100 4p FF UL/CSA | 12:U | XT4SU4100CFF000XXX | https://new.abb.com/products/en/1SDA102328R1
12 | U | XT4SU4100EFF000XXX | 1SDA075378R1 | XT4S 250 Ekip LS/I In=100A 4p F F UL/CSA | 12:U | XT4SU4100EFF000XXX | https://new.abb.com/products/en/1SDA075378R1
12 | U | XT4SU4100FFF000XXX | 1SDA075438R1 | XT4S 250 Ekip LSI In=100A 4p F F UL/CSA | 12:U | XT4SU4100FFF000XXX | https://new.abb.com/products/en/1SDA075438R1
12 | U | XT4SU4100GFF000XXX | 1SDA075498R1 | XT4S 250 Ekip LSIG In=100A 4p F F UL/CSA | 12:U | XT4SU4100GFF000XXX | https://new.abb.com/products/en/1SDA075498R1
12 | U | XT4SU4100HFF000XXX | 1SDA080235R1 | XT4S 250 EKIP E-LSIG In100A 4p FF UL/CSA | 12:U | XT4SU4100HFF000XXX | https://new.abb.com/products/en/1SDA080235R1
12 | U | XT4SU4110BFF000XXX | 1SDA075216R1 | XT4S 250 TMA 110 550..1100 4p F F UL/CSA | 12:U | XT4SU4110BFF000XXX | https://new.abb.com/products/en/1SDA075216R1
12 | U | XT4SU4125BFF000XXX | 1SDA075217R1 | XT4S 250 TMA 125 625..1250 4p F F UL/CSA | 12:U | XT4SU4125BFF000XXX | https://new.abb.com/products/en/1SDA075217R1
12 | U | XT4SU4150BFF000XXX | 1SDA075218R1 | XT4S 250 TMA 150 750..1500 4p F F UL/CSA | 12:U | XT4SU4150BFF000XXX | https://new.abb.com/products/en/1SDA075218R1
12 | U | XT4SU4150CFF000XXX | 1SDA102329R1 | XT4S 250 Ekip Dip LIG In150 4p FF UL/CSA | 12:U | XT4SU4150CFF000XXX | https://new.abb.com/products/en/1SDA102329R1
12 | U | XT4SU4150EFF000XXX | 1SDA075379R1 | XT4S 250 Ekip LS/I In=150A 4p F F UL/CSA | 12:U | XT4SU4150EFF000XXX | https://new.abb.com/products/en/1SDA075379R1
12 | U | XT4SU4150FFF000XXX | 1SDA075439R1 | XT4S 250 Ekip LSI In=150A 4p F F UL/CSA | 12:U | XT4SU4150FFF000XXX | https://new.abb.com/products/en/1SDA075439R1
12 | U | XT4SU4150GFF000XXX | 1SDA075499R1 | XT4S 250 Ekip LSIG In=150A 4p F F UL/CSA | 12:U | XT4SU4150GFF000XXX | https://new.abb.com/products/en/1SDA075499R1
12 | U | XT4SU4150HFF000XXX | 1SDA080237R1 | XT4S 250 EKIP E-LSIG In150A 4p FF UL/CSA | 12:U | XT4SU4150HFF000XXX | https://new.abb.com/products/en/1SDA080237R1
12 | U | XT4SU4175BFF000XXX | 1SDA075219R1 | XT4S 250 TMA 175 875..1750 4p F F UL/CSA | 12:U | XT4SU4175BFF000XXX | https://new.abb.com/products/en/1SDA075219R1
12 | U | XT4SU4200BFF000XXX | 1SDA075220R1 | XT4S 250 TMA 200 1000..2000 4p FF UL/CSA | 12:U | XT4SU4200BFF000XXX | https://new.abb.com/products/en/1SDA075220R1
12 | U | XT4SU4225BFF000XXX | 1SDA075221R1 | XT4S 250 TMA 225 1125..2250 4p FF UL/CSA | 12:U | XT4SU4225BFF000XXX | https://new.abb.com/products/en/1SDA075221R1
12 | U | XT4SU4225CFF000XXX | 1SDA102325R1 | XT4S 250 Ekip Dip LIG In225 4p FF UL/CSA | 12:U | XT4SU4225CFF000XXX | https://new.abb.com/products/en/1SDA102325R1
12 | U | XT4SU4225EFF000XXX | 1SDA075380R1 | XT4S 250 Ekip LS/I In=225A 4p F F UL/CSA | 12:U | XT4SU4225EFF000XXX | https://new.abb.com/products/en/1SDA075380R1
12 | U | XT4SU4225FFF000XXX | 1SDA075440R1 | XT4S 250 Ekip LSI In=225A 4p F F UL/CSA | 12:U | XT4SU4225FFF000XXX | https://new.abb.com/products/en/1SDA075440R1
12 | U | XT4SU4225GFF000XXX | 1SDA075500R1 | XT4S 250 Ekip LSIG In=225A 4p F F UL/CSA | 12:U | XT4SU4225GFF000XXX | https://new.abb.com/products/en/1SDA075500R1
12 | U | XT4SU4225HFF000XXX | 1SDA080239R1 | XT4S 250 EKIP E-LSIG In225A 4p FF UL/CSA | 12:U | XT4SU4225HFF000XXX | https://new.abb.com/products/en/1SDA080239R1
12 | U | XT4SU4250BFF000XXX | 1SDA075222R1 | XT4S 250 TMA 250 1250..2500 4p FF UL/CSA | 12:U | XT4SU4250BFF000XXX | https://new.abb.com/products/en/1SDA075222R1
12 | U | XT4SU4250CFF000XXX | 1SDA102330R1 | XT4S 250 Ekip Dip LIG In250 4p FF UL/CSA | 12:U | XT4SU4250CFF000XXX | https://new.abb.com/products/en/1SDA102330R1
12 | U | XT4SU4250EFF000XXX | 1SDA075381R1 | XT4S 250 Ekip LS/I In=250A 4p F F UL/CSA | 12:U | XT4SU4250EFF000XXX | https://new.abb.com/products/en/1SDA075381R1
12 | U | XT4SU4250FFF000XXX | 1SDA075441R1 | XT4S 250 Ekip LSI In=250A 4p F F UL/CSA | 12:U | XT4SU4250FFF000XXX | https://new.abb.com/products/en/1SDA075441R1
12 | U | XT4SU4250GFF000XXX | 1SDA075501R1 | XT4S 250 Ekip LSIG In=250A 4p F F UL/CSA | 12:U | XT4SU4250GFF000XXX | https://new.abb.com/products/en/1SDA075501R1
12 | U | XT4SU4250HFF000XXX | 1SDA080241R1 | XT4S 250 EKIP E-LSIG In250A 4p FF UL/CSA | 12:U | XT4SU4250HFF000XXX | https://new.abb.com/products/en/1SDA080241R1
12 | U | XT4VU3025AFF000XXX | 1SDA075291R1 | XT4V 250 TMF 25-400 3p F F UL/CSA | 12:U | XT4VU3025AFF000XXX | https://new.abb.com/products/en/1SDA075291R1
12 | U | XT4VU3030AFF000XXX | 1SDA075292R1 | XT4V 250 TMF 30-400 3p F F UL/CSA | 12:U | XT4VU3030AFF000XXX | https://new.abb.com/products/en/1SDA075292R1
12 | U | XT4VU3035AFF000XXX | 1SDA075293R1 | XT4V 250 TMF 35-400 3p F F UL/CSA | 12:U | XT4VU3035AFF000XXX | https://new.abb.com/products/en/1SDA075293R1
12 | U | XT4VU3040AFF000XXX | 1SDA075294R1 | XT4V 250 TMF 40-400 3p F F UL/CSA | 12:U | XT4VU3040AFF000XXX | https://new.abb.com/products/en/1SDA075294R1
12 | U | XT4VU3040EFF000XXX | 1SDA075406R1 | XT4V 250 Ekip LS/I In=40A 3p F F UL/CSA | 12:U | XT4VU3040EFF000XXX | https://new.abb.com/products/en/1SDA075406R1
12 | U | XT4VU3040FFF000XXX | 1SDA075466R1 | XT4V 250 Ekip LSI In=40A 3p F F UL/CSA | 12:U | XT4VU3040FFF000XXX | https://new.abb.com/products/en/1SDA075466R1
12 | U | XT4VU3040GFF000XXX | 1SDA075526R1 | XT4V 250 Ekip LSIG In=40A 3p F F UL/CSA | 12:U | XT4VU3040GFF000XXX | https://new.abb.com/products/en/1SDA075526R1
12 | U | XT4VU3040HFF000XXX | 1SDA080273R1 | XT4V 250 EKIP E-LSIG In=40A 3p FF UL/CSA | 12:U | XT4VU3040HFF000XXX | https://new.abb.com/products/en/1SDA080273R1
12 | U | XT4VU3040JFF000XXX | 1SDA075586R1 | XT4V 250 Ekip I In=40A 3p F F MCP-UL/CSA | 12:U | XT4VU3040JFF000XXX | https://new.abb.com/products/en/1SDA075586R1
12 | U | XT4VU3040LFF000XXX | 1SDA075598R1 | XT4V 250 Ekip M-LIU In=40A 3p F F UL/CSA | 12:U | XT4VU3040LFF000XXX | https://new.abb.com/products/en/1SDA075598R1
12 | U | XT4VU3050AFF000XXX | 1SDA075295R1 | XT4V 250 TMF 50-500 3p F F UL/CSA | 12:U | XT4VU3050AFF000XXX | https://new.abb.com/products/en/1SDA075295R1
12 | U | XT4VU3060AFF000XXX | 1SDA075296R1 | XT4V 250 TMF 60-600 3p F F UL/CSA | 12:U | XT4VU3060AFF000XXX | https://new.abb.com/products/en/1SDA075296R1
12 | U | XT4VU3060EFF000XXX | 1SDA075407R1 | XT4V 250 Ekip LS/I In=60A 3p F F UL/CSA | 12:U | XT4VU3060EFF000XXX | https://new.abb.com/products/en/1SDA075407R1
12 | U | XT4VU3060FFF000XXX | 1SDA075467R1 | XT4V 250 Ekip LSI In=60A 3p F F UL/CSA | 12:U | XT4VU3060FFF000XXX | https://new.abb.com/products/en/1SDA075467R1
12 | U | XT4VU3060GFF000XXX | 1SDA075527R1 | XT4V 250 Ekip LSIG In=60A 3p F F UL/CSA | 12:U | XT4VU3060GFF000XXX | https://new.abb.com/products/en/1SDA075527R1
12 | U | XT4VU3060HFF000XXX | 1SDA080275R1 | XT4V 250 EKIP E-LSIG In=60A 3p FF UL/CSA | 12:U | XT4VU3060HFF000XXX | https://new.abb.com/products/en/1SDA080275R1
12 | U | XT4VU3060JFF000XXX | 1SDA075587R1 | XT4V 250 Ekip I In=60A 3p F F MCP-UL/CSA | 12:U | XT4VU3060JFF000XXX | https://new.abb.com/products/en/1SDA075587R1
12 | U | XT4VU3060LFF000XXX | 1SDA075599R1 | XT4V 250 Ekip M-LIU In=60A 3p F F UL/CSA | 12:U | XT4VU3060LFF000XXX | https://new.abb.com/products/en/1SDA075599R1
12 | U | XT4VU3070AFF000XXX | 1SDA075297R1 | XT4V 250 TMF 70-700 3p F F UL/CSA | 12:U | XT4VU3070AFF000XXX | https://new.abb.com/products/en/1SDA075297R1
12 | U | XT4VU3080AFF000XXX | 1SDA080160R1 | XT4V 250 TMF 80-800 3p F F UL/CSA | 12:U | XT4VU3080AFF000XXX | https://new.abb.com/products/en/1SDA080160R1
12 | U | XT4VU3080BFF000XXX | 1SDA075298R1 | XT4V 250 TMA 80 400..800 3p F F UL/CSA | 12:U | XT4VU3080BFF000XXX | https://new.abb.com/products/en/1SDA075298R1
12 | U | XT4VU3090AFF000XXX | 1SDA080161R1 | XT4V 250 TMF 90-900 3p F F UL/CSA | 12:U | XT4VU3090AFF000XXX | https://new.abb.com/products/en/1SDA080161R1
12 | U | XT4VU3090BFF000XXX | 1SDA075299R1 | XT4V 250 TMA 90 450..900 3p F F UL/CSA | 12:U | XT4VU3090BFF000XXX | https://new.abb.com/products/en/1SDA075299R1
12 | U | XT4VU3100AFF000XXX | 1SDA080152R1 | XT4V 250 TMF 100-1000 3p F F UL/CSA | 12:U | XT4VU3100AFF000XXX | https://new.abb.com/products/en/1SDA080152R1
12 | U | XT4VU3100BFF000XXX | 1SDA075300R1 | XT4V 250 TMA 100 500..1000 3p F F UL/CSA | 12:U | XT4VU3100BFF000XXX | https://new.abb.com/products/en/1SDA075300R1
12 | U | XT4VU3100EFF000XXX | 1SDA075408R1 | XT4V 250 Ekip LS/I In=100A 3p F F UL/CSA | 12:U | XT4VU3100EFF000XXX | https://new.abb.com/products/en/1SDA075408R1
12 | U | XT4VU3100FFF000XXX | 1SDA075468R1 | XT4V 250 Ekip LSI In=100A 3p F F UL/CSA | 12:U | XT4VU3100FFF000XXX | https://new.abb.com/products/en/1SDA075468R1
12 | U | XT4VU3100GFF000XXX | 1SDA075528R1 | XT4V 250 Ekip LSIG In=100A 3p F F UL/CSA | 12:U | XT4VU3100GFF000XXX | https://new.abb.com/products/en/1SDA075528R1
12 | U | XT4VU3100HFF000XXX | 1SDA080277R1 | XT4V 250 EKIP E-LSIG In100A 3p FF UL/CSA | 12:U | XT4VU3100HFF000XXX | https://new.abb.com/products/en/1SDA080277R1
12 | U | XT4VU3100JFF000XXX | 1SDA075588R1 | XT4V 250 Ekip I In=100A 3p FF MCP-UL/CSA | 12:U | XT4VU3100JFF000XXX | https://new.abb.com/products/en/1SDA075588R1
12 | U | XT4VU3100LFF000XXX | 1SDA075600R1 | XT4V 250 Ekip M-LIU In=100A 3p FF UL/CSA | 12:U | XT4VU3100LFF000XXX | https://new.abb.com/products/en/1SDA075600R1
12 | U | XT4VU3100WFF000XXX | 1SDA102295R1 | XT4V 250 EkipMTouchLRIU(MPCB)100 3pFF UL | 12:U | XT4VU3100WFF000XXX | https://new.abb.com/products/en/1SDA102295R1
12 | U | XT4VU3110AFF000XXX | 1SDA080153R1 | XT4V 250 TMF 110-1100 3p F F UL/CSA | 12:U | XT4VU3110AFF000XXX | https://new.abb.com/products/en/1SDA080153R1
12 | U | XT4VU3110BFF000XXX | 1SDA075301R1 | XT4V 250 TMA 110 550..1100 3p F F UL/CSA | 12:U | XT4VU3110BFF000XXX | https://new.abb.com/products/en/1SDA075301R1
12 | U | XT4VU3125AFF000XXX | 1SDA080154R1 | XT4V 250 TMF 125-1250 3p F F UL/CSA | 12:U | XT4VU3125AFF000XXX | https://new.abb.com/products/en/1SDA080154R1
12 | U | XT4VU3125BFF000XXX | 1SDA075302R1 | XT4V 250 TMA 125 625..1250 3p F F UL/CSA | 12:U | XT4VU3125BFF000XXX | https://new.abb.com/products/en/1SDA075302R1
12 | U | XT4VU3150AFF000XXX | 1SDA080155R1 | XT4V 250 TMF 150-1500 3p F F UL/CSA | 12:U | XT4VU3150AFF000XXX | https://new.abb.com/products/en/1SDA080155R1
12 | U | XT4VU3150BFF000XXX | 1SDA075303R1 | XT4V 250 TMA 150 750..1500 3p F F UL/CSA | 12:U | XT4VU3150BFF000XXX | https://new.abb.com/products/en/1SDA075303R1
12 | U | XT4VU3150EFF000XXX | 1SDA075409R1 | XT4V 250 Ekip LS/I In=150A 3p F F UL/CSA | 12:U | XT4VU3150EFF000XXX | https://new.abb.com/products/en/1SDA075409R1
12 | U | XT4VU3150FFF000XXX | 1SDA075469R1 | XT4V 250 Ekip LSI In=150A 3p F F UL/CSA | 12:U | XT4VU3150FFF000XXX | https://new.abb.com/products/en/1SDA075469R1
12 | U | XT4VU3150GFF000XXX | 1SDA075529R1 | XT4V 250 Ekip LSIG In=150A 3p F F UL/CSA | 12:U | XT4VU3150GFF000XXX | https://new.abb.com/products/en/1SDA075529R1
12 | U | XT4VU3150HFF000XXX | 1SDA080279R1 | XT4V 250 EKIP E-LSIG In150A 3p FF UL/CSA | 12:U | XT4VU3150HFF000XXX | https://new.abb.com/products/en/1SDA080279R1
12 | U | XT4VU3150JFF000XXX | 1SDA075589R1 | XT4V 250 Ekip I In=150A 3p FF MCP-UL/CSA | 12:U | XT4VU3150JFF000XXX | https://new.abb.com/products/en/1SDA075589R1
12 | U | XT4VU3150LFF000XXX | 1SDA075601R1 | XT4V 250 Ekip M-LIU In=150A 3p FF UL/CSA | 12:U | XT4VU3150LFF000XXX | https://new.abb.com/products/en/1SDA075601R1
12 | U | XT4VU3150WFF000XXX | 1SDA102296R1 | XT4V 250 EkipMTouchLRIU(MPCB)150 3pFF UL | 12:U | XT4VU3150WFF000XXX | https://new.abb.com/products/en/1SDA102296R1
12 | U | XT4VU3175AFF000XXX | 1SDA080156R1 | XT4V 250 TMF 175-1750 3p F F UL/CSA | 12:U | XT4VU3175AFF000XXX | https://new.abb.com/products/en/1SDA080156R1
12 | U | XT4VU3175BFF000XXX | 1SDA075304R1 | XT4V 250 TMA 175 875..1750 3p F F UL/CSA | 12:U | XT4VU3175BFF000XXX | https://new.abb.com/products/en/1SDA075304R1
12 | U | XT4VU3200AFF000XXX | 1SDA080157R1 | XT4V 250 TMF 200-2000 3p F F UL/CSA | 12:U | XT4VU3200AFF000XXX | https://new.abb.com/products/en/1SDA080157R1
12 | U | XT4VU3200BFF000XXX | 1SDA075305R1 | XT4V 250 TMA 200 1000..2000 3p FF UL/CSA | 12:U | XT4VU3200BFF000XXX | https://new.abb.com/products/en/1SDA075305R1
12 | U | XT4VU3200WFF000XXX | 1SDA102297R1 | XT4V 250 EkipMTouchLRIU(MPCB)200 3pFF UL | 12:U | XT4VU3200WFF000XXX | https://new.abb.com/products/en/1SDA102297R1
12 | U | XT4VU3225AFF000XXX | 1SDA080158R1 | XT4V 250 TMF 225-2250 3p F F UL/CSA | 12:U | XT4VU3225AFF000XXX | https://new.abb.com/products/en/1SDA080158R1
12 | U | XT4VU3225BFF000XXX | 1SDA075306R1 | XT4V 250 TMA 225 1125..2250 3p FF UL/CSA | 12:U | XT4VU3225BFF000XXX | https://new.abb.com/products/en/1SDA075306R1
12 | U | XT4VU3225EFF000XXX | 1SDA075410R1 | XT4V 250 Ekip LS/I In=225A 3p F F UL/CSA | 12:U | XT4VU3225EFF000XXX | https://new.abb.com/products/en/1SDA075410R1
12 | U | XT4VU3225FFF000XXX | 1SDA075470R1 | XT4V 250 Ekip LSI In=225A 3p F F UL/CSA | 12:U | XT4VU3225FFF000XXX | https://new.abb.com/products/en/1SDA075470R1
12 | U | XT4VU3225GFF000XXX | 1SDA075530R1 | XT4V 250 Ekip LSIG In=225A 3p F F UL/CSA | 12:U | XT4VU3225GFF000XXX | https://new.abb.com/products/en/1SDA075530R1
12 | U | XT4VU3225HFF000XXX | 1SDA080281R1 | XT4V 250 EKIP E-LSIG In225A 3p FF UL/CSA | 12:U | XT4VU3225HFF000XXX | https://new.abb.com/products/en/1SDA080281R1
12 | U | XT4VU3225JFF000XXX | 1SDA075590R1 | XT4V 250 Ekip I In=225A 3p FF MCP-UL/CSA | 12:U | XT4VU3225JFF000XXX | https://new.abb.com/products/en/1SDA075590R1
12 | U | XT4VU3250AFF000XXX | 1SDA080159R1 | XT4V 250 TMF 250-2500 3p F F UL/CSA | 12:U | XT4VU3250AFF000XXX | https://new.abb.com/products/en/1SDA080159R1
12 | U | XT4VU3250BFF000XXX | 1SDA075307R1 | XT4V 250 TMA 250 1250..2500 3p FF UL/CSA | 12:U | XT4VU3250BFF000XXX | https://new.abb.com/products/en/1SDA075307R1
12 | U | XT4VU3250EFF000XXX | 1SDA075411R1 | XT4V 250 Ekip LS/I In=250A 3p F F UL/CSA | 12:U | XT4VU3250EFF000XXX | https://new.abb.com/products/en/1SDA075411R1
12 | U | XT4VU3250FFF000XXX | 1SDA075471R1 | XT4V 250 Ekip LSI In=250A 3p F F UL/CSA | 12:U | XT4VU3250FFF000XXX | https://new.abb.com/products/en/1SDA075471R1
12 | U | XT4VU3250GFF000XXX | 1SDA075531R1 | XT4V 250 Ekip LSIG In=250A 3p F F UL/CSA | 12:U | XT4VU3250GFF000XXX | https://new.abb.com/products/en/1SDA075531R1
12 | U | XT4VU3250HFF000XXX | 1SDA080283R1 | XT4V 250 EKIP E-LSIG In250A 3p FF UL/CSA | 12:U | XT4VU3250HFF000XXX | https://new.abb.com/products/en/1SDA080283R1
12 | U | XT4VU3250JFF000XXX | 1SDA075591R1 | XT4V 250 Ekip I In=250A 3p FF MCP-UL/CSA | 12:U | XT4VU3250JFF000XXX | https://new.abb.com/products/en/1SDA075591R1
12 | U | XT4VU4025AFF000XXX | 1SDA075308R1 | XT4V 250 TMF 25-400 4p F F UL/CSA | 12:U | XT4VU4025AFF000XXX | https://new.abb.com/products/en/1SDA075308R1
12 | U | XT4VU4030AFF000XXX | 1SDA075309R1 | XT4V 250 TMF 30-400 4p F F UL/CSA | 12:U | XT4VU4030AFF000XXX | https://new.abb.com/products/en/1SDA075309R1
12 | U | XT4VU4035AFF000XXX | 1SDA075310R1 | XT4V 250 TMF 35-400 4p F F UL/CSA | 12:U | XT4VU4035AFF000XXX | https://new.abb.com/products/en/1SDA075310R1
12 | U | XT4VU4040AFF000XXX | 1SDA075311R1 | XT4V 250 TMF 40-400 4p F F UL/CSA | 12:U | XT4VU4040AFF000XXX | https://new.abb.com/products/en/1SDA075311R1
12 | U | XT4VU4040EFF000XXX | 1SDA075412R1 | XT4V 250 Ekip LS/I In=40A 4p F F UL/CSA | 12:U | XT4VU4040EFF000XXX | https://new.abb.com/products/en/1SDA075412R1
12 | U | XT4VU4040FFF000XXX | 1SDA075472R1 | XT4V 250 Ekip LSI In=40A 4p F F UL/CSA | 12:U | XT4VU4040FFF000XXX | https://new.abb.com/products/en/1SDA075472R1
12 | U | XT4VU4040GFF000XXX | 1SDA075532R1 | XT4V 250 Ekip LSIG In=40A 4p F F UL/CSA | 12:U | XT4VU4040GFF000XXX | https://new.abb.com/products/en/1SDA075532R1
12 | U | XT4VU4040HFF000XXX | 1SDA080274R1 | XT4V 250 EKIP E-LSIG In=40A 4p FF UL/CSA | 12:U | XT4VU4040HFF000XXX | https://new.abb.com/products/en/1SDA080274R1
12 | U | XT4VU4050AFF000XXX | 1SDA075312R1 | XT4V 250 TMF 50-500 4p F F UL/CSA | 12:U | XT4VU4050AFF000XXX | https://new.abb.com/products/en/1SDA075312R1
12 | U | XT4VU4060AFF000XXX | 1SDA075313R1 | XT4V 250 TMF 60-600 4p F F UL/CSA | 12:U | XT4VU4060AFF000XXX | https://new.abb.com/products/en/1SDA075313R1
12 | U | XT4VU4060EFF000XXX | 1SDA075413R1 | XT4V 250 Ekip LS/I In=60A 4p F F UL/CSA | 12:U | XT4VU4060EFF000XXX | https://new.abb.com/products/en/1SDA075413R1
12 | U | XT4VU4060FFF000XXX | 1SDA075473R1 | XT4V 250 Ekip LSI In=60A 4p F F UL/CSA | 12:U | XT4VU4060FFF000XXX | https://new.abb.com/products/en/1SDA075473R1
12 | U | XT4VU4060GFF000XXX | 1SDA075533R1 | XT4V 250 Ekip LSIG In=60A 4p F F UL/CSA | 12:U | XT4VU4060GFF000XXX | https://new.abb.com/products/en/1SDA075533R1
12 | U | XT4VU4060HFF000XXX | 1SDA080276R1 | XT4V 250 EKIP E-LSIG In=60A 4p FF UL/CSA | 12:U | XT4VU4060HFF000XXX | https://new.abb.com/products/en/1SDA080276R1
12 | U | XT4VU4070AFF000XXX | 1SDA075314R1 | XT4V 250 TMF 70-700 4p F F UL/CSA | 12:U | XT4VU4070AFF000XXX | https://new.abb.com/products/en/1SDA075314R1
12 | U | XT4VU4080BFF000XXX | 1SDA075315R1 | XT4V 250 TMA 80 400..800 4p F F UL/CSA | 12:U | XT4VU4080BFF000XXX | https://new.abb.com/products/en/1SDA075315R1
12 | U | XT4VU4090BFF000XXX | 1SDA075316R1 | XT4V 250 TMA 90 450..900 4p F F UL/CSA | 12:U | XT4VU4090BFF000XXX | https://new.abb.com/products/en/1SDA075316R1
12 | U | XT4VU4100BFF000XXX | 1SDA075317R1 | XT4V 250 TMA 100 500..1000 4p F F UL/CSA | 12:U | XT4VU4100BFF000XXX | https://new.abb.com/products/en/1SDA075317R1
12 | U | XT4VU4100EFF000XXX | 1SDA075414R1 | XT4V 250 Ekip LS/I In=100A 4p F F UL/CSA | 12:U | XT4VU4100EFF000XXX | https://new.abb.com/products/en/1SDA075414R1
12 | U | XT4VU4100FFF000XXX | 1SDA075474R1 | XT4V 250 Ekip LSI In=100A 4p F F UL/CSA | 12:U | XT4VU4100FFF000XXX | https://new.abb.com/products/en/1SDA075474R1
12 | U | XT4VU4100GFF000XXX | 1SDA075534R1 | XT4V 250 Ekip LSIG In=100A 4p F F UL/CSA | 12:U | XT4VU4100GFF000XXX | https://new.abb.com/products/en/1SDA075534R1
12 | U | XT4VU4100HFF000XXX | 1SDA080278R1 | XT4V 250 EKIP E-LSIG In100A 4p FF UL/CSA | 12:U | XT4VU4100HFF000XXX | https://new.abb.com/products/en/1SDA080278R1
12 | U | XT4VU4110BFF000XXX | 1SDA075318R1 | XT4V 250 TMA 110 550..1100 4p F F UL/CSA | 12:U | XT4VU4110BFF000XXX | https://new.abb.com/products/en/1SDA075318R1
12 | U | XT4VU4125BFF000XXX | 1SDA075319R1 | XT4V 250 TMA 125 625..1250 4p F F UL/CSA | 12:U | XT4VU4125BFF000XXX | https://new.abb.com/products/en/1SDA075319R1
12 | U | XT4VU4150BFF000XXX | 1SDA075320R1 | XT4V 250 TMA 150 750..1500 4p F F UL/CSA | 12:U | XT4VU4150BFF000XXX | https://new.abb.com/products/en/1SDA075320R1
12 | U | XT4VU4150EFF000XXX | 1SDA075415R1 | XT4V 250 Ekip LS/I In=150A 4p F F UL/CSA | 12:U | XT4VU4150EFF000XXX | https://new.abb.com/products/en/1SDA075415R1
12 | U | XT4VU4150FFF000XXX | 1SDA075475R1 | XT4V 250 Ekip LSI In=150A 4p F F UL/CSA | 12:U | XT4VU4150FFF000XXX | https://new.abb.com/products/en/1SDA075475R1
12 | U | XT4VU4150GFF000XXX | 1SDA075535R1 | XT4V 250 Ekip LSIG In=150A 4p F F UL/CSA | 12:U | XT4VU4150GFF000XXX | https://new.abb.com/products/en/1SDA075535R1
12 | U | XT4VU4150HFF000XXX | 1SDA080280R1 | XT4V 250 EKIP E-LSIG In150A 4p FF UL/CSA | 12:U | XT4VU4150HFF000XXX | https://new.abb.com/products/en/1SDA080280R1
12 | U | XT4VU4175BFF000XXX | 1SDA075321R1 | XT4V 250 TMA 175 875..1750 4p F F UL/CSA | 12:U | XT4VU4175BFF000XXX | https://new.abb.com/products/en/1SDA075321R1
12 | U | XT4VU4200BFF000XXX | 1SDA075322R1 | XT4V 250 TMA 200 1000..2000 4p FF UL/CSA | 12:U | XT4VU4200BFF000XXX | https://new.abb.com/products/en/1SDA075322R1
12 | U | XT4VU4225BFF000XXX | 1SDA075323R1 | XT4V 250 TMA 225 1125..2250 4p FF UL/CSA | 12:U | XT4VU4225BFF000XXX | https://new.abb.com/products/en/1SDA075323R1
12 | U | XT4VU4225EFF000XXX | 1SDA075416R1 | XT4V 250 Ekip LS/I In=225A 4p F F UL/CSA | 12:U | XT4VU4225EFF000XXX | https://new.abb.com/products/en/1SDA075416R1
12 | U | XT4VU4225FFF000XXX | 1SDA075476R1 | XT4V 250 Ekip LSI In=225A 4p F F UL/CSA | 12:U | XT4VU4225FFF000XXX | https://new.abb.com/products/en/1SDA075476R1
12 | U | XT4VU4225GFF000XXX | 1SDA075536R1 | XT4V 250 Ekip LSIG In=225A 4p F F UL/CSA | 12:U | XT4VU4225GFF000XXX | https://new.abb.com/products/en/1SDA075536R1
12 | U | XT4VU4225HFF000XXX | 1SDA080282R1 | XT4V 250 EKIP E-LSIG In225A 4p FF UL/CSA | 12:U | XT4VU4225HFF000XXX | https://new.abb.com/products/en/1SDA080282R1
12 | U | XT4VU4250BFF000XXX | 1SDA075324R1 | XT4V 250 TMA 250 1250..2500 4p FF UL/CSA | 12:U | XT4VU4250BFF000XXX | https://new.abb.com/products/en/1SDA075324R1
12 | U | XT4VU4250EFF000XXX | 1SDA075417R1 | XT4V 250 Ekip LS/I In=250A 4p F F UL/CSA | 12:U | XT4VU4250EFF000XXX | https://new.abb.com/products/en/1SDA075417R1
12 | U | XT4VU4250FFF000XXX | 1SDA075477R1 | XT4V 250 Ekip LSI In=250A 4p F F UL/CSA | 12:U | XT4VU4250FFF000XXX | https://new.abb.com/products/en/1SDA075477R1
12 | U | XT4VU4250GFF000XXX | 1SDA075537R1 | XT4V 250 Ekip LSIG In=250A 4p F F UL/CSA | 12:U | XT4VU4250GFF000XXX | https://new.abb.com/products/en/1SDA075537R1
12 | U | XT4VU4250HFF000XXX | 1SDA080284R1 | XT4V 250 EKIP E-LSIG In250A 4p FF UL/CSA | 12:U | XT4VU4250HFF000XXX | https://new.abb.com/products/en/1SDA080284R1
12 | U | XT4XU3040JFF000XXX | 1SDA107381R1 | XT4X 250 Ekip I In=40A 3p F F MCP-UL/CSA | 12:U | XT4XU3040JFF000XXX | https://new.abb.com/products/en/1SDA107381R1
12 | U | XT4XU3040LFF000XXX | 1SDA107387R1 | XT4X 250 Ekip M-LIU In=40A 3p F F UL/CSA | 12:U | XT4XU3040LFF000XXX | https://new.abb.com/products/en/1SDA107387R1
12 | U | XT4XU3060JFF000XXX | 1SDA107382R1 | XT4X 250 Ekip I In=60A 3p F F MCP-UL/CSA | 12:U | XT4XU3060JFF000XXX | https://new.abb.com/products/en/1SDA107382R1
12 | U | XT4XU3060LFF000XXX | 1SDA107388R1 | XT4X 250 Ekip M-LIU In=60A 3p F F UL/CSA | 12:U | XT4XU3060LFF000XXX | https://new.abb.com/products/en/1SDA107388R1
12 | U | XT4XU3100JFF000XXX | 1SDA107383R1 | XT4X 250 Ekip I In=100A 3p FF MCP-UL/CSA | 12:U | XT4XU3100JFF000XXX | https://new.abb.com/products/en/1SDA107383R1
12 | U | XT4XU3100LFF000XXX | 1SDA107389R1 | XT4X 250 Ekip M-LIU In=100A 3p FF UL/CSA | 12:U | XT4XU3100LFF000XXX | https://new.abb.com/products/en/1SDA107389R1
12 | U | XT4XU3100WFF000XXX | 1SDA102298R1 | XT4X 250 EkipMTouchLRIU(MPCB)100 3pFF UL | 12:U | XT4XU3100WFF000XXX | https://new.abb.com/products/en/1SDA102298R1
25 | U | XT4XU3150AFF000XXX | 1SDA102347R1+1SDA080296R1 | XT4X 250 BREAKING PART 3p F F UL/CSA + SG.TMF 150-1500 3p F F XT4 3p UL/CSA | 25:U | XT4XU3150AFF000XXX |  | https://new.abb.com/products/en/1SDA102347R1 | https://new.abb.com/products/en/1SDA080296R1
25 | U | XT4XU3150BFF000XXX | 1SDA102347R1+1SDA075710R1 | XT4X 250 BREAKING PART 3p F F UL/CSA + TMA 150 750..1500 3p F F XT4 3p UL/CSA | 25:U | XT4XU3150BFF000XXX |  | https://new.abb.com/products/en/1SDA102347R1 | https://new.abb.com/products/en/1SDA075710R1
12 | U | XT4XU3150JFF000XXX | 1SDA107384R1 | XT4X 250 Ekip I In=150A 3p FF MCP-UL/CSA | 12:U | XT4XU3150JFF000XXX | https://new.abb.com/products/en/1SDA107384R1
12 | U | XT4XU3150LFF000XXX | 1SDA107390R1 | XT4X 250 Ekip M-LIU In=150A 3p FF UL/CSA | 12:U | XT4XU3150LFF000XXX | https://new.abb.com/products/en/1SDA107390R1
12 | U | XT4XU3150WFF000XXX | 1SDA102299R1 | XT4X 250 EkipMTouchLRIU(MPCB)150 3pFF UL | 12:U | XT4XU3150WFF000XXX | https://new.abb.com/products/en/1SDA102299R1
25 | U | XT4XU3175AFF000XXX | 1SDA102347R1+1SDA080297R1 | XT4X 250 BREAKING PART 3p F F UL/CSA + SG.TMF 175-1750 3p F F XT4 3p UL/CSA | 25:U | XT4XU3175AFF000XXX |  | https://new.abb.com/products/en/1SDA102347R1 | https://new.abb.com/products/en/1SDA080297R1
25 | U | XT4XU3175BFF000XXX | 1SDA102347R1+1SDA075711R1 | XT4X 250 BREAKING PART 3p F F UL/CSA + TMA 175 875..1750 3p F F XT4 3p UL/CSA | 25:U | XT4XU3175BFF000XXX |  | https://new.abb.com/products/en/1SDA102347R1 | https://new.abb.com/products/en/1SDA075711R1
25 | U | XT4XU3200AFF000XXX | 1SDA102347R1+1SDA080298R1 | XT4X 250 BREAKING PART 3p F F UL/CSA + SG.TMF 200-2000 3p F F XT4 3p UL/CSA | 25:U | XT4XU3200AFF000XXX |  | https://new.abb.com/products/en/1SDA102347R1 | https://new.abb.com/products/en/1SDA080298R1
25 | U | XT4XU3200BFF000XXX | 1SDA102347R1+1SDA075712R1 | XT4X 250 BREAKING PART 3p F F UL/CSA + TMA 200 1000..2000 3p F F XT4 3p UL/CSA | 25:U | XT4XU3200BFF000XXX |  | https://new.abb.com/products/en/1SDA102347R1 | https://new.abb.com/products/en/1SDA075712R1
12 | U | XT4XU3200WFF000XXX | 1SDA102300R1 | XT4X 250 EkipMTouchLRIU(MPCB)200 3pFF UL | 12:U | XT4XU3200WFF000XXX | https://new.abb.com/products/en/1SDA102300R1
25 | U | XT4XU3225AFF000XXX | 1SDA102347R1+1SDA080299R1 | XT4X 250 BREAKING PART 3p F F UL/CSA + SG.TMF 225-2250 3p F F XT4 3p UL/CSA | 25:U | XT4XU3225AFF000XXX |  | https://new.abb.com/products/en/1SDA102347R1 | https://new.abb.com/products/en/1SDA080299R1
25 | U | XT4XU3225BFF000XXX | 1SDA102347R1+1SDA075713R1 | XT4X 250 BREAKING PART 3p F F UL/CSA + TMA 225 1125..2250 3p F F XT4 3p UL/CSA | 25:U | XT4XU3225BFF000XXX |  | https://new.abb.com/products/en/1SDA102347R1 | https://new.abb.com/products/en/1SDA075713R1
12 | U | XT4XU3225JFF000XXX | 1SDA107385R1 | XT4X 250 Ekip I In=225A 3p FF MCP-UL/CSA | 12:U | XT4XU3225JFF000XXX | https://new.abb.com/products/en/1SDA107385R1
25 | U | XT4XU3250AFF000XXX | 1SDA102347R1+1SDA080300R1 | XT4X 250 BREAKING PART 3p F F UL/CSA + SG.TMF 250-2500 3p F F XT4 3p UL/CSA | 25:U | XT4XU3250AFF000XXX |  | https://new.abb.com/products/en/1SDA102347R1 | https://new.abb.com/products/en/1SDA080300R1
25 | U | XT4XU3250BFF000XXX | 1SDA102347R1+1SDA075714R1 | XT4X 250 BREAKING PART 3p F F UL/CSA + TMA 250 1250..2500 3p F F XT4 3p UL/CSA | 25:U | XT4XU3250BFF000XXX |  | https://new.abb.com/products/en/1SDA102347R1 | https://new.abb.com/products/en/1SDA075714R1
12 | U | XT4XU3250JFF000XXX | 1SDA107386R1 | XT4X 250 Ekip I In=250A 3p FF MCP-UL/CSA | 12:U | XT4XU3250JFF000XXX | https://new.abb.com/products/en/1SDA107386R1
25 | U | XT4XU4150BFF000XXX | 1SDA102349R1+1SDA075727R1 | XT4X 250 BREAKING PART 4p F F UL/CSA + TMA 150 750..1500 4p F F XT4 4p UL/CSA | 25:U | XT4XU4150BFF000XXX |  | https://new.abb.com/products/en/1SDA102349R1 | https://new.abb.com/products/en/1SDA075727R1
25 | U | XT4XU4175BFF000XXX | 1SDA102349R1+1SDA075728R1 | XT4X 250 BREAKING PART 4p F F UL/CSA + TMA 175 875..1750 4p F F XT4 4p UL/CSA | 25:U | XT4XU4175BFF000XXX |  | https://new.abb.com/products/en/1SDA102349R1 | https://new.abb.com/products/en/1SDA075728R1
25 | U | XT4XU4200BFF000XXX | 1SDA102349R1+1SDA075729R1 | XT4X 250 BREAKING PART 4p F F UL/CSA + TMA 200 1000..2000 4p F F XT4 4p UL/CSA | 25:U | XT4XU4200BFF000XXX |  | https://new.abb.com/products/en/1SDA102349R1 | https://new.abb.com/products/en/1SDA075729R1
25 | U | XT4XU4225BFF000XXX | 1SDA102349R1+1SDA075730R1 | XT4X 250 BREAKING PART 4p F F UL/CSA + TMA 225 1125..2250 4p F F XT4 4p UL/CSA | 25:U | XT4XU4225BFF000XXX |  | https://new.abb.com/products/en/1SDA102349R1 | https://new.abb.com/products/en/1SDA075730R1
25 | U | XT4XU4250BFF000XXX | 1SDA102349R1+1SDA075731R1 | XT4X 250 BREAKING PART 4p F F UL/CSA + TMA 250 1250..2500 4p F F XT4 4p UL/CSA | 25:U | XT4XU4250BFF000XXX |  | https://new.abb.com/products/en/1SDA102349R1 | https://new.abb.com/products/en/1SDA075731R1
12 | U | XT5HU325ACFF000XXX | 1SDA102553R1 | XT5H 400 Ekip Dip LIG In250 3p FF UL/CSA | 12:U | XT5HU325ACFF000XXX | https://new.abb.com/products/en/1SDA102553R1
12 | U | XT5HU325AEFF000XXX | 1SDA102523R1 | XT5H 400 Ekip Dip LS/I 250 3p FF UL/CSA | 12:U | XT5HU325AEFF000XXX | https://new.abb.com/products/en/1SDA102523R1
12 | U | XT5HU325AFFF000XXX | 1SDA102527R1 | XT5H 400 Ekip Dip LSI In250 3p FF UL/CSA | 12:U | XT5HU325AFFF000XXX | https://new.abb.com/products/en/1SDA102527R1
12 | U | XT5HU325AGFF000XXX | 1SDA102531R1 | XT5H 400 Ekip Dip LSIG 250 3p FF UL/CSA | 12:U | XT5HU325AGFF000XXX | https://new.abb.com/products/en/1SDA102531R1
12 | U | XT5HU325AKFF000XXX | 1SDA107488R1 | XT5H 400 Ekip M Dip I (MCP) 250 3p FF UL | 12:U | XT5HU325AKFF000XXX | https://new.abb.com/products/en/1SDA107488R1
12 | U | XT5HU325ALFF000XXX | 1SDA102541R1 | XT5H 400 EkipM Dip LIU(MPCB)250 3p FF UL | 12:U | XT5HU325ALFF000XXX | https://new.abb.com/products/en/1SDA102541R1
12 | U | XT5HU325AWFF000XXX | 1SDA102545R1 | XT5H 400 EkipMTouchLRIU(MPCB)250 3pFF UL | 12:U | XT5HU325AWFF000XXX | https://new.abb.com/products/en/1SDA102545R1
12 | U | XT5HU330ABFF000XXX | 1SDA102519R1 | XT5H 400 TMA 300-3000 3p FF UL | 12:U | XT5HU330ABFF000XXX | https://new.abb.com/products/en/1SDA102519R1
12 | U | XT5HU330ACFF000XXX | 1SDA102554R1 | XT5H 400 Ekip Dip LIG In300 3p FF UL/CSA | 12:U | XT5HU330ACFF000XXX | https://new.abb.com/products/en/1SDA102554R1
12 | U | XT5HU330AEFF000XXX | 1SDA102524R1 | XT5H 400 Ekip Dip LS/I 300 3p FF UL/CSA | 12:U | XT5HU330AEFF000XXX | https://new.abb.com/products/en/1SDA102524R1
12 | U | XT5HU330AFFF000XXX | 1SDA102528R1 | XT5H 400 Ekip Dip LSI In300 3p FF UL/CSA | 12:U | XT5HU330AFFF000XXX | https://new.abb.com/products/en/1SDA102528R1
12 | U | XT5HU330AGFF000XXX | 1SDA102532R1 | XT5H 400 Ekip Dip LSIG 300 3p FF UL/CSA | 12:U | XT5HU330AGFF000XXX | https://new.abb.com/products/en/1SDA102532R1
12 | U | XT5HU330AKFF000XXX | 1SDA102538R1 | XT5H 400 Ekip M Dip I (MCP) 300 3p FF UL | 12:U | XT5HU330AKFF000XXX | https://new.abb.com/products/en/1SDA102538R1
12 | U | XT5HU330ALFF000XXX | 1SDA102542R1 | XT5H 400 EkipM Dip LIU(MPCB)300 3p FF UL | 12:U | XT5HU330ALFF000XXX | https://new.abb.com/products/en/1SDA102542R1
12 | U | XT5HU330AMFF000XXX | 1SDA102535R1 | XT5H 400 MA (MCP) In=300A 3p F F UL/CSA | 12:U | XT5HU330AMFF000XXX | https://new.abb.com/products/en/1SDA102535R1
12 | U | XT5HU330ANFF000XXX | 1SDA102549R1 | XT5H 400 TMG 300-1500 3p FF UL | 12:U | XT5HU330ANFF000XXX | https://new.abb.com/products/en/1SDA102549R1
12 | U | XT5HU330AWFF000XXX | 1SDA102546R1 | XT5H 400 EkipMTouchLRIU(MPCB)300 3pFF UL | 12:U | XT5HU330AWFF000XXX | https://new.abb.com/products/en/1SDA102546R1
12 | U | XT5HU340ABFF000XXX | 1SDA102520R1 | XT5H 400 TMA 400-4000 3p FF UL | 12:U | XT5HU340ABFF000XXX | https://new.abb.com/products/en/1SDA102520R1
12 | U | XT5HU340ACFF000XXX | 1SDA102555R1 | XT5H 400 Ekip Dip LIG In400 3p FF UL/CSA | 12:U | XT5HU340ACFF000XXX | https://new.abb.com/products/en/1SDA102555R1
12 | U | XT5HU340AEFF000XXX | 1SDA102525R1 | XT5H 400 Ekip Dip LS/I 400 3p FF UL/CSA | 12:U | XT5HU340AEFF000XXX | https://new.abb.com/products/en/1SDA102525R1
12 | U | XT5HU340AFFF000XXX | 1SDA102529R1 | XT5H 400 Ekip Dip LSI In400 3p FF UL/CSA | 12:U | XT5HU340AFFF000XXX | https://new.abb.com/products/en/1SDA102529R1
12 | U | XT5HU340AGFF000XXX | 1SDA102533R1 | XT5H 400 Ekip Dip LSIG 400 3p FF UL/CSA | 12:U | XT5HU340AGFF000XXX | https://new.abb.com/products/en/1SDA102533R1
12 | U | XT5HU340AKFF000XXX | 1SDA102539R1 | XT5H 400 Ekip M Dip I (MCP) 400 3p FF UL | 12:U | XT5HU340AKFF000XXX | https://new.abb.com/products/en/1SDA102539R1
12 | U | XT5HU340ALFF000XXX | 1SDA102543R1 | XT5H 400 EkipM Dip LIU(MPCB)400 3p FF UL | 12:U | XT5HU340ALFF000XXX | https://new.abb.com/products/en/1SDA102543R1
12 | U | XT5HU340AMFF000XXX | 1SDA102536R1 | XT5H 400 MA (MCP) In=400A 3p F F UL/CSA | 12:U | XT5HU340AMFF000XXX | https://new.abb.com/products/en/1SDA102536R1
12 | U | XT5HU340ANFF000XXX | 1SDA102550R1 | XT5H 400 TMG 400-2000 3p FF UL | 12:U | XT5HU340ANFF000XXX | https://new.abb.com/products/en/1SDA102550R1
12 | U | XT5HU340AWFF000XXX | 1SDA102547R1 | XT5H 400 EkipMTouchLRIU(MPCB)400 3pFF UL | 12:U | XT5HU340AWFF000XXX | https://new.abb.com/products/en/1SDA102547R1
12 | U | XT5HU350BBFF000XXX | 1SDA102521R1 | XT5H 600 TMA 500-5000 3p FF InN100%In UL | 12:U | XT5HU350BBFF000XXX | https://new.abb.com/products/en/1SDA102521R1
12 | U | XT5HU350BKFF000XXX | 1SDA102540R1 | XT5H 600 Ekip M Dip I (MCP) 500 3p FF UL | 12:U | XT5HU350BKFF000XXX | https://new.abb.com/products/en/1SDA102540R1
12 | U | XT5HU350BLFF000XXX | 1SDA102544R1 | XT5H 600 EkipM Dip LIU(MPCB)500 3p FF UL | 12:U | XT5HU350BLFF000XXX | https://new.abb.com/products/en/1SDA102544R1
12 | U | XT5HU350BMFF000XXX | 1SDA102537R1 | XT5H 600 MA (MCP) In=500A 3p F F UL/CSA | 12:U | XT5HU350BMFF000XXX | https://new.abb.com/products/en/1SDA102537R1
12 | U | XT5HU350BNFF000XXX | 1SDA102551R1 | XT5H 600 TMG 500-2500 3p FF InN100%In UL | 12:U | XT5HU350BNFF000XXX | https://new.abb.com/products/en/1SDA102551R1
12 | U | XT5HU350BWFF000XXX | 1SDA102548R1 | XT5H 600 EkipMTouchLRIU(MPCB)500 3pFF UL | 12:U | XT5HU350BWFF000XXX | https://new.abb.com/products/en/1SDA102548R1
12 | U | XT5HU360BBFF000XXX | 1SDA102522R1 | XT5H 600 TMA 600-6000 3p FF UL | 12:U | XT5HU360BBFF000XXX | https://new.abb.com/products/en/1SDA102522R1
12 | U | XT5HU360BCFF000XXX | 1SDA102556R1 | XT5H 600 Ekip Dip LIG In600 3p FF UL/CSA | 12:U | XT5HU360BCFF000XXX | https://new.abb.com/products/en/1SDA102556R1
12 | U | XT5HU360BEFF000XXX | 1SDA102526R1 | XT5H 600 Ekip Dip LS/I 600 3p FF UL/CSA | 12:U | XT5HU360BEFF000XXX | https://new.abb.com/products/en/1SDA102526R1
12 | U | XT5HU360BFFF000XXX | 1SDA102530R1 | XT5H 600 Ekip Dip LSI In600 3p FF UL/CSA | 12:U | XT5HU360BFFF000XXX | https://new.abb.com/products/en/1SDA102530R1
12 | U | XT5HU360BGFF000XXX | 1SDA102534R1 | XT5H 600 Ekip Dip LSIG 600 3p FF UL/CSA | 12:U | XT5HU360BGFF000XXX | https://new.abb.com/products/en/1SDA102534R1
12 | U | XT5HU360BNFF000XXX | 1SDA102552R1 | XT5H 600 TMG 600-3000 3p FF UL | 12:U | XT5HU360BNFF000XXX | https://new.abb.com/products/en/1SDA102552R1
12 | U | XT5HU425ACFF000XXX | 1SDA102655R1 | XT5H 400 Ekip Dip LIG In250 4p FF UL/CSA | 12:U | XT5HU425ACFF000XXX | https://new.abb.com/products/en/1SDA102655R1
12 | U | XT5HU425AEFF000XXX | 1SDA102639R1 | XT5H 400 Ekip Dip LS/I 250 4p FF UL/CSA | 12:U | XT5HU425AEFF000XXX | https://new.abb.com/products/en/1SDA102639R1
12 | U | XT5HU425AFFF000XXX | 1SDA102643R1 | XT5H 400 Ekip Dip LSI In250 4p FF UL/CSA | 12:U | XT5HU425AFFF000XXX | https://new.abb.com/products/en/1SDA102643R1
12 | U | XT5HU425AGFF000XXX | 1SDA102647R1 | XT5H 400 Ekip Dip LSIG 250 4p FF UL/CSA | 12:U | XT5HU425AGFF000XXX | https://new.abb.com/products/en/1SDA102647R1
12 | U | XT5HU430ABFF000XXX | 1SDA102635R1 | XT5H 400 TMA 300-3000 4p FF InN100%In UL | 12:U | XT5HU430ABFF000XXX | https://new.abb.com/products/en/1SDA102635R1
12 | U | XT5HU430ACFF000XXX | 1SDA102656R1 | XT5H 400 Ekip Dip LIG In300 4p FF UL/CSA | 12:U | XT5HU430ACFF000XXX | https://new.abb.com/products/en/1SDA102656R1
12 | U | XT5HU430AEFF000XXX | 1SDA102640R1 | XT5H 400 Ekip Dip LS/I 300 4p FF UL/CSA | 12:U | XT5HU430AEFF000XXX | https://new.abb.com/products/en/1SDA102640R1
12 | U | XT5HU430AFFF000XXX | 1SDA102644R1 | XT5H 400 Ekip Dip LSI In300 4p FF UL/CSA | 12:U | XT5HU430AFFF000XXX | https://new.abb.com/products/en/1SDA102644R1
12 | U | XT5HU430AGFF000XXX | 1SDA102648R1 | XT5H 400 Ekip Dip LSIG 300 4p FF UL/CSA | 12:U | XT5HU430AGFF000XXX | https://new.abb.com/products/en/1SDA102648R1
12 | U | XT5HU430ANFF000XXX | 1SDA102651R1 | XT5H 400 TMG 300-1500 4p FF InN100%In UL | 12:U | XT5HU430ANFF000XXX | https://new.abb.com/products/en/1SDA102651R1
12 | U | XT5HU440ABFF000XXX | 1SDA102636R1 | XT5H 400 TMA 400-4000 4p FF InN100%In UL | 12:U | XT5HU440ABFF000XXX | https://new.abb.com/products/en/1SDA102636R1
12 | U | XT5HU440ACFF000XXX | 1SDA102657R1 | XT5H 400 Ekip Dip LIG In400 4p FF UL/CSA | 12:U | XT5HU440ACFF000XXX | https://new.abb.com/products/en/1SDA102657R1
12 | U | XT5HU440AEFF000XXX | 1SDA102641R1 | XT5H 400 Ekip Dip LS/I 400 4p FF UL/CSA | 12:U | XT5HU440AEFF000XXX | https://new.abb.com/products/en/1SDA102641R1
12 | U | XT5HU440AFFF000XXX | 1SDA102645R1 | XT5H 400 Ekip Dip LSI In400 4p FF UL/CSA | 12:U | XT5HU440AFFF000XXX | https://new.abb.com/products/en/1SDA102645R1
12 | U | XT5HU440AGFF000XXX | 1SDA102649R1 | XT5H 400 Ekip Dip LSIG 400 4p FF UL/CSA | 12:U | XT5HU440AGFF000XXX | https://new.abb.com/products/en/1SDA102649R1
12 | U | XT5HU440ANFF000XXX | 1SDA102652R1 | XT5H 400 TMG 400-2000 4p FF InN100%In UL | 12:U | XT5HU440ANFF000XXX | https://new.abb.com/products/en/1SDA102652R1
12 | U | XT5HU450BBFF000XXX | 1SDA102637R1 | XT5H 600 TMA 500-5000 4p FF InN100%In UL | 12:U | XT5HU450BBFF000XXX | https://new.abb.com/products/en/1SDA102637R1
12 | U | XT5HU450BNFF000XXX | 1SDA102653R1 | XT5H 600 TMG 500-2500 4p FF InN100%In UL | 12:U | XT5HU450BNFF000XXX | https://new.abb.com/products/en/1SDA102653R1
12 | U | XT5HU460BBFF000XXX | 1SDA102638R1 | XT5H 600 TMA 600-6000 4p FF InN100%In UL | 12:U | XT5HU460BBFF000XXX | https://new.abb.com/products/en/1SDA102638R1
12 | U | XT5HU460BCFF000XXX | 1SDA102658R1 | XT5H 600 Ekip Dip LIG In600 4p FF UL/CSA | 12:U | XT5HU460BCFF000XXX | https://new.abb.com/products/en/1SDA102658R1
12 | U | XT5HU460BEFF000XXX | 1SDA102642R1 | XT5H 600 Ekip Dip LS/I 600 4p FF UL/CSA | 12:U | XT5HU460BEFF000XXX | https://new.abb.com/products/en/1SDA102642R1
12 | U | XT5HU460BFFF000XXX | 1SDA102646R1 | XT5H 600 Ekip Dip LSI In600 4p FF UL/CSA | 12:U | XT5HU460BFFF000XXX | https://new.abb.com/products/en/1SDA102646R1
12 | U | XT5HU460BGFF000XXX | 1SDA102650R1 | XT5H 600 Ekip Dip LSIG 600 4p FF UL/CSA | 12:U | XT5HU460BGFF000XXX | https://new.abb.com/products/en/1SDA102650R1
12 | U | XT5HU460BNFF000XXX | 1SDA102654R1 | XT5H 600 TMG 600-3000 4p FF InN100%In UL | 12:U | XT5HU460BNFF000XXX | https://new.abb.com/products/en/1SDA102654R1
12 | U | XT5LU325AKFF000XXX | 1SDA107489R1 | XT5L 400 Ekip M Dip I (MCP) 250 3p FF UL | 12:U | XT5LU325AKFF000XXX | https://new.abb.com/products/en/1SDA107489R1
12 | U | XT5LU325ALFF000XXX | 1SDA107368R1 | XT5L 400 EkipM Dip LIU(MPCB)250 3p FF UL | 12:U | XT5LU325ALFF000XXX | https://new.abb.com/products/en/1SDA107368R1
12 | U | XT5LU325AWFF000XXX | 1SDA102563R1 | XT5L 400 EkipMTouchLRIU(MPCB)250 3pFF UL | 12:U | XT5LU325AWFF000XXX | https://new.abb.com/products/en/1SDA102563R1
12 | U | XT5LU330AKFF000XXX | 1SDA102560R1 | XT5L 400 Ekip M Dip I (MCP) 300 3p FF UL | 12:U | XT5LU330AKFF000XXX | https://new.abb.com/products/en/1SDA102560R1
12 | U | XT5LU330ALFF000XXX | 1SDA107369R1 | XT5L 400 EkipM Dip LIU(MPCB)300 3p FF UL | 12:U | XT5LU330ALFF000XXX | https://new.abb.com/products/en/1SDA107369R1
12 | U | XT5LU330AMFF000XXX | 1SDA102557R1 | XT5L 400 MA (MCP) In=300A 3p F F UL/CSA | 12:U | XT5LU330AMFF000XXX | https://new.abb.com/products/en/1SDA102557R1
12 | U | XT5LU330AWFF000XXX | 1SDA102564R1 | XT5L 400 EkipMTouchLRIU(MPCB)300 3pFF UL | 12:U | XT5LU330AWFF000XXX | https://new.abb.com/products/en/1SDA102564R1
12 | U | XT5LU340AKFF000XXX | 1SDA102561R1 | XT5L 400 Ekip M Dip I (MCP) 400 3p FF UL | 12:U | XT5LU340AKFF000XXX | https://new.abb.com/products/en/1SDA102561R1
12 | U | XT5LU340ALFF000XXX | 1SDA107371R1 | XT5L 400 EkipM Dip LIU(MPCB)400 3p FF UL | 12:U | XT5LU340ALFF000XXX | https://new.abb.com/products/en/1SDA107371R1
12 | U | XT5LU340AMFF000XXX | 1SDA102558R1 | XT5L 400 MA (MCP) In=400A 3p F F UL/CSA | 12:U | XT5LU340AMFF000XXX | https://new.abb.com/products/en/1SDA102558R1
12 | U | XT5LU340AWFF000XXX | 1SDA102565R1 | XT5L 400 EkipMTouchLRIU(MPCB)400 3pFF UL | 12:U | XT5LU340AWFF000XXX | https://new.abb.com/products/en/1SDA102565R1
12 | U | XT5LU350BKFF000XXX | 1SDA102562R1 | XT5L 600 Ekip M Dip I (MCP) 500 3p FF UL | 12:U | XT5LU350BKFF000XXX | https://new.abb.com/products/en/1SDA102562R1
12 | U | XT5LU350BLFF000XXX | 1SDA107372R1 | XT5L 600 EkipM Dip LIU(MPCB)500 3p FF UL | 12:U | XT5LU350BLFF000XXX | https://new.abb.com/products/en/1SDA107372R1
12 | U | XT5LU350BMFF000XXX | 1SDA102559R1 | XT5L 600 MA (MCP) In=500A 3p F F UL/CSA | 12:U | XT5LU350BMFF000XXX | https://new.abb.com/products/en/1SDA102559R1
12 | U | XT5LU350BWFF000XXX | 1SDA102566R1 | XT5L 600 EkipMTouchLRIU(MPCB)500 3pFF UL | 12:U | XT5LU350BWFF000XXX | https://new.abb.com/products/en/1SDA102566R1
12 | U | XT5NU325ACFF000XXX | 1SDA102477R1 | XT5N 400 Ekip Dip LIG In250 3p FF UL/CSA | 12:U | XT5NU325ACFF000XXX | https://new.abb.com/products/en/1SDA102477R1
12 | U | XT5NU325AEFF000XXX | 1SDA102447R1 | XT5N 400 Ekip Dip LS/I 250 3p FF UL/CSA | 12:U | XT5NU325AEFF000XXX | https://new.abb.com/products/en/1SDA102447R1
12 | U | XT5NU325AFFF000XXX | 1SDA102451R1 | XT5N 400 Ekip Dip LSI In250 3p FF UL/CSA | 12:U | XT5NU325AFFF000XXX | https://new.abb.com/products/en/1SDA102451R1
12 | U | XT5NU325AGFF000XXX | 1SDA102455R1 | XT5N 400 Ekip Dip LSIG 250 3p FF UL/CSA | 12:U | XT5NU325AGFF000XXX | https://new.abb.com/products/en/1SDA102455R1
12 | U | XT5NU325AKFF000XXX | 1SDA107486R1 | XT5N 400 Ekip M Dip I (MCP) 250 3p FF UL | 12:U | XT5NU325AKFF000XXX | https://new.abb.com/products/en/1SDA107486R1
12 | U | XT5NU325ALFF000XXX | 1SDA102465R1 | XT5N 400 EkipM Dip LIU(MPCB)250 3p FF UL | 12:U | XT5NU325ALFF000XXX | https://new.abb.com/products/en/1SDA102465R1
12 | U | XT5NU325AWFF000XXX | 1SDA102469R1 | XT5N 400 EkipMTouchLRIU(MPCB)250 3pFF UL | 12:U | XT5NU325AWFF000XXX | https://new.abb.com/products/en/1SDA102469R1
12 | U | XT5NU330ABFF000XXX | 1SDA102443R1 | XT5N 400 TMA 300-3000 3p FF UL | 12:U | XT5NU330ABFF000XXX | https://new.abb.com/products/en/1SDA102443R1
12 | U | XT5NU330ACFF000XXX | 1SDA102478R1 | XT5N 400 Ekip Dip LIG In300 3p FF UL/CSA | 12:U | XT5NU330ACFF000XXX | https://new.abb.com/products/en/1SDA102478R1
12 | U | XT5NU330AEFF000XXX | 1SDA102448R1 | XT5N 400 Ekip Dip LS/I 300 3p FF UL/CSA | 12:U | XT5NU330AEFF000XXX | https://new.abb.com/products/en/1SDA102448R1
12 | U | XT5NU330AFFF000XXX | 1SDA102452R1 | XT5N 400 Ekip Dip LSI In300 3p FF UL/CSA | 12:U | XT5NU330AFFF000XXX | https://new.abb.com/products/en/1SDA102452R1
12 | U | XT5NU330AGFF000XXX | 1SDA102456R1 | XT5N 400 Ekip Dip LSIG 300 3p FF UL/CSA | 12:U | XT5NU330AGFF000XXX | https://new.abb.com/products/en/1SDA102456R1
12 | U | XT5NU330AKFF000XXX | 1SDA102462R1 | XT5N 400 Ekip M Dip I (MCP) 300 3p FF UL | 12:U | XT5NU330AKFF000XXX | https://new.abb.com/products/en/1SDA102462R1
12 | U | XT5NU330ALFF000XXX | 1SDA102466R1 | XT5N 400 EkipM Dip LIU(MPCB)300 3p FF UL | 12:U | XT5NU330ALFF000XXX | https://new.abb.com/products/en/1SDA102466R1
12 | U | XT5NU330AMFF000XXX | 1SDA102459R1 | XT5N 400 MA (MCP) In=300A 3p F F UL/CSA | 12:U | XT5NU330AMFF000XXX | https://new.abb.com/products/en/1SDA102459R1
12 | U | XT5NU330ANFF000XXX | 1SDA102473R1 | XT5N 400 TMG 300-1500 3p FF UL | 12:U | XT5NU330ANFF000XXX | https://new.abb.com/products/en/1SDA102473R1
12 | U | XT5NU330AWFF000XXX | 1SDA102470R1 | XT5N 400 EkipMTouchLRIU(MPCB)300 3pFF UL | 12:U | XT5NU330AWFF000XXX | https://new.abb.com/products/en/1SDA102470R1
12 | U | XT5NU340ABFF000XXX | 1SDA102444R1 | XT5N 400 TMA 400-4000 3p FF UL | 12:U | XT5NU340ABFF000XXX | https://new.abb.com/products/en/1SDA102444R1
12 | U | XT5NU340ACFF000XXX | 1SDA102479R1 | XT5N 400 Ekip Dip LIG In400 3p FF UL/CSA | 12:U | XT5NU340ACFF000XXX | https://new.abb.com/products/en/1SDA102479R1
12 | U | XT5NU340AEFF000XXX | 1SDA102449R1 | XT5N 400 Ekip Dip LS/I 400 3p FF UL/CSA | 12:U | XT5NU340AEFF000XXX | https://new.abb.com/products/en/1SDA102449R1
12 | U | XT5NU340AFFF000XXX | 1SDA102453R1 | XT5N 400 Ekip Dip LSI In400 3p FF UL/CSA | 12:U | XT5NU340AFFF000XXX | https://new.abb.com/products/en/1SDA102453R1
12 | U | XT5NU340AGFF000XXX | 1SDA102457R1 | XT5N 400 Ekip Dip LSIG 400 3p FF UL/CSA | 12:U | XT5NU340AGFF000XXX | https://new.abb.com/products/en/1SDA102457R1
12 | U | XT5NU340AKFF000XXX | 1SDA102463R1 | XT5N 400 Ekip M Dip I (MCP) 400 3p FF UL | 12:U | XT5NU340AKFF000XXX | https://new.abb.com/products/en/1SDA102463R1
12 | U | XT5NU340ALFF000XXX | 1SDA102467R1 | XT5N 400 EkipM Dip LIU(MPCB)400 3p FF UL | 12:U | XT5NU340ALFF000XXX | https://new.abb.com/products/en/1SDA102467R1
12 | U | XT5NU340AMFF000XXX | 1SDA102460R1 | XT5N 400 MA (MCP) In=400A 3p F F UL/CSA | 12:U | XT5NU340AMFF000XXX | https://new.abb.com/products/en/1SDA102460R1
12 | U | XT5NU340ANFF000XXX | 1SDA102474R1 | XT5N 400 TMG 400-2000 3p FF UL | 12:U | XT5NU340ANFF000XXX | https://new.abb.com/products/en/1SDA102474R1
12 | U | XT5NU340AWFF000XXX | 1SDA102471R1 | XT5N 400 EkipMTouchLRIU(MPCB)400 3pFF UL | 12:U | XT5NU340AWFF000XXX | https://new.abb.com/products/en/1SDA102471R1
12 | U | XT5NU350BBFF000XXX | 1SDA102445R1 | XT5N 600 TMA 500-5000 3p FF InN100%In UL | 12:U | XT5NU350BBFF000XXX | https://new.abb.com/products/en/1SDA102445R1
12 | U | XT5NU350BKFF000XXX | 1SDA102464R1 | XT5N 600 Ekip M Dip I (MCP) 500 3p FF UL | 12:U | XT5NU350BKFF000XXX | https://new.abb.com/products/en/1SDA102464R1
12 | U | XT5NU350BLFF000XXX | 1SDA102468R1 | XT5N 600 EkipM Dip LIU(MPCB)500 3p FF UL | 12:U | XT5NU350BLFF000XXX | https://new.abb.com/products/en/1SDA102468R1
12 | U | XT5NU350BMFF000XXX | 1SDA102461R1 | XT5N 600 MA (MCP) In=500A 3p F F UL/CSA | 12:U | XT5NU350BMFF000XXX | https://new.abb.com/products/en/1SDA102461R1
12 | U | XT5NU350BNFF000XXX | 1SDA102475R1 | XT5N 600 TMG 500-2500 3p FF InN100%In UL | 12:U | XT5NU350BNFF000XXX | https://new.abb.com/products/en/1SDA102475R1
12 | U | XT5NU350BWFF000XXX | 1SDA102472R1 | XT5N 600 EkipMTouchLRIU(MPCB)500 3pFF UL | 12:U | XT5NU350BWFF000XXX | https://new.abb.com/products/en/1SDA102472R1
12 | U | XT5NU360BBFF000XXX | 1SDA102446R1 | XT5N 600 TMA 600-6000 3p FF UL | 12:U | XT5NU360BBFF000XXX | https://new.abb.com/products/en/1SDA102446R1
12 | U | XT5NU360BCFF000XXX | 1SDA102480R1 | XT5N 600 Ekip Dip LIG In600 3p FF UL/CSA | 12:U | XT5NU360BCFF000XXX | https://new.abb.com/products/en/1SDA102480R1
12 | U | XT5NU360BEFF000XXX | 1SDA102450R1 | XT5N 600 Ekip Dip LS/I 600 3p FF UL/CSA | 12:U | XT5NU360BEFF000XXX | https://new.abb.com/products/en/1SDA102450R1
12 | U | XT5NU360BFFF000XXX | 1SDA102454R1 | XT5N 600 Ekip Dip LSI In600 3p FF UL/CSA | 12:U | XT5NU360BFFF000XXX | https://new.abb.com/products/en/1SDA102454R1
12 | U | XT5NU360BGFF000XXX | 1SDA102458R1 | XT5N 600 Ekip Dip LSIG 600 3p FF UL/CSA | 12:U | XT5NU360BGFF000XXX | https://new.abb.com/products/en/1SDA102458R1
12 | U | XT5NU360BNFF000XXX | 1SDA102476R1 | XT5N 600 TMG 600-3000 3p FF UL | 12:U | XT5NU360BNFF000XXX | https://new.abb.com/products/en/1SDA102476R1
12 | U | XT5NU425ACFF000XXX | 1SDA102607R1 | XT5N 400 Ekip Dip LIG In250 4p FF UL/CSA | 12:U | XT5NU425ACFF000XXX | https://new.abb.com/products/en/1SDA102607R1
12 | U | XT5NU425AEFF000XXX | 1SDA102591R1 | XT5N 400 Ekip Dip LS/I 250 4p FF UL/CSA | 12:U | XT5NU425AEFF000XXX | https://new.abb.com/products/en/1SDA102591R1
12 | U | XT5NU425AFFF000XXX | 1SDA102595R1 | XT5N 400 Ekip Dip LSI In250 4p FF UL/CSA | 12:U | XT5NU425AFFF000XXX | https://new.abb.com/products/en/1SDA102595R1
12 | U | XT5NU425AGFF000XXX | 1SDA102599R1 | XT5N 400 Ekip Dip LSIG 250 4p FF UL/CSA | 12:U | XT5NU425AGFF000XXX | https://new.abb.com/products/en/1SDA102599R1
12 | U | XT5NU430ABFF000XXX | 1SDA102587R1 | XT5N 400 TMA 300-3000 4p FF InN100%In UL | 12:U | XT5NU430ABFF000XXX | https://new.abb.com/products/en/1SDA102587R1
12 | U | XT5NU430ACFF000XXX | 1SDA102608R1 | XT5N 400 Ekip Dip LIG In300 4p FF UL/CSA | 12:U | XT5NU430ACFF000XXX | https://new.abb.com/products/en/1SDA102608R1
12 | U | XT5NU430AEFF000XXX | 1SDA102592R1 | XT5N 400 Ekip Dip LS/I 300 4p FF UL/CSA | 12:U | XT5NU430AEFF000XXX | https://new.abb.com/products/en/1SDA102592R1
12 | U | XT5NU430AFFF000XXX | 1SDA102596R1 | XT5N 400 Ekip Dip LSI In300 4p FF UL/CSA | 12:U | XT5NU430AFFF000XXX | https://new.abb.com/products/en/1SDA102596R1
12 | U | XT5NU430AGFF000XXX | 1SDA102600R1 | XT5N 400 Ekip Dip LSIG 300 4p FF UL/CSA | 12:U | XT5NU430AGFF000XXX | https://new.abb.com/products/en/1SDA102600R1
12 | U | XT5NU430ANFF000XXX | 1SDA102603R1 | XT5N 400 TMG 300-1500 4p FF InN100%In UL | 12:U | XT5NU430ANFF000XXX | https://new.abb.com/products/en/1SDA102603R1
12 | U | XT5NU440ABFF000XXX | 1SDA102588R1 | XT5N 400 TMA 400-4000 4p FF InN100%In UL | 12:U | XT5NU440ABFF000XXX | https://new.abb.com/products/en/1SDA102588R1
12 | U | XT5NU440ACFF000XXX | 1SDA102609R1 | XT5N 400 Ekip Dip LIG In400 4p FF UL/CSA | 12:U | XT5NU440ACFF000XXX | https://new.abb.com/products/en/1SDA102609R1
12 | U | XT5NU440AEFF000XXX | 1SDA102593R1 | XT5N 400 Ekip Dip LS/I 400 4p FF UL/CSA | 12:U | XT5NU440AEFF000XXX | https://new.abb.com/products/en/1SDA102593R1
12 | U | XT5NU440AFFF000XXX | 1SDA102597R1 | XT5N 400 Ekip Dip LSI In400 4p FF UL/CSA | 12:U | XT5NU440AFFF000XXX | https://new.abb.com/products/en/1SDA102597R1
12 | U | XT5NU440AGFF000XXX | 1SDA102601R1 | XT5N 400 Ekip Dip LSIG 400 4p FF UL/CSA | 12:U | XT5NU440AGFF000XXX | https://new.abb.com/products/en/1SDA102601R1
12 | U | XT5NU440ANFF000XXX | 1SDA102604R1 | XT5N 400 TMG 400-2000 4p FF InN100%In UL | 12:U | XT5NU440ANFF000XXX | https://new.abb.com/products/en/1SDA102604R1
12 | U | XT5NU450BBFF000XXX | 1SDA102589R1 | XT5N 600 TMA 500-5000 4p FF InN100%In UL | 12:U | XT5NU450BBFF000XXX | https://new.abb.com/products/en/1SDA102589R1
12 | U | XT5NU450BNFF000XXX | 1SDA102605R1 | XT5N 600 TMG 500-2500 4p FF InN100%In UL | 12:U | XT5NU450BNFF000XXX | https://new.abb.com/products/en/1SDA102605R1
12 | U | XT5NU460BBFF000XXX | 1SDA102590R1 | XT5N 600 TMA 600-6000 4p FF InN100%In UL | 12:U | XT5NU460BBFF000XXX | https://new.abb.com/products/en/1SDA102590R1
12 | U | XT5NU460BCFF000XXX | 1SDA102610R1 | XT5N 600 Ekip Dip LIG In600 4p FF UL/CSA | 12:U | XT5NU460BCFF000XXX | https://new.abb.com/products/en/1SDA102610R1
12 | U | XT5NU460BEFF000XXX | 1SDA102594R1 | XT5N 600 Ekip Dip LS/I 600 4p FF UL/CSA | 12:U | XT5NU460BEFF000XXX | https://new.abb.com/products/en/1SDA102594R1
12 | U | XT5NU460BFFF000XXX | 1SDA102598R1 | XT5N 600 Ekip Dip LSI In600 4p FF UL/CSA | 12:U | XT5NU460BFFF000XXX | https://new.abb.com/products/en/1SDA102598R1
12 | U | XT5NU460BGFF000XXX | 1SDA102602R1 | XT5N 600 Ekip Dip LSIG 600 4p FF UL/CSA | 12:U | XT5NU460BGFF000XXX | https://new.abb.com/products/en/1SDA102602R1
12 | U | XT5NU460BNFF000XXX | 1SDA102606R1 | XT5N 600 TMG 600-3000 4p FF InN100%In UL | 12:U | XT5NU460BNFF000XXX | https://new.abb.com/products/en/1SDA102606R1
12 | U | XT5SU325ACFF000XXX | 1SDA102515R1 | XT5S 400 Ekip Dip LIG In250 3p FF UL/CSA | 12:U | XT5SU325ACFF000XXX | https://new.abb.com/products/en/1SDA102515R1
12 | U | XT5SU325AEFF000XXX | 1SDA102485R1 | XT5S 400 Ekip Dip LS/I 250 3p FF UL/CSA | 12:U | XT5SU325AEFF000XXX | https://new.abb.com/products/en/1SDA102485R1
12 | U | XT5SU325AFFF000XXX | 1SDA102489R1 | XT5S 400 Ekip Dip LSI In250 3p FF UL/CSA | 12:U | XT5SU325AFFF000XXX | https://new.abb.com/products/en/1SDA102489R1
12 | U | XT5SU325AGFF000XXX | 1SDA102493R1 | XT5S 400 Ekip Dip LSIG 250 3p FF UL/CSA | 12:U | XT5SU325AGFF000XXX | https://new.abb.com/products/en/1SDA102493R1
12 | U | XT5SU325AKFF000XXX | 1SDA107487R1 | XT5S 400 Ekip M Dip I (MCP) 250 3p FF UL | 12:U | XT5SU325AKFF000XXX | https://new.abb.com/products/en/1SDA107487R1
12 | U | XT5SU325ALFF000XXX | 1SDA102503R1 | XT5S 400 EkipM Dip LIU(MPCB)250 3p FF UL | 12:U | XT5SU325ALFF000XXX | https://new.abb.com/products/en/1SDA102503R1
12 | U | XT5SU325AWFF000XXX | 1SDA102507R1 | XT5S 400 EkipMTouchLRIU(MPCB)250 3pFF UL | 12:U | XT5SU325AWFF000XXX | https://new.abb.com/products/en/1SDA102507R1
12 | U | XT5SU330ABFF000XXX | 1SDA102481R1 | XT5S 400 TMA 300-3000 3p FF UL | 12:U | XT5SU330ABFF000XXX | https://new.abb.com/products/en/1SDA102481R1
12 | U | XT5SU330ACFF000XXX | 1SDA102516R1 | XT5S 400 Ekip Dip LIG In300 3p FF UL/CSA | 12:U | XT5SU330ACFF000XXX | https://new.abb.com/products/en/1SDA102516R1
12 | U | XT5SU330AEFF000XXX | 1SDA102486R1 | XT5S 400 Ekip Dip LS/I 300 3p FF UL/CSA | 12:U | XT5SU330AEFF000XXX | https://new.abb.com/products/en/1SDA102486R1
12 | U | XT5SU330AFFF000XXX | 1SDA102490R1 | XT5S 400 Ekip Dip LSI In300 3p FF UL/CSA | 12:U | XT5SU330AFFF000XXX | https://new.abb.com/products/en/1SDA102490R1
12 | U | XT5SU330AGFF000XXX | 1SDA102494R1 | XT5S 400 Ekip Dip LSIG 300 3p FF UL/CSA | 12:U | XT5SU330AGFF000XXX | https://new.abb.com/products/en/1SDA102494R1
12 | U | XT5SU330AKFF000XXX | 1SDA102500R1 | XT5S 400 Ekip M Dip I (MCP) 300 3p FF UL | 12:U | XT5SU330AKFF000XXX | https://new.abb.com/products/en/1SDA102500R1
12 | U | XT5SU330ALFF000XXX | 1SDA102504R1 | XT5S 400 EkipM Dip LIU(MPCB)300 3p FF UL | 12:U | XT5SU330ALFF000XXX | https://new.abb.com/products/en/1SDA102504R1
12 | U | XT5SU330AMFF000XXX | 1SDA102497R1 | XT5S 400 MA (MCP) In=300A 3p F F UL/CSA | 12:U | XT5SU330AMFF000XXX | https://new.abb.com/products/en/1SDA102497R1
12 | U | XT5SU330ANFF000XXX | 1SDA102511R1 | XT5S 400 TMG 300-1500 3p FF UL | 12:U | XT5SU330ANFF000XXX | https://new.abb.com/products/en/1SDA102511R1
12 | U | XT5SU330AWFF000XXX | 1SDA102508R1 | XT5S 400 EkipMTouchLRIU(MPCB)300 3pFF UL | 12:U | XT5SU330AWFF000XXX | https://new.abb.com/products/en/1SDA102508R1
12 | U | XT5SU340ABFF000XXX | 1SDA102482R1 | XT5S 400 TMA 400-4000 3p FF UL | 12:U | XT5SU340ABFF000XXX | https://new.abb.com/products/en/1SDA102482R1
12 | U | XT5SU340ACFF000XXX | 1SDA102517R1 | XT5S 400 Ekip Dip LIG In400 3p FF UL/CSA | 12:U | XT5SU340ACFF000XXX | https://new.abb.com/products/en/1SDA102517R1
12 | U | XT5SU340AEFF000XXX | 1SDA102487R1 | XT5S 400 Ekip Dip LS/I 400 3p FF UL/CSA | 12:U | XT5SU340AEFF000XXX | https://new.abb.com/products/en/1SDA102487R1
12 | U | XT5SU340AFFF000XXX | 1SDA102491R1 | XT5S 400 Ekip Dip LSI In400 3p FF UL/CSA | 12:U | XT5SU340AFFF000XXX | https://new.abb.com/products/en/1SDA102491R1
12 | U | XT5SU340AGFF000XXX | 1SDA102495R1 | XT5S 400 Ekip Dip LSIG 400 3p FF UL/CSA | 12:U | XT5SU340AGFF000XXX | https://new.abb.com/products/en/1SDA102495R1
12 | U | XT5SU340AKFF000XXX | 1SDA102501R1 | XT5S 400 Ekip M Dip I (MCP) 400 3p FF UL | 12:U | XT5SU340AKFF000XXX | https://new.abb.com/products/en/1SDA102501R1
12 | U | XT5SU340ALFF000XXX | 1SDA102505R1 | XT5S 400 EkipM Dip LIU(MPCB)400 3p FF UL | 12:U | XT5SU340ALFF000XXX | https://new.abb.com/products/en/1SDA102505R1
12 | U | XT5SU340AMFF000XXX | 1SDA102498R1 | XT5S 400 MA (MCP) In=400A 3p F F UL/CSA | 12:U | XT5SU340AMFF000XXX | https://new.abb.com/products/en/1SDA102498R1
12 | U | XT5SU340ANFF000XXX | 1SDA102512R1 | XT5S 400 TMG 400-2000 3p FF UL | 12:U | XT5SU340ANFF000XXX | https://new.abb.com/products/en/1SDA102512R1
12 | U | XT5SU340AWFF000XXX | 1SDA102509R1 | XT5S 400 EkipMTouchLRIU(MPCB)400 3pFF UL | 12:U | XT5SU340AWFF000XXX | https://new.abb.com/products/en/1SDA102509R1
12 | U | XT5SU350BBFF000XXX | 1SDA102483R1 | XT5S 600 TMA 500-5000 3p FF InN100%In UL | 12:U | XT5SU350BBFF000XXX | https://new.abb.com/products/en/1SDA102483R1
12 | U | XT5SU350BKFF000XXX | 1SDA102502R1 | XT5S 600 Ekip M Dip I (MCP) 500 3p FF UL | 12:U | XT5SU350BKFF000XXX | https://new.abb.com/products/en/1SDA102502R1
12 | U | XT5SU350BLFF000XXX | 1SDA102506R1 | XT5S 600 EkipM Dip LIU(MPCB)500 3p FF UL | 12:U | XT5SU350BLFF000XXX | https://new.abb.com/products/en/1SDA102506R1
12 | U | XT5SU350BMFF000XXX | 1SDA102499R1 | XT5S 600 MA (MCP) In=500A 3p F F UL/CSA | 12:U | XT5SU350BMFF000XXX | https://new.abb.com/products/en/1SDA102499R1
12 | U | XT5SU350BNFF000XXX | 1SDA102513R1 | XT5S 600 TMG 500-2500 3p FF InN100%In UL | 12:U | XT5SU350BNFF000XXX | https://new.abb.com/products/en/1SDA102513R1
12 | U | XT5SU350BWFF000XXX | 1SDA102510R1 | XT5S 600 EkipMTouchLRIU(MPCB)500 3pFF UL | 12:U | XT5SU350BWFF000XXX | https://new.abb.com/products/en/1SDA102510R1
12 | U | XT5SU360BBFF000XXX | 1SDA102484R1 | XT5S 600 TMA 600-6000 3p FF UL | 12:U | XT5SU360BBFF000XXX | https://new.abb.com/products/en/1SDA102484R1
12 | U | XT5SU360BCFF000XXX | 1SDA102518R1 | XT5S 600 Ekip Dip LIG In600 3p FF UL/CSA | 12:U | XT5SU360BCFF000XXX | https://new.abb.com/products/en/1SDA102518R1
12 | U | XT5SU360BEFF000XXX | 1SDA102488R1 | XT5S 600 Ekip Dip LS/I 600 3p FF UL/CSA | 12:U | XT5SU360BEFF000XXX | https://new.abb.com/products/en/1SDA102488R1
12 | U | XT5SU360BFFF000XXX | 1SDA102492R1 | XT5S 600 Ekip Dip LSI In600 3p FF UL/CSA | 12:U | XT5SU360BFFF000XXX | https://new.abb.com/products/en/1SDA102492R1
12 | U | XT5SU360BGFF000XXX | 1SDA102496R1 | XT5S 600 Ekip Dip LSIG 600 3p FF UL/CSA | 12:U | XT5SU360BGFF000XXX | https://new.abb.com/products/en/1SDA102496R1
12 | U | XT5SU360BNFF000XXX | 1SDA102514R1 | XT5S 600 TMG 600-3000 3p FF UL | 12:U | XT5SU360BNFF000XXX | https://new.abb.com/products/en/1SDA102514R1
12 | U | XT5SU425ACFF000XXX | 1SDA102631R1 | XT5S 400 Ekip Dip LIG In250 4p FF UL/CSA | 12:U | XT5SU425ACFF000XXX | https://new.abb.com/products/en/1SDA102631R1
12 | U | XT5SU425AEFF000XXX | 1SDA102615R1 | XT5S 400 Ekip Dip LS/I 250 4p FF UL/CSA | 12:U | XT5SU425AEFF000XXX | https://new.abb.com/products/en/1SDA102615R1
12 | U | XT5SU425AFFF000XXX | 1SDA102619R1 | XT5S 400 Ekip Dip LSI In250 4p FF UL/CSA | 12:U | XT5SU425AFFF000XXX | https://new.abb.com/products/en/1SDA102619R1
12 | U | XT5SU425AGFF000XXX | 1SDA102623R1 | XT5S 400 Ekip Dip LSIG 250 4p FF UL/CSA | 12:U | XT5SU425AGFF000XXX | https://new.abb.com/products/en/1SDA102623R1
12 | U | XT5SU430ABFF000XXX | 1SDA102611R1 | XT5S 400 TMA 300-3000 4p FF InN100%In UL | 12:U | XT5SU430ABFF000XXX | https://new.abb.com/products/en/1SDA102611R1
12 | U | XT5SU430ACFF000XXX | 1SDA102632R1 | XT5S 400 Ekip Dip LIG In300 4p FF UL/CSA | 12:U | XT5SU430ACFF000XXX | https://new.abb.com/products/en/1SDA102632R1
12 | U | XT5SU430AEFF000XXX | 1SDA102616R1 | XT5S 400 Ekip Dip LS/I 300 4p FF UL/CSA | 12:U | XT5SU430AEFF000XXX | https://new.abb.com/products/en/1SDA102616R1
12 | U | XT5SU430AFFF000XXX | 1SDA102620R1 | XT5S 400 Ekip Dip LSI In300 4p FF UL/CSA | 12:U | XT5SU430AFFF000XXX | https://new.abb.com/products/en/1SDA102620R1
12 | U | XT5SU430AGFF000XXX | 1SDA102624R1 | XT5S 400 Ekip Dip LSIG 300 4p FF UL/CSA | 12:U | XT5SU430AGFF000XXX | https://new.abb.com/products/en/1SDA102624R1
12 | U | XT5SU430ANFF000XXX | 1SDA102627R1 | XT5S 400 TMG 300-1500 4p FF InN100%In UL | 12:U | XT5SU430ANFF000XXX | https://new.abb.com/products/en/1SDA102627R1
12 | U | XT5SU440ABFF000XXX | 1SDA102612R1 | XT5S 400 TMA 400-4000 4p FF InN100%In UL | 12:U | XT5SU440ABFF000XXX | https://new.abb.com/products/en/1SDA102612R1
12 | U | XT5SU440ACFF000XXX | 1SDA102633R1 | XT5S 400 Ekip Dip LIG In400 4p FF UL/CSA | 12:U | XT5SU440ACFF000XXX | https://new.abb.com/products/en/1SDA102633R1
12 | U | XT5SU440AEFF000XXX | 1SDA102617R1 | XT5S 400 Ekip Dip LS/I 400 4p FF UL/CSA | 12:U | XT5SU440AEFF000XXX | https://new.abb.com/products/en/1SDA102617R1
12 | U | XT5SU440AFFF000XXX | 1SDA102621R1 | XT5S 400 Ekip Dip LSI In400 4p FF UL/CSA | 12:U | XT5SU440AFFF000XXX | https://new.abb.com/products/en/1SDA102621R1
12 | U | XT5SU440AGFF000XXX | 1SDA102625R1 | XT5S 400 Ekip Dip LSIG 400 4p FF UL/CSA | 12:U | XT5SU440AGFF000XXX | https://new.abb.com/products/en/1SDA102625R1
12 | U | XT5SU440ANFF000XXX | 1SDA102628R1 | XT5S 400 TMG 400-2000 4p FF InN100%In UL | 12:U | XT5SU440ANFF000XXX | https://new.abb.com/products/en/1SDA102628R1
12 | U | XT5SU450BBFF000XXX | 1SDA102613R1 | XT5S 600 TMA 500-5000 4p FF InN100%In UL | 12:U | XT5SU450BBFF000XXX | https://new.abb.com/products/en/1SDA102613R1
12 | U | XT5SU450BNFF000XXX | 1SDA102629R1 | XT5S 600 TMG 500-2500 4p FF InN100%In UL | 12:U | XT5SU450BNFF000XXX | https://new.abb.com/products/en/1SDA102629R1
12 | U | XT5SU460BBFF000XXX | 1SDA102614R1 | XT5S 600 TMA 600-6000 4p FF InN100%In UL | 12:U | XT5SU460BBFF000XXX | https://new.abb.com/products/en/1SDA102614R1
12 | U | XT5SU460BCFF000XXX | 1SDA102634R1 | XT5S 600 Ekip Dip LIG In600 4p FF UL/CSA | 12:U | XT5SU460BCFF000XXX | https://new.abb.com/products/en/1SDA102634R1
12 | U | XT5SU460BEFF000XXX | 1SDA102618R1 | XT5S 600 Ekip Dip LS/I 600 4p FF UL/CSA | 12:U | XT5SU460BEFF000XXX | https://new.abb.com/products/en/1SDA102618R1
12 | U | XT5SU460BFFF000XXX | 1SDA102622R1 | XT5S 600 Ekip Dip LSI In600 4p FF UL/CSA | 12:U | XT5SU460BFFF000XXX | https://new.abb.com/products/en/1SDA102622R1
12 | U | XT5SU460BGFF000XXX | 1SDA102626R1 | XT5S 600 Ekip Dip LSIG 600 4p FF UL/CSA | 12:U | XT5SU460BGFF000XXX | https://new.abb.com/products/en/1SDA102626R1
12 | U | XT5SU460BNFF000XXX | 1SDA102630R1 | XT5S 600 TMG 600-3000 4p FF InN100%In UL | 12:U | XT5SU460BNFF000XXX | https://new.abb.com/products/en/1SDA102630R1
12 | U | XT5VU325AKFF000XXX | 1SDA107490R1 | XT5V 400 Ekip M Dip I (MCP) 250 3p FF UL | 12:U | XT5VU325AKFF000XXX | https://new.abb.com/products/en/1SDA107490R1
12 | U | XT5VU325ALFF000XXX | 1SDA107373R1 | XT5V 400 EkipM Dip LIU(MPCB)250 3p FF UL | 12:U | XT5VU325ALFF000XXX | https://new.abb.com/products/en/1SDA107373R1
12 | U | XT5VU325AWFF000XXX | 1SDA102573R1 | XT5V 400 EkipMTouchLRIU(MPCB)250 3pFF UL | 12:U | XT5VU325AWFF000XXX | https://new.abb.com/products/en/1SDA102573R1
12 | U | XT5VU330AKFF000XXX | 1SDA102570R1 | XT5V 400 Ekip M Dip I (MCP) 300 3p FF UL | 12:U | XT5VU330AKFF000XXX | https://new.abb.com/products/en/1SDA102570R1
12 | U | XT5VU330ALFF000XXX | 1SDA107374R1 | XT5V 400 EkipM Dip LIU(MPCB)300 3p FF UL | 12:U | XT5VU330ALFF000XXX | https://new.abb.com/products/en/1SDA107374R1
12 | U | XT5VU330AMFF000XXX | 1SDA102567R1 | XT5V 400 MA (MCP) In=300A 3p F F UL/CSA | 12:U | XT5VU330AMFF000XXX | https://new.abb.com/products/en/1SDA102567R1
12 | U | XT5VU330AWFF000XXX | 1SDA102574R1 | XT5V 400 EkipMTouchLRIU(MPCB)300 3pFF UL | 12:U | XT5VU330AWFF000XXX | https://new.abb.com/products/en/1SDA102574R1
12 | U | XT5VU340AKFF000XXX | 1SDA102571R1 | XT5V 400 Ekip M Dip I (MCP) 400 3p FF UL | 12:U | XT5VU340AKFF000XXX | https://new.abb.com/products/en/1SDA102571R1
12 | U | XT5VU340ALFF000XXX | 1SDA107375R1 | XT5V 400 EkipM Dip LIU(MPCB)400 3p FF UL | 12:U | XT5VU340ALFF000XXX | https://new.abb.com/products/en/1SDA107375R1
12 | U | XT5VU340AMFF000XXX | 1SDA102568R1 | XT5V 400 MA (MCP) In=400A 3p F F UL/CSA | 12:U | XT5VU340AMFF000XXX | https://new.abb.com/products/en/1SDA102568R1
12 | U | XT5VU340AWFF000XXX | 1SDA102575R1 | XT5V 400 EkipMTouchLRIU(MPCB)400 3pFF UL | 12:U | XT5VU340AWFF000XXX | https://new.abb.com/products/en/1SDA102575R1
12 | U | XT5VU350BKFF000XXX | 1SDA102572R1 | XT5V 600 Ekip M Dip I (MCP) 500 3p FF UL | 12:U | XT5VU350BKFF000XXX | https://new.abb.com/products/en/1SDA102572R1
12 | U | XT5VU350BLFF000XXX | 1SDA107376R1 | XT5V 600 EkipM Dip LIU(MPCB)500 3p FF UL | 12:U | XT5VU350BLFF000XXX | https://new.abb.com/products/en/1SDA107376R1
12 | U | XT5VU350BMFF000XXX | 1SDA102569R1 | XT5V 600 MA (MCP) In=500A 3p F F UL/CSA | 12:U | XT5VU350BMFF000XXX | https://new.abb.com/products/en/1SDA102569R1
12 | U | XT5VU350BWFF000XXX | 1SDA102576R1 | XT5V 600 EkipMTouchLRIU(MPCB)500 3pFF UL | 12:U | XT5VU350BWFF000XXX | https://new.abb.com/products/en/1SDA102576R1
12 | U | XT5XU325AKFF000XXX | 1SDA107491R1 | XT5X 400 Ekip M Dip I (MCP) 250 3p FF UL | 12:U | XT5XU325AKFF000XXX | https://new.abb.com/products/en/1SDA107491R1
12 | U | XT5XU325ALFF000XXX | 1SDA107377R1 | XT5X 400 EkipM Dip LIU(MPCB)250 3p FF UL | 12:U | XT5XU325ALFF000XXX | https://new.abb.com/products/en/1SDA107377R1
12 | U | XT5XU325AWFF000XXX | 1SDA102583R1 | XT5X 400 EkipMTouchLRIU(MPCB)250 3pFF UL | 12:U | XT5XU325AWFF000XXX | https://new.abb.com/products/en/1SDA102583R1
12 | U | XT5XU330AKFF000XXX | 1SDA102580R1 | XT5X 400 Ekip M Dip I (MCP) 300 3p FF UL | 12:U | XT5XU330AKFF000XXX | https://new.abb.com/products/en/1SDA102580R1
12 | U | XT5XU330ALFF000XXX | 1SDA107378R1 | XT5X 400 EkipM Dip LIU(MPCB)300 3p FF UL | 12:U | XT5XU330ALFF000XXX | https://new.abb.com/products/en/1SDA107378R1
12 | U | XT5XU330AMFF000XXX | 1SDA102577R1 | XT5X 400 MA (MCP) In=300A 3p F F UL/CSA | 12:U | XT5XU330AMFF000XXX | https://new.abb.com/products/en/1SDA102577R1
12 | U | XT5XU330AWFF000XXX | 1SDA102584R1 | XT5X 400 EkipMTouchLRIU(MPCB)300 3pFF UL | 12:U | XT5XU330AWFF000XXX | https://new.abb.com/products/en/1SDA102584R1
12 | U | XT5XU340AKFF000XXX | 1SDA102581R1 | XT5X 400 Ekip M Dip I (MCP) 400 3p FF UL | 12:U | XT5XU340AKFF000XXX | https://new.abb.com/products/en/1SDA102581R1
12 | U | XT5XU340ALFF000XXX | 1SDA107379R1 | XT5X 400 EkipM Dip LIU(MPCB)400 3p FF UL | 12:U | XT5XU340ALFF000XXX | https://new.abb.com/products/en/1SDA107379R1
12 | U | XT5XU340AMFF000XXX | 1SDA102578R1 | XT5X 400 MA (MCP) In=400A 3p F F UL/CSA | 12:U | XT5XU340AMFF000XXX | https://new.abb.com/products/en/1SDA102578R1
12 | U | XT5XU340AWFF000XXX | 1SDA102585R1 | XT5X 400 EkipMTouchLRIU(MPCB)400 3pFF UL | 12:U | XT5XU340AWFF000XXX | https://new.abb.com/products/en/1SDA102585R1
12 | U | XT5XU350BKFF000XXX | 1SDA102582R1 | XT5X 600 Ekip M Dip I (MCP) 500 3p FF UL | 12:U | XT5XU350BKFF000XXX | https://new.abb.com/products/en/1SDA102582R1
12 | U | XT5XU350BLFF000XXX | 1SDA107380R1 | XT5X 600 EkipM Dip LIU(MPCB)500 3p FF UL | 12:U | XT5XU350BLFF000XXX | https://new.abb.com/products/en/1SDA107380R1
12 | U | XT5XU350BMFF000XXX | 1SDA102579R1 | XT5X 600 MA (MCP) In=500A 3p F F UL/CSA | 12:U | XT5XU350BMFF000XXX | https://new.abb.com/products/en/1SDA102579R1
12 | U | XT5XU350BWFF000XXX | 1SDA102586R1 | XT5X 600 EkipMTouchLRIU(MPCB)500 3pFF UL | 12:U | XT5XU350BWFF000XXX | https://new.abb.com/products/en/1SDA102586R1
12 | U | XT6HU3600BFF000XXX | 1SDA107639R1 | XT6H 800 TMA In=600A 3p F F UL | 12:U | XT6HU3600BFF000XXX | https://new.abb.com/products/en/1SDA107639R1
12 | U | XT6HU3600CFF000XXX | 1SDA107645R1 | XT6H 800 Ekip Dip LIG In600 3p FF UL/CSA | 12:U | XT6HU3600CFF000XXX | https://new.abb.com/products/en/1SDA107645R1
12 | U | XT6HU3600EFF000XXX | 1SDA107640R1 | XT6H 800 Ekip Dip LS/I 600 3p FF UL/CSA | 12:U | XT6HU3600EFF000XXX | https://new.abb.com/products/en/1SDA107640R1
12 | U | XT6HU3600FFF000XXX | 1SDA107641R1 | XT6H 800 Ekip Dip LSI In600 3p FF UL/CSA | 12:U | XT6HU3600FFF000XXX | https://new.abb.com/products/en/1SDA107641R1
12 | U | XT6HU3600GFF000XXX | 1SDA107642R1 | XT6H 800 Ekip Dip LSIG 600 3p FF UL/CSA | 12:U | XT6HU3600GFF000XXX | https://new.abb.com/products/en/1SDA107642R1
12 | U | XT6HU3600KFF000XXX | 1SDA107643R1 | XT6H 800 Ekip M Dip I (MCP) 600 3p FF UL | 12:U | XT6HU3600KFF000XXX | https://new.abb.com/products/en/1SDA107643R1
12 | U | XT6HU3600LFF000XXX | 1SDA107644R1 | XT6H 800 EkipM Dip LIU(MPCB)600 3p FF UL | 12:U | XT6HU3600LFF000XXX | https://new.abb.com/products/en/1SDA107644R1
12 | U | XT6HU3800BFF000XXX | 1SDA102853R1 | XT6H 800 TMA In=800A 3p F F UL | 12:U | XT6HU3800BFF000XXX | https://new.abb.com/products/en/1SDA102853R1
12 | U | XT6HU3800CFF000XXX | 1SDA102859R1 | XT6H 800 Ekip Dip LIG In800 3p FF UL/CSA | 12:U | XT6HU3800CFF000XXX | https://new.abb.com/products/en/1SDA102859R1
12 | U | XT6HU3800EFF000XXX | 1SDA102854R1 | XT6H 800 Ekip Dip LS/I 800 3p FF UL/CSA | 12:U | XT6HU3800EFF000XXX | https://new.abb.com/products/en/1SDA102854R1
12 | U | XT6HU3800FFF000XXX | 1SDA102855R1 | XT6H 800 Ekip Dip LSI In800 3p FF UL/CSA | 12:U | XT6HU3800FFF000XXX | https://new.abb.com/products/en/1SDA102855R1
12 | U | XT6HU3800GFF000XXX | 1SDA102856R1 | XT6H 800 Ekip Dip LSIG 800 3p FF UL/CSA | 12:U | XT6HU3800GFF000XXX | https://new.abb.com/products/en/1SDA102856R1
12 | U | XT6HU3800KFF000XXX | 1SDA102857R1 | XT6H 800 Ekip M Dip I (MCP) 800 3p FF UL | 12:U | XT6HU3800KFF000XXX | https://new.abb.com/products/en/1SDA102857R1
12 | U | XT6HU3800LFF000XXX | 1SDA102858R1 | XT6H 800 EkipM Dip LIU(MPCB)800 3p FF UL | 12:U | XT6HU3800LFF000XXX | https://new.abb.com/products/en/1SDA102858R1
12 | U | XT6HU4600BFF000XXX | 1SDA107656R1 | XT6H 800 TMA In=600A 4p F F InN100%In UL | 12:U | XT6HU4600BFF000XXX | https://new.abb.com/products/en/1SDA107656R1
12 | U | XT6HU4600CFF000XXX | 1SDA107660R1 | XT6H 800 Ekip Dip LIG In600 4p FF UL/CSA | 12:U | XT6HU4600CFF000XXX | https://new.abb.com/products/en/1SDA107660R1
12 | U | XT6HU4600EFF000XXX | 1SDA107657R1 | XT6H 800 Ekip Dip LS/I 600 4p FF UL/CSA | 12:U | XT6HU4600EFF000XXX | https://new.abb.com/products/en/1SDA107657R1
12 | U | XT6HU4600FFF000XXX | 1SDA107658R1 | XT6H 800 Ekip Dip LSI In600 4p FF UL/CSA | 12:U | XT6HU4600FFF000XXX | https://new.abb.com/products/en/1SDA107658R1
12 | U | XT6HU4600GFF000XXX | 1SDA107659R1 | XT6H 800 Ekip Dip LSIG 600 4p FF UL/CSA | 12:U | XT6HU4600GFF000XXX | https://new.abb.com/products/en/1SDA107659R1
12 | U | XT6HU4800BFF000XXX | 1SDA102870R1 | XT6H 800 TMA In=800A 4p F F InN100%In UL | 12:U | XT6HU4800BFF000XXX | https://new.abb.com/products/en/1SDA102870R1
12 | U | XT6HU4800CFF000XXX | 1SDA102874R1 | XT6H 800 Ekip Dip LIG In800 4p FF UL/CSA | 12:U | XT6HU4800CFF000XXX | https://new.abb.com/products/en/1SDA102874R1
12 | U | XT6HU4800EFF000XXX | 1SDA102871R1 | XT6H 800 Ekip Dip LS/I 800 4p FF UL/CSA | 12:U | XT6HU4800EFF000XXX | https://new.abb.com/products/en/1SDA102871R1
12 | U | XT6HU4800FFF000XXX | 1SDA102872R1 | XT6H 800 Ekip Dip LSI In800 4p FF UL/CSA | 12:U | XT6HU4800FFF000XXX | https://new.abb.com/products/en/1SDA102872R1
12 | U | XT6HU4800GFF000XXX | 1SDA102873R1 | XT6H 800 Ekip Dip LSIG 800 4p FF UL/CSA | 12:U | XT6HU4800GFF000XXX | https://new.abb.com/products/en/1SDA102873R1
12 | U | XT6NU3600BFF000XXX | 1SDA107625R1 | XT6N 800 TMA In=600A 3p F F UL | 12:U | XT6NU3600BFF000XXX | https://new.abb.com/products/en/1SDA107625R1
12 | U | XT6NU3600CFF000XXX | 1SDA107631R1 | XT6N 800 Ekip Dip LIG In600 3p FF UL/CSA | 12:U | XT6NU3600CFF000XXX | https://new.abb.com/products/en/1SDA107631R1
12 | U | XT6NU3600EFF000XXX | 1SDA107626R1 | XT6N 800 Ekip Dip LS/I 600 3p FF UL/CSA | 12:U | XT6NU3600EFF000XXX | https://new.abb.com/products/en/1SDA107626R1
12 | U | XT6NU3600FFF000XXX | 1SDA107627R1 | XT6N 800 Ekip Dip LSI In600 3p FF UL/CSA | 12:U | XT6NU3600FFF000XXX | https://new.abb.com/products/en/1SDA107627R1
12 | U | XT6NU3600GFF000XXX | 1SDA107628R1 | XT6N 800 Ekip Dip LSIG 600 3p FF UL/CSA | 12:U | XT6NU3600GFF000XXX | https://new.abb.com/products/en/1SDA107628R1
12 | U | XT6NU3600KFF000XXX | 1SDA107629R1 | XT6N 800 Ekip M Dip I (MCP) 600 3p FF UL | 12:U | XT6NU3600KFF000XXX | https://new.abb.com/products/en/1SDA107629R1
12 | U | XT6NU3600LFF000XXX | 1SDA107630R1 | XT6N 800 EkipM Dip LIU(MPCB)600 3p FF UL | 12:U | XT6NU3600LFF000XXX | https://new.abb.com/products/en/1SDA107630R1
12 | U | XT6NU3800BFF000XXX | 1SDA102839R1 | XT6N 800 TMA In=800A 3p F F UL | 12:U | XT6NU3800BFF000XXX | https://new.abb.com/products/en/1SDA102839R1
12 | U | XT6NU3800CFF000XXX | 1SDA102845R1 | XT6N 800 Ekip Dip LIG In800 3p FF UL/CSA | 12:U | XT6NU3800CFF000XXX | https://new.abb.com/products/en/1SDA102845R1
12 | U | XT6NU3800EFF000XXX | 1SDA102840R1 | XT6N 800 Ekip Dip LS/I 800 3p FF UL/CSA | 12:U | XT6NU3800EFF000XXX | https://new.abb.com/products/en/1SDA102840R1
12 | U | XT6NU3800FFF000XXX | 1SDA102841R1 | XT6N 800 Ekip Dip LSI In800 3p FF UL/CSA | 12:U | XT6NU3800FFF000XXX | https://new.abb.com/products/en/1SDA102841R1
12 | U | XT6NU3800GFF000XXX | 1SDA102842R1 | XT6N 800 Ekip Dip LSIG 800 3p FF UL/CSA | 12:U | XT6NU3800GFF000XXX | https://new.abb.com/products/en/1SDA102842R1
12 | U | XT6NU3800KFF000XXX | 1SDA102843R1 | XT6N 800 Ekip M Dip I (MCP) 800 3p FF UL | 12:U | XT6NU3800KFF000XXX | https://new.abb.com/products/en/1SDA102843R1
12 | U | XT6NU3800LFF000XXX | 1SDA102844R1 | XT6N 800 EkipM Dip LIU(MPCB)800 3p FF UL | 12:U | XT6NU3800LFF000XXX | https://new.abb.com/products/en/1SDA102844R1
12 | U | XT6NU4600BFF000XXX | 1SDA107646R1 | XT6N 800 TMA In=600A 4p F F InN100%In UL | 12:U | XT6NU4600BFF000XXX | https://new.abb.com/products/en/1SDA107646R1
12 | U | XT6NU4600CFF000XXX | 1SDA107650R1 | XT6N 800 Ekip Dip LIG In600 4p FF UL/CSA | 12:U | XT6NU4600CFF000XXX | https://new.abb.com/products/en/1SDA107650R1
12 | U | XT6NU4600EFF000XXX | 1SDA107647R1 | XT6N 800 Ekip Dip LS/I 600 4p FF UL/CSA | 12:U | XT6NU4600EFF000XXX | https://new.abb.com/products/en/1SDA107647R1
12 | U | XT6NU4600FFF000XXX | 1SDA107648R1 | XT6N 800 Ekip Dip LSI In600 4p FF UL/CSA | 12:U | XT6NU4600FFF000XXX | https://new.abb.com/products/en/1SDA107648R1
12 | U | XT6NU4600GFF000XXX | 1SDA107649R1 | XT6N 800 Ekip Dip LSIG 600 4p FF UL/CSA | 12:U | XT6NU4600GFF000XXX | https://new.abb.com/products/en/1SDA107649R1
12 | U | XT6NU4800BFF000XXX | 1SDA102860R1 | XT6N 800 TMA In=800A 4p F F InN100%In UL | 12:U | XT6NU4800BFF000XXX | https://new.abb.com/products/en/1SDA102860R1
12 | U | XT6NU4800CFF000XXX | 1SDA102864R1 | XT6N 800 Ekip Dip LIG In800 4p FF UL/CSA | 12:U | XT6NU4800CFF000XXX | https://new.abb.com/products/en/1SDA102864R1
12 | U | XT6NU4800EFF000XXX | 1SDA102861R1 | XT6N 800 Ekip Dip LS/I 800 4p FF UL/CSA | 12:U | XT6NU4800EFF000XXX | https://new.abb.com/products/en/1SDA102861R1
12 | U | XT6NU4800FFF000XXX | 1SDA102862R1 | XT6N 800 Ekip Dip LSI In800 4p FF UL/CSA | 12:U | XT6NU4800FFF000XXX | https://new.abb.com/products/en/1SDA102862R1
12 | U | XT6NU4800GFF000XXX | 1SDA102863R1 | XT6N 800 Ekip Dip LSIG 800 4p FF UL/CSA | 12:U | XT6NU4800GFF000XXX | https://new.abb.com/products/en/1SDA102863R1
12 | U | XT6SU3600BFF000XXX | 1SDA107632R1 | XT6S 800 TMA In=600A 3p F F UL | 12:U | XT6SU3600BFF000XXX | https://new.abb.com/products/en/1SDA107632R1
12 | U | XT6SU3600CFF000XXX | 1SDA107638R1 | XT6S 800 Ekip Dip LIG In600 3p FF UL/CSA | 12:U | XT6SU3600CFF000XXX | https://new.abb.com/products/en/1SDA107638R1
12 | U | XT6SU3600EFF000XXX | 1SDA107633R1 | XT6S 800 Ekip Dip LS/I 600 3p FF UL/CSA | 12:U | XT6SU3600EFF000XXX | https://new.abb.com/products/en/1SDA107633R1
12 | U | XT6SU3600FFF000XXX | 1SDA107634R1 | XT6S 800 Ekip Dip LSI In600 3p FF UL/CSA | 12:U | XT6SU3600FFF000XXX | https://new.abb.com/products/en/1SDA107634R1
12 | U | XT6SU3600GFF000XXX | 1SDA107635R1 | XT6S 800 Ekip Dip LSIG 600 3p FF UL/CSA | 12:U | XT6SU3600GFF000XXX | https://new.abb.com/products/en/1SDA107635R1
12 | U | XT6SU3600KFF000XXX | 1SDA107636R1 | XT6S 800 Ekip M Dip I (MCP) 600 3p FF UL | 12:U | XT6SU3600KFF000XXX | https://new.abb.com/products/en/1SDA107636R1
12 | U | XT6SU3600LFF000XXX | 1SDA107637R1 | XT6S 800 EkipM Dip LIU(MPCB)600 3p FF UL | 12:U | XT6SU3600LFF000XXX | https://new.abb.com/products/en/1SDA107637R1
12 | U | XT6SU3800BFF000XXX | 1SDA102846R1 | XT6S 800 TMA In=800A 3p F F UL | 12:U | XT6SU3800BFF000XXX | https://new.abb.com/products/en/1SDA102846R1
12 | U | XT6SU3800CFF000XXX | 1SDA102852R1 | XT6S 800 Ekip Dip LIG In800 3p FF UL/CSA | 12:U | XT6SU3800CFF000XXX | https://new.abb.com/products/en/1SDA102852R1
12 | U | XT6SU3800EFF000XXX | 1SDA102847R1 | XT6S 800 Ekip Dip LS/I 800 3p FF UL/CSA | 12:U | XT6SU3800EFF000XXX | https://new.abb.com/products/en/1SDA102847R1
12 | U | XT6SU3800FFF000XXX | 1SDA102848R1 | XT6S 800 Ekip Dip LSI In800 3p FF UL/CSA | 12:U | XT6SU3800FFF000XXX | https://new.abb.com/products/en/1SDA102848R1
12 | U | XT6SU3800GFF000XXX | 1SDA102849R1 | XT6S 800 Ekip Dip LSIG 800 3p FF UL/CSA | 12:U | XT6SU3800GFF000XXX | https://new.abb.com/products/en/1SDA102849R1
12 | U | XT6SU3800KFF000XXX | 1SDA102850R1 | XT6S 800 Ekip M Dip I (MCP) 800 3p FF UL | 12:U | XT6SU3800KFF000XXX | https://new.abb.com/products/en/1SDA102850R1
12 | U | XT6SU3800LFF000XXX | 1SDA102851R1 | XT6S 800 EkipM Dip LIU(MPCB)800 3p FF UL | 12:U | XT6SU3800LFF000XXX | https://new.abb.com/products/en/1SDA102851R1
12 | U | XT6SU4600BFF000XXX | 1SDA107651R1 | XT6S 800 TMA In=600A 4p F F InN100%In UL | 12:U | XT6SU4600BFF000XXX | https://new.abb.com/products/en/1SDA107651R1
12 | U | XT6SU4600CFF000XXX | 1SDA107655R1 | XT6S 800 Ekip Dip LIG In600 4p FF UL/CSA | 12:U | XT6SU4600CFF000XXX | https://new.abb.com/products/en/1SDA107655R1
12 | U | XT6SU4600EFF000XXX | 1SDA107652R1 | XT6S 800 Ekip Dip LS/I 600 4p FF UL/CSA | 12:U | XT6SU4600EFF000XXX | https://new.abb.com/products/en/1SDA107652R1
12 | U | XT6SU4600FFF000XXX | 1SDA107653R1 | XT6S 800 Ekip Dip LSI In600 4p FF UL/CSA | 12:U | XT6SU4600FFF000XXX | https://new.abb.com/products/en/1SDA107653R1
12 | U | XT6SU4600GFF000XXX | 1SDA107654R1 | XT6S 800 Ekip Dip LSIG 600 4p FF UL/CSA | 12:U | XT6SU4600GFF000XXX | https://new.abb.com/products/en/1SDA107654R1
12 | U | XT6SU4800BFF000XXX | 1SDA102865R1 | XT6S 800 TMA In=800A 4p F F InN100%In UL | 12:U | XT6SU4800BFF000XXX | https://new.abb.com/products/en/1SDA102865R1
12 | U | XT6SU4800CFF000XXX | 1SDA102869R1 | XT6S 800 Ekip Dip LIG In800 4p FF UL/CSA | 12:U | XT6SU4800CFF000XXX | https://new.abb.com/products/en/1SDA102869R1
12 | U | XT6SU4800EFF000XXX | 1SDA102866R1 | XT6S 800 Ekip Dip LS/I 800 4p FF UL/CSA | 12:U | XT6SU4800EFF000XXX | https://new.abb.com/products/en/1SDA102866R1
12 | U | XT6SU4800FFF000XXX | 1SDA102867R1 | XT6S 800 Ekip Dip LSI In800 4p FF UL/CSA | 12:U | XT6SU4800FFF000XXX | https://new.abb.com/products/en/1SDA102867R1
12 | U | XT6SU4800GFF000XXX | 1SDA102868R1 | XT6S 800 Ekip Dip LSIG 800 4p FF UL/CSA | 12:U | XT6SU4800GFF000XXX | https://new.abb.com/products/en/1SDA102868R1
12 | U | XT7HU380CCFF000XXX | 1SDA102992R1 | XT7H 800 Ekip Dip LIG In=800A 3p F F UL | 12:U | XT7HU380CCFF000XXX | https://new.abb.com/products/en/1SDA102992R1
12 | U | XT7HU380CEFF000XXX | 1SDA102947R1 | XT7H 800 Ekip Dip LS/I In=800A 3p F F UL | 12:U | XT7HU380CEFF000XXX | https://new.abb.com/products/en/1SDA102947R1
12 | U | XT7HU380CFFF000XXX | 1SDA102950R1 | XT7H 800 Ekip Dip LSI In=800A 3p F F UL | 12:U | XT7HU380CFFF000XXX | https://new.abb.com/products/en/1SDA102950R1
12 | U | XT7HU380CGFF000XXX | 1SDA102953R1 | XT7H 800 Ekip Dip LSIG In=800A 3p F F UL | 12:U | XT7HU380CGFF000XXX | https://new.abb.com/products/en/1SDA102953R1
12 | U | XT7HU380CKFF000XXX | 1SDA102974R1 | XT7H 800 Ekip M Dip I (MCP) 800 3p FF UL | 12:U | XT7HU380CKFF000XXX | https://new.abb.com/products/en/1SDA102974R1
12 | U | XT7HU380CPFF000XXX | 1SDA102956R1 | XT7H 800 Ekip Touch LSI In800A 3p F F UL | 12:U | XT7HU380CPFF000XXX | https://new.abb.com/products/en/1SDA102956R1
12 | U | XT7HU380CQFF000XXX | 1SDA102959R1 | XT7H 800 Ekip Touch LSIG In800A 3p FF UL | 12:U | XT7HU380CQFF000XXX | https://new.abb.com/products/en/1SDA102959R1
12 | U | XT7HU380CRFF000XXX | 1SDA102962R1 | XT7H 800 Ekip Touch Meas.LSI 800 3pFF UL | 12:U | XT7HU380CRFF000XXX | https://new.abb.com/products/en/1SDA102962R1
12 | U | XT7HU380CSFF000XXX | 1SDA102965R1 | XT7H 800 Ekip TouchMeas.LSIG 800 3pFF UL | 12:U | XT7HU380CSFF000XXX | https://new.abb.com/products/en/1SDA102965R1
12 | U | XT7HU380CTFF000XXX | 1SDA102968R1 | XT7H 800 Ekip Hi-Touch LSI 800 3p FF UL | 12:U | XT7HU380CTFF000XXX | https://new.abb.com/products/en/1SDA102968R1
12 | U | XT7HU380CUFF000XXX | 1SDA102971R1 | XT7H 800 Ekip Hi-Touch LSIG 800 3p FF UL | 12:U | XT7HU380CUFF000XXX | https://new.abb.com/products/en/1SDA102971R1
12 | U | XT7HU380CWFF000XXX | 1SDA102977R1 | XT7H 800 Ekip M Touch LRIU(MPCB)3p FF UL | 12:U | XT7HU380CWFF000XXX | https://new.abb.com/products/en/1SDA102977R1
12 | U | XT7HU380CXFF000XXX | 1SDA102980R1 | XT7H 800 Ekip G Dip LS/I In800 3p F F UL | 12:U | XT7HU380CXFF000XXX | https://new.abb.com/products/en/1SDA102980R1
12 | U | XT7HU380CYFF000XXX | 1SDA102983R1 | XT7H 800 Ekip G Touch LSIG In800 3pFF UL | 12:U | XT7HU380CYFF000XXX | https://new.abb.com/products/en/1SDA102983R1
12 | U | XT7HU380CZFF000XXX | 1SDA102986R1 | XT7H 800 Ekip G Hi-TouchLSIG 800 3pFF UL | 12:U | XT7HU380CZFF000XXX | https://new.abb.com/products/en/1SDA102986R1
12 | U | XT7HU480CCFF000XXX | 1SDA103220R1 | XT7H 800 Ekip Dip LIG In=800A 4p F F UL | 12:U | XT7HU480CCFF000XXX | https://new.abb.com/products/en/1SDA103220R1
12 | U | XT7HU480CEFF000XXX | 1SDA103181R1 | XT7H 800 Ekip Dip LS/I In=800A 4p F F UL | 12:U | XT7HU480CEFF000XXX | https://new.abb.com/products/en/1SDA103181R1
12 | U | XT7HU480CFFF000XXX | 1SDA103184R1 | XT7H 800 Ekip Dip LSI In=800A 4p F F UL | 12:U | XT7HU480CFFF000XXX | https://new.abb.com/products/en/1SDA103184R1
12 | U | XT7HU480CGFF000XXX | 1SDA103187R1 | XT7H 800 Ekip Dip LSIG In=800A 4p F F UL | 12:U | XT7HU480CGFF000XXX | https://new.abb.com/products/en/1SDA103187R1
12 | U | XT7HU480CPFF000XXX | 1SDA103190R1 | XT7H 800 Ekip Touch LSI In800A 4p F F UL | 12:U | XT7HU480CPFF000XXX | https://new.abb.com/products/en/1SDA103190R1
12 | U | XT7HU480CQFF000XXX | 1SDA103193R1 | XT7H 800 Ekip Touch LSIG In800A 4p FF UL | 12:U | XT7HU480CQFF000XXX | https://new.abb.com/products/en/1SDA103193R1
12 | U | XT7HU480CRFF000XXX | 1SDA103196R1 | XT7H 800 Ekip Touch Meas.LSI 800 4pFF UL | 12:U | XT7HU480CRFF000XXX | https://new.abb.com/products/en/1SDA103196R1
12 | U | XT7HU480CSFF000XXX | 1SDA103199R1 | XT7H 800 EkipTouch Meas.LSIG 800 4pFF UL | 12:U | XT7HU480CSFF000XXX | https://new.abb.com/products/en/1SDA103199R1
12 | U | XT7HU480CTFF000XXX | 1SDA103202R1 | XT7H 800 Ekip Hi-Touch LSI 800 4p FF UL | 12:U | XT7HU480CTFF000XXX | https://new.abb.com/products/en/1SDA103202R1
12 | U | XT7HU480CUFF000XXX | 1SDA103205R1 | XT7H 800 Ekip Hi-Touch LSIG 800 4p FF UL | 12:U | XT7HU480CUFF000XXX | https://new.abb.com/products/en/1SDA103205R1
12 | U | XT7HU480CXFF000XXX | 1SDA103208R1 | XT7H 800 Ekip G Dip LS/I In800 4p F F UL | 12:U | XT7HU480CXFF000XXX | https://new.abb.com/products/en/1SDA103208R1
12 | U | XT7HU480CYFF000XXX | 1SDA103211R1 | XT7H 800 Ekip G Touch LSIG 800 4p FF UL | 12:U | XT7HU480CYFF000XXX | https://new.abb.com/products/en/1SDA103211R1
12 | U | XT7HU480CZFF000XXX | 1SDA103214R1 | XT7H 800 Ekip G Hi-TouchLSIG 800 4pFF UL | 12:U | XT7HU480CZFF000XXX | https://new.abb.com/products/en/1SDA103214R1
12 | U | XT7LU380CCFF000XXX | 1SDA103040R1 | XT7L 800 Ekip Dip LIG In=800A 3p F F UL | 12:U | XT7LU380CCFF000XXX | https://new.abb.com/products/en/1SDA103040R1
12 | U | XT7LU380CEFF000XXX | 1SDA102995R1 | XT7L 800 Ekip Dip LS/I In=800A 3p F F UL | 12:U | XT7LU380CEFF000XXX | https://new.abb.com/products/en/1SDA102995R1
12 | U | XT7LU380CFFF000XXX | 1SDA102998R1 | XT7L 800 Ekip Dip LSI In=800A 3p F F UL | 12:U | XT7LU380CFFF000XXX | https://new.abb.com/products/en/1SDA102998R1
12 | U | XT7LU380CGFF000XXX | 1SDA103001R1 | XT7L 800 Ekip Dip LSIG In=800A 3p F F UL | 12:U | XT7LU380CGFF000XXX | https://new.abb.com/products/en/1SDA103001R1
12 | U | XT7LU380CKFF000XXX | 1SDA103022R1 | XT7L 800 Ekip M Dip I (MCP) 800 3p FF UL | 12:U | XT7LU380CKFF000XXX | https://new.abb.com/products/en/1SDA103022R1
12 | U | XT7LU380CPFF000XXX | 1SDA103004R1 | XT7L 800 Ekip Touch LSI In800A 3p F F UL | 12:U | XT7LU380CPFF000XXX | https://new.abb.com/products/en/1SDA103004R1
12 | U | XT7LU380CQFF000XXX | 1SDA103007R1 | XT7L 800 Ekip Touch LSIG In800A 3p FF UL | 12:U | XT7LU380CQFF000XXX | https://new.abb.com/products/en/1SDA103007R1
12 | U | XT7LU380CRFF000XXX | 1SDA103010R1 | XT7L 800 Ekip Touch Meas.LSI 800 3pFF UL | 12:U | XT7LU380CRFF000XXX | https://new.abb.com/products/en/1SDA103010R1
12 | U | XT7LU380CSFF000XXX | 1SDA103013R1 | XT7L 800 Ekip TouchMeas.LSIG 800 3pFF UL | 12:U | XT7LU380CSFF000XXX | https://new.abb.com/products/en/1SDA103013R1
12 | U | XT7LU380CTFF000XXX | 1SDA103016R1 | XT7L 800 Ekip Hi-Touch LSI 800 3p FF UL | 12:U | XT7LU380CTFF000XXX | https://new.abb.com/products/en/1SDA103016R1
12 | U | XT7LU380CUFF000XXX | 1SDA103019R1 | XT7L 800 Ekip Hi-Touch LSIG 800 3p FF UL | 12:U | XT7LU380CUFF000XXX | https://new.abb.com/products/en/1SDA103019R1
12 | U | XT7LU380CWFF000XXX | 1SDA103025R1 | XT7L 800 Ekip M Touch LRIU(MPCB)3p FF UL | 12:U | XT7LU380CWFF000XXX | https://new.abb.com/products/en/1SDA103025R1
12 | U | XT7LU380CXFF000XXX | 1SDA103028R1 | XT7L 800 Ekip G Dip LS/I In800 3p F F UL | 12:U | XT7LU380CXFF000XXX | https://new.abb.com/products/en/1SDA103028R1
12 | U | XT7LU380CYFF000XXX | 1SDA103031R1 | XT7L 800 Ekip G Touch LSIG In800 3pFF UL | 12:U | XT7LU380CYFF000XXX | https://new.abb.com/products/en/1SDA103031R1
12 | U | XT7LU380CZFF000XXX | 1SDA103034R1 | XT7L 800 Ekip G Hi-TouchLSIG 800 3pFF UL | 12:U | XT7LU380CZFF000XXX | https://new.abb.com/products/en/1SDA103034R1
12 | U | XT7LU480CCFF000XXX | 1SDA103262R1 | XT7L 800 Ekip Dip LIG In=800A 4p F F UL | 12:U | XT7LU480CCFF000XXX | https://new.abb.com/products/en/1SDA103262R1
12 | U | XT7LU480CEFF000XXX | 1SDA103223R1 | XT7L 800 Ekip Dip LS/I In=800A 4p F F UL | 12:U | XT7LU480CEFF000XXX | https://new.abb.com/products/en/1SDA103223R1
12 | U | XT7LU480CFFF000XXX | 1SDA103226R1 | XT7L 800 Ekip Dip LSI In=800A 4p F F UL | 12:U | XT7LU480CFFF000XXX | https://new.abb.com/products/en/1SDA103226R1
12 | U | XT7LU480CGFF000XXX | 1SDA103229R1 | XT7L 800 Ekip Dip LSIG In=800A 4p F F UL | 12:U | XT7LU480CGFF000XXX | https://new.abb.com/products/en/1SDA103229R1
12 | U | XT7LU480CPFF000XXX | 1SDA103232R1 | XT7L 800 Ekip Touch LSI In800A 4p F F UL | 12:U | XT7LU480CPFF000XXX | https://new.abb.com/products/en/1SDA103232R1
12 | U | XT7LU480CQFF000XXX | 1SDA103235R1 | XT7L 800 Ekip Touch LSIG In800A 4p FF UL | 12:U | XT7LU480CQFF000XXX | https://new.abb.com/products/en/1SDA103235R1
12 | U | XT7LU480CRFF000XXX | 1SDA103238R1 | XT7L 800 Ekip Touch Meas.LSI 800 4pFF UL | 12:U | XT7LU480CRFF000XXX | https://new.abb.com/products/en/1SDA103238R1
12 | U | XT7LU480CSFF000XXX | 1SDA103241R1 | XT7L 800 EkipTouch Meas.LSIG 800 4pFF UL | 12:U | XT7LU480CSFF000XXX | https://new.abb.com/products/en/1SDA103241R1
12 | U | XT7LU480CTFF000XXX | 1SDA103244R1 | XT7L 800 Ekip Hi-Touch LSI 800 4p FF UL | 12:U | XT7LU480CTFF000XXX | https://new.abb.com/products/en/1SDA103244R1
12 | U | XT7LU480CUFF000XXX | 1SDA103247R1 | XT7L 800 Ekip Hi-Touch LSIG 800 4p FF UL | 12:U | XT7LU480CUFF000XXX | https://new.abb.com/products/en/1SDA103247R1
12 | U | XT7LU480CXFF000XXX | 1SDA103250R1 | XT7L 800 Ekip G Dip LS/I In800 4p F F UL | 12:U | XT7LU480CXFF000XXX | https://new.abb.com/products/en/1SDA103250R1
12 | U | XT7LU480CYFF000XXX | 1SDA103253R1 | XT7L 800 Ekip G Touch LSIG 800 4p FF UL | 12:U | XT7LU480CYFF000XXX | https://new.abb.com/products/en/1SDA103253R1
12 | U | XT7LU480CZFF000XXX | 1SDA103256R1 | XT7L 800 Ekip G Hi-TouchLSIG 800 4pFF UL | 12:U | XT7LU480CZFF000XXX | https://new.abb.com/products/en/1SDA103256R1
12 | U | XT7SU380CCFF000XXX | 1SDA102944R1 | XT7S 800 Ekip Dip LIG In=800A 3p F F UL | 12:U | XT7SU380CCFF000XXX | https://new.abb.com/products/en/1SDA102944R1
12 | U | XT7SU380CEFF000XXX | 1SDA102899R1 | XT7S 800 Ekip Dip LS/I In=800A 3p F F UL | 12:U | XT7SU380CEFF000XXX | https://new.abb.com/products/en/1SDA102899R1
12 | U | XT7SU380CFFF000XXX | 1SDA102902R1 | XT7S 800 Ekip Dip LSI In=800A 3p F F UL | 12:U | XT7SU380CFFF000XXX | https://new.abb.com/products/en/1SDA102902R1
12 | U | XT7SU380CGFF000XXX | 1SDA102905R1 | XT7S 800 Ekip Dip LSIG In=800A 3p F F UL | 12:U | XT7SU380CGFF000XXX | https://new.abb.com/products/en/1SDA102905R1
12 | U | XT7SU380CKFF000XXX | 1SDA102926R1 | XT7S 800 Ekip M Dip I (MCP) 800 3p FF UL | 12:U | XT7SU380CKFF000XXX | https://new.abb.com/products/en/1SDA102926R1
12 | U | XT7SU380CPFF000XXX | 1SDA102908R1 | XT7S 800 Ekip Touch LSI In800A 3p F F UL | 12:U | XT7SU380CPFF000XXX | https://new.abb.com/products/en/1SDA102908R1
12 | U | XT7SU380CQFF000XXX | 1SDA102911R1 | XT7S 800 Ekip Touch LSIG In800A 3p FF UL | 12:U | XT7SU380CQFF000XXX | https://new.abb.com/products/en/1SDA102911R1
12 | U | XT7SU380CRFF000XXX | 1SDA102914R1 | XT7S 800 Ekip Touch Meas.LSI 800 3pFF UL | 12:U | XT7SU380CRFF000XXX | https://new.abb.com/products/en/1SDA102914R1
12 | U | XT7SU380CSFF000XXX | 1SDA102917R1 | XT7S 800 Ekip TouchMeas.LSIG 800 3pFF UL | 12:U | XT7SU380CSFF000XXX | https://new.abb.com/products/en/1SDA102917R1
12 | U | XT7SU380CTFF000XXX | 1SDA102920R1 | XT7S 800 Ekip Hi-Touch LSI 800 3p FF UL | 12:U | XT7SU380CTFF000XXX | https://new.abb.com/products/en/1SDA102920R1
12 | U | XT7SU380CUFF000XXX | 1SDA102923R1 | XT7S 800 Ekip Hi-Touch LSIG 800 3p FF UL | 12:U | XT7SU380CUFF000XXX | https://new.abb.com/products/en/1SDA102923R1
12 | U | XT7SU380CWFF000XXX | 1SDA102929R1 | XT7S 800 Ekip M Touch LRIU(MPCB)3p FF UL | 12:U | XT7SU380CWFF000XXX | https://new.abb.com/products/en/1SDA102929R1
12 | U | XT7SU380CXFF000XXX | 1SDA102932R1 | XT7S 800 Ekip G Dip LS/I In800 3p F F UL | 12:U | XT7SU380CXFF000XXX | https://new.abb.com/products/en/1SDA102932R1
12 | U | XT7SU380CYFF000XXX | 1SDA102935R1 | XT7S 800 Ekip G Touch LSIG In800 3pFF UL | 12:U | XT7SU380CYFF000XXX | https://new.abb.com/products/en/1SDA102935R1
12 | U | XT7SU380CZFF000XXX | 1SDA102938R1 | XT7S 800 Ekip G Hi-TouchLSIG 800 3pFF UL | 12:U | XT7SU380CZFF000XXX | https://new.abb.com/products/en/1SDA102938R1
12 | U | XT7SU480CCFF000XXX | 1SDA103178R1 | XT7S 800 Ekip Dip LIG In=800A 4p F F UL | 12:U | XT7SU480CCFF000XXX | https://new.abb.com/products/en/1SDA103178R1
12 | U | XT7SU480CEFF000XXX | 1SDA103139R1 | XT7S 800 Ekip Dip LS/I In=800A 4p F F UL | 12:U | XT7SU480CEFF000XXX | https://new.abb.com/products/en/1SDA103139R1
12 | U | XT7SU480CFFF000XXX | 1SDA103142R1 | XT7S 800 Ekip Dip LSI In=800A 4p F F UL | 12:U | XT7SU480CFFF000XXX | https://new.abb.com/products/en/1SDA103142R1
12 | U | XT7SU480CGFF000XXX | 1SDA103145R1 | XT7S 800 Ekip Dip LSIG In=800A 4p F F UL | 12:U | XT7SU480CGFF000XXX | https://new.abb.com/products/en/1SDA103145R1
12 | U | XT7SU480CPFF000XXX | 1SDA103148R1 | XT7S 800 Ekip Touch LSI In800A 4p F F UL | 12:U | XT7SU480CPFF000XXX | https://new.abb.com/products/en/1SDA103148R1
12 | U | XT7SU480CQFF000XXX | 1SDA103151R1 | XT7S 800 Ekip Touch LSIG In800A 4p FF UL | 12:U | XT7SU480CQFF000XXX | https://new.abb.com/products/en/1SDA103151R1
12 | U | XT7SU480CRFF000XXX | 1SDA103154R1 | XT7S 800 Ekip Touch Meas.LSI 800 4pFF UL | 12:U | XT7SU480CRFF000XXX | https://new.abb.com/products/en/1SDA103154R1
12 | U | XT7SU480CSFF000XXX | 1SDA103157R1 | XT7S 800 EkipTouch Meas.LSIG 800 4pFF UL | 12:U | XT7SU480CSFF000XXX | https://new.abb.com/products/en/1SDA103157R1
12 | U | XT7SU480CTFF000XXX | 1SDA103160R1 | XT7S 800 Ekip Hi-Touch LSI 800 4p FF UL | 12:U | XT7SU480CTFF000XXX | https://new.abb.com/products/en/1SDA103160R1
12 | U | XT7SU480CUFF000XXX | 1SDA103163R1 | XT7S 800 Ekip Hi-Touch LSIG 800 4p FF UL | 12:U | XT7SU480CUFF000XXX | https://new.abb.com/products/en/1SDA103163R1
12 | U | XT7SU480CXFF000XXX | 1SDA103166R1 | XT7S 800 Ekip G Dip LS/I In800 4p F F UL | 12:U | XT7SU480CXFF000XXX | https://new.abb.com/products/en/1SDA103166R1
12 | U | XT7SU480CYFF000XXX | 1SDA103169R1 | XT7S 800 Ekip G Touch LSIG 800 4p FF UL | 12:U | XT7SU480CYFF000XXX | https://new.abb.com/products/en/1SDA103169R1
12 | U | XT7SU480CZFF000XXX | 1SDA103172R1 | XT7S 800 Ekip G Hi-TouchLSIG 800 4pFF UL | 12:U | XT7SU480CZFF000XXX | https://new.abb.com/products/en/1SDA103172R1
12 | U | XT7VU380CCFF000XXX | 1SDA103088R1 | XT7V 800 Ekip Dip LIG In=800A 3p F F UL | 12:U | XT7VU380CCFF000XXX | https://new.abb.com/products/en/1SDA103088R1
12 | U | XT7VU380CEFF000XXX | 1SDA103043R1 | XT7V 800 Ekip Dip LS/I In=800A 3p F F UL | 12:U | XT7VU380CEFF000XXX | https://new.abb.com/products/en/1SDA103043R1
12 | U | XT7VU380CFFF000XXX | 1SDA103046R1 | XT7V 800 Ekip Dip LSI In=800A 3p F F UL | 12:U | XT7VU380CFFF000XXX | https://new.abb.com/products/en/1SDA103046R1
12 | U | XT7VU380CGFF000XXX | 1SDA103049R1 | XT7V 800 Ekip Dip LSIG In=800A 3p F F UL | 12:U | XT7VU380CGFF000XXX | https://new.abb.com/products/en/1SDA103049R1
12 | U | XT7VU380CKFF000XXX | 1SDA103070R1 | XT7V 800 Ekip M Dip I (MCP) 800 3p FF UL | 12:U | XT7VU380CKFF000XXX | https://new.abb.com/products/en/1SDA103070R1
12 | U | XT7VU380CPFF000XXX | 1SDA103052R1 | XT7V 800 Ekip Touch LSI In800A 3p F F UL | 12:U | XT7VU380CPFF000XXX | https://new.abb.com/products/en/1SDA103052R1
12 | U | XT7VU380CQFF000XXX | 1SDA103055R1 | XT7V 800 Ekip Touch LSIG In800A 3p FF UL | 12:U | XT7VU380CQFF000XXX | https://new.abb.com/products/en/1SDA103055R1
12 | U | XT7VU380CRFF000XXX | 1SDA103058R1 | XT7V 800 Ekip Touch Meas.LSI 800 3pFF UL | 12:U | XT7VU380CRFF000XXX | https://new.abb.com/products/en/1SDA103058R1
12 | U | XT7VU380CSFF000XXX | 1SDA103061R1 | XT7V 800 Ekip TouchMeas.LSIG 800 3pFF UL | 12:U | XT7VU380CSFF000XXX | https://new.abb.com/products/en/1SDA103061R1
12 | U | XT7VU380CTFF000XXX | 1SDA103064R1 | XT7V 800 Ekip Hi-Touch LSI 800 3p FF UL | 12:U | XT7VU380CTFF000XXX | https://new.abb.com/products/en/1SDA103064R1
12 | U | XT7VU380CUFF000XXX | 1SDA103067R1 | XT7V 800 Ekip Hi-Touch LSIG 800 3p FF UL | 12:U | XT7VU380CUFF000XXX | https://new.abb.com/products/en/1SDA103067R1
12 | U | XT7VU380CWFF000XXX | 1SDA103073R1 | XT7V 800 Ekip M Touch LRIU(MPCB)3p FF UL | 12:U | XT7VU380CWFF000XXX | https://new.abb.com/products/en/1SDA103073R1
12 | U | XT7VU380CXFF000XXX | 1SDA103076R1 | XT7V 800 Ekip G Dip LS/I In800 3p F F UL | 12:U | XT7VU380CXFF000XXX | https://new.abb.com/products/en/1SDA103076R1
12 | U | XT7VU380CYFF000XXX | 1SDA103079R1 | XT7V 800 Ekip G Touch LSIG In800 3pFF UL | 12:U | XT7VU380CYFF000XXX | https://new.abb.com/products/en/1SDA103079R1
12 | U | XT7VU380CZFF000XXX | 1SDA103082R1 | XT7V 800 Ekip G Hi-TouchLSIG 800 3pFF UL | 12:U | XT7VU380CZFF000XXX | https://new.abb.com/products/en/1SDA103082R1
12 | U | XT7VU480CCFF000XXX | 1SDA103304R1 | XT7V 800 Ekip Dip LIG In=800A 4p F F UL | 12:U | XT7VU480CCFF000XXX | https://new.abb.com/products/en/1SDA103304R1
12 | U | XT7VU480CEFF000XXX | 1SDA103265R1 | XT7V 800 Ekip Dip LS/I In=800A 4p F F UL | 12:U | XT7VU480CEFF000XXX | https://new.abb.com/products/en/1SDA103265R1
12 | U | XT7VU480CFFF000XXX | 1SDA103268R1 | XT7V 800 Ekip Dip LSI In=800A 4p F F UL | 12:U | XT7VU480CFFF000XXX | https://new.abb.com/products/en/1SDA103268R1
12 | U | XT7VU480CGFF000XXX | 1SDA103271R1 | XT7V 800 Ekip Dip LSIG In=800A 4p F F UL | 12:U | XT7VU480CGFF000XXX | https://new.abb.com/products/en/1SDA103271R1
12 | U | XT7VU480CPFF000XXX | 1SDA103274R1 | XT7V 800 Ekip Touch LSI In800A 4p F F UL | 12:U | XT7VU480CPFF000XXX | https://new.abb.com/products/en/1SDA103274R1
12 | U | XT7VU480CQFF000XXX | 1SDA103277R1 | XT7V 800 Ekip Touch LSIG In800A 4p FF UL | 12:U | XT7VU480CQFF000XXX | https://new.abb.com/products/en/1SDA103277R1
12 | U | XT7VU480CRFF000XXX | 1SDA103280R1 | XT7V 800 Ekip Touch Meas.LSI 800 4pFF UL | 12:U | XT7VU480CRFF000XXX | https://new.abb.com/products/en/1SDA103280R1
12 | U | XT7VU480CSFF000XXX | 1SDA103283R1 | XT7V 800 EkipTouch Meas.LSIG 800 4pFF UL | 12:U | XT7VU480CSFF000XXX | https://new.abb.com/products/en/1SDA103283R1
12 | U | XT7VU480CTFF000XXX | 1SDA103286R1 | XT7V 800 Ekip Hi-Touch LSI 800 4p FF UL | 12:U | XT7VU480CTFF000XXX | https://new.abb.com/products/en/1SDA103286R1
12 | U | XT7VU480CUFF000XXX | 1SDA103289R1 | XT7V 800 Ekip Hi-Touch LSIG 800 4p FF UL | 12:U | XT7VU480CUFF000XXX | https://new.abb.com/products/en/1SDA103289R1
12 | U | XT7VU480CXFF000XXX | 1SDA103292R1 | XT7V 800 Ekip G Dip LS/I In800 4p F F UL | 12:U | XT7VU480CXFF000XXX | https://new.abb.com/products/en/1SDA103292R1
12 | U | XT7VU480CYFF000XXX | 1SDA103295R1 | XT7V 800 Ekip G Touch LSIG 800 4p FF UL | 12:U | XT7VU480CYFF000XXX | https://new.abb.com/products/en/1SDA103295R1
12 | U | XT7VU480CZFF000XXX | 1SDA103298R1 | XT7V 800 Ekip G Hi-TouchLSIG 800 4pFF UL | 12:U | XT7VU480CZFF000XXX | https://new.abb.com/products/en/1SDA103298R1
12 | U | XT7HU310DCFF000XXX | 1SDA102993R1 | XT7H 1000 Ekip Dip LIG In1000A 3p FF UL | 12:U | XT7HU310DCFF000XXX | https://new.abb.com/products/en/1SDA102993R1
12 | U | XT7HU310DEFF000XXX | 1SDA102948R1 | XT7H 1000 Ekip Dip LS/I In1000A 3p FF UL | 12:U | XT7HU310DEFF000XXX | https://new.abb.com/products/en/1SDA102948R1
12 | U | XT7HU310DFFF000XXX | 1SDA102951R1 | XT7H 1000 Ekip Dip LSI In1000A 3p F F UL | 12:U | XT7HU310DFFF000XXX | https://new.abb.com/products/en/1SDA102951R1
12 | U | XT7HU310DGFF000XXX | 1SDA102954R1 | XT7H 1000 Ekip Dip LSIG In1000A 3p FF UL | 12:U | XT7HU310DGFF000XXX | https://new.abb.com/products/en/1SDA102954R1
12 | U | XT7HU310DKFF000XXX | 1SDA102975R1 | XT7H 1000 Ekip M Dip I(MCP)1000 3p FF UL | 12:U | XT7HU310DKFF000XXX | https://new.abb.com/products/en/1SDA102975R1
12 | U | XT7HU310DPFF000XXX | 1SDA102957R1 | XT7H 1000 Ekip Touch LSI In1000 3p FF UL | 12:U | XT7HU310DPFF000XXX | https://new.abb.com/products/en/1SDA102957R1
12 | U | XT7HU310DQFF000XXX | 1SDA102960R1 | XT7H 1000 Ekip Touch LSIG 1000 3p FF UL | 12:U | XT7HU310DQFF000XXX | https://new.abb.com/products/en/1SDA102960R1
12 | U | XT7HU310DRFF000XXX | 1SDA102963R1 | XT7H 1000 EkipTouchMeas.LSI 1000 3pFF UL | 12:U | XT7HU310DRFF000XXX | https://new.abb.com/products/en/1SDA102963R1
12 | U | XT7HU310DSFF000XXX | 1SDA102966R1 | XT7H 1000 EkipTouchMeasLSIG 1000 3pFF UL | 12:U | XT7HU310DSFF000XXX | https://new.abb.com/products/en/1SDA102966R1
12 | U | XT7HU310DTFF000XXX | 1SDA102969R1 | XT7H 1000 Ekip Hi-TouchLSI 1000 3p FF UL | 12:U | XT7HU310DTFF000XXX | https://new.abb.com/products/en/1SDA102969R1
12 | U | XT7HU310DUFF000XXX | 1SDA102972R1 | XT7H 1000 Ekip Hi-TouchLSIG 1000 3pFF UL | 12:U | XT7HU310DUFF000XXX | https://new.abb.com/products/en/1SDA102972R1
12 | U | XT7HU310DWFF000XXX | 1SDA102978R1 | XT7H 1000 Ekip M Touch LRIU(MPCB)3pFF UL | 12:U | XT7HU310DWFF000XXX | https://new.abb.com/products/en/1SDA102978R1
12 | U | XT7HU310DXFF000XXX | 1SDA102981R1 | XT7H 1000 Ekip G Dip LS/I 1000 3p F F UL | 12:U | XT7HU310DXFF000XXX | https://new.abb.com/products/en/1SDA102981R1
12 | U | XT7HU310DYFF000XXX | 1SDA102984R1 | XT7H 1000 Ekip G Touch LSIG 1000 3pFF UL | 12:U | XT7HU310DYFF000XXX | https://new.abb.com/products/en/1SDA102984R1
12 | U | XT7HU310DZFF000XXX | 1SDA102987R1 | XT7H 1000 EkipGHi-TouchLSIG 1000 3pFF UL | 12:U | XT7HU310DZFF000XXX | https://new.abb.com/products/en/1SDA102987R1
12 | U | XT7HU410DCFF000XXX | 1SDA103221R1 | XT7H 1000 Ekip Dip LIG In1000A 4p FF UL | 12:U | XT7HU410DCFF000XXX | https://new.abb.com/products/en/1SDA103221R1
12 | U | XT7HU410DEFF000XXX | 1SDA103182R1 | XT7H 1000 Ekip Dip LS/I In1000A 4p FF UL | 12:U | XT7HU410DEFF000XXX | https://new.abb.com/products/en/1SDA103182R1
12 | U | XT7HU410DFFF000XXX | 1SDA103185R1 | XT7H 1000 Ekip Dip LSI In1000A 4p F F UL | 12:U | XT7HU410DFFF000XXX | https://new.abb.com/products/en/1SDA103185R1
12 | U | XT7HU410DGFF000XXX | 1SDA103188R1 | XT7H 1000 Ekip Dip LSIG In1000A 4p FF UL | 12:U | XT7HU410DGFF000XXX | https://new.abb.com/products/en/1SDA103188R1
12 | U | XT7HU410DPFF000XXX | 1SDA103191R1 | XT7H 1000 Ekip Touch LSI In1000 4p FF UL | 12:U | XT7HU410DPFF000XXX | https://new.abb.com/products/en/1SDA103191R1
12 | U | XT7HU410DQFF000XXX | 1SDA103194R1 | XT7H 1000 Ekip Touch LSIG 1000 4p FF UL | 12:U | XT7HU410DQFF000XXX | https://new.abb.com/products/en/1SDA103194R1
12 | U | XT7HU410DRFF000XXX | 1SDA103197R1 | XT7H 1000 EkipTouchMeas.LSI 1000 4pFF UL | 12:U | XT7HU410DRFF000XXX | https://new.abb.com/products/en/1SDA103197R1
12 | U | XT7HU410DSFF000XXX | 1SDA103200R1 | XT7H 1000 EkipTouchMeasLSIG 1000 4pFF UL | 12:U | XT7HU410DSFF000XXX | https://new.abb.com/products/en/1SDA103200R1
12 | U | XT7HU410DTFF000XXX | 1SDA103203R1 | XT7H 1000 Ekip Hi-TouchLSI 1000 4p FF UL | 12:U | XT7HU410DTFF000XXX | https://new.abb.com/products/en/1SDA103203R1
12 | U | XT7HU410DUFF000XXX | 1SDA103206R1 | XT7H 1000 Ekip Hi-TouchLSIG 1000 4pFF UL | 12:U | XT7HU410DUFF000XXX | https://new.abb.com/products/en/1SDA103206R1
12 | U | XT7HU410DXFF000XXX | 1SDA103209R1 | XT7H 1000 Ekip G Dip LS/I 1000 4p F F UL | 12:U | XT7HU410DXFF000XXX | https://new.abb.com/products/en/1SDA103209R1
12 | U | XT7HU410DYFF000XXX | 1SDA103212R1 | XT7H 1000 Ekip G Touch LSIG 1000 4pFF UL | 12:U | XT7HU410DYFF000XXX | https://new.abb.com/products/en/1SDA103212R1
12 | U | XT7HU410DZFF000XXX | 1SDA103215R1 | XT7H 1000 EkipGHi-TouchLSIG 1000 4pFF UL | 12:U | XT7HU410DZFF000XXX | https://new.abb.com/products/en/1SDA103215R1
12 | U | XT7LU310DCFF000XXX | 1SDA103041R1 | XT7L 1000 Ekip Dip LIG In1000A 3p FF UL | 12:U | XT7LU310DCFF000XXX | https://new.abb.com/products/en/1SDA103041R1
12 | U | XT7LU310DEFF000XXX | 1SDA102996R1 | XT7L 1000 Ekip Dip LS/I In1000A 3p FF UL | 12:U | XT7LU310DEFF000XXX | https://new.abb.com/products/en/1SDA102996R1
12 | U | XT7LU310DFFF000XXX | 1SDA102999R1 | XT7L 1000 Ekip Dip LSI In1000A 3p F F UL | 12:U | XT7LU310DFFF000XXX | https://new.abb.com/products/en/1SDA102999R1
12 | U | XT7LU310DGFF000XXX | 1SDA103002R1 | XT7L 1000 Ekip Dip LSIG In1000A 3p FF UL | 12:U | XT7LU310DGFF000XXX | https://new.abb.com/products/en/1SDA103002R1
12 | U | XT7LU310DKFF000XXX | 1SDA103023R1 | XT7L 1000 Ekip M Dip I(MCP)1000 3p FF UL | 12:U | XT7LU310DKFF000XXX | https://new.abb.com/products/en/1SDA103023R1
12 | U | XT7LU310DPFF000XXX | 1SDA103005R1 | XT7L 1000 Ekip Touch LSI In1000 3p FF UL | 12:U | XT7LU310DPFF000XXX | https://new.abb.com/products/en/1SDA103005R1
12 | U | XT7LU310DQFF000XXX | 1SDA103008R1 | XT7L 1000 Ekip Touch LSIG 1000 3p FF UL | 12:U | XT7LU310DQFF000XXX | https://new.abb.com/products/en/1SDA103008R1
12 | U | XT7LU310DRFF000XXX | 1SDA103011R1 | XT7L 1000 EkipTouchMeas.LSI 1000 3pFF UL | 12:U | XT7LU310DRFF000XXX | https://new.abb.com/products/en/1SDA103011R1
12 | U | XT7LU310DSFF000XXX | 1SDA103014R1 | XT7L 1000 EkipTouchMeasLSIG 1000 3pFF UL | 12:U | XT7LU310DSFF000XXX | https://new.abb.com/products/en/1SDA103014R1
12 | U | XT7LU310DTFF000XXX | 1SDA103017R1 | XT7L 1000 Ekip Hi-TouchLSI 1000 3p FF UL | 12:U | XT7LU310DTFF000XXX | https://new.abb.com/products/en/1SDA103017R1
12 | U | XT7LU310DUFF000XXX | 1SDA103020R1 | XT7L 1000 Ekip Hi-TouchLSIG 1000 3pFF UL | 12:U | XT7LU310DUFF000XXX | https://new.abb.com/products/en/1SDA103020R1
12 | U | XT7LU310DWFF000XXX | 1SDA103026R1 | XT7L 1000 Ekip M Touch LRIU(MPCB)3pFF UL | 12:U | XT7LU310DWFF000XXX | https://new.abb.com/products/en/1SDA103026R1
12 | U | XT7LU310DXFF000XXX | 1SDA103029R1 | XT7L 1000 Ekip G Dip LS/I 1000 3p F F UL | 12:U | XT7LU310DXFF000XXX | https://new.abb.com/products/en/1SDA103029R1
12 | U | XT7LU310DYFF000XXX | 1SDA103032R1 | XT7L 1000 Ekip G Touch LSIG 1000 3pFF UL | 12:U | XT7LU310DYFF000XXX | https://new.abb.com/products/en/1SDA103032R1
12 | U | XT7LU310DZFF000XXX | 1SDA103035R1 | XT7L 1000 EkipGHi-TouchLSIG 1000 3pFF UL | 12:U | XT7LU310DZFF000XXX | https://new.abb.com/products/en/1SDA103035R1
12 | U | XT7LU410DCFF000XXX | 1SDA103263R1 | XT7L 1000 Ekip Dip LIG In1000A 4p FF UL | 12:U | XT7LU410DCFF000XXX | https://new.abb.com/products/en/1SDA103263R1
12 | U | XT7LU410DEFF000XXX | 1SDA103224R1 | XT7L 1000 Ekip Dip LS/I In1000A 4p FF UL | 12:U | XT7LU410DEFF000XXX | https://new.abb.com/products/en/1SDA103224R1
12 | U | XT7LU410DFFF000XXX | 1SDA103227R1 | XT7L 1000 Ekip Dip LSI In1000A 4p F F UL | 12:U | XT7LU410DFFF000XXX | https://new.abb.com/products/en/1SDA103227R1
12 | U | XT7LU410DGFF000XXX | 1SDA103230R1 | XT7L 1000 Ekip Dip LSIG In1000A 4p FF UL | 12:U | XT7LU410DGFF000XXX | https://new.abb.com/products/en/1SDA103230R1
12 | U | XT7LU410DPFF000XXX | 1SDA103233R1 | XT7L 1000 Ekip Touch LSI In1000 4p FF UL | 12:U | XT7LU410DPFF000XXX | https://new.abb.com/products/en/1SDA103233R1
12 | U | XT7LU410DQFF000XXX | 1SDA103236R1 | XT7L 1000 Ekip Touch LSIG 1000 4p FF UL | 12:U | XT7LU410DQFF000XXX | https://new.abb.com/products/en/1SDA103236R1
12 | U | XT7LU410DRFF000XXX | 1SDA103239R1 | XT7L 1000 EkipTouchMeas.LSI 1000 4pFF UL | 12:U | XT7LU410DRFF000XXX | https://new.abb.com/products/en/1SDA103239R1
12 | U | XT7LU410DSFF000XXX | 1SDA103242R1 | XT7L 1000 EkipTouchMeasLSIG 1000 4pFF UL | 12:U | XT7LU410DSFF000XXX | https://new.abb.com/products/en/1SDA103242R1
12 | U | XT7LU410DTFF000XXX | 1SDA103245R1 | XT7L 1000 Ekip Hi-TouchLSI 1000 4p FF UL | 12:U | XT7LU410DTFF000XXX | https://new.abb.com/products/en/1SDA103245R1
12 | U | XT7LU410DUFF000XXX | 1SDA103248R1 | XT7L 1000 Ekip Hi-TouchLSIG 1000 4pFF UL | 12:U | XT7LU410DUFF000XXX | https://new.abb.com/products/en/1SDA103248R1
12 | U | XT7LU410DXFF000XXX | 1SDA103251R1 | XT7L 1000 Ekip G Dip LS/I 1000 4p F F UL | 12:U | XT7LU410DXFF000XXX | https://new.abb.com/products/en/1SDA103251R1
12 | U | XT7LU410DYFF000XXX | 1SDA103254R1 | XT7L 1000 Ekip G Touch LSIG 1000 4pFF UL | 12:U | XT7LU410DYFF000XXX | https://new.abb.com/products/en/1SDA103254R1
12 | U | XT7LU410DZFF000XXX | 1SDA103257R1 | XT7L 1000 EkipGHi-TouchLSIG 1000 4pFF UL | 12:U | XT7LU410DZFF000XXX | https://new.abb.com/products/en/1SDA103257R1
12 | U | XT7SU310DCFF000XXX | 1SDA102945R1 | XT7S 1000 Ekip Dip LIG In1000A 3p FF UL | 12:U | XT7SU310DCFF000XXX | https://new.abb.com/products/en/1SDA102945R1
12 | U | XT7SU310DEFF000XXX | 1SDA102900R1 | XT7S 1000 Ekip Dip LS/I In1000A 3p FF UL | 12:U | XT7SU310DEFF000XXX | https://new.abb.com/products/en/1SDA102900R1
12 | U | XT7SU310DFFF000XXX | 1SDA102903R1 | XT7S 1000 Ekip Dip LSI In1000A 3p F F UL | 12:U | XT7SU310DFFF000XXX | https://new.abb.com/products/en/1SDA102903R1
12 | U | XT7SU310DGFF000XXX | 1SDA102906R1 | XT7S 1000 Ekip Dip LSIG In1000A 3p FF UL | 12:U | XT7SU310DGFF000XXX | https://new.abb.com/products/en/1SDA102906R1
12 | U | XT7SU310DKFF000XXX | 1SDA102927R1 | XT7S 1000 Ekip M Dip I(MCP)1000 3p FF UL | 12:U | XT7SU310DKFF000XXX | https://new.abb.com/products/en/1SDA102927R1
12 | U | XT7SU310DPFF000XXX | 1SDA102909R1 | XT7S 1000 Ekip Touch LSI In1000 3p FF UL | 12:U | XT7SU310DPFF000XXX | https://new.abb.com/products/en/1SDA102909R1
12 | U | XT7SU310DQFF000XXX | 1SDA102912R1 | XT7S 1000 Ekip Touch LSIG 1000 3p FF UL | 12:U | XT7SU310DQFF000XXX | https://new.abb.com/products/en/1SDA102912R1
12 | U | XT7SU310DRFF000XXX | 1SDA102915R1 | XT7S 1000 EkipTouchMeas.LSI 1000 3pFF UL | 12:U | XT7SU310DRFF000XXX | https://new.abb.com/products/en/1SDA102915R1
12 | U | XT7SU310DSFF000XXX | 1SDA102918R1 | XT7S 1000 EkipTouchMeasLSIG 1000 3pFF UL | 12:U | XT7SU310DSFF000XXX | https://new.abb.com/products/en/1SDA102918R1
12 | U | XT7SU310DTFF000XXX | 1SDA102921R1 | XT7S 1000 Ekip Hi-TouchLSI 1000 3p FF UL | 12:U | XT7SU310DTFF000XXX | https://new.abb.com/products/en/1SDA102921R1
12 | U | XT7SU310DUFF000XXX | 1SDA102924R1 | XT7S 1000 Ekip Hi-TouchLSIG 1000 3pFF UL | 12:U | XT7SU310DUFF000XXX | https://new.abb.com/products/en/1SDA102924R1
12 | U | XT7SU310DWFF000XXX | 1SDA102930R1 | XT7S 1000 Ekip M Touch LRIU(MPCB)3pFF UL | 12:U | XT7SU310DWFF000XXX | https://new.abb.com/products/en/1SDA102930R1
12 | U | XT7SU310DXFF000XXX | 1SDA102933R1 | XT7S 1000 Ekip G Dip LS/I 1000 3p F F UL | 12:U | XT7SU310DXFF000XXX | https://new.abb.com/products/en/1SDA102933R1
12 | U | XT7SU310DYFF000XXX | 1SDA102936R1 | XT7S 1000 Ekip G Touch LSIG 1000 3pFF UL | 12:U | XT7SU310DYFF000XXX | https://new.abb.com/products/en/1SDA102936R1
12 | U | XT7SU310DZFF000XXX | 1SDA102939R1 | XT7S 1000 EkipGHi-TouchLSIG 1000 3pFF UL | 12:U | XT7SU310DZFF000XXX | https://new.abb.com/products/en/1SDA102939R1
12 | U | XT7SU410DCFF000XXX | 1SDA103179R1 | XT7S 1000 Ekip Dip LIG In1000A 4p FF UL | 12:U | XT7SU410DCFF000XXX | https://new.abb.com/products/en/1SDA103179R1
12 | U | XT7SU410DEFF000XXX | 1SDA103140R1 | XT7S 1000 Ekip Dip LS/I In1000A 4p FF UL | 12:U | XT7SU410DEFF000XXX | https://new.abb.com/products/en/1SDA103140R1
12 | U | XT7SU410DFFF000XXX | 1SDA103143R1 | XT7S 1000 Ekip Dip LSI In1000A 4p F F UL | 12:U | XT7SU410DFFF000XXX | https://new.abb.com/products/en/1SDA103143R1
12 | U | XT7SU410DGFF000XXX | 1SDA103146R1 | XT7S 1000 Ekip Dip LSIG In1000A 4p FF UL | 12:U | XT7SU410DGFF000XXX | https://new.abb.com/products/en/1SDA103146R1
12 | U | XT7SU410DPFF000XXX | 1SDA103149R1 | XT7S 1000 Ekip Touch LSI In1000 4p FF UL | 12:U | XT7SU410DPFF000XXX | https://new.abb.com/products/en/1SDA103149R1
12 | U | XT7SU410DQFF000XXX | 1SDA103152R1 | XT7S 1000 Ekip Touch LSIG 1000 4p FF UL | 12:U | XT7SU410DQFF000XXX | https://new.abb.com/products/en/1SDA103152R1
12 | U | XT7SU410DRFF000XXX | 1SDA103155R1 | XT7S 1000 EkipTouchMeas.LSI 1000 4pFF UL | 12:U | XT7SU410DRFF000XXX | https://new.abb.com/products/en/1SDA103155R1
12 | U | XT7SU410DSFF000XXX | 1SDA103158R1 | XT7S 1000 EkipTouchMeasLSIG 1000 4pFF UL | 12:U | XT7SU410DSFF000XXX | https://new.abb.com/products/en/1SDA103158R1
12 | U | XT7SU410DTFF000XXX | 1SDA103161R1 | XT7S 1000 Ekip Hi-TouchLSI 1000 4p FF UL | 12:U | XT7SU410DTFF000XXX | https://new.abb.com/products/en/1SDA103161R1
12 | U | XT7SU410DUFF000XXX | 1SDA103164R1 | XT7S 1000 Ekip Hi-TouchLSIG 1000 4pFF UL | 12:U | XT7SU410DUFF000XXX | https://new.abb.com/products/en/1SDA103164R1
12 | U | XT7SU410DXFF000XXX | 1SDA103167R1 | XT7S 1000 Ekip G Dip LS/I 1000 4p F F UL | 12:U | XT7SU410DXFF000XXX | https://new.abb.com/products/en/1SDA103167R1
12 | U | XT7SU410DYFF000XXX | 1SDA103170R1 | XT7S 1000 Ekip G Touch LSIG 1000 4pFF UL | 12:U | XT7SU410DYFF000XXX | https://new.abb.com/products/en/1SDA103170R1
12 | U | XT7SU410DZFF000XXX | 1SDA103173R1 | XT7S 1000 EkipGHi-TouchLSIG 1000 4pFF UL | 12:U | XT7SU410DZFF000XXX | https://new.abb.com/products/en/1SDA103173R1
12 | U | XT7VU310DCFF000XXX | 1SDA103089R1 | XT7V 1000 Ekip Dip LIG In1000A 3p FF UL | 12:U | XT7VU310DCFF000XXX | https://new.abb.com/products/en/1SDA103089R1
12 | U | XT7VU310DEFF000XXX | 1SDA103044R1 | XT7V 1000 Ekip Dip LS/I In1000A 3p FF UL | 12:U | XT7VU310DEFF000XXX | https://new.abb.com/products/en/1SDA103044R1
12 | U | XT7VU310DFFF000XXX | 1SDA103047R1 | XT7V 1000 Ekip Dip LSI In1000A 3p F F UL | 12:U | XT7VU310DFFF000XXX | https://new.abb.com/products/en/1SDA103047R1
12 | U | XT7VU310DGFF000XXX | 1SDA103050R1 | XT7V 1000 Ekip Dip LSIG In1000A 3p FF UL | 12:U | XT7VU310DGFF000XXX | https://new.abb.com/products/en/1SDA103050R1
12 | U | XT7VU310DKFF000XXX | 1SDA103071R1 | XT7V 1000 Ekip M Dip I(MCP)1000 3p FF UL | 12:U | XT7VU310DKFF000XXX | https://new.abb.com/products/en/1SDA103071R1
12 | U | XT7VU310DPFF000XXX | 1SDA103053R1 | XT7V 1000 Ekip Touch LSI In1000 3p FF UL | 12:U | XT7VU310DPFF000XXX | https://new.abb.com/products/en/1SDA103053R1
12 | U | XT7VU310DQFF000XXX | 1SDA103056R1 | XT7V 1000 Ekip Touch LSIG 1000 3p FF UL | 12:U | XT7VU310DQFF000XXX | https://new.abb.com/products/en/1SDA103056R1
12 | U | XT7VU310DRFF000XXX | 1SDA103059R1 | XT7V 1000 EkipTouchMeas.LSI 1000 3pFF UL | 12:U | XT7VU310DRFF000XXX | https://new.abb.com/products/en/1SDA103059R1
12 | U | XT7VU310DSFF000XXX | 1SDA103062R1 | XT7V 1000 EkipTouchMeasLSIG 1000 3pFF UL | 12:U | XT7VU310DSFF000XXX | https://new.abb.com/products/en/1SDA103062R1
12 | U | XT7VU310DTFF000XXX | 1SDA103065R1 | XT7V 1000 Ekip Hi-TouchLSI 1000 3p FF UL | 12:U | XT7VU310DTFF000XXX | https://new.abb.com/products/en/1SDA103065R1
12 | U | XT7VU310DUFF000XXX | 1SDA103068R1 | XT7V 1000 Ekip Hi-TouchLSIG 1000 3pFF UL | 12:U | XT7VU310DUFF000XXX | https://new.abb.com/products/en/1SDA103068R1
12 | U | XT7VU310DWFF000XXX | 1SDA103074R1 | XT7V 1000 Ekip M Touch LRIU(MPCB)3pFF UL | 12:U | XT7VU310DWFF000XXX | https://new.abb.com/products/en/1SDA103074R1
12 | U | XT7VU310DXFF000XXX | 1SDA103077R1 | XT7V 1000 Ekip G Dip LS/I 1000 3p F F UL | 12:U | XT7VU310DXFF000XXX | https://new.abb.com/products/en/1SDA103077R1
12 | U | XT7VU310DYFF000XXX | 1SDA103080R1 | XT7V 1000 Ekip G Touch LSIG 1000 3pFF UL | 12:U | XT7VU310DYFF000XXX | https://new.abb.com/products/en/1SDA103080R1
12 | U | XT7VU310DZFF000XXX | 1SDA103083R1 | XT7V 1000 EkipGHi-TouchLSIG 1000 3pFF UL | 12:U | XT7VU310DZFF000XXX | https://new.abb.com/products/en/1SDA103083R1
12 | U | XT7VU410DCFF000XXX | 1SDA103305R1 | XT7V 1000 Ekip Dip LIG In1000A 4p FF UL | 12:U | XT7VU410DCFF000XXX | https://new.abb.com/products/en/1SDA103305R1
12 | U | XT7VU410DEFF000XXX | 1SDA103266R1 | XT7V 1000 Ekip Dip LS/I In1000A 4p FF UL | 12:U | XT7VU410DEFF000XXX | https://new.abb.com/products/en/1SDA103266R1
12 | U | XT7VU410DFFF000XXX | 1SDA103269R1 | XT7V 1000 Ekip Dip LSI In1000A 4p F F UL | 12:U | XT7VU410DFFF000XXX | https://new.abb.com/products/en/1SDA103269R1
12 | U | XT7VU410DGFF000XXX | 1SDA103272R1 | XT7V 1000 Ekip Dip LSIG In1000A 4p FF UL | 12:U | XT7VU410DGFF000XXX | https://new.abb.com/products/en/1SDA103272R1
12 | U | XT7VU410DPFF000XXX | 1SDA103275R1 | XT7V 1000 Ekip Touch LSI In1000 4p FF UL | 12:U | XT7VU410DPFF000XXX | https://new.abb.com/products/en/1SDA103275R1
12 | U | XT7VU410DQFF000XXX | 1SDA103278R1 | XT7V 1000 Ekip Touch LSIG 1000 4p FF UL | 12:U | XT7VU410DQFF000XXX | https://new.abb.com/products/en/1SDA103278R1
12 | U | XT7VU410DRFF000XXX | 1SDA103281R1 | XT7V 1000 EkipTouchMeas.LSI 1000 4pFF UL | 12:U | XT7VU410DRFF000XXX | https://new.abb.com/products/en/1SDA103281R1
12 | U | XT7VU410DSFF000XXX | 1SDA103284R1 | XT7V 1000 EkipTouchMeasLSIG 1000 4pFF UL | 12:U | XT7VU410DSFF000XXX | https://new.abb.com/products/en/1SDA103284R1
12 | U | XT7VU410DTFF000XXX | 1SDA103287R1 | XT7V 1000 Ekip Hi-TouchLSI 1000 4p FF UL | 12:U | XT7VU410DTFF000XXX | https://new.abb.com/products/en/1SDA103287R1
12 | U | XT7VU410DUFF000XXX | 1SDA103290R1 | XT7V 1000 Ekip Hi-TouchLSIG 1000 4pFF UL | 12:U | XT7VU410DUFF000XXX | https://new.abb.com/products/en/1SDA103290R1
12 | U | XT7VU410DXFF000XXX | 1SDA103293R1 | XT7V 1000 Ekip G Dip LS/I 1000 4p F F UL | 12:U | XT7VU410DXFF000XXX | https://new.abb.com/products/en/1SDA103293R1
12 | U | XT7VU410DYFF000XXX | 1SDA103296R1 | XT7V 1000 Ekip G Touch LSIG 1000 4pFF UL | 12:U | XT7VU410DYFF000XXX | https://new.abb.com/products/en/1SDA103296R1
12 | U | XT7VU410DZFF000XXX | 1SDA103299R1 | XT7V 1000 EkipGHi-TouchLSIG 1000 4pFF UL | 12:U | XT7VU410DZFF000XXX | https://new.abb.com/products/en/1SDA103299R1
12 | U | XT4HU4150DFF000XXX | 1SDA083046R1 | XT4H-D 150 MCS-UL/CSA Im=3000 4p F F | 12:U | XT4HU4150DFF000XXX | https://new.abb.com/products/en/1SDA083046R1
12 | U | XT4LU4150DFF000XXX | 1SDA083048R1 | XT4L-D 150 MCS-UL/CSA Im=3000 4p F F | 12:U | XT4LU4150DFF000XXX | https://new.abb.com/products/en/1SDA083048R1
12 | U | XT4NU4150DFF000XXX | 1SDA083042R1 | XT4N-D 150 MCS-UL/CSA Im=3000 4p F F | 12:U | XT4NU4150DFF000XXX | https://new.abb.com/products/en/1SDA083042R1
12 | U | XT4SU4150DFF000XXX | 1SDA083044R1 | XT4S-D 150 MCS-UL/CSA Im=3000 4p F F | 12:U | XT4SU4150DFF000XXX | https://new.abb.com/products/en/1SDA083044R1
12 | U | XT4VU4150DFF000XXX | 1SDA083050R1 | XT4V-D 150 MCS-UL/CSA Im=3000 4p F F | 12:U | XT4VU4150DFF000XXX | https://new.abb.com/products/en/1SDA083050R1
12 | U | XT4HU3150DFF000XXX | 1SDA083045R1 | XT4H-D 150 MCS-UL/CSA Im=3000 3p F F | 12:U | XT4HU3150DFF000XXX | https://new.abb.com/products/en/1SDA083045R1
12 | U | XT4LU3150DFF000XXX | 1SDA083047R1 | XT4L-D 150 MCS-UL/CSA Im=3000 3p F F | 12:U | XT4LU3150DFF000XXX | https://new.abb.com/products/en/1SDA083047R1
12 | U | XT4NU3150DFF000XXX | 1SDA083041R1 | XT4N-D 150 MCS-UL/CSA Im=3000 3p F F | 12:U | XT4NU3150DFF000XXX | https://new.abb.com/products/en/1SDA083041R1
12 | U | XT4SU3150DFF000XXX | 1SDA083043R1 | XT4S-D 150 MCS-UL/CSA Im=3000 3p F F | 12:U | XT4SU3150DFF000XXX | https://new.abb.com/products/en/1SDA083043R1
12 | U | XT4VU3150DFF000XXX | 1SDA083049R1 | XT4V-D 150 MCS-UL/CSA Im=3000 3p F F | 12:U | XT4VU3150DFF000XXX | https://new.abb.com/products/en/1SDA083049R1
12 | U | XT1HU4125DFF000XXX | 1SDA075615R1 | XT1H-D 125 MCS-UL/CSA Im=1250 4p F F | 12:U | XT1HU4125DFF000XXX | https://new.abb.com/products/en/1SDA075615R1
12 | U | XT1NU4125DFF000XXX | 1SDA075611R1 | XT1N-D 125 MCS-UL/CSA Im=1250 4p F F | 12:U | XT1NU4125DFF000XXX | https://new.abb.com/products/en/1SDA075611R1
12 | U | XT1SU4125DFF000XXX | 1SDA075613R1 | XT1S-D 125 MCS-UL/CSA Im=1250 4p F F | 12:U | XT1SU4125DFF000XXX | https://new.abb.com/products/en/1SDA075613R1
12 | U | XT2HU4125DFF000XXX | 1SDA076620R1 | XT2H-D 125 MCS-UL/CSA Im=1250 4p F F | 12:U | XT2HU4125DFF000XXX | https://new.abb.com/products/en/1SDA076620R1
12 | U | XT2LU4125DFF000XXX | 1SDA076622R1 | XT2L-D 125 MCS-UL/CSA Im=1250 4p F F | 12:U | XT2LU4125DFF000XXX | https://new.abb.com/products/en/1SDA076622R1
12 | U | XT2NU4125DFF000XXX | 1SDA076618R1 | XT2N-D 125 MCS-UL/CSA Im=1250 4p F F | 12:U | XT2NU4125DFF000XXX | https://new.abb.com/products/en/1SDA076618R1
12 | U | XT2VU4125DFF000XXX | 1SDA076624R1 | XT2V-D 125 MCS-UL/CSA Im=1250 4p F F | 12:U | XT2VU4125DFF000XXX | https://new.abb.com/products/en/1SDA076624R1
12 | U | XT1HU3125DFF000XXX | 1SDA075614R1 | XT1H-D 125 MCS-UL/CSA Im=1250 3p F F | 12:U | XT1HU3125DFF000XXX | https://new.abb.com/products/en/1SDA075614R1
12 | U | XT1NU3125DFF000XXX | 1SDA075610R1 | XT1N-D 125 MCS-UL/CSA Im=1250 3p F F | 12:U | XT1NU3125DFF000XXX | https://new.abb.com/products/en/1SDA075610R1
12 | U | XT1SU3125DFF000XXX | 1SDA075612R1 | XT1S-D 125 MCS-UL/CSA Im=1250 3p F F | 12:U | XT1SU3125DFF000XXX | https://new.abb.com/products/en/1SDA075612R1
12 | U | XT2HU3125DFF000XXX | 1SDA076619R1 | XT2H-D 125 MCS-UL/CSA Im=1250 3p F F | 12:U | XT2HU3125DFF000XXX | https://new.abb.com/products/en/1SDA076619R1
12 | U | XT2LU3125DFF000XXX | 1SDA076621R1 | XT2L-D 125 MCS-UL/CSA Im=1250 3p F F | 12:U | XT2LU3125DFF000XXX | https://new.abb.com/products/en/1SDA076621R1
12 | U | XT2NU3125DFF000XXX | 1SDA076617R1 | XT2N-D 125 MCS-UL/CSA Im=1250 3p F F | 12:U | XT2NU3125DFF000XXX | https://new.abb.com/products/en/1SDA076617R1
12 | U | XT2VU3125DFF000XXX | 1SDA076623R1 | XT2V-D 125 MCS-UL/CSA Im=1250 3p F F | 12:U | XT2VU3125DFF000XXX | https://new.abb.com/products/en/1SDA076623R1
12 | U | XT3NU4225DFF000XXX | 1SDA075617R1 | XT3N-D 225 MCS-UL/CSA Im=2250 4p F F | 12:U | XT3NU4225DFF000XXX | https://new.abb.com/products/en/1SDA075617R1
12 | U | XT3SU4225DFF000XXX | 1SDA075619R1 | XT3S-D 225 MCS-UL/CSA Im=2250 4p F F | 12:U | XT3SU4225DFF000XXX | https://new.abb.com/products/en/1SDA075619R1
12 | U | XT3NU3225DFF000XXX | 1SDA075616R1 | XT3N-D 225 MCS-UL/CSA Im=2250 3p F F | 12:U | XT3NU3225DFF000XXX | https://new.abb.com/products/en/1SDA075616R1
12 | U | XT3SU3225DFF000XXX | 1SDA075618R1 | XT3S-D 225 MCS-UL/CSA Im=2250 3p F F | 12:U | XT3SU3225DFF000XXX | https://new.abb.com/products/en/1SDA075618R1
12 | U | XT4HU4250DFF000XXX | 1SDA075625R1 | XT4H-D 250 MCS-UL/CSA Im=2500 4p F F | 12:U | XT4HU4250DFF000XXX | https://new.abb.com/products/en/1SDA075625R1
12 | U | XT4LU4250DFF000XXX | 1SDA075627R1 | XT4L-D 250 MCS-UL/CSA Im=2500 4p F F | 12:U | XT4LU4250DFF000XXX | https://new.abb.com/products/en/1SDA075627R1
12 | U | XT4NU4250DFF000XXX | 1SDA075621R1 | XT4N-D 250 MCS-UL/CSA Im=2500 4p F F | 12:U | XT4NU4250DFF000XXX | https://new.abb.com/products/en/1SDA075621R1
12 | U | XT4SU4250DFF000XXX | 1SDA075623R1 | XT4S-D 250 MCS-UL/CSA Im=2500 4p F F | 12:U | XT4SU4250DFF000XXX | https://new.abb.com/products/en/1SDA075623R1
12 | U | XT4VU4250DFF000XXX | 1SDA075629R1 | XT4V-D 250 MCS-UL/CSA Im=2500 4p F F | 12:U | XT4VU4250DFF000XXX | https://new.abb.com/products/en/1SDA075629R1
12 | U | XT4HU3250DFF000XXX | 1SDA075624R1 | XT4H-D 250 MCS-UL/CSA Im=2500 3p F F | 12:U | XT4HU3250DFF000XXX | https://new.abb.com/products/en/1SDA075624R1
12 | U | XT4LU3250DFF000XXX | 1SDA075626R1 | XT4L-D 250 MCS-UL/CSA Im=2500 3p F F | 12:U | XT4LU3250DFF000XXX | https://new.abb.com/products/en/1SDA075626R1
12 | U | XT4NU3250DFF000XXX | 1SDA075620R1 | XT4N-D 250 MCS-UL/CSA Im=2500 3p F F | 12:U | XT4NU3250DFF000XXX | https://new.abb.com/products/en/1SDA075620R1
12 | U | XT4SU3250DFF000XXX | 1SDA075622R1 | XT4S-D 250 MCS-UL/CSA Im=2500 3p F F | 12:U | XT4SU3250DFF000XXX | https://new.abb.com/products/en/1SDA075622R1
12 | U | XT4VU3250DFF000XXX | 1SDA075628R1 | XT4V-D 250 MCS-UL/CSA Im=2500 3p F F | 12:U | XT4VU3250DFF000XXX | https://new.abb.com/products/en/1SDA075628R1
12 | U | XT5HU440ADFF000XXX | 1SDA102673R1 | XT5H-D 400 MCS 4p F F UL/CSA | 12:U | XT5HU440ADFF000XXX | https://new.abb.com/products/en/1SDA102673R1
12 | U | XT5LU440ADFF000XXX | 1SDA102675R1 | XT5L-D 400 MCS 4p F F UL/CSA | 12:U | XT5LU440ADFF000XXX | https://new.abb.com/products/en/1SDA102675R1
12 | U | XT5NU440ADFF000XXX | 1SDA102669R1 | XT5N-D 400 MCS 4p F F UL/CSA | 12:U | XT5NU440ADFF000XXX | https://new.abb.com/products/en/1SDA102669R1
12 | U | XT5SU440ADFF000XXX | 1SDA102671R1 | XT5S-D 400 MCS 4p F F UL/CSA | 12:U | XT5SU440ADFF000XXX | https://new.abb.com/products/en/1SDA102671R1
12 | U | XT5VU440ADFF000XXX | 1SDA102677R1 | XT5V-D 400 MCS 4p F F UL/CSA | 12:U | XT5VU440ADFF000XXX | https://new.abb.com/products/en/1SDA102677R1
12 | U | XT5HU340ADFF000XXX | 1SDA102663R1 | XT5H-D 400 MCS 3p F F UL/CSA | 12:U | XT5HU340ADFF000XXX | https://new.abb.com/products/en/1SDA102663R1
12 | U | XT5LU340ADFF000XXX | 1SDA102665R1 | XT5L-D 400 MCS 3p F F UL/CSA | 12:U | XT5LU340ADFF000XXX | https://new.abb.com/products/en/1SDA102665R1
12 | U | XT5NU340ADFF000XXX | 1SDA102659R1 | XT5N-D 400 MCS 3p F F UL/CSA | 12:U | XT5NU340ADFF000XXX | https://new.abb.com/products/en/1SDA102659R1
12 | U | XT5SU340ADFF000XXX | 1SDA102661R1 | XT5S-D 400 MCS 3p F F UL/CSA | 12:U | XT5SU340ADFF000XXX | https://new.abb.com/products/en/1SDA102661R1
12 | U | XT5VU340ADFF000XXX | 1SDA102667R1 | XT5V-D 400 MCS 3p F F UL/CSA | 12:U | XT5VU340ADFF000XXX | https://new.abb.com/products/en/1SDA102667R1
12 | U | XT5HU460BDFF000XXX | 1SDA102674R1 | XT5H-D 600 MCS 4p F F UL/CSA | 12:U | XT5HU460BDFF000XXX | https://new.abb.com/products/en/1SDA102674R1
12 | U | XT5LU460BDFF000XXX | 1SDA102676R1 | XT5L-D 600 MCS 4p F F UL/CSA | 12:U | XT5LU460BDFF000XXX | https://new.abb.com/products/en/1SDA102676R1
12 | U | XT5NU460BDFF000XXX | 1SDA102670R1 | XT5N-D 600 MCS 4p F F UL/CSA | 12:U | XT5NU460BDFF000XXX | https://new.abb.com/products/en/1SDA102670R1
12 | U | XT5SU460BDFF000XXX | 1SDA102672R1 | XT5S-D 600 MCS 4p F F UL/CSA | 12:U | XT5SU460BDFF000XXX | https://new.abb.com/products/en/1SDA102672R1
12 | U | XT5VU460BDFF000XXX | 1SDA102678R1 | XT5V-D 600 MCS 4p F F UL/CSA | 12:U | XT5VU460BDFF000XXX | https://new.abb.com/products/en/1SDA102678R1
12 | U | XT5HU360BDFF000XXX | 1SDA102664R1 | XT5H-D 600 MCS 3p F F UL/CSA | 12:U | XT5HU360BDFF000XXX | https://new.abb.com/products/en/1SDA102664R1
12 | U | XT5LU360BDFF000XXX | 1SDA102666R1 | XT5L-D 600 MCS 3p F F UL/CSA | 12:U | XT5LU360BDFF000XXX | https://new.abb.com/products/en/1SDA102666R1
12 | U | XT5NU360BDFF000XXX | 1SDA102660R1 | XT5N-D 600 MCS 3p F F UL/CSA | 12:U | XT5NU360BDFF000XXX | https://new.abb.com/products/en/1SDA102660R1
12 | U | XT5SU360BDFF000XXX | 1SDA102662R1 | XT5S-D 600 MCS 3p F F UL/CSA | 12:U | XT5SU360BDFF000XXX | https://new.abb.com/products/en/1SDA102662R1
12 | U | XT5VU360BDFF000XXX | 1SDA102668R1 | XT5V-D 600 MCS 3p F F UL/CSA | 12:U | XT5VU360BDFF000XXX | https://new.abb.com/products/en/1SDA102668R1
12 | U | XT6HU4800DFF000XXX | 1SDA102880R1 | XT6H-D 800 MCS 4p F F UL/CSA | 12:U | XT6HU4800DFF000XXX | https://new.abb.com/products/en/1SDA102880R1
12 | U | XT6NU4800DFF000XXX | 1SDA102878R1 | XT6N-D 800 MCS 4p F F UL/CSA | 12:U | XT6NU4800DFF000XXX | https://new.abb.com/products/en/1SDA102878R1
12 | U | XT6SU4800DFF000XXX | 1SDA102879R1 | XT6S-D 800 MCS 4p F F UL/CSA | 12:U | XT6SU4800DFF000XXX | https://new.abb.com/products/en/1SDA102879R1
12 | U | XT6HU3800DFF000XXX | 1SDA102877R1 | XT6H-D 800 MCS 3p F F UL/CSA | 12:U | XT6HU3800DFF000XXX | https://new.abb.com/products/en/1SDA102877R1
12 | U | XT6NU3800DFF000XXX | 1SDA102875R1 | XT6N-D 800 MCS 3p F F UL/CSA | 12:U | XT6NU3800DFF000XXX | https://new.abb.com/products/en/1SDA102875R1
12 | U | XT6SU3800DFF000XXX | 1SDA102876R1 | XT6S-D 800 MCS 3p F F UL/CSA | 12:U | XT6SU3800DFF000XXX | https://new.abb.com/products/en/1SDA102876R1
12 | U | XT7HU312ECFF000XXX | 1SDA102994R1 | XT7H 1200 Ekip Dip LIG In1200A 3p FF UL | 12:U | XT7HU312ECFF000XXX | https://new.abb.com/products/en/1SDA102994R1
12 | U | XT7HU312EEFF000XXX | 1SDA102949R1 | XT7H 1200 Ekip Dip LS/I In1200A 3p FF UL | 12:U | XT7HU312EEFF000XXX | https://new.abb.com/products/en/1SDA102949R1
12 | U | XT7HU312EFFF000XXX | 1SDA102952R1 | XT7H 1200 Ekip Dip LSI In1200A 3p F F UL | 12:U | XT7HU312EFFF000XXX | https://new.abb.com/products/en/1SDA102952R1
12 | U | XT7HU312EGFF000XXX | 1SDA102955R1 | XT7H 1200 Ekip Dip LSIG In1200A 3p FF UL | 12:U | XT7HU312EGFF000XXX | https://new.abb.com/products/en/1SDA102955R1
12 | U | XT7HU312EKFF000XXX | 1SDA102976R1 | XT7H 1200 Ekip M Dip I(MCP)1200 3p FF UL | 12:U | XT7HU312EKFF000XXX | https://new.abb.com/products/en/1SDA102976R1
12 | U | XT7HU312EPFF000XXX | 1SDA102958R1 | XT7H 1200 Ekip Touch LSI In1200 3p FF UL | 12:U | XT7HU312EPFF000XXX | https://new.abb.com/products/en/1SDA102958R1
12 | U | XT7HU312EQFF000XXX | 1SDA102961R1 | XT7H 1200 Ekip Touch LSIG 1200 3p FF UL | 12:U | XT7HU312EQFF000XXX | https://new.abb.com/products/en/1SDA102961R1
12 | U | XT7HU312ERFF000XXX | 1SDA102964R1 | XT7H 1200 EkipTouchMeas.LSI 1200 3pFF UL | 12:U | XT7HU312ERFF000XXX | https://new.abb.com/products/en/1SDA102964R1
12 | U | XT7HU312ESFF000XXX | 1SDA102967R1 | XT7H 1200 EkipTouchMeasLSIG 1200 3pFF UL | 12:U | XT7HU312ESFF000XXX | https://new.abb.com/products/en/1SDA102967R1
12 | U | XT7HU312ETFF000XXX | 1SDA102970R1 | XT7H 1200 Ekip Hi-TouchLSI 1200 3p FF UL | 12:U | XT7HU312ETFF000XXX | https://new.abb.com/products/en/1SDA102970R1
12 | U | XT7HU312EUFF000XXX | 1SDA102973R1 | XT7H 1200 Ekip Hi-TouchLSIG 1200 3pFF UL | 12:U | XT7HU312EUFF000XXX | https://new.abb.com/products/en/1SDA102973R1
12 | U | XT7HU312EWFF000XXX | 1SDA102979R1 | XT7H 1200 Ekip M Touch LRIU(MPCB)3pFF UL | 12:U | XT7HU312EWFF000XXX | https://new.abb.com/products/en/1SDA102979R1
12 | U | XT7HU312EXFF000XXX | 1SDA102982R1 | XT7H 1200 Ekip G Dip LS/I 1200 3p F F UL | 12:U | XT7HU312EXFF000XXX | https://new.abb.com/products/en/1SDA102982R1
12 | U | XT7HU312EYFF000XXX | 1SDA102985R1 | XT7H 1200 Ekip G Touch LSIG 1200 3pFF UL | 12:U | XT7HU312EYFF000XXX | https://new.abb.com/products/en/1SDA102985R1
12 | U | XT7HU312EZFF000XXX | 1SDA102988R1 | XT7H 1200 EkipGHi-TouchLSIG 1200 3pFF UL | 12:U | XT7HU312EZFF000XXX | https://new.abb.com/products/en/1SDA102988R1
12 | U | XT7HU412ECFF000XXX | 1SDA103222R1 | XT7H 1200 Ekip Dip LIG In1200A 4p FF UL | 12:U | XT7HU412ECFF000XXX | https://new.abb.com/products/en/1SDA103222R1
12 | U | XT7HU412EEFF000XXX | 1SDA103183R1 | XT7H 1200 Ekip Dip LS/I In1200A 4p FF UL | 12:U | XT7HU412EEFF000XXX | https://new.abb.com/products/en/1SDA103183R1
12 | U | XT7HU412EFFF000XXX | 1SDA103186R1 | XT7H 1200 Ekip Dip LSI In1200A 4p F F UL | 12:U | XT7HU412EFFF000XXX | https://new.abb.com/products/en/1SDA103186R1
12 | U | XT7HU412EGFF000XXX | 1SDA103189R1 | XT7H 1200 Ekip Dip LSIG In1200A 4p FF UL | 12:U | XT7HU412EGFF000XXX | https://new.abb.com/products/en/1SDA103189R1
12 | U | XT7HU412EPFF000XXX | 1SDA103192R1 | XT7H 1200 Ekip Touch LSI In1200 4p FF UL | 12:U | XT7HU412EPFF000XXX | https://new.abb.com/products/en/1SDA103192R1
12 | U | XT7HU412EQFF000XXX | 1SDA103195R1 | XT7H 1200 Ekip Touch LSIG 1200 4p FF UL | 12:U | XT7HU412EQFF000XXX | https://new.abb.com/products/en/1SDA103195R1
12 | U | XT7HU412ERFF000XXX | 1SDA103198R1 | XT7H 1200 EkipTouchMeas.LSI 1200 4pFF UL | 12:U | XT7HU412ERFF000XXX | https://new.abb.com/products/en/1SDA103198R1
12 | U | XT7HU412ESFF000XXX | 1SDA103201R1 | XT7H 1200 EkipTouchMeasLSIG 1200 4pFF UL | 12:U | XT7HU412ESFF000XXX | https://new.abb.com/products/en/1SDA103201R1
12 | U | XT7HU412ETFF000XXX | 1SDA103204R1 | XT7H 1200 Ekip Hi-TouchLSI 1200 4p FF UL | 12:U | XT7HU412ETFF000XXX | https://new.abb.com/products/en/1SDA103204R1
12 | U | XT7HU412EUFF000XXX | 1SDA103207R1 | XT7H 1200 Ekip Hi-TouchLSIG 1200 4pFF UL | 12:U | XT7HU412EUFF000XXX | https://new.abb.com/products/en/1SDA103207R1
12 | U | XT7HU412EXFF000XXX | 1SDA103210R1 | XT7H 1200 Ekip G Dip LS/I 1200 4p F F UL | 12:U | XT7HU412EXFF000XXX | https://new.abb.com/products/en/1SDA103210R1
12 | U | XT7HU412EYFF000XXX | 1SDA103213R1 | XT7H 1200 Ekip G Touch LSIG 1200 4pFF UL | 12:U | XT7HU412EYFF000XXX | https://new.abb.com/products/en/1SDA103213R1
12 | U | XT7HU412EZFF000XXX | 1SDA103216R1 | XT7H 1200 EkipGHi-TouchLSIG 1200 4pFF UL | 12:U | XT7HU412EZFF000XXX | https://new.abb.com/products/en/1SDA103216R1
12 | U | XT7LU312ECFF000XXX | 1SDA103042R1 | XT7L 1200 Ekip Dip LIG In1200A 3p FF UL | 12:U | XT7LU312ECFF000XXX | https://new.abb.com/products/en/1SDA103042R1
12 | U | XT7LU312EEFF000XXX | 1SDA102997R1 | XT7L 1200 Ekip Dip LS/I In1200A 3p FF UL | 12:U | XT7LU312EEFF000XXX | https://new.abb.com/products/en/1SDA102997R1
12 | U | XT7LU312EFFF000XXX | 1SDA103000R1 | XT7L 1200 Ekip Dip LSI In1200A 3p F F UL | 12:U | XT7LU312EFFF000XXX | https://new.abb.com/products/en/1SDA103000R1
12 | U | XT7LU312EGFF000XXX | 1SDA103003R1 | XT7L 1200 Ekip Dip LSIG In1200A 3p FF UL | 12:U | XT7LU312EGFF000XXX | https://new.abb.com/products/en/1SDA103003R1
12 | U | XT7LU312EKFF000XXX | 1SDA103024R1 | XT7L 1200 Ekip M Dip I(MCP)1200 3p FF UL | 12:U | XT7LU312EKFF000XXX | https://new.abb.com/products/en/1SDA103024R1
12 | U | XT7LU312EPFF000XXX | 1SDA103006R1 | XT7L 1200 Ekip Touch LSI In1200 3p FF UL | 12:U | XT7LU312EPFF000XXX | https://new.abb.com/products/en/1SDA103006R1
12 | U | XT7LU312EQFF000XXX | 1SDA103009R1 | XT7L 1200 Ekip Touch LSIG 1200 3p FF UL | 12:U | XT7LU312EQFF000XXX | https://new.abb.com/products/en/1SDA103009R1
12 | U | XT7LU312ERFF000XXX | 1SDA103012R1 | XT7L 1200 EkipTouchMeas.LSI 1200 3pFF UL | 12:U | XT7LU312ERFF000XXX | https://new.abb.com/products/en/1SDA103012R1
12 | U | XT7LU312ESFF000XXX | 1SDA103015R1 | XT7L 1200 EkipTouchMeasLSIG 1200 3pFF UL | 12:U | XT7LU312ESFF000XXX | https://new.abb.com/products/en/1SDA103015R1
12 | U | XT7LU312ETFF000XXX | 1SDA103018R1 | XT7L 1200 Ekip Hi-TouchLSI 1200 3p FF UL | 12:U | XT7LU312ETFF000XXX | https://new.abb.com/products/en/1SDA103018R1
12 | U | XT7LU312EUFF000XXX | 1SDA103021R1 | XT7L 1200 Ekip Hi-TouchLSIG 1200 3pFF UL | 12:U | XT7LU312EUFF000XXX | https://new.abb.com/products/en/1SDA103021R1
12 | U | XT7LU312EWFF000XXX | 1SDA103027R1 | XT7L 1200 Ekip M Touch LRIU(MPCB)3pFF UL | 12:U | XT7LU312EWFF000XXX | https://new.abb.com/products/en/1SDA103027R1
12 | U | XT7LU312EXFF000XXX | 1SDA103030R1 | XT7L 1200 Ekip G Dip LS/I 1200 3p F F UL | 12:U | XT7LU312EXFF000XXX | https://new.abb.com/products/en/1SDA103030R1
12 | U | XT7LU312EYFF000XXX | 1SDA103033R1 | XT7L 1200 Ekip G Touch LSIG 1200 3pFF UL | 12:U | XT7LU312EYFF000XXX | https://new.abb.com/products/en/1SDA103033R1
12 | U | XT7LU312EZFF000XXX | 1SDA103036R1 | XT7L 1200 EkipGHi-TouchLSIG 1200 3pFF UL | 12:U | XT7LU312EZFF000XXX | https://new.abb.com/products/en/1SDA103036R1
12 | U | XT7LU412ECFF000XXX | 1SDA103264R1 | XT7L 1200 Ekip Dip LIG In1200A 4p FF UL | 12:U | XT7LU412ECFF000XXX | https://new.abb.com/products/en/1SDA103264R1
12 | U | XT7LU412EEFF000XXX | 1SDA103225R1 | XT7L 1200 Ekip Dip LS/I In1200A 4p FF UL | 12:U | XT7LU412EEFF000XXX | https://new.abb.com/products/en/1SDA103225R1
12 | U | XT7LU412EFFF000XXX | 1SDA103228R1 | XT7L 1200 Ekip Dip LSI In1200A 4p F F UL | 12:U | XT7LU412EFFF000XXX | https://new.abb.com/products/en/1SDA103228R1
12 | U | XT7LU412EGFF000XXX | 1SDA103231R1 | XT7L 1200 Ekip Dip LSIG In1200A 4p FF UL | 12:U | XT7LU412EGFF000XXX | https://new.abb.com/products/en/1SDA103231R1
12 | U | XT7LU412EPFF000XXX | 1SDA103234R1 | XT7L 1200 Ekip Touch LSI In1200 4p FF UL | 12:U | XT7LU412EPFF000XXX | https://new.abb.com/products/en/1SDA103234R1
12 | U | XT7LU412EQFF000XXX | 1SDA103237R1 | XT7L 1200 Ekip Touch LSIG 1200 4p FF UL | 12:U | XT7LU412EQFF000XXX | https://new.abb.com/products/en/1SDA103237R1
12 | U | XT7LU412ERFF000XXX | 1SDA103240R1 | XT7L 1200 EkipTouchMeas.LSI 1200 4pFF UL | 12:U | XT7LU412ERFF000XXX | https://new.abb.com/products/en/1SDA103240R1
12 | U | XT7LU412ESFF000XXX | 1SDA103243R1 | XT7L 1200 EkipTouchMeasLSIG 1200 4pFF UL | 12:U | XT7LU412ESFF000XXX | https://new.abb.com/products/en/1SDA103243R1
12 | U | XT7LU412ETFF000XXX | 1SDA103246R1 | XT7L 1200 Ekip Hi-TouchLSI 1200 4p FF UL | 12:U | XT7LU412ETFF000XXX | https://new.abb.com/products/en/1SDA103246R1
12 | U | XT7LU412EUFF000XXX | 1SDA103249R1 | XT7L 1200 Ekip Hi-TouchLSIG 1200 4pFF UL | 12:U | XT7LU412EUFF000XXX | https://new.abb.com/products/en/1SDA103249R1
12 | U | XT7LU412EXFF000XXX | 1SDA103252R1 | XT7L 1200 Ekip G Dip LS/I 1200 4p F F UL | 12:U | XT7LU412EXFF000XXX | https://new.abb.com/products/en/1SDA103252R1
12 | U | XT7LU412EYFF000XXX | 1SDA103255R1 | XT7L 1200 Ekip G Touch LSIG 1200 4pFF UL | 12:U | XT7LU412EYFF000XXX | https://new.abb.com/products/en/1SDA103255R1
12 | U | XT7LU412EZFF000XXX | 1SDA103258R1 | XT7L 1200 EkipGHi-TouchLSIG 1200 4pFF UL | 12:U | XT7LU412EZFF000XXX | https://new.abb.com/products/en/1SDA103258R1
12 | U | XT7SU312ECFF000XXX | 1SDA102946R1 | XT7S 1200 Ekip Dip LIG In1200A 3p FF UL | 12:U | XT7SU312ECFF000XXX | https://new.abb.com/products/en/1SDA102946R1
12 | U | XT7SU312EEFF000XXX | 1SDA102901R1 | XT7S 1200 Ekip Dip LS/I In1200A 3p FF UL | 12:U | XT7SU312EEFF000XXX | https://new.abb.com/products/en/1SDA102901R1
12 | U | XT7SU312EFFF000XXX | 1SDA102904R1 | XT7S 1200 Ekip Dip LSI In1200A 3p F F UL | 12:U | XT7SU312EFFF000XXX | https://new.abb.com/products/en/1SDA102904R1
12 | U | XT7SU312EGFF000XXX | 1SDA102907R1 | XT7S 1200 Ekip Dip LSIG In1200A 3p FF UL | 12:U | XT7SU312EGFF000XXX | https://new.abb.com/products/en/1SDA102907R1
12 | U | XT7SU312EKFF000XXX | 1SDA102928R1 | XT7S 1200 Ekip M Dip I(MCP)1200 3p FF UL | 12:U | XT7SU312EKFF000XXX | https://new.abb.com/products/en/1SDA102928R1
12 | U | XT7SU312EPFF000XXX | 1SDA102910R1 | XT7S 1200 Ekip Touch LSI In1200 3p FF UL | 12:U | XT7SU312EPFF000XXX | https://new.abb.com/products/en/1SDA102910R1
12 | U | XT7SU312EQFF000XXX | 1SDA102913R1 | XT7S 1200 Ekip Touch LSIG 1200 3p FF UL | 12:U | XT7SU312EQFF000XXX | https://new.abb.com/products/en/1SDA102913R1
12 | U | XT7SU312ERFF000XXX | 1SDA102916R1 | XT7S 1200 EkipTouchMeas.LSI 1200 3pFF UL | 12:U | XT7SU312ERFF000XXX | https://new.abb.com/products/en/1SDA102916R1
12 | U | XT7SU312ESFF000XXX | 1SDA102919R1 | XT7S 1200 EkipTouchMeasLSIG 1200 3pFF UL | 12:U | XT7SU312ESFF000XXX | https://new.abb.com/products/en/1SDA102919R1
12 | U | XT7SU312ETFF000XXX | 1SDA102922R1 | XT7S 1200 Ekip Hi-TouchLSI 1200 3p FF UL | 12:U | XT7SU312ETFF000XXX | https://new.abb.com/products/en/1SDA102922R1
12 | U | XT7SU312EUFF000XXX | 1SDA102925R1 | XT7S 1200 Ekip Hi-TouchLSIG 1200 3pFF UL | 12:U | XT7SU312EUFF000XXX | https://new.abb.com/products/en/1SDA102925R1
12 | U | XT7SU312EWFF000XXX | 1SDA102931R1 | XT7S 1200 Ekip M Touch LRIU(MPCB)3pFF UL | 12:U | XT7SU312EWFF000XXX | https://new.abb.com/products/en/1SDA102931R1
12 | U | XT7SU312EXFF000XXX | 1SDA102934R1 | XT7S 1200 Ekip G Dip LS/I 1200 3p F F UL | 12:U | XT7SU312EXFF000XXX | https://new.abb.com/products/en/1SDA102934R1
12 | U | XT7SU312EYFF000XXX | 1SDA102937R1 | XT7S 1200 Ekip G Touch LSIG 1200 3pFF UL | 12:U | XT7SU312EYFF000XXX | https://new.abb.com/products/en/1SDA102937R1
12 | U | XT7SU312EZFF000XXX | 1SDA102940R1 | XT7S 1200 EkipGHi-TouchLSIG 1200 3pFF UL | 12:U | XT7SU312EZFF000XXX | https://new.abb.com/products/en/1SDA102940R1
12 | U | XT7SU412ECFF000XXX | 1SDA103180R1 | XT7S 1200 Ekip Dip LIG In1200A 4p FF UL | 12:U | XT7SU412ECFF000XXX | https://new.abb.com/products/en/1SDA103180R1
12 | U | XT7SU412EEFF000XXX | 1SDA103141R1 | XT7S 1200 Ekip Dip LS/I In1200A 4p FF UL | 12:U | XT7SU412EEFF000XXX | https://new.abb.com/products/en/1SDA103141R1
12 | U | XT7SU412EFFF000XXX | 1SDA103144R1 | XT7S 1200 Ekip Dip LSI In1200A 4p F F UL | 12:U | XT7SU412EFFF000XXX | https://new.abb.com/products/en/1SDA103144R1
12 | U | XT7SU412EGFF000XXX | 1SDA103147R1 | XT7S 1200 Ekip Dip LSIG In1200A 4p FF UL | 12:U | XT7SU412EGFF000XXX | https://new.abb.com/products/en/1SDA103147R1
12 | U | XT7SU412EPFF000XXX | 1SDA103150R1 | XT7S 1200 Ekip Touch LSI In1200 4p FF UL | 12:U | XT7SU412EPFF000XXX | https://new.abb.com/products/en/1SDA103150R1
12 | U | XT7SU412EQFF000XXX | 1SDA103153R1 | XT7S 1200 Ekip Touch LSIG 1200 4p FF UL | 12:U | XT7SU412EQFF000XXX | https://new.abb.com/products/en/1SDA103153R1
12 | U | XT7SU412ERFF000XXX | 1SDA103156R1 | XT7S 1200 EkipTouchMeas.LSI 1200 4pFF UL | 12:U | XT7SU412ERFF000XXX | https://new.abb.com/products/en/1SDA103156R1
12 | U | XT7SU412ESFF000XXX | 1SDA103159R1 | XT7S 1200 EkipTouchMeasLSIG 1200 4pFF UL | 12:U | XT7SU412ESFF000XXX | https://new.abb.com/products/en/1SDA103159R1
12 | U | XT7SU412ETFF000XXX | 1SDA103162R1 | XT7S 1200 Ekip Hi-TouchLSI 1200 4p FF UL | 12:U | XT7SU412ETFF000XXX | https://new.abb.com/products/en/1SDA103162R1
12 | U | XT7SU412EUFF000XXX | 1SDA103165R1 | XT7S 1200 Ekip Hi-TouchLSIG 1200 4pFF UL | 12:U | XT7SU412EUFF000XXX | https://new.abb.com/products/en/1SDA103165R1
12 | U | XT7SU412EXFF000XXX | 1SDA103168R1 | XT7S 1200 Ekip G Dip LS/I 1200 4p F F UL | 12:U | XT7SU412EXFF000XXX | https://new.abb.com/products/en/1SDA103168R1
12 | U | XT7SU412EYFF000XXX | 1SDA103171R1 | XT7S 1200 Ekip G Touch LSIG 1200 4pFF UL | 12:U | XT7SU412EYFF000XXX | https://new.abb.com/products/en/1SDA103171R1
12 | U | XT7SU412EZFF000XXX | 1SDA103174R1 | XT7S 1200 EkipGHi-TouchLSIG 1200 4pFF UL | 12:U | XT7SU412EZFF000XXX | https://new.abb.com/products/en/1SDA103174R1
12 | U | XT7VU312ECFF000XXX | 1SDA103090R1 | XT7V 1200 Ekip Dip LIG In1200A 3p FF UL | 12:U | XT7VU312ECFF000XXX | https://new.abb.com/products/en/1SDA103090R1
12 | U | XT7VU312EEFF000XXX | 1SDA103045R1 | XT7V 1200 Ekip Dip LS/I In1200A 3p FF UL | 12:U | XT7VU312EEFF000XXX | https://new.abb.com/products/en/1SDA103045R1
12 | U | XT7VU312EFFF000XXX | 1SDA103048R1 | XT7V 1200 Ekip Dip LSI In1200A 3p F F UL | 12:U | XT7VU312EFFF000XXX | https://new.abb.com/products/en/1SDA103048R1
12 | U | XT7VU312EGFF000XXX | 1SDA103051R1 | XT7V 1200 Ekip Dip LSIG In1200A 3p FF UL | 12:U | XT7VU312EGFF000XXX | https://new.abb.com/products/en/1SDA103051R1
12 | U | XT7VU312EKFF000XXX | 1SDA103072R1 | XT7V 1200 Ekip M Dip I(MCP)1200 3p FF UL | 12:U | XT7VU312EKFF000XXX | https://new.abb.com/products/en/1SDA103072R1
12 | U | XT7VU312EPFF000XXX | 1SDA103054R1 | XT7V 1200 Ekip Touch LSI In1200 3p FF UL | 12:U | XT7VU312EPFF000XXX | https://new.abb.com/products/en/1SDA103054R1
12 | U | XT7VU312EQFF000XXX | 1SDA103057R1 | XT7V 1200 Ekip Touch LSIG 1200 3p FF UL | 12:U | XT7VU312EQFF000XXX | https://new.abb.com/products/en/1SDA103057R1
12 | U | XT7VU312ERFF000XXX | 1SDA103060R1 | XT7V 1200 EkipTouchMeas.LSI 1200 3pFF UL | 12:U | XT7VU312ERFF000XXX | https://new.abb.com/products/en/1SDA103060R1
12 | U | XT7VU312ESFF000XXX | 1SDA103063R1 | XT7V 1200 EkipTouchMeasLSIG 1200 3pFF UL | 12:U | XT7VU312ESFF000XXX | https://new.abb.com/products/en/1SDA103063R1
12 | U | XT7VU312ETFF000XXX | 1SDA103066R1 | XT7V 1200 Ekip Hi-TouchLSI 1200 3p FF UL | 12:U | XT7VU312ETFF000XXX | https://new.abb.com/products/en/1SDA103066R1
12 | U | XT7VU312EUFF000XXX | 1SDA103069R1 | XT7V 1200 Ekip Hi-TouchLSIG 1200 3pFF UL | 12:U | XT7VU312EUFF000XXX | https://new.abb.com/products/en/1SDA103069R1
12 | U | XT7VU312EWFF000XXX | 1SDA103075R1 | XT7V 1200 Ekip M Touch LRIU(MPCB)3pFF UL | 12:U | XT7VU312EWFF000XXX | https://new.abb.com/products/en/1SDA103075R1
12 | U | XT7VU312EXFF000XXX | 1SDA103078R1 | XT7V 1200 Ekip G Dip LS/I 1200 3p F F UL | 12:U | XT7VU312EXFF000XXX | https://new.abb.com/products/en/1SDA103078R1
12 | U | XT7VU312EYFF000XXX | 1SDA103081R1 | XT7V 1200 Ekip G Touch LSIG 1200 3pFF UL | 12:U | XT7VU312EYFF000XXX | https://new.abb.com/products/en/1SDA103081R1
12 | U | XT7VU312EZFF000XXX | 1SDA103084R1 | XT7V 1200 EkipGHi-TouchLSIG 1200 3pFF UL | 12:U | XT7VU312EZFF000XXX | https://new.abb.com/products/en/1SDA103084R1
12 | U | XT7VU412ECFF000XXX | 1SDA103306R1 | XT7V 1200 Ekip Dip LIG In1200A 4p FF UL | 12:U | XT7VU412ECFF000XXX | https://new.abb.com/products/en/1SDA103306R1
12 | U | XT7VU412EEFF000XXX | 1SDA103267R1 | XT7V 1200 Ekip Dip LS/I In1200A 4p FF UL | 12:U | XT7VU412EEFF000XXX | https://new.abb.com/products/en/1SDA103267R1
12 | U | XT7VU412EFFF000XXX | 1SDA103270R1 | XT7V 1200 Ekip Dip LSI In1200A 4p F F UL | 12:U | XT7VU412EFFF000XXX | https://new.abb.com/products/en/1SDA103270R1
12 | U | XT7VU412EGFF000XXX | 1SDA103273R1 | XT7V 1200 Ekip Dip LSIG In1200A 4p FF UL | 12:U | XT7VU412EGFF000XXX | https://new.abb.com/products/en/1SDA103273R1
12 | U | XT7VU412EPFF000XXX | 1SDA103276R1 | XT7V 1200 Ekip Touch LSI In1200 4p FF UL | 12:U | XT7VU412EPFF000XXX | https://new.abb.com/products/en/1SDA103276R1
12 | U | XT7VU412EQFF000XXX | 1SDA103279R1 | XT7V 1200 Ekip Touch LSIG 1200 4p FF UL | 12:U | XT7VU412EQFF000XXX | https://new.abb.com/products/en/1SDA103279R1
12 | U | XT7VU412ERFF000XXX | 1SDA103282R1 | XT7V 1200 EkipTouchMeas.LSI 1200 4pFF UL | 12:U | XT7VU412ERFF000XXX | https://new.abb.com/products/en/1SDA103282R1
12 | U | XT7VU412ESFF000XXX | 1SDA103285R1 | XT7V 1200 EkipTouchMeasLSIG 1200 4pFF UL | 12:U | XT7VU412ESFF000XXX | https://new.abb.com/products/en/1SDA103285R1
12 | U | XT7VU412ETFF000XXX | 1SDA103288R1 | XT7V 1200 Ekip Hi-TouchLSI 1200 4p FF UL | 12:U | XT7VU412ETFF000XXX | https://new.abb.com/products/en/1SDA103288R1
12 | U | XT7VU412EUFF000XXX | 1SDA103291R1 | XT7V 1200 Ekip Hi-TouchLSIG 1200 4pFF UL | 12:U | XT7VU412EUFF000XXX | https://new.abb.com/products/en/1SDA103291R1
12 | U | XT7VU412EXFF000XXX | 1SDA103294R1 | XT7V 1200 Ekip G Dip LS/I 1200 4p F F UL | 12:U | XT7VU412EXFF000XXX | https://new.abb.com/products/en/1SDA103294R1
12 | U | XT7VU412EYFF000XXX | 1SDA103297R1 | XT7V 1200 Ekip G Touch LSIG 1200 4pFF UL | 12:U | XT7VU412EYFF000XXX | https://new.abb.com/products/en/1SDA103297R1
12 | U | XT7VU412EZFF000XXX | 1SDA103300R1 | XT7V 1200 EkipGHi-TouchLSIG 1200 4pFF UL | 12:U | XT7VU412EZFF000XXX | https://new.abb.com/products/en/1SDA103300R1
25 | Q | XT1HQ3015AFF000XXX | 1SDA074694R1+1SDA076603R1 | XT1H 125 TMF 15-500 3p F F UL/CSA | 25:Q | XT1HQ3015AFF000XXX | https://new.abb.com/products/en/1SDA074694R1 |  |  | 1SDA076603R1
25 | Q | XT1HQ3020AFF000XXX | 1SDA074695R1+1SDA076603R1 | XT1H 125 TMF 20-500 3p F F UL/CSA | 25:Q | XT1HQ3020AFF000XXX | https://new.abb.com/products/en/1SDA074695R1 |  |  | 1SDA076603R1
25 | Q | XT1HQ3025AFF000XXX | 1SDA074696R1+1SDA076603R1 | XT1H 125 TMF 25-500 3p F F UL/CSA | 25:Q | XT1HQ3025AFF000XXX | https://new.abb.com/products/en/1SDA074696R1 |  |  | 1SDA076603R1
25 | Q | XT1HQ3030AFF000XXX | 1SDA074697R1+1SDA076603R1 | XT1H 125 TMF 30-500 3p F F UL/CSA | 25:Q | XT1HQ3030AFF000XXX | https://new.abb.com/products/en/1SDA074697R1 |  |  | 1SDA076603R1
25 | Q | XT1HQ3035AFF000XXX | 1SDA074698R1+1SDA076603R1 | XT1H 125 TMF 35-500 3p F F UL/CSA | 25:Q | XT1HQ3035AFF000XXX | https://new.abb.com/products/en/1SDA074698R1 |  |  | 1SDA076603R1
25 | Q | XT1HQ3040AFF000XXX | 1SDA074699R1+1SDA076603R1 | XT1H 125 TMF 40-500 3p F F UL/CSA | 25:Q | XT1HQ3040AFF000XXX | https://new.abb.com/products/en/1SDA074699R1 |  |  | 1SDA076603R1
25 | Q | XT1HQ3045AFF000XXX | 1SDA074700R1+1SDA076603R1 | XT1H 125 TMF 45-500 3p F F UL/CSA | 25:Q | XT1HQ3045AFF000XXX | https://new.abb.com/products/en/1SDA074700R1 |  |  | 1SDA076603R1
25 | Q | XT1HQ3050AFF000XXX | 1SDA074701R1+1SDA076603R1 | XT1H 125 TMF 50-500 3p F F UL/CSA | 25:Q | XT1HQ3050AFF000XXX | https://new.abb.com/products/en/1SDA074701R1 |  |  | 1SDA076603R1
25 | Q | XT1HQ3060AFF000XXX | 1SDA074702R1+1SDA076603R1 | XT1H 125 TMF 60-600 3p F F UL/CSA | 25:Q | XT1HQ3060AFF000XXX | https://new.abb.com/products/en/1SDA074702R1 |  |  | 1SDA076603R1
25 | Q | XT1HQ3070AFF000XXX | 1SDA074703R1+1SDA076603R1 | XT1H 125 TMF 70-700 3p F F UL/CSA | 25:Q | XT1HQ3070AFF000XXX | https://new.abb.com/products/en/1SDA074703R1 |  |  | 1SDA076603R1
25 | Q | XT1HQ3080AFF000XXX | 1SDA074704R1+1SDA076603R1 | XT1H 125 TMF 80-800 3p F F UL/CSA | 25:Q | XT1HQ3080AFF000XXX | https://new.abb.com/products/en/1SDA074704R1 |  |  | 1SDA076603R1
25 | Q | XT1HQ3090AFF000XXX | 1SDA074705R1+1SDA076603R1 | XT1H 125 TMF 90-900 3p F F UL/CSA | 25:Q | XT1HQ3090AFF000XXX | https://new.abb.com/products/en/1SDA074705R1 |  |  | 1SDA076603R1
25 | Q | XT1HQ3100AFF000XXX | 1SDA074706R1+1SDA076603R1 | XT1H 125 TMF 100-1000 3p F F UL/CSA | 25:Q | XT1HQ3100AFF000XXX | https://new.abb.com/products/en/1SDA074706R1 |  |  | 1SDA076603R1
25 | Q | XT1HQ4015AFF000XXX | 1SDA074709R1+1SDA080698R1 | XT1H 125 TMF 15-500 4p F F UL/CSA | 25:Q | XT1HQ4015AFF000XXX | https://new.abb.com/products/en/1SDA074709R1 |  |  | 1SDA080698R1
25 | Q | XT1HQ4020AFF000XXX | 1SDA074710R1+1SDA080698R1 | XT1H 125 TMF 20-500 4p F F UL/CSA | 25:Q | XT1HQ4020AFF000XXX | https://new.abb.com/products/en/1SDA074710R1 |  |  | 1SDA080698R1
25 | Q | XT1HQ4025AFF000XXX | 1SDA074711R1+1SDA080698R1 | XT1H 125 TMF 25-500 4p F F UL/CSA | 25:Q | XT1HQ4025AFF000XXX | https://new.abb.com/products/en/1SDA074711R1 |  |  | 1SDA080698R1
25 | Q | XT1HQ4030AFF000XXX | 1SDA074712R1+1SDA080698R1 | XT1H 125 TMF 30-500 4p F F UL/CSA | 25:Q | XT1HQ4030AFF000XXX | https://new.abb.com/products/en/1SDA074712R1 |  |  | 1SDA080698R1
25 | Q | XT1HQ4035AFF000XXX | 1SDA074713R1+1SDA080698R1 | XT1H 125 TMF 35-500 4p F F UL/CSA | 25:Q | XT1HQ4035AFF000XXX | https://new.abb.com/products/en/1SDA074713R1 |  |  | 1SDA080698R1
25 | Q | XT1HQ4040AFF000XXX | 1SDA074714R1+1SDA080698R1 | XT1H 125 TMF 40-500 4p F F UL/CSA | 25:Q | XT1HQ4040AFF000XXX | https://new.abb.com/products/en/1SDA074714R1 |  |  | 1SDA080698R1
25 | Q | XT1HQ4045AFF000XXX | 1SDA074715R1+1SDA080698R1 | XT1H 125 TMF 45-500 4p F F UL/CSA | 25:Q | XT1HQ4045AFF000XXX | https://new.abb.com/products/en/1SDA074715R1 |  |  | 1SDA080698R1
25 | Q | XT1HQ4050AFF000XXX | 1SDA074716R1+1SDA080698R1 | XT1H 125 TMF 50-500 4p F F UL/CSA | 25:Q | XT1HQ4050AFF000XXX | https://new.abb.com/products/en/1SDA074716R1 |  |  | 1SDA080698R1
25 | Q | XT1HQ4060AFF000XXX | 1SDA074717R1+1SDA080698R1 | XT1H 125 TMF 60-600 4p F F UL/CSA | 25:Q | XT1HQ4060AFF000XXX | https://new.abb.com/products/en/1SDA074717R1 |  |  | 1SDA080698R1
25 | Q | XT1HQ4070AFF000XXX | 1SDA074718R1+1SDA080698R1 | XT1H 125 TMF 70-700 4p F F UL/CSA | 25:Q | XT1HQ4070AFF000XXX | https://new.abb.com/products/en/1SDA074718R1 |  |  | 1SDA080698R1
25 | Q | XT1HQ4080AFF000XXX | 1SDA074719R1+1SDA080698R1 | XT1H 125 TMF 80-800 4p F F UL/CSA | 25:Q | XT1HQ4080AFF000XXX | https://new.abb.com/products/en/1SDA074719R1 |  |  | 1SDA080698R1
25 | Q | XT1HQ4090AFF000XXX | 1SDA074720R1+1SDA080698R1 | XT1H 125 TMF 90-900 4p F F UL/CSA | 25:Q | XT1HQ4090AFF000XXX | https://new.abb.com/products/en/1SDA074720R1 |  |  | 1SDA080698R1
25 | Q | XT1HQ4100AFF000XXX | 1SDA074721R1+1SDA080698R1 | XT1H 125 TMF 100-1000 4p F F UL/CSA | 25:Q | XT1HQ4100AFF000XXX | https://new.abb.com/products/en/1SDA074721R1 |  |  | 1SDA080698R1
25 | Q | XT1NQ3015AFF000XXX | 1SDA074634R1+1SDA076603R1 | XT1N 125 TMF 15-500 3p F F UL/CSA | 25:Q | XT1NQ3015AFF000XXX | https://new.abb.com/products/en/1SDA074634R1 |  |  | 1SDA076603R1
25 | Q | XT1NQ3020AFF000XXX | 1SDA074635R1+1SDA076603R1 | XT1N 125 TMF 20-500 3p F F UL/CSA | 25:Q | XT1NQ3020AFF000XXX | https://new.abb.com/products/en/1SDA074635R1 |  |  | 1SDA076603R1
25 | Q | XT1NQ3025AFF000XXX | 1SDA074636R1+1SDA076603R1 | XT1N 125 TMF 25-500 3p F F UL/CSA | 25:Q | XT1NQ3025AFF000XXX | https://new.abb.com/products/en/1SDA074636R1 |  |  | 1SDA076603R1
25 | Q | XT1NQ3030AFF000XXX | 1SDA074637R1+1SDA076603R1 | XT1N 125 TMF 30-500 3p F F UL/CSA | 25:Q | XT1NQ3030AFF000XXX | https://new.abb.com/products/en/1SDA074637R1 |  |  | 1SDA076603R1
25 | Q | XT1NQ3035AFF000XXX | 1SDA074638R1+1SDA076603R1 | XT1N 125 TMF 35-500 3p F F UL/CSA | 25:Q | XT1NQ3035AFF000XXX | https://new.abb.com/products/en/1SDA074638R1 |  |  | 1SDA076603R1
25 | Q | XT1NQ3040AFF000XXX | 1SDA074639R1+1SDA076603R1 | XT1N 125 TMF 40-500 3p F F UL/CSA | 25:Q | XT1NQ3040AFF000XXX | https://new.abb.com/products/en/1SDA074639R1 |  |  | 1SDA076603R1
25 | Q | XT1NQ3045AFF000XXX | 1SDA074640R1+1SDA076603R1 | XT1N 125 TMF 45-500 3p F F UL/CSA | 25:Q | XT1NQ3045AFF000XXX | https://new.abb.com/products/en/1SDA074640R1 |  |  | 1SDA076603R1
25 | Q | XT1NQ3050AFF000XXX | 1SDA074641R1+1SDA076603R1 | XT1N 125 TMF 50-500 3p F F UL/CSA | 25:Q | XT1NQ3050AFF000XXX | https://new.abb.com/products/en/1SDA074641R1 |  |  | 1SDA076603R1
25 | Q | XT1NQ3060AFF000XXX | 1SDA074642R1+1SDA076603R1 | XT1N 125 TMF 60-600 3p F F UL/CSA | 25:Q | XT1NQ3060AFF000XXX | https://new.abb.com/products/en/1SDA074642R1 |  |  | 1SDA076603R1
25 | Q | XT1NQ3070AFF000XXX | 1SDA074643R1+1SDA076603R1 | XT1N 125 TMF 70-700 3p F F UL/CSA | 25:Q | XT1NQ3070AFF000XXX | https://new.abb.com/products/en/1SDA074643R1 |  |  | 1SDA076603R1
25 | Q | XT1NQ3080AFF000XXX | 1SDA074644R1+1SDA076603R1 | XT1N 125 TMF 80-800 3p F F UL/CSA | 25:Q | XT1NQ3080AFF000XXX | https://new.abb.com/products/en/1SDA074644R1 |  |  | 1SDA076603R1
25 | Q | XT1NQ3090AFF000XXX | 1SDA074645R1+1SDA076603R1 | XT1N 125 TMF 90-900 3p F F UL/CSA | 25:Q | XT1NQ3090AFF000XXX | https://new.abb.com/products/en/1SDA074645R1 |  |  | 1SDA076603R1
25 | Q | XT1NQ3100AFF000XXX | 1SDA074646R1+1SDA076603R1 | XT1N 125 TMF 100-1000 3p F F UL/CSA | 25:Q | XT1NQ3100AFF000XXX | https://new.abb.com/products/en/1SDA074646R1 |  |  | 1SDA076603R1
25 | Q | XT1NQ4015AFF000XXX | 1SDA074649R1+1SDA080698R1 | XT1N 125 TMF 15-500 4p F F UL/CSA | 25:Q | XT1NQ4015AFF000XXX | https://new.abb.com/products/en/1SDA074649R1 |  |  | 1SDA080698R1
25 | Q | XT1NQ4020AFF000XXX | 1SDA074650R1+1SDA080698R1 | XT1N 125 TMF 20-500 4p F F UL/CSA | 25:Q | XT1NQ4020AFF000XXX | https://new.abb.com/products/en/1SDA074650R1 |  |  | 1SDA080698R1
25 | Q | XT1NQ4025AFF000XXX | 1SDA074651R1+1SDA080698R1 | XT1N 125 TMF 25-500 4p F F UL/CSA | 25:Q | XT1NQ4025AFF000XXX | https://new.abb.com/products/en/1SDA074651R1 |  |  | 1SDA080698R1
25 | Q | XT1NQ4030AFF000XXX | 1SDA074652R1+1SDA080698R1 | XT1N 125 TMF 30-500 4p F F UL/CSA | 25:Q | XT1NQ4030AFF000XXX | https://new.abb.com/products/en/1SDA074652R1 |  |  | 1SDA080698R1
25 | Q | XT1NQ4035AFF000XXX | 1SDA074653R1+1SDA080698R1 | XT1N 125 TMF 35-500 4p F F UL/CSA | 25:Q | XT1NQ4035AFF000XXX | https://new.abb.com/products/en/1SDA074653R1 |  |  | 1SDA080698R1
25 | Q | XT1NQ4040AFF000XXX | 1SDA074654R1+1SDA080698R1 | XT1N 125 TMF 40-500 4p F F UL/CSA | 25:Q | XT1NQ4040AFF000XXX | https://new.abb.com/products/en/1SDA074654R1 |  |  | 1SDA080698R1
25 | Q | XT1NQ4045AFF000XXX | 1SDA074655R1+1SDA080698R1 | XT1N 125 TMF 45-500 4p F F UL/CSA | 25:Q | XT1NQ4045AFF000XXX | https://new.abb.com/products/en/1SDA074655R1 |  |  | 1SDA080698R1
25 | Q | XT1NQ4050AFF000XXX | 1SDA074656R1+1SDA080698R1 | XT1N 125 TMF 50-500 4p F F UL/CSA | 25:Q | XT1NQ4050AFF000XXX | https://new.abb.com/products/en/1SDA074656R1 |  |  | 1SDA080698R1
25 | Q | XT1NQ4060AFF000XXX | 1SDA074657R1+1SDA080698R1 | XT1N 125 TMF 60-600 4p F F UL/CSA | 25:Q | XT1NQ4060AFF000XXX | https://new.abb.com/products/en/1SDA074657R1 |  |  | 1SDA080698R1
25 | Q | XT1NQ4070AFF000XXX | 1SDA074658R1+1SDA080698R1 | XT1N 125 TMF 70-700 4p F F UL/CSA | 25:Q | XT1NQ4070AFF000XXX | https://new.abb.com/products/en/1SDA074658R1 |  |  | 1SDA080698R1
25 | Q | XT1NQ4080AFF000XXX | 1SDA074659R1+1SDA080698R1 | XT1N 125 TMF 80-800 4p F F UL/CSA | 25:Q | XT1NQ4080AFF000XXX | https://new.abb.com/products/en/1SDA074659R1 |  |  | 1SDA080698R1
25 | Q | XT1NQ4090AFF000XXX | 1SDA074660R1+1SDA080698R1 | XT1N 125 TMF 90-900 4p F F UL/CSA | 25:Q | XT1NQ4090AFF000XXX | https://new.abb.com/products/en/1SDA074660R1 |  |  | 1SDA080698R1
25 | Q | XT1NQ4100AFF000XXX | 1SDA074661R1+1SDA080698R1 | XT1N 125 TMF 100-1000 4p F F UL/CSA | 25:Q | XT1NQ4100AFF000XXX | https://new.abb.com/products/en/1SDA074661R1 |  |  | 1SDA080698R1
25 | Q | XT1SQ3015AFF000XXX | 1SDA074664R1+1SDA076603R1 | XT1S 125 TMF 15-500 3p F F UL/CSA | 25:Q | XT1SQ3015AFF000XXX | https://new.abb.com/products/en/1SDA074664R1 |  |  | 1SDA076603R1
25 | Q | XT1SQ3020AFF000XXX | 1SDA074665R1+1SDA076603R1 | XT1S 125 TMF 20-500 3p F F UL/CSA | 25:Q | XT1SQ3020AFF000XXX | https://new.abb.com/products/en/1SDA074665R1 |  |  | 1SDA076603R1
25 | Q | XT1SQ3025AFF000XXX | 1SDA074666R1+1SDA076603R1 | XT1S 125 TMF 25-500 3p F F UL/CSA | 25:Q | XT1SQ3025AFF000XXX | https://new.abb.com/products/en/1SDA074666R1 |  |  | 1SDA076603R1
25 | Q | XT1SQ3030AFF000XXX | 1SDA074667R1+1SDA076603R1 | XT1S 125 TMF 30-500 3p F F UL/CSA | 25:Q | XT1SQ3030AFF000XXX | https://new.abb.com/products/en/1SDA074667R1 |  |  | 1SDA076603R1
25 | Q | XT1SQ3035AFF000XXX | 1SDA074668R1+1SDA076603R1 | XT1S 125 TMF 35-500 3p F F UL/CSA | 25:Q | XT1SQ3035AFF000XXX | https://new.abb.com/products/en/1SDA074668R1 |  |  | 1SDA076603R1
25 | Q | XT1SQ3040AFF000XXX | 1SDA074669R1+1SDA076603R1 | XT1S 125 TMF 40-500 3p F F UL/CSA | 25:Q | XT1SQ3040AFF000XXX | https://new.abb.com/products/en/1SDA074669R1 |  |  | 1SDA076603R1
25 | Q | XT1SQ3045AFF000XXX | 1SDA074670R1+1SDA076603R1 | XT1S 125 TMF 45-500 3p F F UL/CSA | 25:Q | XT1SQ3045AFF000XXX | https://new.abb.com/products/en/1SDA074670R1 |  |  | 1SDA076603R1
25 | Q | XT1SQ3050AFF000XXX | 1SDA074671R1+1SDA076603R1 | XT1S 125 TMF 50-500 3p F F UL/CSA | 25:Q | XT1SQ3050AFF000XXX | https://new.abb.com/products/en/1SDA074671R1 |  |  | 1SDA076603R1
25 | Q | XT1SQ3060AFF000XXX | 1SDA074672R1+1SDA076603R1 | XT1S 125 TMF 60-600 3p F F UL/CSA | 25:Q | XT1SQ3060AFF000XXX | https://new.abb.com/products/en/1SDA074672R1 |  |  | 1SDA076603R1
25 | Q | XT1SQ3070AFF000XXX | 1SDA074673R1+1SDA076603R1 | XT1S 125 TMF 70-700 3p F F UL/CSA | 25:Q | XT1SQ3070AFF000XXX | https://new.abb.com/products/en/1SDA074673R1 |  |  | 1SDA076603R1
25 | Q | XT1SQ3080AFF000XXX | 1SDA074674R1+1SDA076603R1 | XT1S 125 TMF 80-800 3p F F UL/CSA | 25:Q | XT1SQ3080AFF000XXX | https://new.abb.com/products/en/1SDA074674R1 |  |  | 1SDA076603R1
25 | Q | XT1SQ3090AFF000XXX | 1SDA074675R1+1SDA076603R1 | XT1S 125 TMF 90-900 3p F F UL/CSA | 25:Q | XT1SQ3090AFF000XXX | https://new.abb.com/products/en/1SDA074675R1 |  |  | 1SDA076603R1
25 | Q | XT1SQ3100AFF000XXX | 1SDA074676R1+1SDA076603R1 | XT1S 125 TMF 100-1000 3p F F UL/CSA | 25:Q | XT1SQ3100AFF000XXX | https://new.abb.com/products/en/1SDA074676R1 |  |  | 1SDA076603R1
25 | Q | XT1SQ4015AFF000XXX | 1SDA074679R1+1SDA080698R1 | XT1S 125 TMF 15-500 4p F F UL/CSA | 25:Q | XT1SQ4015AFF000XXX | https://new.abb.com/products/en/1SDA074679R1 |  |  | 1SDA080698R1
25 | Q | XT1SQ4020AFF000XXX | 1SDA074680R1+1SDA080698R1 | XT1S 125 TMF 20-500 4p F F UL/CSA | 25:Q | XT1SQ4020AFF000XXX | https://new.abb.com/products/en/1SDA074680R1 |  |  | 1SDA080698R1
25 | Q | XT1SQ4025AFF000XXX | 1SDA074681R1+1SDA080698R1 | XT1S 125 TMF 25-500 4p F F UL/CSA | 25:Q | XT1SQ4025AFF000XXX | https://new.abb.com/products/en/1SDA074681R1 |  |  | 1SDA080698R1
25 | Q | XT1SQ4030AFF000XXX | 1SDA074682R1+1SDA080698R1 | XT1S 125 TMF 30-500 4p F F UL/CSA | 25:Q | XT1SQ4030AFF000XXX | https://new.abb.com/products/en/1SDA074682R1 |  |  | 1SDA080698R1
25 | Q | XT1SQ4035AFF000XXX | 1SDA074683R1+1SDA080698R1 | XT1S 125 TMF 35-500 4p F F UL/CSA | 25:Q | XT1SQ4035AFF000XXX | https://new.abb.com/products/en/1SDA074683R1 |  |  | 1SDA080698R1
25 | Q | XT1SQ4040AFF000XXX | 1SDA074684R1+1SDA080698R1 | XT1S 125 TMF 40-500 4p F F UL/CSA | 25:Q | XT1SQ4040AFF000XXX | https://new.abb.com/products/en/1SDA074684R1 |  |  | 1SDA080698R1
25 | Q | XT1SQ4045AFF000XXX | 1SDA074685R1+1SDA080698R1 | XT1S 125 TMF 45-500 4p F F UL/CSA | 25:Q | XT1SQ4045AFF000XXX | https://new.abb.com/products/en/1SDA074685R1 |  |  | 1SDA080698R1
25 | Q | XT1SQ4050AFF000XXX | 1SDA074686R1+1SDA080698R1 | XT1S 125 TMF 50-500 4p F F UL/CSA | 25:Q | XT1SQ4050AFF000XXX | https://new.abb.com/products/en/1SDA074686R1 |  |  | 1SDA080698R1
25 | Q | XT1SQ4060AFF000XXX | 1SDA074687R1+1SDA080698R1 | XT1S 125 TMF 60-600 4p F F UL/CSA | 25:Q | XT1SQ4060AFF000XXX | https://new.abb.com/products/en/1SDA074687R1 |  |  | 1SDA080698R1
25 | Q | XT1SQ4070AFF000XXX | 1SDA074688R1+1SDA080698R1 | XT1S 125 TMF 70-700 4p F F UL/CSA | 25:Q | XT1SQ4070AFF000XXX | https://new.abb.com/products/en/1SDA074688R1 |  |  | 1SDA080698R1
25 | Q | XT1SQ4080AFF000XXX | 1SDA074689R1+1SDA080698R1 | XT1S 125 TMF 80-800 4p F F UL/CSA | 25:Q | XT1SQ4080AFF000XXX | https://new.abb.com/products/en/1SDA074689R1 |  |  | 1SDA080698R1
25 | Q | XT1SQ4090AFF000XXX | 1SDA074690R1+1SDA080698R1 | XT1S 125 TMF 90-900 4p F F UL/CSA | 25:Q | XT1SQ4090AFF000XXX | https://new.abb.com/products/en/1SDA074690R1 |  |  | 1SDA080698R1
25 | Q | XT1SQ4100AFF000XXX | 1SDA074691R1+1SDA080698R1 | XT1S 125 TMF 100-1000 4p F F UL/CSA | 25:Q | XT1SQ4100AFF000XXX | https://new.abb.com/products/en/1SDA074691R1 |  |  | 1SDA080698R1
25 | Q | XT2HQ3010CFF000XXX | 1SDA102085R1+1SDA076604R1 | XT2H 125 Ekip Dip LIG In10A 3p FF UL/CSA | 25:Q | XT2HQ3010CFF000XXX | https://new.abb.com/products/en/1SDA102085R1 |  |  | 1SDA076604R1
25 | Q | XT2HQ3010EFF000XXX | 1SDA074920R1+1SDA076604R1 | XT2H 125 Ekip LS/I In=10A 3p F F UL/CSA | 25:Q | XT2HQ3010EFF000XXX | https://new.abb.com/products/en/1SDA074920R1 |  |  | 1SDA076604R1
25 | Q | XT2HQ3010FFF000XXX | 1SDA074970R1+1SDA076604R1 | XT2H 125 Ekip LSI In=10A 3p F F UL/CSA | 25:Q | XT2HQ3010FFF000XXX | https://new.abb.com/products/en/1SDA074970R1 |  |  | 1SDA076604R1
25 | Q | XT2HQ3010GFF000XXX | 1SDA075020R1+1SDA076604R1 | XT2H 125 Ekip LSIG In=10A 3p F F UL/CSA | 25:Q | XT2HQ3010GFF000XXX | https://new.abb.com/products/en/1SDA075020R1 |  |  | 1SDA076604R1
25 | Q | XT2HQ3015AFF000XXX | 1SDA074789R1+1SDA076604R1 | XT2H 125 TMF 15-400 3p F F UL/CSA | 25:Q | XT2HQ3015AFF000XXX | https://new.abb.com/products/en/1SDA074789R1 |  |  | 1SDA076604R1
25 | Q | XT2HQ3020AFF000XXX | 1SDA074790R1+1SDA076604R1 | XT2H 125 TMF 20-400 3p F F UL/CSA | 25:Q | XT2HQ3020AFF000XXX | https://new.abb.com/products/en/1SDA074790R1 |  |  | 1SDA076604R1
25 | Q | XT2HQ3025AFF000XXX | 1SDA074791R1+1SDA076604R1 | XT2H 125 TMF 25-400 3p F F UL/CSA | 25:Q | XT2HQ3025AFF000XXX | https://new.abb.com/products/en/1SDA074791R1 |  |  | 1SDA076604R1
25 | Q | XT2HQ3025CFF000XXX | 1SDA102086R1+1SDA076604R1 | XT2H 125 Ekip Dip LIG In25A 3p FF UL/CSA | 25:Q | XT2HQ3025CFF000XXX | https://new.abb.com/products/en/1SDA102086R1 |  |  | 1SDA076604R1
25 | Q | XT2HQ3025EFF000XXX | 1SDA074921R1+1SDA076604R1 | XT2H 125 Ekip LS/I In=25A 3p F F UL/CSA | 25:Q | XT2HQ3025EFF000XXX | https://new.abb.com/products/en/1SDA074921R1 |  |  | 1SDA076604R1
25 | Q | XT2HQ3025FFF000XXX | 1SDA074971R1+1SDA076604R1 | XT2H 125 Ekip LSI In=25A 3p F F UL/CSA | 25:Q | XT2HQ3025FFF000XXX | https://new.abb.com/products/en/1SDA074971R1 |  |  | 1SDA076604R1
25 | Q | XT2HQ3025GFF000XXX | 1SDA075021R1+1SDA076604R1 | XT2H 125 Ekip LSIG In=25A 3p F F UL/CSA | 25:Q | XT2HQ3025GFF000XXX | https://new.abb.com/products/en/1SDA075021R1 |  |  | 1SDA076604R1
25 | Q | XT2HQ3025LFF000XXX | 1SDA075103R1+1SDA076604R1 | XT2H 125 Ekip M-LIU In=25A 3p F F UL/CSA | 25:Q | XT2HQ3025LFF000XXX | https://new.abb.com/products/en/1SDA075103R1 |  |  | 1SDA076604R1
25 | Q | XT2HQ3030AFF000XXX | 1SDA074792R1+1SDA076604R1 | XT2H 125 TMF 30-400 3p F F UL/CSA | 25:Q | XT2HQ3030AFF000XXX | https://new.abb.com/products/en/1SDA074792R1 |  |  | 1SDA076604R1
25 | Q | XT2HQ3035AFF000XXX | 1SDA074793R1+1SDA076604R1 | XT2H 125 TMF 35-400 3p F F UL/CSA | 25:Q | XT2HQ3035AFF000XXX | https://new.abb.com/products/en/1SDA074793R1 |  |  | 1SDA076604R1
25 | Q | XT2HQ3040AFF000XXX | 1SDA074794R1+1SDA076604R1 | XT2H 125 TMF 40-400 3p F F UL/CSA | 25:Q | XT2HQ3040AFF000XXX | https://new.abb.com/products/en/1SDA074794R1 |  |  | 1SDA076604R1
25 | Q | XT2HQ3040WFF000XXX | 1SDA102090R1+1SDA076604R1 | XT2H 125 EkipM TouchLRIU(MPCB)40 3pFF UL | 25:Q | XT2HQ3040WFF000XXX | https://new.abb.com/products/en/1SDA102090R1 |  |  | 1SDA076604R1
25 | Q | XT2HQ3050AFF000XXX | 1SDA074795R1+1SDA076604R1 | XT2H 125 TMF 50-500 3p F F UL/CSA | 25:Q | XT2HQ3050AFF000XXX | https://new.abb.com/products/en/1SDA074795R1 |  |  | 1SDA076604R1
25 | Q | XT2HQ3060AFF000XXX | 1SDA074796R1+1SDA076604R1 | XT2H 125 TMF 60-600 3p F F UL/CSA | 25:Q | XT2HQ3060AFF000XXX | https://new.abb.com/products/en/1SDA074796R1 |  |  | 1SDA076604R1
25 | Q | XT2HQ3060CFF000XXX | 1SDA102087R1+1SDA076604R1 | XT2H 125 Ekip Dip LIG In60A 3p FF UL/CSA | 25:Q | XT2HQ3060CFF000XXX | https://new.abb.com/products/en/1SDA102087R1 |  |  | 1SDA076604R1
25 | Q | XT2HQ3060EFF000XXX | 1SDA074922R1+1SDA076604R1 | XT2H 125 Ekip LS/I In=60A 3p F F UL/CSA | 25:Q | XT2HQ3060EFF000XXX | https://new.abb.com/products/en/1SDA074922R1 |  |  | 1SDA076604R1
25 | Q | XT2HQ3060FFF000XXX | 1SDA074972R1+1SDA076604R1 | XT2H 125 Ekip LSI In=60A 3p F F UL/CSA | 25:Q | XT2HQ3060FFF000XXX | https://new.abb.com/products/en/1SDA074972R1 |  |  | 1SDA076604R1
25 | Q | XT2HQ3060GFF000XXX | 1SDA075022R1+1SDA076604R1 | XT2H 125 Ekip LSIG In=60A 3p F F UL/CSA | 25:Q | XT2HQ3060GFF000XXX | https://new.abb.com/products/en/1SDA075022R1 |  |  | 1SDA076604R1
25 | Q | XT2HQ3060LFF000XXX | 1SDA075104R1+1SDA076604R1 | XT2H 125 Ekip M-LIU In=60A 3p F F UL/CSA | 25:Q | XT2HQ3060LFF000XXX | https://new.abb.com/products/en/1SDA075104R1 |  |  | 1SDA076604R1
25 | Q | XT2HQ3060WFF000XXX | 1SDA102091R1+1SDA076604R1 | XT2H 125 EkipM TouchLRIU(MPCB)60 3pFF UL | 25:Q | XT2HQ3060WFF000XXX | https://new.abb.com/products/en/1SDA102091R1 |  |  | 1SDA076604R1
25 | Q | XT2HQ3070AFF000XXX | 1SDA074797R1+1SDA076604R1 | XT2H 125 TMF 70-700 3p F F UL/CSA | 25:Q | XT2HQ3070AFF000XXX | https://new.abb.com/products/en/1SDA074797R1 |  |  | 1SDA076604R1
25 | Q | XT2HQ3080BFF000XXX | 1SDA074798R1+1SDA076604R1 | XT2H 125 TMA 80-400..800 3p F F UL/CSA | 25:Q | XT2HQ3080BFF000XXX | https://new.abb.com/products/en/1SDA074798R1 |  |  | 1SDA076604R1
25 | Q | XT2HQ3090BFF000XXX | 1SDA074799R1+1SDA076604R1 | XT2H 125 TMA 90-450..900 3p F F UL/CSA | 25:Q | XT2HQ3090BFF000XXX | https://new.abb.com/products/en/1SDA074799R1 |  |  | 1SDA076604R1
25 | Q | XT2HQ3100BFF000XXX | 1SDA074800R1+1SDA076604R1 | XT2H 125 TMA 100-500..1000 3p F F UL/CSA | 25:Q | XT2HQ3100BFF000XXX | https://new.abb.com/products/en/1SDA074800R1 |  |  | 1SDA076604R1
25 | Q | XT2HQ3100CFF000XXX | 1SDA102088R1+1SDA076604R1 | XT2H 125 Ekip Dip LIG In100 3p FF UL/CSA | 25:Q | XT2HQ3100CFF000XXX | https://new.abb.com/products/en/1SDA102088R1 |  |  | 1SDA076604R1
25 | Q | XT2HQ3100EFF000XXX | 1SDA074923R1+1SDA076604R1 | XT2H 125 Ekip LS/I In=100A 3p F F UL/CSA | 25:Q | XT2HQ3100EFF000XXX | https://new.abb.com/products/en/1SDA074923R1 |  |  | 1SDA076604R1
25 | Q | XT2HQ3100FFF000XXX | 1SDA074973R1+1SDA076604R1 | XT2H 125 Ekip LSI In=100A 3p F F UL/CSA | 25:Q | XT2HQ3100FFF000XXX | https://new.abb.com/products/en/1SDA074973R1 |  |  | 1SDA076604R1
25 | Q | XT2HQ3100GFF000XXX | 1SDA075023R1+1SDA076604R1 | XT2H 125 Ekip LSIG In=100A 3p F F UL/CSA | 25:Q | XT2HQ3100GFF000XXX | https://new.abb.com/products/en/1SDA075023R1 |  |  | 1SDA076604R1
25 | Q | XT2HQ3100LFF000XXX | 1SDA075105R1+1SDA076604R1 | XT2H 125 Ekip M-LIU In=100A 3p FF UL/CSA | 25:Q | XT2HQ3100LFF000XXX | https://new.abb.com/products/en/1SDA075105R1 |  |  | 1SDA076604R1
25 | Q | XT2HQ3100WFF000XXX | 1SDA102092R1+1SDA076604R1 | XT2H 125 EkipMTouchLRIU(MPCB)100 3pFF UL | 25:Q | XT2HQ3100WFF000XXX | https://new.abb.com/products/en/1SDA102092R1 |  |  | 1SDA076604R1
25 | Q | XT2HQ3125CFF000XXX | 1SDA102089R1+1SDA076604R1 | XT2H 125 Ekip Dip LIG In125 3p FF UL/CSA | 25:Q | XT2HQ3125CFF000XXX | https://new.abb.com/products/en/1SDA102089R1 |  |  | 1SDA076604R1
25 | Q | XT2HQ3125EFF000XXX | 1SDA074924R1+1SDA076604R1 | XT2H 125 Ekip LS/I In=125A 3p F F UL/CSA | 25:Q | XT2HQ3125EFF000XXX | https://new.abb.com/products/en/1SDA074924R1 |  |  | 1SDA076604R1
25 | Q | XT2HQ3125FFF000XXX | 1SDA074974R1+1SDA076604R1 | XT2H 125 Ekip LSI In=125A 3p F F UL/CSA | 25:Q | XT2HQ3125FFF000XXX | https://new.abb.com/products/en/1SDA074974R1 |  |  | 1SDA076604R1
25 | Q | XT2HQ3125GFF000XXX | 1SDA075024R1+1SDA076604R1 | XT2H 125 Ekip LSIG In=125A 3p F F UL/CSA | 25:Q | XT2HQ3125GFF000XXX | https://new.abb.com/products/en/1SDA075024R1 |  |  | 1SDA076604R1
25 | Q | XT2HQ4010CFF000XXX | 1SDA102142R1+1SDA080699R1 | XT2H 125 Ekip Dip LIG In10A 4p FF UL/CSA | 25:Q | XT2HQ4010CFF000XXX | https://new.abb.com/products/en/1SDA102142R1 |  |  | 1SDA080699R1
25 | Q | XT2HQ4010EFF000XXX | 1SDA074925R1+1SDA080699R1 | XT2H 125 Ekip LS/I In=10A 4p F F UL/CSA | 25:Q | XT2HQ4010EFF000XXX | https://new.abb.com/products/en/1SDA074925R1 |  |  | 1SDA080699R1
25 | Q | XT2HQ4010FFF000XXX | 1SDA074975R1+1SDA080699R1 | XT2H 125 Ekip LSI In=10A 4p F F UL/CSA | 25:Q | XT2HQ4010FFF000XXX | https://new.abb.com/products/en/1SDA074975R1 |  |  | 1SDA080699R1
25 | Q | XT2HQ4010GFF000XXX | 1SDA075025R1+1SDA080699R1 | XT2H 125 Ekip LSIG In=10A 4p F F UL/CSA | 25:Q | XT2HQ4010GFF000XXX | https://new.abb.com/products/en/1SDA075025R1 |  |  | 1SDA080699R1
25 | Q | XT2HQ4015AFF000XXX | 1SDA074803R1+1SDA080699R1 | XT2H 125 TMF 15-400 4p F F UL/CSA | 25:Q | XT2HQ4015AFF000XXX | https://new.abb.com/products/en/1SDA074803R1 |  |  | 1SDA080699R1
25 | Q | XT2HQ4020AFF000XXX | 1SDA074804R1+1SDA080699R1 | XT2H 125 TMF 20-400 4p F F UL/CSA | 25:Q | XT2HQ4020AFF000XXX | https://new.abb.com/products/en/1SDA074804R1 |  |  | 1SDA080699R1
25 | Q | XT2HQ4025AFF000XXX | 1SDA074805R1+1SDA080699R1 | XT2H 125 TMF 25-400 4p F F UL/CSA | 25:Q | XT2HQ4025AFF000XXX | https://new.abb.com/products/en/1SDA074805R1 |  |  | 1SDA080699R1
25 | Q | XT2HQ4025CFF000XXX | 1SDA102143R1+1SDA080699R1 | XT2H 125 Ekip Dip LIG In25A 4p FF UL/CSA | 25:Q | XT2HQ4025CFF000XXX | https://new.abb.com/products/en/1SDA102143R1 |  |  | 1SDA080699R1
25 | Q | XT2HQ4025EFF000XXX | 1SDA074926R1+1SDA080699R1 | XT2H 125 Ekip LS/I In=25A 4p F F UL/CSA | 25:Q | XT2HQ4025EFF000XXX | https://new.abb.com/products/en/1SDA074926R1 |  |  | 1SDA080699R1
25 | Q | XT2HQ4025FFF000XXX | 1SDA074976R1+1SDA080699R1 | XT2H 125 Ekip LSI In=25A 4p F F UL/CSA | 25:Q | XT2HQ4025FFF000XXX | https://new.abb.com/products/en/1SDA074976R1 |  |  | 1SDA080699R1
25 | Q | XT2HQ4025GFF000XXX | 1SDA075026R1+1SDA080699R1 | XT2H 125 Ekip LSIG In=25A 4p F F UL/CSA | 25:Q | XT2HQ4025GFF000XXX | https://new.abb.com/products/en/1SDA075026R1 |  |  | 1SDA080699R1
25 | Q | XT2HQ4030AFF000XXX | 1SDA074806R1+1SDA080699R1 | XT2H 125 TMF 30-400 4p F F UL/CSA | 25:Q | XT2HQ4030AFF000XXX | https://new.abb.com/products/en/1SDA074806R1 |  |  | 1SDA080699R1
25 | Q | XT2HQ4035AFF000XXX | 1SDA074807R1+1SDA080699R1 | XT2H 125 TMF 35-400 4p F F UL/CSA | 25:Q | XT2HQ4035AFF000XXX | https://new.abb.com/products/en/1SDA074807R1 |  |  | 1SDA080699R1
25 | Q | XT2HQ4040AFF000XXX | 1SDA074808R1+1SDA080699R1 | XT2H 125 TMF 40-400 4p F F UL/CSA | 25:Q | XT2HQ4040AFF000XXX | https://new.abb.com/products/en/1SDA074808R1 |  |  | 1SDA080699R1
25 | Q | XT2HQ4050AFF000XXX | 1SDA074809R1+1SDA080699R1 | XT2H 125 TMF 50-500 4p F F UL/CSA | 25:Q | XT2HQ4050AFF000XXX | https://new.abb.com/products/en/1SDA074809R1 |  |  | 1SDA080699R1
25 | Q | XT2HQ4060AFF000XXX | 1SDA074810R1+1SDA080699R1 | XT2H 125 TMF 60-600 4p F F UL/CSA | 25:Q | XT2HQ4060AFF000XXX | https://new.abb.com/products/en/1SDA074810R1 |  |  | 1SDA080699R1
25 | Q | XT2HQ4060CFF000XXX | 1SDA102144R1+1SDA080699R1 | XT2H 125 Ekip Dip LIG In60A 4p FF UL/CSA | 25:Q | XT2HQ4060CFF000XXX | https://new.abb.com/products/en/1SDA102144R1 |  |  | 1SDA080699R1
25 | Q | XT2HQ4060EFF000XXX | 1SDA074927R1+1SDA080699R1 | XT2H 125 Ekip LS/I In=60A 4p F F UL/CSA | 25:Q | XT2HQ4060EFF000XXX | https://new.abb.com/products/en/1SDA074927R1 |  |  | 1SDA080699R1
25 | Q | XT2HQ4060FFF000XXX | 1SDA074977R1+1SDA080699R1 | XT2H 125 Ekip LSI In=60A 4p F F UL/CSA | 25:Q | XT2HQ4060FFF000XXX | https://new.abb.com/products/en/1SDA074977R1 |  |  | 1SDA080699R1
25 | Q | XT2HQ4060GFF000XXX | 1SDA075027R1+1SDA080699R1 | XT2H 125 Ekip LSIG In=60A 4p F F UL/CSA | 25:Q | XT2HQ4060GFF000XXX | https://new.abb.com/products/en/1SDA075027R1 |  |  | 1SDA080699R1
25 | Q | XT2HQ4070AFF000XXX | 1SDA074811R1+1SDA080699R1 | XT2H 125 TMF 70-700 4p F F UL/CSA | 25:Q | XT2HQ4070AFF000XXX | https://new.abb.com/products/en/1SDA074811R1 |  |  | 1SDA080699R1
25 | Q | XT2HQ4080BFF000XXX | 1SDA074812R1+1SDA080699R1 | XT2H 125 TMA 80-400..800 4p F F UL/CSA | 25:Q | XT2HQ4080BFF000XXX | https://new.abb.com/products/en/1SDA074812R1 |  |  | 1SDA080699R1
25 | Q | XT2HQ4090BFF000XXX | 1SDA074813R1+1SDA080699R1 | XT2H 125 TMA 90-450..900 4p F F UL/CSA | 25:Q | XT2HQ4090BFF000XXX | https://new.abb.com/products/en/1SDA074813R1 |  |  | 1SDA080699R1
25 | Q | XT2HQ4100BFF000XXX | 1SDA074814R1+1SDA080699R1 | XT2H 125 TMA 100-500..1000 4p F F UL/CSA | 25:Q | XT2HQ4100BFF000XXX | https://new.abb.com/products/en/1SDA074814R1 |  |  | 1SDA080699R1
25 | Q | XT2HQ4100CFF000XXX | 1SDA102145R1+1SDA080699R1 | XT2H 125 Ekip Dip LIG In100 4p FF UL/CSA | 25:Q | XT2HQ4100CFF000XXX | https://new.abb.com/products/en/1SDA102145R1 |  |  | 1SDA080699R1
25 | Q | XT2HQ4100EFF000XXX | 1SDA074928R1+1SDA080699R1 | XT2H 125 Ekip LS/I In=100A 4p F F UL/CSA | 25:Q | XT2HQ4100EFF000XXX | https://new.abb.com/products/en/1SDA074928R1 |  |  | 1SDA080699R1
25 | Q | XT2HQ4100FFF000XXX | 1SDA074978R1+1SDA080699R1 | XT2H 125 Ekip LSI In=100A 4p F F UL/CSA | 25:Q | XT2HQ4100FFF000XXX | https://new.abb.com/products/en/1SDA074978R1 |  |  | 1SDA080699R1
25 | Q | XT2HQ4100GFF000XXX | 1SDA075028R1+1SDA080699R1 | XT2H 125 Ekip LSIG In=100A 4p F F UL/CSA | 25:Q | XT2HQ4100GFF000XXX | https://new.abb.com/products/en/1SDA075028R1 |  |  | 1SDA080699R1
25 | Q | XT2HQ4125CFF000XXX | 1SDA102146R1+1SDA080699R1 | XT2H 125 Ekip Dip LIG In125 4p FF UL/CSA | 25:Q | XT2HQ4125CFF000XXX | https://new.abb.com/products/en/1SDA102146R1 |  |  | 1SDA080699R1
25 | Q | XT2HQ4125EFF000XXX | 1SDA074929R1+1SDA080699R1 | XT2H 125 Ekip LS/I In=125A 4p F F UL/CSA | 25:Q | XT2HQ4125EFF000XXX | https://new.abb.com/products/en/1SDA074929R1 |  |  | 1SDA080699R1
25 | Q | XT2HQ4125FFF000XXX | 1SDA074979R1+1SDA080699R1 | XT2H 125 Ekip LSI In=125A 4p F F UL/CSA | 25:Q | XT2HQ4125FFF000XXX | https://new.abb.com/products/en/1SDA074979R1 |  |  | 1SDA080699R1
25 | Q | XT2HQ4125GFF000XXX | 1SDA075029R1+1SDA080699R1 | XT2H 125 Ekip LSIG In=125A 4p F F UL/CSA | 25:Q | XT2HQ4125GFF000XXX | https://new.abb.com/products/en/1SDA075029R1 |  |  | 1SDA080699R1
25 | Q | XT2LQ3010EFF000XXX | 1SDA074930R1+1SDA076604R1 | XT2L 125 Ekip LS/I In=10A 3p F F UL/CSA | 25:Q | XT2LQ3010EFF000XXX | https://new.abb.com/products/en/1SDA074930R1 |  |  | 1SDA076604R1
25 | Q | XT2LQ3010FFF000XXX | 1SDA074980R1+1SDA076604R1 | XT2L 125 Ekip LSI In=10A 3p F F UL/CSA | 25:Q | XT2LQ3010FFF000XXX | https://new.abb.com/products/en/1SDA074980R1 |  |  | 1SDA076604R1
25 | Q | XT2LQ3010GFF000XXX | 1SDA075030R1+1SDA076604R1 | XT2L 125 Ekip LSIG In=10A 3p F F UL/CSA | 25:Q | XT2LQ3010GFF000XXX | https://new.abb.com/products/en/1SDA075030R1 |  |  | 1SDA076604R1
25 | Q | XT2LQ3015AFF000XXX | 1SDA074817R1+1SDA076604R1 | XT2L 125 TMF 15-400 3p F F UL/CSA | 25:Q | XT2LQ3015AFF000XXX | https://new.abb.com/products/en/1SDA074817R1 |  |  | 1SDA076604R1
25 | Q | XT2LQ3020AFF000XXX | 1SDA074818R1+1SDA076604R1 | XT2L 125 TMF 20-400 3p F F UL/CSA | 25:Q | XT2LQ3020AFF000XXX | https://new.abb.com/products/en/1SDA074818R1 |  |  | 1SDA076604R1
25 | Q | XT2LQ3025AFF000XXX | 1SDA074819R1+1SDA076604R1 | XT2L 125 TMF 25-400 3p F F UL/CSA | 25:Q | XT2LQ3025AFF000XXX | https://new.abb.com/products/en/1SDA074819R1 |  |  | 1SDA076604R1
25 | Q | XT2LQ3025EFF000XXX | 1SDA074931R1+1SDA076604R1 | XT2L 125 Ekip LS/I In=25A 3p F F UL/CSA | 25:Q | XT2LQ3025EFF000XXX | https://new.abb.com/products/en/1SDA074931R1 |  |  | 1SDA076604R1
25 | Q | XT2LQ3025FFF000XXX | 1SDA074981R1+1SDA076604R1 | XT2L 125 Ekip LSI In=25A 3p F F UL/CSA | 25:Q | XT2LQ3025FFF000XXX | https://new.abb.com/products/en/1SDA074981R1 |  |  | 1SDA076604R1
25 | Q | XT2LQ3025GFF000XXX | 1SDA075031R1+1SDA076604R1 | XT2L 125 Ekip LSIG In=25A 3p F F UL/CSA | 25:Q | XT2LQ3025GFF000XXX | https://new.abb.com/products/en/1SDA075031R1 |  |  | 1SDA076604R1
25 | Q | XT2LQ3025LFF000XXX | 1SDA075106R1+1SDA076604R1 | XT2L 125 Ekip M-LIU In=25A 3p F F UL/CSA | 25:Q | XT2LQ3025LFF000XXX | https://new.abb.com/products/en/1SDA075106R1 |  |  | 1SDA076604R1
25 | Q | XT2LQ3030AFF000XXX | 1SDA074820R1+1SDA076604R1 | XT2L 125 TMF 30-400 3p F F UL/CSA | 25:Q | XT2LQ3030AFF000XXX | https://new.abb.com/products/en/1SDA074820R1 |  |  | 1SDA076604R1
25 | Q | XT2LQ3035AFF000XXX | 1SDA074821R1+1SDA076604R1 | XT2L 125 TMF 35-400 3p F F UL/CSA | 25:Q | XT2LQ3035AFF000XXX | https://new.abb.com/products/en/1SDA074821R1 |  |  | 1SDA076604R1
25 | Q | XT2LQ3040AFF000XXX | 1SDA074822R1+1SDA076604R1 | XT2L 125 TMF 40-400 3p F F UL/CSA | 25:Q | XT2LQ3040AFF000XXX | https://new.abb.com/products/en/1SDA074822R1 |  |  | 1SDA076604R1
25 | Q | XT2LQ3040WFF000XXX | 1SDA102094R1+1SDA076604R1 | XT2L 125 EkipM TouchLRIU(MPCB)40 3pFF UL | 25:Q | XT2LQ3040WFF000XXX | https://new.abb.com/products/en/1SDA102094R1 |  |  | 1SDA076604R1
25 | Q | XT2LQ3050AFF000XXX | 1SDA074823R1+1SDA076604R1 | XT2L 125 TMF 50-500 3p F F UL/CSA | 25:Q | XT2LQ3050AFF000XXX | https://new.abb.com/products/en/1SDA074823R1 |  |  | 1SDA076604R1
25 | Q | XT2LQ3060AFF000XXX | 1SDA074824R1+1SDA076604R1 | XT2L 125 TMF 60-600 3p F F UL/CSA | 25:Q | XT2LQ3060AFF000XXX | https://new.abb.com/products/en/1SDA074824R1 |  |  | 1SDA076604R1
25 | Q | XT2LQ3060EFF000XXX | 1SDA074932R1+1SDA076604R1 | XT2L 125 Ekip LS/I In=60A 3p F F UL/CSA | 25:Q | XT2LQ3060EFF000XXX | https://new.abb.com/products/en/1SDA074932R1 |  |  | 1SDA076604R1
25 | Q | XT2LQ3060FFF000XXX | 1SDA074982R1+1SDA076604R1 | XT2L 125 Ekip LSI In=60A 3p F F UL/CSA | 25:Q | XT2LQ3060FFF000XXX | https://new.abb.com/products/en/1SDA074982R1 |  |  | 1SDA076604R1
25 | Q | XT2LQ3060GFF000XXX | 1SDA075032R1+1SDA076604R1 | XT2L 125 Ekip LSIG In=60A 3p F F UL/CSA | 25:Q | XT2LQ3060GFF000XXX | https://new.abb.com/products/en/1SDA075032R1 |  |  | 1SDA076604R1
25 | Q | XT2LQ3060LFF000XXX | 1SDA075107R1+1SDA076604R1 | XT2L 125 Ekip M-LIU In=60A 3p F F UL/CSA | 25:Q | XT2LQ3060LFF000XXX | https://new.abb.com/products/en/1SDA075107R1 |  |  | 1SDA076604R1
25 | Q | XT2LQ3060WFF000XXX | 1SDA102095R1+1SDA076604R1 | XT2L 125 EkipM TouchLRIU(MPCB)60 3pFF UL | 25:Q | XT2LQ3060WFF000XXX | https://new.abb.com/products/en/1SDA102095R1 |  |  | 1SDA076604R1
25 | Q | XT2LQ3070AFF000XXX | 1SDA074825R1+1SDA076604R1 | XT2L 125 TMF 70-700 3p F F UL/CSA | 25:Q | XT2LQ3070AFF000XXX | https://new.abb.com/products/en/1SDA074825R1 |  |  | 1SDA076604R1
25 | Q | XT2LQ3080BFF000XXX | 1SDA074826R1+1SDA076604R1 | XT2L 125 TMA 80-400..800 3p F F UL/CSA | 25:Q | XT2LQ3080BFF000XXX | https://new.abb.com/products/en/1SDA074826R1 |  |  | 1SDA076604R1
25 | Q | XT2LQ3090BFF000XXX | 1SDA074827R1+1SDA076604R1 | XT2L 125 TMA 90-450..900 3p F F UL/CSA | 25:Q | XT2LQ3090BFF000XXX | https://new.abb.com/products/en/1SDA074827R1 |  |  | 1SDA076604R1
25 | Q | XT2LQ3100BFF000XXX | 1SDA074828R1+1SDA076604R1 | XT2L 125 TMA 100-500..1000 3p F F UL/CSA | 25:Q | XT2LQ3100BFF000XXX | https://new.abb.com/products/en/1SDA074828R1 |  |  | 1SDA076604R1
25 | Q | XT2LQ3100EFF000XXX | 1SDA074933R1+1SDA076604R1 | XT2L 125 Ekip LS/I In=100A 3p F F UL/CSA | 25:Q | XT2LQ3100EFF000XXX | https://new.abb.com/products/en/1SDA074933R1 |  |  | 1SDA076604R1
25 | Q | XT2LQ3100FFF000XXX | 1SDA074983R1+1SDA076604R1 | XT2L 125 Ekip LSI In=100A 3p F F UL/CSA | 25:Q | XT2LQ3100FFF000XXX | https://new.abb.com/products/en/1SDA074983R1 |  |  | 1SDA076604R1
25 | Q | XT2LQ3100GFF000XXX | 1SDA075033R1+1SDA076604R1 | XT2L 125 Ekip LSIG In=100A 3p F F UL/CSA | 25:Q | XT2LQ3100GFF000XXX | https://new.abb.com/products/en/1SDA075033R1 |  |  | 1SDA076604R1
25 | Q | XT2LQ3100LFF000XXX | 1SDA075108R1+1SDA076604R1 | XT2L 125 Ekip M-LIU In=100A 3p FF UL/CSA | 25:Q | XT2LQ3100LFF000XXX | https://new.abb.com/products/en/1SDA075108R1 |  |  | 1SDA076604R1
25 | Q | XT2LQ3100WFF000XXX | 1SDA102096R1+1SDA076604R1 | XT2L 125 EkipMTouchLRIU(MPCB)100 3pFF UL | 25:Q | XT2LQ3100WFF000XXX | https://new.abb.com/products/en/1SDA102096R1 |  |  | 1SDA076604R1
25 | Q | XT2LQ3125EFF000XXX | 1SDA074934R1+1SDA076604R1 | XT2L 125 Ekip LS/I In=125A 3p F F UL/CSA | 25:Q | XT2LQ3125EFF000XXX | https://new.abb.com/products/en/1SDA074934R1 |  |  | 1SDA076604R1
25 | Q | XT2LQ3125FFF000XXX | 1SDA074984R1+1SDA076604R1 | XT2L 125 Ekip LSI In=125A 3p F F UL/CSA | 25:Q | XT2LQ3125FFF000XXX | https://new.abb.com/products/en/1SDA074984R1 |  |  | 1SDA076604R1
25 | Q | XT2LQ3125GFF000XXX | 1SDA075034R1+1SDA076604R1 | XT2L 125 Ekip LSIG In=125A 3p F F UL/CSA | 25:Q | XT2LQ3125GFF000XXX | https://new.abb.com/products/en/1SDA075034R1 |  |  | 1SDA076604R1
25 | Q | XT2LQ4010EFF000XXX | 1SDA074935R1+1SDA080699R1 | XT2L 125 Ekip LS/I In=10A 4p F F UL/CSA | 25:Q | XT2LQ4010EFF000XXX | https://new.abb.com/products/en/1SDA074935R1 |  |  | 1SDA080699R1
25 | Q | XT2LQ4010FFF000XXX | 1SDA074985R1+1SDA080699R1 | XT2L 125 Ekip LSI In=10A 4p F F UL/CSA | 25:Q | XT2LQ4010FFF000XXX | https://new.abb.com/products/en/1SDA074985R1 |  |  | 1SDA080699R1
25 | Q | XT2LQ4010GFF000XXX | 1SDA075035R1+1SDA080699R1 | XT2L 125 Ekip LSIG In=10A 4p F F UL/CSA | 25:Q | XT2LQ4010GFF000XXX | https://new.abb.com/products/en/1SDA075035R1 |  |  | 1SDA080699R1
25 | Q | XT2LQ4015AFF000XXX | 1SDA074831R1+1SDA080699R1 | XT2L 125 TMF 15-400 4p F F UL/CSA | 25:Q | XT2LQ4015AFF000XXX | https://new.abb.com/products/en/1SDA074831R1 |  |  | 1SDA080699R1
25 | Q | XT2LQ4020AFF000XXX | 1SDA074832R1+1SDA080699R1 | XT2L 125 TMF 20-400 4p F F UL/CSA | 25:Q | XT2LQ4020AFF000XXX | https://new.abb.com/products/en/1SDA074832R1 |  |  | 1SDA080699R1
25 | Q | XT2LQ4025AFF000XXX | 1SDA074833R1+1SDA080699R1 | XT2L 125 TMF 25-400 4p F F UL/CSA | 25:Q | XT2LQ4025AFF000XXX | https://new.abb.com/products/en/1SDA074833R1 |  |  | 1SDA080699R1
25 | Q | XT2LQ4025EFF000XXX | 1SDA074936R1+1SDA080699R1 | XT2L 125 Ekip LS/I In=25A 4p F F UL/CSA | 25:Q | XT2LQ4025EFF000XXX | https://new.abb.com/products/en/1SDA074936R1 |  |  | 1SDA080699R1
25 | Q | XT2LQ4025FFF000XXX | 1SDA074986R1+1SDA080699R1 | XT2L 125 Ekip LSI In=25A 4p F F UL/CSA | 25:Q | XT2LQ4025FFF000XXX | https://new.abb.com/products/en/1SDA074986R1 |  |  | 1SDA080699R1
25 | Q | XT2LQ4025GFF000XXX | 1SDA075036R1+1SDA080699R1 | XT2L 125 Ekip LSIG In=25A 4p F F UL/CSA | 25:Q | XT2LQ4025GFF000XXX | https://new.abb.com/products/en/1SDA075036R1 |  |  | 1SDA080699R1
25 | Q | XT2LQ4030AFF000XXX | 1SDA074834R1+1SDA080699R1 | XT2L 125 TMF 30-400 4p F F UL/CSA | 25:Q | XT2LQ4030AFF000XXX | https://new.abb.com/products/en/1SDA074834R1 |  |  | 1SDA080699R1
25 | Q | XT2LQ4035AFF000XXX | 1SDA074835R1+1SDA080699R1 | XT2L 125 TMF 35-400 4p F F UL/CSA | 25:Q | XT2LQ4035AFF000XXX | https://new.abb.com/products/en/1SDA074835R1 |  |  | 1SDA080699R1
25 | Q | XT2LQ4040AFF000XXX | 1SDA074836R1+1SDA080699R1 | XT2L 125 TMF 40-400 4p F F UL/CSA | 25:Q | XT2LQ4040AFF000XXX | https://new.abb.com/products/en/1SDA074836R1 |  |  | 1SDA080699R1
25 | Q | XT2LQ4050AFF000XXX | 1SDA074837R1+1SDA080699R1 | XT2L 125 TMF 50-500 4p F F UL/CSA | 25:Q | XT2LQ4050AFF000XXX | https://new.abb.com/products/en/1SDA074837R1 |  |  | 1SDA080699R1
25 | Q | XT2LQ4060AFF000XXX | 1SDA074838R1+1SDA080699R1 | XT2L 125 TMF 60-600 4p F F UL/CSA | 25:Q | XT2LQ4060AFF000XXX | https://new.abb.com/products/en/1SDA074838R1 |  |  | 1SDA080699R1
25 | Q | XT2LQ4060EFF000XXX | 1SDA074937R1+1SDA080699R1 | XT2L 125 Ekip LS/I In=60A 4p F F UL/CSA | 25:Q | XT2LQ4060EFF000XXX | https://new.abb.com/products/en/1SDA074937R1 |  |  | 1SDA080699R1
25 | Q | XT2LQ4060FFF000XXX | 1SDA074987R1+1SDA080699R1 | XT2L 125 Ekip LSI In=60A 4p F F UL/CSA | 25:Q | XT2LQ4060FFF000XXX | https://new.abb.com/products/en/1SDA074987R1 |  |  | 1SDA080699R1
25 | Q | XT2LQ4060GFF000XXX | 1SDA075037R1+1SDA080699R1 | XT2L 125 Ekip LSIG In=60A 4p F F UL/CSA | 25:Q | XT2LQ4060GFF000XXX | https://new.abb.com/products/en/1SDA075037R1 |  |  | 1SDA080699R1
25 | Q | XT2LQ4070AFF000XXX | 1SDA074839R1+1SDA080699R1 | XT2L 125 TMF 70-700 4p F F UL/CSA | 25:Q | XT2LQ4070AFF000XXX | https://new.abb.com/products/en/1SDA074839R1 |  |  | 1SDA080699R1
25 | Q | XT2LQ4080BFF000XXX | 1SDA074840R1+1SDA080699R1 | XT2L 125 TMA 80-400..800 4p F F UL/CSA | 25:Q | XT2LQ4080BFF000XXX | https://new.abb.com/products/en/1SDA074840R1 |  |  | 1SDA080699R1
25 | Q | XT2LQ4090BFF000XXX | 1SDA074841R1+1SDA080699R1 | XT2L 125 TMA 90-450..900 4p F F UL/CSA | 25:Q | XT2LQ4090BFF000XXX | https://new.abb.com/products/en/1SDA074841R1 |  |  | 1SDA080699R1
25 | Q | XT2LQ4100BFF000XXX | 1SDA074842R1+1SDA080699R1 | XT2L 125 TMA 100-500..1000 4p F F UL/CSA | 25:Q | XT2LQ4100BFF000XXX | https://new.abb.com/products/en/1SDA074842R1 |  |  | 1SDA080699R1
25 | Q | XT2LQ4100EFF000XXX | 1SDA074938R1+1SDA080699R1 | XT2L 125 Ekip LS/I In=100A 4p F F UL/CSA | 25:Q | XT2LQ4100EFF000XXX | https://new.abb.com/products/en/1SDA074938R1 |  |  | 1SDA080699R1
25 | Q | XT2LQ4100FFF000XXX | 1SDA074988R1+1SDA080699R1 | XT2L 125 Ekip LSI In=100A 4p F F UL/CSA | 25:Q | XT2LQ4100FFF000XXX | https://new.abb.com/products/en/1SDA074988R1 |  |  | 1SDA080699R1
25 | Q | XT2LQ4100GFF000XXX | 1SDA075038R1+1SDA080699R1 | XT2L 125 Ekip LSIG In=100A 4p F F UL/CSA | 25:Q | XT2LQ4100GFF000XXX | https://new.abb.com/products/en/1SDA075038R1 |  |  | 1SDA080699R1
25 | Q | XT2LQ4125EFF000XXX | 1SDA074939R1+1SDA080699R1 | XT2L 125 Ekip LS/I In=125A 4p F F UL/CSA | 25:Q | XT2LQ4125EFF000XXX | https://new.abb.com/products/en/1SDA074939R1 |  |  | 1SDA080699R1
25 | Q | XT2LQ4125FFF000XXX | 1SDA074989R1+1SDA080699R1 | XT2L 125 Ekip LSI In=125A 4p F F UL/CSA | 25:Q | XT2LQ4125FFF000XXX | https://new.abb.com/products/en/1SDA074989R1 |  |  | 1SDA080699R1
25 | Q | XT2LQ4125GFF000XXX | 1SDA075039R1+1SDA080699R1 | XT2L 125 Ekip LSIG In=125A 4p F F UL/CSA | 25:Q | XT2LQ4125GFF000XXX | https://new.abb.com/products/en/1SDA075039R1 |  |  | 1SDA080699R1
25 | Q | XT2NQ3010CFF000XXX | 1SDA102047R1+1SDA076604R1 | XT2N 125 Ekip Dip LIG In10A 3p FF UL/CSA | 25:Q | XT2NQ3010CFF000XXX | https://new.abb.com/products/en/1SDA102047R1 |  |  | 1SDA076604R1
25 | Q | XT2NQ3010EFF000XXX | 1SDA074900R1+1SDA076604R1 | XT2N 125 Ekip LS/I In=10A 3p F F UL/CSA | 25:Q | XT2NQ3010EFF000XXX | https://new.abb.com/products/en/1SDA074900R1 |  |  | 1SDA076604R1
25 | Q | XT2NQ3010FFF000XXX | 1SDA074950R1+1SDA076604R1 | XT2N 125 Ekip LSI In=10A 3p F F UL/CSA | 25:Q | XT2NQ3010FFF000XXX | https://new.abb.com/products/en/1SDA074950R1 |  |  | 1SDA076604R1
25 | Q | XT2NQ3010GFF000XXX | 1SDA075000R1+1SDA076604R1 | XT2N 125 Ekip LSIG In=10A 3p F F UL/CSA | 25:Q | XT2NQ3010GFF000XXX | https://new.abb.com/products/en/1SDA075000R1 |  |  | 1SDA076604R1
25 | Q | XT2NQ3015AFF000XXX | 1SDA074733R1+1SDA076604R1 | XT2N 125 TMF 15-400 3p F F UL/CSA | 25:Q | XT2NQ3015AFF000XXX | https://new.abb.com/products/en/1SDA074733R1 |  |  | 1SDA076604R1
25 | Q | XT2NQ3020AFF000XXX | 1SDA074734R1+1SDA076604R1 | XT2N 125 TMF 20-400 3p F F UL/CSA | 25:Q | XT2NQ3020AFF000XXX | https://new.abb.com/products/en/1SDA074734R1 |  |  | 1SDA076604R1
25 | Q | XT2NQ3025AFF000XXX | 1SDA074735R1+1SDA076604R1 | XT2N 125 TMF 25-400 3p F F UL/CSA | 25:Q | XT2NQ3025AFF000XXX | https://new.abb.com/products/en/1SDA074735R1 |  |  | 1SDA076604R1
25 | Q | XT2NQ3025CFF000XXX | 1SDA102048R1+1SDA076604R1 | XT2N 125 Ekip Dip LIG In25A 3p FF UL/CSA | 25:Q | XT2NQ3025CFF000XXX | https://new.abb.com/products/en/1SDA102048R1 |  |  | 1SDA076604R1
25 | Q | XT2NQ3025EFF000XXX | 1SDA074901R1+1SDA076604R1 | XT2N 125 Ekip LS/I In=25A 3p F F UL/CSA | 25:Q | XT2NQ3025EFF000XXX | https://new.abb.com/products/en/1SDA074901R1 |  |  | 1SDA076604R1
25 | Q | XT2NQ3025FFF000XXX | 1SDA074951R1+1SDA076604R1 | XT2N 125 Ekip LSI In=25A 3p F F UL/CSA | 25:Q | XT2NQ3025FFF000XXX | https://new.abb.com/products/en/1SDA074951R1 |  |  | 1SDA076604R1
25 | Q | XT2NQ3025GFF000XXX | 1SDA075001R1+1SDA076604R1 | XT2N 125 Ekip LSIG In=25A 3p F F UL/CSA | 25:Q | XT2NQ3025GFF000XXX | https://new.abb.com/products/en/1SDA075001R1 |  |  | 1SDA076604R1
25 | Q | XT2NQ3030AFF000XXX | 1SDA074736R1+1SDA076604R1 | XT2N 125 TMF 30-400 3p F F UL/CSA | 25:Q | XT2NQ3030AFF000XXX | https://new.abb.com/products/en/1SDA074736R1 |  |  | 1SDA076604R1
25 | Q | XT2NQ3035AFF000XXX | 1SDA074737R1+1SDA076604R1 | XT2N 125 TMF 35-400 3p F F UL/CSA | 25:Q | XT2NQ3035AFF000XXX | https://new.abb.com/products/en/1SDA074737R1 |  |  | 1SDA076604R1
25 | Q | XT2NQ3040AFF000XXX | 1SDA074738R1+1SDA076604R1 | XT2N 125 TMF 40-400 3p F F UL/CSA | 25:Q | XT2NQ3040AFF000XXX | https://new.abb.com/products/en/1SDA074738R1 |  |  | 1SDA076604R1
25 | Q | XT2NQ3050AFF000XXX | 1SDA074739R1+1SDA076604R1 | XT2N 125 TMF 50-500 3p F F UL/CSA | 25:Q | XT2NQ3050AFF000XXX | https://new.abb.com/products/en/1SDA074739R1 |  |  | 1SDA076604R1
25 | Q | XT2NQ3060AFF000XXX | 1SDA074740R1+1SDA076604R1 | XT2N 125 TMF 60-600 3p F F UL/CSA | 25:Q | XT2NQ3060AFF000XXX | https://new.abb.com/products/en/1SDA074740R1 |  |  | 1SDA076604R1
25 | Q | XT2NQ3060CFF000XXX | 1SDA102049R1+1SDA076604R1 | XT2N 125 Ekip Dip LIG In60A 3p FF UL/CSA | 25:Q | XT2NQ3060CFF000XXX | https://new.abb.com/products/en/1SDA102049R1 |  |  | 1SDA076604R1
25 | Q | XT2NQ3060EFF000XXX | 1SDA074902R1+1SDA076604R1 | XT2N 125 Ekip LS/I In=60A 3p F F UL/CSA | 25:Q | XT2NQ3060EFF000XXX | https://new.abb.com/products/en/1SDA074902R1 |  |  | 1SDA076604R1
25 | Q | XT2NQ3060FFF000XXX | 1SDA074952R1+1SDA076604R1 | XT2N 125 Ekip LSI In=60A 3p F F UL/CSA | 25:Q | XT2NQ3060FFF000XXX | https://new.abb.com/products/en/1SDA074952R1 |  |  | 1SDA076604R1
25 | Q | XT2NQ3060GFF000XXX | 1SDA075002R1+1SDA076604R1 | XT2N 125 Ekip LSIG In=60A 3p F F UL/CSA | 25:Q | XT2NQ3060GFF000XXX | https://new.abb.com/products/en/1SDA075002R1 |  |  | 1SDA076604R1
25 | Q | XT2NQ3070AFF000XXX | 1SDA074741R1+1SDA076604R1 | XT2N 125 TMF 70-700 3p F F UL/CSA | 25:Q | XT2NQ3070AFF000XXX | https://new.abb.com/products/en/1SDA074741R1 |  |  | 1SDA076604R1
25 | Q | XT2NQ3080BFF000XXX | 1SDA074742R1+1SDA076604R1 | XT2N 125 TMA 80-400..800 3p F F UL/CSA | 25:Q | XT2NQ3080BFF000XXX | https://new.abb.com/products/en/1SDA074742R1 |  |  | 1SDA076604R1
25 | Q | XT2NQ3090BFF000XXX | 1SDA074743R1+1SDA076604R1 | XT2N 125 TMA 90-450..900 3p F F UL/CSA | 25:Q | XT2NQ3090BFF000XXX | https://new.abb.com/products/en/1SDA074743R1 |  |  | 1SDA076604R1
25 | Q | XT2NQ3100BFF000XXX | 1SDA074744R1+1SDA076604R1 | XT2N 125 TMA 100-500..1000 3p F F UL/CSA | 25:Q | XT2NQ3100BFF000XXX | https://new.abb.com/products/en/1SDA074744R1 |  |  | 1SDA076604R1
25 | Q | XT2NQ3100CFF000XXX | 1SDA102050R1+1SDA076604R1 | XT2N 125 Ekip Dip LIG In100 3p FF UL/CSA | 25:Q | XT2NQ3100CFF000XXX | https://new.abb.com/products/en/1SDA102050R1 |  |  | 1SDA076604R1
25 | Q | XT2NQ3100EFF000XXX | 1SDA074903R1+1SDA076604R1 | XT2N 125 Ekip LS/I In=100A 3p F F UL/CSA | 25:Q | XT2NQ3100EFF000XXX | https://new.abb.com/products/en/1SDA074903R1 |  |  | 1SDA076604R1
25 | Q | XT2NQ3100FFF000XXX | 1SDA074953R1+1SDA076604R1 | XT2N 125 Ekip LSI In=100A 3p F F UL/CSA | 25:Q | XT2NQ3100FFF000XXX | https://new.abb.com/products/en/1SDA074953R1 |  |  | 1SDA076604R1
25 | Q | XT2NQ3100GFF000XXX | 1SDA075003R1+1SDA076604R1 | XT2N 125 Ekip LSIG In=100A 3p F F UL/CSA | 25:Q | XT2NQ3100GFF000XXX | https://new.abb.com/products/en/1SDA075003R1 |  |  | 1SDA076604R1
25 | Q | XT2NQ3125CFF000XXX | 1SDA102051R1+1SDA076604R1 | XT2N 125 Ekip Dip LIG In125 3p FF UL/CSA | 25:Q | XT2NQ3125CFF000XXX | https://new.abb.com/products/en/1SDA102051R1 |  |  | 1SDA076604R1
25 | Q | XT2NQ3125EFF000XXX | 1SDA074904R1+1SDA076604R1 | XT2N 125 Ekip LS/I In=125A 3p F F UL/CSA | 25:Q | XT2NQ3125EFF000XXX | https://new.abb.com/products/en/1SDA074904R1 |  |  | 1SDA076604R1
25 | Q | XT2NQ3125FFF000XXX | 1SDA074954R1+1SDA076604R1 | XT2N 125 Ekip LSI In=125A 3p F F UL/CSA | 25:Q | XT2NQ3125FFF000XXX | https://new.abb.com/products/en/1SDA074954R1 |  |  | 1SDA076604R1
25 | Q | XT2NQ3125GFF000XXX | 1SDA075004R1+1SDA076604R1 | XT2N 125 Ekip LSIG In=125A 3p F F UL/CSA | 25:Q | XT2NQ3125GFF000XXX | https://new.abb.com/products/en/1SDA075004R1 |  |  | 1SDA076604R1
25 | Q | XT2NQ4010CFF000XXX | 1SDA102112R1+1SDA080699R1 | XT2N 125 Ekip Dip LIG In10A 4p FF UL/CSA | 25:Q | XT2NQ4010CFF000XXX | https://new.abb.com/products/en/1SDA102112R1 |  |  | 1SDA080699R1
25 | Q | XT2NQ4010EFF000XXX | 1SDA074905R1+1SDA080699R1 | XT2N 125 Ekip LS/I In=10A 4p F F UL/CSA | 25:Q | XT2NQ4010EFF000XXX | https://new.abb.com/products/en/1SDA074905R1 |  |  | 1SDA080699R1
25 | Q | XT2NQ4010FFF000XXX | 1SDA074955R1+1SDA080699R1 | XT2N 125 Ekip LSI In=10A 4p F F UL/CSA | 25:Q | XT2NQ4010FFF000XXX | https://new.abb.com/products/en/1SDA074955R1 |  |  | 1SDA080699R1
25 | Q | XT2NQ4010GFF000XXX | 1SDA075005R1+1SDA080699R1 | XT2N 125 Ekip LSIG In=10A 4p F F UL/CSA | 25:Q | XT2NQ4010GFF000XXX | https://new.abb.com/products/en/1SDA075005R1 |  |  | 1SDA080699R1
25 | Q | XT2NQ4015AFF000XXX | 1SDA074747R1+1SDA080699R1 | XT2N 125 TMF 15-400 4p F F UL/CSA | 25:Q | XT2NQ4015AFF000XXX | https://new.abb.com/products/en/1SDA074747R1 |  |  | 1SDA080699R1
25 | Q | XT2NQ4020AFF000XXX | 1SDA074748R1+1SDA080699R1 | XT2N 125 TMF 20-400 4p F F UL/CSA | 25:Q | XT2NQ4020AFF000XXX | https://new.abb.com/products/en/1SDA074748R1 |  |  | 1SDA080699R1
25 | Q | XT2NQ4025AFF000XXX | 1SDA074749R1+1SDA080699R1 | XT2N 125 TMF 25-400 4p F F UL/CSA | 25:Q | XT2NQ4025AFF000XXX | https://new.abb.com/products/en/1SDA074749R1 |  |  | 1SDA080699R1
25 | Q | XT2NQ4025CFF000XXX | 1SDA102113R1+1SDA080699R1 | XT2N 125 Ekip Dip LIG In25A 4p FF UL/CSA | 25:Q | XT2NQ4025CFF000XXX | https://new.abb.com/products/en/1SDA102113R1 |  |  | 1SDA080699R1
25 | Q | XT2NQ4025EFF000XXX | 1SDA074906R1+1SDA080699R1 | XT2N 125 Ekip LS/I In=25A 4p F F UL/CSA | 25:Q | XT2NQ4025EFF000XXX | https://new.abb.com/products/en/1SDA074906R1 |  |  | 1SDA080699R1
25 | Q | XT2NQ4025FFF000XXX | 1SDA074956R1+1SDA080699R1 | XT2N 125 Ekip LSI In=25A 4p F F UL/CSA | 25:Q | XT2NQ4025FFF000XXX | https://new.abb.com/products/en/1SDA074956R1 |  |  | 1SDA080699R1
25 | Q | XT2NQ4025GFF000XXX | 1SDA075006R1+1SDA080699R1 | XT2N 125 Ekip LSIG In=25A 4p F F UL/CSA | 25:Q | XT2NQ4025GFF000XXX | https://new.abb.com/products/en/1SDA075006R1 |  |  | 1SDA080699R1
25 | Q | XT2NQ4030AFF000XXX | 1SDA074750R1+1SDA080699R1 | XT2N 125 TMF 30-400 4p F F UL/CSA | 25:Q | XT2NQ4030AFF000XXX | https://new.abb.com/products/en/1SDA074750R1 |  |  | 1SDA080699R1
25 | Q | XT2NQ4035AFF000XXX | 1SDA074751R1+1SDA080699R1 | XT2N 125 TMF 35-400 4p F F UL/CSA | 25:Q | XT2NQ4035AFF000XXX | https://new.abb.com/products/en/1SDA074751R1 |  |  | 1SDA080699R1
25 | Q | XT2NQ4040AFF000XXX | 1SDA074752R1+1SDA080699R1 | XT2N 125 TMF 40-400 4p F F UL/CSA | 25:Q | XT2NQ4040AFF000XXX | https://new.abb.com/products/en/1SDA074752R1 |  |  | 1SDA080699R1
25 | Q | XT2NQ4050AFF000XXX | 1SDA074753R1+1SDA080699R1 | XT2N 125 TMF 50-500 4p F F UL/CSA | 25:Q | XT2NQ4050AFF000XXX | https://new.abb.com/products/en/1SDA074753R1 |  |  | 1SDA080699R1
25 | Q | XT2NQ4060AFF000XXX | 1SDA074754R1+1SDA080699R1 | XT2N 125 TMF 60-600 4p F F UL/CSA | 25:Q | XT2NQ4060AFF000XXX | https://new.abb.com/products/en/1SDA074754R1 |  |  | 1SDA080699R1
25 | Q | XT2NQ4060CFF000XXX | 1SDA102114R1+1SDA080699R1 | XT2N 125 Ekip Dip LIG In60A 4p FF UL/CSA | 25:Q | XT2NQ4060CFF000XXX | https://new.abb.com/products/en/1SDA102114R1 |  |  | 1SDA080699R1
25 | Q | XT2NQ4060EFF000XXX | 1SDA074907R1+1SDA080699R1 | XT2N 125 Ekip LS/I In=60A 4p F F UL/CSA | 25:Q | XT2NQ4060EFF000XXX | https://new.abb.com/products/en/1SDA074907R1 |  |  | 1SDA080699R1
25 | Q | XT2NQ4060FFF000XXX | 1SDA074957R1+1SDA080699R1 | XT2N 125 Ekip LSI In=60A 4p F F UL/CSA | 25:Q | XT2NQ4060FFF000XXX | https://new.abb.com/products/en/1SDA074957R1 |  |  | 1SDA080699R1
25 | Q | XT2NQ4060GFF000XXX | 1SDA075007R1+1SDA080699R1 | XT2N 125 Ekip LSIG In=60A 4p F F UL/CSA | 25:Q | XT2NQ4060GFF000XXX | https://new.abb.com/products/en/1SDA075007R1 |  |  | 1SDA080699R1
25 | Q | XT2NQ4070AFF000XXX | 1SDA074755R1+1SDA080699R1 | XT2N 125 TMF 70-700 4p F F UL/CSA | 25:Q | XT2NQ4070AFF000XXX | https://new.abb.com/products/en/1SDA074755R1 |  |  | 1SDA080699R1
25 | Q | XT2NQ4080BFF000XXX | 1SDA074756R1+1SDA080699R1 | XT2N 125 TMA 80-400..800 4p F F UL/CSA | 25:Q | XT2NQ4080BFF000XXX | https://new.abb.com/products/en/1SDA074756R1 |  |  | 1SDA080699R1
25 | Q | XT2NQ4090BFF000XXX | 1SDA074757R1+1SDA080699R1 | XT2N 125 TMA 90-450..900 4p F F UL/CSA | 25:Q | XT2NQ4090BFF000XXX | https://new.abb.com/products/en/1SDA074757R1 |  |  | 1SDA080699R1
25 | Q | XT2NQ4100BFF000XXX | 1SDA074758R1+1SDA080699R1 | XT2N 125 TMA 100-500..1000 4p F F UL/CSA | 25:Q | XT2NQ4100BFF000XXX | https://new.abb.com/products/en/1SDA074758R1 |  |  | 1SDA080699R1
25 | Q | XT2NQ4100CFF000XXX | 1SDA102115R1+1SDA080699R1 | XT2N 125 Ekip Dip LIG In100 4p FF UL/CSA | 25:Q | XT2NQ4100CFF000XXX | https://new.abb.com/products/en/1SDA102115R1 |  |  | 1SDA080699R1
25 | Q | XT2NQ4100EFF000XXX | 1SDA074908R1+1SDA080699R1 | XT2N 125 Ekip LS/I In=100A 4p F F UL/CSA | 25:Q | XT2NQ4100EFF000XXX | https://new.abb.com/products/en/1SDA074908R1 |  |  | 1SDA080699R1
25 | Q | XT2NQ4100FFF000XXX | 1SDA074958R1+1SDA080699R1 | XT2N 125 Ekip LSI In=100A 4p F F UL/CSA | 25:Q | XT2NQ4100FFF000XXX | https://new.abb.com/products/en/1SDA074958R1 |  |  | 1SDA080699R1
25 | Q | XT2NQ4100GFF000XXX | 1SDA075008R1+1SDA080699R1 | XT2N 125 Ekip LSIG In=100A 4p F F UL/CSA | 25:Q | XT2NQ4100GFF000XXX | https://new.abb.com/products/en/1SDA075008R1 |  |  | 1SDA080699R1
25 | Q | XT2NQ4125CFF000XXX | 1SDA102116R1+1SDA080699R1 | XT2N 125 Ekip Dip LIG In125 4p FF UL/CSA | 25:Q | XT2NQ4125CFF000XXX | https://new.abb.com/products/en/1SDA102116R1 |  |  | 1SDA080699R1
25 | Q | XT2NQ4125EFF000XXX | 1SDA074909R1+1SDA080699R1 | XT2N 125 Ekip LS/I In=125A 4p F F UL/CSA | 25:Q | XT2NQ4125EFF000XXX | https://new.abb.com/products/en/1SDA074909R1 |  |  | 1SDA080699R1
25 | Q | XT2NQ4125FFF000XXX | 1SDA074959R1+1SDA080699R1 | XT2N 125 Ekip LSI In=125A 4p F F UL/CSA | 25:Q | XT2NQ4125FFF000XXX | https://new.abb.com/products/en/1SDA074959R1 |  |  | 1SDA080699R1
25 | Q | XT2NQ4125GFF000XXX | 1SDA075009R1+1SDA080699R1 | XT2N 125 Ekip LSIG In=125A 4p F F UL/CSA | 25:Q | XT2NQ4125GFF000XXX | https://new.abb.com/products/en/1SDA075009R1 |  |  | 1SDA080699R1
25 | Q | XT2SQ3010CFF000XXX | 1SDA102066R1+1SDA076604R1 | XT2S 125 Ekip Dip LIG In10A 3p FF UL/CSA | 25:Q | XT2SQ3010CFF000XXX | https://new.abb.com/products/en/1SDA102066R1 |  |  | 1SDA076604R1
25 | Q | XT2SQ3010EFF000XXX | 1SDA074910R1+1SDA076604R1 | XT2S 125 Ekip LS/I In=10A 3p F F UL/CSA | 25:Q | XT2SQ3010EFF000XXX | https://new.abb.com/products/en/1SDA074910R1 |  |  | 1SDA076604R1
25 | Q | XT2SQ3010FFF000XXX | 1SDA074960R1+1SDA076604R1 | XT2S 125 Ekip LSI In=10A 3p F F UL/CSA | 25:Q | XT2SQ3010FFF000XXX | https://new.abb.com/products/en/1SDA074960R1 |  |  | 1SDA076604R1
25 | Q | XT2SQ3010GFF000XXX | 1SDA075010R1+1SDA076604R1 | XT2S 125 Ekip LSIG In=10A 3p F F UL/CSA | 25:Q | XT2SQ3010GFF000XXX | https://new.abb.com/products/en/1SDA075010R1 |  |  | 1SDA076604R1
25 | Q | XT2SQ3015AFF000XXX | 1SDA074761R1+1SDA076604R1 | XT2S 125 TMF 15-400 3p F F UL/CSA | 25:Q | XT2SQ3015AFF000XXX | https://new.abb.com/products/en/1SDA074761R1 |  |  | 1SDA076604R1
25 | Q | XT2SQ3020AFF000XXX | 1SDA074762R1+1SDA076604R1 | XT2S 125 TMF 20-400 3p F F UL/CSA | 25:Q | XT2SQ3020AFF000XXX | https://new.abb.com/products/en/1SDA074762R1 |  |  | 1SDA076604R1
25 | Q | XT2SQ3025AFF000XXX | 1SDA074763R1+1SDA076604R1 | XT2S 125 TMF 25-400 3p F F UL/CSA | 25:Q | XT2SQ3025AFF000XXX | https://new.abb.com/products/en/1SDA074763R1 |  |  | 1SDA076604R1
25 | Q | XT2SQ3025CFF000XXX | 1SDA102067R1+1SDA076604R1 | XT2S 125 Ekip Dip LIG In25A 3p FF UL/CSA | 25:Q | XT2SQ3025CFF000XXX | https://new.abb.com/products/en/1SDA102067R1 |  |  | 1SDA076604R1
25 | Q | XT2SQ3025EFF000XXX | 1SDA074911R1+1SDA076604R1 | XT2S 125 Ekip LS/I In=25A 3p F F UL/CSA | 25:Q | XT2SQ3025EFF000XXX | https://new.abb.com/products/en/1SDA074911R1 |  |  | 1SDA076604R1
25 | Q | XT2SQ3025FFF000XXX | 1SDA074961R1+1SDA076604R1 | XT2S 125 Ekip LSI In=25A 3p F F UL/CSA | 25:Q | XT2SQ3025FFF000XXX | https://new.abb.com/products/en/1SDA074961R1 |  |  | 1SDA076604R1
25 | Q | XT2SQ3025GFF000XXX | 1SDA075011R1+1SDA076604R1 | XT2S 125 Ekip LSIG In=25A 3p F F UL/CSA | 25:Q | XT2SQ3025GFF000XXX | https://new.abb.com/products/en/1SDA075011R1 |  |  | 1SDA076604R1
25 | Q | XT2SQ3030AFF000XXX | 1SDA074764R1+1SDA076604R1 | XT2S 125 TMF 30-400 3p F F UL/CSA | 25:Q | XT2SQ3030AFF000XXX | https://new.abb.com/products/en/1SDA074764R1 |  |  | 1SDA076604R1
25 | Q | XT2SQ3035AFF000XXX | 1SDA074765R1+1SDA076604R1 | XT2S 125 TMF 35-400 3p F F UL/CSA | 25:Q | XT2SQ3035AFF000XXX | https://new.abb.com/products/en/1SDA074765R1 |  |  | 1SDA076604R1
25 | Q | XT2SQ3040AFF000XXX | 1SDA074766R1+1SDA076604R1 | XT2S 125 TMF 40-400 3p F F UL/CSA | 25:Q | XT2SQ3040AFF000XXX | https://new.abb.com/products/en/1SDA074766R1 |  |  | 1SDA076604R1
25 | Q | XT2SQ3050AFF000XXX | 1SDA074767R1+1SDA076604R1 | XT2S 125 TMF 50-500 3p F F UL/CSA | 25:Q | XT2SQ3050AFF000XXX | https://new.abb.com/products/en/1SDA074767R1 |  |  | 1SDA076604R1
25 | Q | XT2SQ3060AFF000XXX | 1SDA074768R1+1SDA076604R1 | XT2S 125 TMF 60-600 3p F F UL/CSA | 25:Q | XT2SQ3060AFF000XXX | https://new.abb.com/products/en/1SDA074768R1 |  |  | 1SDA076604R1
25 | Q | XT2SQ3060CFF000XXX | 1SDA102068R1+1SDA076604R1 | XT2S 125 Ekip Dip LIG In60A 3p FF UL/CSA | 25:Q | XT2SQ3060CFF000XXX | https://new.abb.com/products/en/1SDA102068R1 |  |  | 1SDA076604R1
25 | Q | XT2SQ3060EFF000XXX | 1SDA074912R1+1SDA076604R1 | XT2S 125 Ekip LS/I In=60A 3p F F UL/CSA | 25:Q | XT2SQ3060EFF000XXX | https://new.abb.com/products/en/1SDA074912R1 |  |  | 1SDA076604R1
25 | Q | XT2SQ3060FFF000XXX | 1SDA074962R1+1SDA076604R1 | XT2S 125 Ekip LSI In=60A 3p F F UL/CSA | 25:Q | XT2SQ3060FFF000XXX | https://new.abb.com/products/en/1SDA074962R1 |  |  | 1SDA076604R1
25 | Q | XT2SQ3060GFF000XXX | 1SDA075012R1+1SDA076604R1 | XT2S 125 Ekip LSIG In=60A 3p F F UL/CSA | 25:Q | XT2SQ3060GFF000XXX | https://new.abb.com/products/en/1SDA075012R1 |  |  | 1SDA076604R1
25 | Q | XT2SQ3070AFF000XXX | 1SDA074769R1+1SDA076604R1 | XT2S 125 TMF 70-700 3p F F UL/CSA | 25:Q | XT2SQ3070AFF000XXX | https://new.abb.com/products/en/1SDA074769R1 |  |  | 1SDA076604R1
25 | Q | XT2SQ3080BFF000XXX | 1SDA074770R1+1SDA076604R1 | XT2S 125 TMA 80-400..800 3p F F UL/CSA | 25:Q | XT2SQ3080BFF000XXX | https://new.abb.com/products/en/1SDA074770R1 |  |  | 1SDA076604R1
25 | Q | XT2SQ3090BFF000XXX | 1SDA074771R1+1SDA076604R1 | XT2S 125 TMA 90-450..900 3p F F UL/CSA | 25:Q | XT2SQ3090BFF000XXX | https://new.abb.com/products/en/1SDA074771R1 |  |  | 1SDA076604R1
25 | Q | XT2SQ3100BFF000XXX | 1SDA074772R1+1SDA076604R1 | XT2S 125 TMA 100-500..1000 3p F F UL/CSA | 25:Q | XT2SQ3100BFF000XXX | https://new.abb.com/products/en/1SDA074772R1 |  |  | 1SDA076604R1
25 | Q | XT2SQ3100CFF000XXX | 1SDA102069R1+1SDA076604R1 | XT2S 125 Ekip Dip LIG In100 3p FF UL/CSA | 25:Q | XT2SQ3100CFF000XXX | https://new.abb.com/products/en/1SDA102069R1 |  |  | 1SDA076604R1
25 | Q | XT2SQ3100EFF000XXX | 1SDA074913R1+1SDA076604R1 | XT2S 125 Ekip LS/I In=100A 3p F F UL/CSA | 25:Q | XT2SQ3100EFF000XXX | https://new.abb.com/products/en/1SDA074913R1 |  |  | 1SDA076604R1
25 | Q | XT2SQ3100FFF000XXX | 1SDA074963R1+1SDA076604R1 | XT2S 125 Ekip LSI In=100A 3p F F UL/CSA | 25:Q | XT2SQ3100FFF000XXX | https://new.abb.com/products/en/1SDA074963R1 |  |  | 1SDA076604R1
25 | Q | XT2SQ3100GFF000XXX | 1SDA075013R1+1SDA076604R1 | XT2S 125 Ekip LSIG In=100A 3p F F UL/CSA | 25:Q | XT2SQ3100GFF000XXX | https://new.abb.com/products/en/1SDA075013R1 |  |  | 1SDA076604R1
25 | Q | XT2SQ3125CFF000XXX | 1SDA102070R1+1SDA076604R1 | XT2S 125 Ekip Dip LIG In125 3p FF UL/CSA | 25:Q | XT2SQ3125CFF000XXX | https://new.abb.com/products/en/1SDA102070R1 |  |  | 1SDA076604R1
25 | Q | XT2SQ3125EFF000XXX | 1SDA074914R1+1SDA076604R1 | XT2S 125 Ekip LS/I In=125A 3p F F UL/CSA | 25:Q | XT2SQ3125EFF000XXX | https://new.abb.com/products/en/1SDA074914R1 |  |  | 1SDA076604R1
25 | Q | XT2SQ3125FFF000XXX | 1SDA074964R1+1SDA076604R1 | XT2S 125 Ekip LSI In=125A 3p F F UL/CSA | 25:Q | XT2SQ3125FFF000XXX | https://new.abb.com/products/en/1SDA074964R1 |  |  | 1SDA076604R1
25 | Q | XT2SQ3125GFF000XXX | 1SDA075014R1+1SDA076604R1 | XT2S 125 Ekip LSIG In=125A 3p F F UL/CSA | 25:Q | XT2SQ3125GFF000XXX | https://new.abb.com/products/en/1SDA075014R1 |  |  | 1SDA076604R1
25 | Q | XT2SQ4010CFF000XXX | 1SDA102127R1+1SDA080699R1 | XT2S 125 Ekip Dip LIG In10A 4p FF UL/CSA | 25:Q | XT2SQ4010CFF000XXX | https://new.abb.com/products/en/1SDA102127R1 |  |  | 1SDA080699R1
25 | Q | XT2SQ4010EFF000XXX | 1SDA074915R1+1SDA080699R1 | XT2S 125 Ekip LS/I In=10A 4p F F UL/CSA | 25:Q | XT2SQ4010EFF000XXX | https://new.abb.com/products/en/1SDA074915R1 |  |  | 1SDA080699R1
25 | Q | XT2SQ4010FFF000XXX | 1SDA074965R1+1SDA080699R1 | XT2S 125 Ekip LSI In=10A 4p F F UL/CSA | 25:Q | XT2SQ4010FFF000XXX | https://new.abb.com/products/en/1SDA074965R1 |  |  | 1SDA080699R1
25 | Q | XT2SQ4010GFF000XXX | 1SDA075015R1+1SDA080699R1 | XT2S 125 Ekip LSIG In=10A 4p F F UL/CSA | 25:Q | XT2SQ4010GFF000XXX | https://new.abb.com/products/en/1SDA075015R1 |  |  | 1SDA080699R1
25 | Q | XT2SQ4015AFF000XXX | 1SDA074775R1+1SDA080699R1 | XT2S 125 TMF 15-400 4p F F UL/CSA | 25:Q | XT2SQ4015AFF000XXX | https://new.abb.com/products/en/1SDA074775R1 |  |  | 1SDA080699R1
25 | Q | XT2SQ4020AFF000XXX | 1SDA074776R1+1SDA080699R1 | XT2S 125 TMF 20-400 4p F F UL/CSA | 25:Q | XT2SQ4020AFF000XXX | https://new.abb.com/products/en/1SDA074776R1 |  |  | 1SDA080699R1
25 | Q | XT2SQ4025AFF000XXX | 1SDA074777R1+1SDA080699R1 | XT2S 125 TMF 25-400 4p F F UL/CSA | 25:Q | XT2SQ4025AFF000XXX | https://new.abb.com/products/en/1SDA074777R1 |  |  | 1SDA080699R1
25 | Q | XT2SQ4025CFF000XXX | 1SDA102128R1+1SDA080699R1 | XT2S 125 Ekip Dip LIG In25A 4p FF UL/CSA | 25:Q | XT2SQ4025CFF000XXX | https://new.abb.com/products/en/1SDA102128R1 |  |  | 1SDA080699R1
25 | Q | XT2SQ4025EFF000XXX | 1SDA074916R1+1SDA080699R1 | XT2S 125 Ekip LS/I In=25A 4p F F UL/CSA | 25:Q | XT2SQ4025EFF000XXX | https://new.abb.com/products/en/1SDA074916R1 |  |  | 1SDA080699R1
25 | Q | XT2SQ4025FFF000XXX | 1SDA074966R1+1SDA080699R1 | XT2S 125 Ekip LSI In=25A 4p F F UL/CSA | 25:Q | XT2SQ4025FFF000XXX | https://new.abb.com/products/en/1SDA074966R1 |  |  | 1SDA080699R1
25 | Q | XT2SQ4025GFF000XXX | 1SDA075016R1+1SDA080699R1 | XT2S 125 Ekip LSIG In=25A 4p F F UL/CSA | 25:Q | XT2SQ4025GFF000XXX | https://new.abb.com/products/en/1SDA075016R1 |  |  | 1SDA080699R1
25 | Q | XT2SQ4030AFF000XXX | 1SDA074778R1+1SDA080699R1 | XT2S 125 TMF 30-400 4p F F UL/CSA | 25:Q | XT2SQ4030AFF000XXX | https://new.abb.com/products/en/1SDA074778R1 |  |  | 1SDA080699R1
25 | Q | XT2SQ4035AFF000XXX | 1SDA074779R1+1SDA080699R1 | XT2S 125 TMF 35-400 4p F F UL/CSA | 25:Q | XT2SQ4035AFF000XXX | https://new.abb.com/products/en/1SDA074779R1 |  |  | 1SDA080699R1
25 | Q | XT2SQ4040AFF000XXX | 1SDA074780R1+1SDA080699R1 | XT2S 125 TMF 40-400 4p F F UL/CSA | 25:Q | XT2SQ4040AFF000XXX | https://new.abb.com/products/en/1SDA074780R1 |  |  | 1SDA080699R1
25 | Q | XT2SQ4050AFF000XXX | 1SDA074781R1+1SDA080699R1 | XT2S 125 TMF 50-500 4p F F UL/CSA | 25:Q | XT2SQ4050AFF000XXX | https://new.abb.com/products/en/1SDA074781R1 |  |  | 1SDA080699R1
25 | Q | XT2SQ4060AFF000XXX | 1SDA074782R1+1SDA080699R1 | XT2S 125 TMF 60-600 4p F F UL/CSA | 25:Q | XT2SQ4060AFF000XXX | https://new.abb.com/products/en/1SDA074782R1 |  |  | 1SDA080699R1
25 | Q | XT2SQ4060CFF000XXX | 1SDA102129R1+1SDA080699R1 | XT2S 125 Ekip Dip LIG In60A 4p FF UL/CSA | 25:Q | XT2SQ4060CFF000XXX | https://new.abb.com/products/en/1SDA102129R1 |  |  | 1SDA080699R1
25 | Q | XT2SQ4060EFF000XXX | 1SDA074917R1+1SDA080699R1 | XT2S 125 Ekip LS/I In=60A 4p F F UL/CSA | 25:Q | XT2SQ4060EFF000XXX | https://new.abb.com/products/en/1SDA074917R1 |  |  | 1SDA080699R1
25 | Q | XT2SQ4060FFF000XXX | 1SDA074967R1+1SDA080699R1 | XT2S 125 Ekip LSI In=60A 4p F F UL/CSA | 25:Q | XT2SQ4060FFF000XXX | https://new.abb.com/products/en/1SDA074967R1 |  |  | 1SDA080699R1
25 | Q | XT2SQ4060GFF000XXX | 1SDA075017R1+1SDA080699R1 | XT2S 125 Ekip LSIG In=60A 4p F F UL/CSA | 25:Q | XT2SQ4060GFF000XXX | https://new.abb.com/products/en/1SDA075017R1 |  |  | 1SDA080699R1
25 | Q | XT2SQ4070AFF000XXX | 1SDA074783R1+1SDA080699R1 | XT2S 125 TMF 70-700 4p F F UL/CSA | 25:Q | XT2SQ4070AFF000XXX | https://new.abb.com/products/en/1SDA074783R1 |  |  | 1SDA080699R1
25 | Q | XT2SQ4080BFF000XXX | 1SDA074784R1+1SDA080699R1 | XT2S 125 TMA 80-400..800 4p F F UL/CSA | 25:Q | XT2SQ4080BFF000XXX | https://new.abb.com/products/en/1SDA074784R1 |  |  | 1SDA080699R1
25 | Q | XT2SQ4090BFF000XXX | 1SDA074785R1+1SDA080699R1 | XT2S 125 TMA 90-450..900 4p F F UL/CSA | 25:Q | XT2SQ4090BFF000XXX | https://new.abb.com/products/en/1SDA074785R1 |  |  | 1SDA080699R1
25 | Q | XT2SQ4100BFF000XXX | 1SDA074786R1+1SDA080699R1 | XT2S 125 TMA 100-500..1000 4p F F UL/CSA | 25:Q | XT2SQ4100BFF000XXX | https://new.abb.com/products/en/1SDA074786R1 |  |  | 1SDA080699R1
25 | Q | XT2SQ4100CFF000XXX | 1SDA102130R1+1SDA080699R1 | XT2S 125 Ekip Dip LIG In100 4p FF UL/CSA | 25:Q | XT2SQ4100CFF000XXX | https://new.abb.com/products/en/1SDA102130R1 |  |  | 1SDA080699R1
25 | Q | XT2SQ4100EFF000XXX | 1SDA074918R1+1SDA080699R1 | XT2S 125 Ekip LS/I In=100A 4p F F UL/CSA | 25:Q | XT2SQ4100EFF000XXX | https://new.abb.com/products/en/1SDA074918R1 |  |  | 1SDA080699R1
25 | Q | XT2SQ4100FFF000XXX | 1SDA074968R1+1SDA080699R1 | XT2S 125 Ekip LSI In=100A 4p F F UL/CSA | 25:Q | XT2SQ4100FFF000XXX | https://new.abb.com/products/en/1SDA074968R1 |  |  | 1SDA080699R1
25 | Q | XT2SQ4100GFF000XXX | 1SDA075018R1+1SDA080699R1 | XT2S 125 Ekip LSIG In=100A 4p F F UL/CSA | 25:Q | XT2SQ4100GFF000XXX | https://new.abb.com/products/en/1SDA075018R1 |  |  | 1SDA080699R1
25 | Q | XT2SQ4125CFF000XXX | 1SDA102131R1+1SDA080699R1 | XT2S 125 Ekip Dip LIG In125 4p FF UL/CSA | 25:Q | XT2SQ4125CFF000XXX | https://new.abb.com/products/en/1SDA102131R1 |  |  | 1SDA080699R1
25 | Q | XT2SQ4125EFF000XXX | 1SDA074919R1+1SDA080699R1 | XT2S 125 Ekip LS/I In=125A 4p F F UL/CSA | 25:Q | XT2SQ4125EFF000XXX | https://new.abb.com/products/en/1SDA074919R1 |  |  | 1SDA080699R1
25 | Q | XT2SQ4125FFF000XXX | 1SDA074969R1+1SDA080699R1 | XT2S 125 Ekip LSI In=125A 4p F F UL/CSA | 25:Q | XT2SQ4125FFF000XXX | https://new.abb.com/products/en/1SDA074969R1 |  |  | 1SDA080699R1
25 | Q | XT2SQ4125GFF000XXX | 1SDA075019R1+1SDA080699R1 | XT2S 125 Ekip LSIG In=125A 4p F F UL/CSA | 25:Q | XT2SQ4125GFF000XXX | https://new.abb.com/products/en/1SDA075019R1 |  |  | 1SDA080699R1
25 | Q | XT2VQ3010EFF000XXX | 1SDA074940R1+1SDA076604R1 | XT2V 125 Ekip LS/I In=10A 3p F F UL/CSA | 25:Q | XT2VQ3010EFF000XXX | https://new.abb.com/products/en/1SDA074940R1 |  |  | 1SDA076604R1
25 | Q | XT2VQ3010FFF000XXX | 1SDA074990R1+1SDA076604R1 | XT2V 125 Ekip LSI In=10A 3p F F UL/CSA | 25:Q | XT2VQ3010FFF000XXX | https://new.abb.com/products/en/1SDA074990R1 |  |  | 1SDA076604R1
25 | Q | XT2VQ3010GFF000XXX | 1SDA075040R1+1SDA076604R1 | XT2V 125 Ekip LSIG In=10A 3p F F UL/CSA | 25:Q | XT2VQ3010GFF000XXX | https://new.abb.com/products/en/1SDA075040R1 |  |  | 1SDA076604R1
25 | Q | XT2VQ3015AFF000XXX | 1SDA074845R1+1SDA076604R1 | XT2V 125 TMF 15-400 3p F F UL/CSA | 25:Q | XT2VQ3015AFF000XXX | https://new.abb.com/products/en/1SDA074845R1 |  |  | 1SDA076604R1
25 | Q | XT2VQ3020AFF000XXX | 1SDA074846R1+1SDA076604R1 | XT2V 125 TMF 20-400 3p F F UL/CSA | 25:Q | XT2VQ3020AFF000XXX | https://new.abb.com/products/en/1SDA074846R1 |  |  | 1SDA076604R1
25 | Q | XT2VQ3025AFF000XXX | 1SDA074847R1+1SDA076604R1 | XT2V 125 TMF 25-400 3p F F UL/CSA | 25:Q | XT2VQ3025AFF000XXX | https://new.abb.com/products/en/1SDA074847R1 |  |  | 1SDA076604R1
25 | Q | XT2VQ3025EFF000XXX | 1SDA074941R1+1SDA076604R1 | XT2V 125 Ekip LS/I In=25A 3p F F UL/CSA | 25:Q | XT2VQ3025EFF000XXX | https://new.abb.com/products/en/1SDA074941R1 |  |  | 1SDA076604R1
25 | Q | XT2VQ3025FFF000XXX | 1SDA074991R1+1SDA076604R1 | XT2V 125 Ekip LSI In=25A 3p F F UL/CSA | 25:Q | XT2VQ3025FFF000XXX | https://new.abb.com/products/en/1SDA074991R1 |  |  | 1SDA076604R1
25 | Q | XT2VQ3025GFF000XXX | 1SDA075041R1+1SDA076604R1 | XT2V 125 Ekip LSIG In=25A 3p F F UL/CSA | 25:Q | XT2VQ3025GFF000XXX | https://new.abb.com/products/en/1SDA075041R1 |  |  | 1SDA076604R1
25 | Q | XT2VQ3025LFF000XXX | 1SDA075100R1+1SDA076604R1 | XT2V 125 Ekip M-LIU In=25A 3p F F UL/CSA | 25:Q | XT2VQ3025LFF000XXX | https://new.abb.com/products/en/1SDA075100R1 |  |  | 1SDA076604R1
25 | Q | XT2VQ3030AFF000XXX | 1SDA074848R1+1SDA076604R1 | XT2V 125 TMF 30-400 3p F F UL/CSA | 25:Q | XT2VQ3030AFF000XXX | https://new.abb.com/products/en/1SDA074848R1 |  |  | 1SDA076604R1
25 | Q | XT2VQ3035AFF000XXX | 1SDA074849R1+1SDA076604R1 | XT2V 125 TMF 35-400 3p F F UL/CSA | 25:Q | XT2VQ3035AFF000XXX | https://new.abb.com/products/en/1SDA074849R1 |  |  | 1SDA076604R1
25 | Q | XT2VQ3040AFF000XXX | 1SDA074850R1+1SDA076604R1 | XT2V 125 TMF 40-400 3p F F UL/CSA | 25:Q | XT2VQ3040AFF000XXX | https://new.abb.com/products/en/1SDA074850R1 |  |  | 1SDA076604R1
25 | Q | XT2VQ3040WFF000XXX | 1SDA102098R1+1SDA076604R1 | XT2V 125 EkipM TouchLRIU(MPCB)40 3pFF UL | 25:Q | XT2VQ3040WFF000XXX | https://new.abb.com/products/en/1SDA102098R1 |  |  | 1SDA076604R1
25 | Q | XT2VQ3050AFF000XXX | 1SDA074851R1+1SDA076604R1 | XT2V 125 TMF 50-500 3p F F UL/CSA | 25:Q | XT2VQ3050AFF000XXX | https://new.abb.com/products/en/1SDA074851R1 |  |  | 1SDA076604R1
25 | Q | XT2VQ3060AFF000XXX | 1SDA074852R1+1SDA076604R1 | XT2V 125 TMF 60-600 3p F F UL/CSA | 25:Q | XT2VQ3060AFF000XXX | https://new.abb.com/products/en/1SDA074852R1 |  |  | 1SDA076604R1
25 | Q | XT2VQ3060EFF000XXX | 1SDA074942R1+1SDA076604R1 | XT2V 125 Ekip LS/I In=60A 3p F F UL/CSA | 25:Q | XT2VQ3060EFF000XXX | https://new.abb.com/products/en/1SDA074942R1 |  |  | 1SDA076604R1
25 | Q | XT2VQ3060FFF000XXX | 1SDA074992R1+1SDA076604R1 | XT2V 125 Ekip LSI In=60A 3p F F UL/CSA | 25:Q | XT2VQ3060FFF000XXX | https://new.abb.com/products/en/1SDA074992R1 |  |  | 1SDA076604R1
25 | Q | XT2VQ3060GFF000XXX | 1SDA075042R1+1SDA076604R1 | XT2V 125 Ekip LSIG In=60A 3p F F UL/CSA | 25:Q | XT2VQ3060GFF000XXX | https://new.abb.com/products/en/1SDA075042R1 |  |  | 1SDA076604R1
25 | Q | XT2VQ3060LFF000XXX | 1SDA075101R1+1SDA076604R1 | XT2V 125 Ekip M-LIU In=60A 3p F F UL/CSA | 25:Q | XT2VQ3060LFF000XXX | https://new.abb.com/products/en/1SDA075101R1 |  |  | 1SDA076604R1
25 | Q | XT2VQ3060WFF000XXX | 1SDA102099R1+1SDA076604R1 | XT2V 125 EkipM TouchLRIU(MPCB)60 3pFF UL | 25:Q | XT2VQ3060WFF000XXX | https://new.abb.com/products/en/1SDA102099R1 |  |  | 1SDA076604R1
25 | Q | XT2VQ3070AFF000XXX | 1SDA074853R1+1SDA076604R1 | XT2V 125 TMF 70-700 3p F F UL/CSA | 25:Q | XT2VQ3070AFF000XXX | https://new.abb.com/products/en/1SDA074853R1 |  |  | 1SDA076604R1
25 | Q | XT2VQ3080BFF000XXX | 1SDA074854R1+1SDA076604R1 | XT2V 125 TMA 80-400..800 3p F F UL/CSA | 25:Q | XT2VQ3080BFF000XXX | https://new.abb.com/products/en/1SDA074854R1 |  |  | 1SDA076604R1
25 | Q | XT2VQ3090BFF000XXX | 1SDA074855R1+1SDA076604R1 | XT2V 125 TMA 90-450..900 3p F F UL/CSA | 25:Q | XT2VQ3090BFF000XXX | https://new.abb.com/products/en/1SDA074855R1 |  |  | 1SDA076604R1
25 | Q | XT2VQ3100BFF000XXX | 1SDA074856R1+1SDA076604R1 | XT2V 125 TMA 100-500..1000 3p F F UL/CSA | 25:Q | XT2VQ3100BFF000XXX | https://new.abb.com/products/en/1SDA074856R1 |  |  | 1SDA076604R1
25 | Q | XT2VQ3100EFF000XXX | 1SDA074943R1+1SDA076604R1 | XT2V 125 Ekip LS/I In=100A 3p F F UL/CSA | 25:Q | XT2VQ3100EFF000XXX | https://new.abb.com/products/en/1SDA074943R1 |  |  | 1SDA076604R1
25 | Q | XT2VQ3100FFF000XXX | 1SDA074993R1+1SDA076604R1 | XT2V 125 Ekip LSI In=100A 3p F F UL/CSA | 25:Q | XT2VQ3100FFF000XXX | https://new.abb.com/products/en/1SDA074993R1 |  |  | 1SDA076604R1
25 | Q | XT2VQ3100GFF000XXX | 1SDA075043R1+1SDA076604R1 | XT2V 125 Ekip LSIG In=100A 3p F F UL/CSA | 25:Q | XT2VQ3100GFF000XXX | https://new.abb.com/products/en/1SDA075043R1 |  |  | 1SDA076604R1
25 | Q | XT2VQ3100LFF000XXX | 1SDA075102R1+1SDA076604R1 | XT2V 125 Ekip M-LIU In=100A 3p FF UL/CSA | 25:Q | XT2VQ3100LFF000XXX | https://new.abb.com/products/en/1SDA075102R1 |  |  | 1SDA076604R1
25 | Q | XT2VQ3100WFF000XXX | 1SDA102100R1+1SDA076604R1 | XT2V 125 EkipMTouchLRIU(MPCB)100 3pFF UL | 25:Q | XT2VQ3100WFF000XXX | https://new.abb.com/products/en/1SDA102100R1 |  |  | 1SDA076604R1
25 | Q | XT2VQ3125EFF000XXX | 1SDA074944R1+1SDA076604R1 | XT2V 125 Ekip LS/I In=125A 3p F F UL/CSA | 25:Q | XT2VQ3125EFF000XXX | https://new.abb.com/products/en/1SDA074944R1 |  |  | 1SDA076604R1
25 | Q | XT2VQ3125FFF000XXX | 1SDA074994R1+1SDA076604R1 | XT2V 125 Ekip LSI In=125A 3p F F UL/CSA | 25:Q | XT2VQ3125FFF000XXX | https://new.abb.com/products/en/1SDA074994R1 |  |  | 1SDA076604R1
25 | Q | XT2VQ3125GFF000XXX | 1SDA075044R1+1SDA076604R1 | XT2V 125 Ekip LSIG In=125A 3p F F UL/CSA | 25:Q | XT2VQ3125GFF000XXX | https://new.abb.com/products/en/1SDA075044R1 |  |  | 1SDA076604R1
25 | Q | XT2VQ4010EFF000XXX | 1SDA074945R1+1SDA080699R1 | XT2V 125 Ekip LS/I In=10A 4p F F UL/CSA | 25:Q | XT2VQ4010EFF000XXX | https://new.abb.com/products/en/1SDA074945R1 |  |  | 1SDA080699R1
25 | Q | XT2VQ4010FFF000XXX | 1SDA074995R1+1SDA080699R1 | XT2V 125 Ekip LSI In=10A 4p F F UL/CSA | 25:Q | XT2VQ4010FFF000XXX | https://new.abb.com/products/en/1SDA074995R1 |  |  | 1SDA080699R1
25 | Q | XT2VQ4010GFF000XXX | 1SDA075045R1+1SDA080699R1 | XT2V 125 Ekip LSIG In=10A 4p F F UL/CSA | 25:Q | XT2VQ4010GFF000XXX | https://new.abb.com/products/en/1SDA075045R1 |  |  | 1SDA080699R1
25 | Q | XT2VQ4015AFF000XXX | 1SDA074859R1+1SDA080699R1 | XT2V 125 TMF 15-400 4p F F UL/CSA | 25:Q | XT2VQ4015AFF000XXX | https://new.abb.com/products/en/1SDA074859R1 |  |  | 1SDA080699R1
25 | Q | XT2VQ4020AFF000XXX | 1SDA074860R1+1SDA080699R1 | XT2V 125 TMF 20-400 4p F F UL/CSA | 25:Q | XT2VQ4020AFF000XXX | https://new.abb.com/products/en/1SDA074860R1 |  |  | 1SDA080699R1
25 | Q | XT2VQ4025AFF000XXX | 1SDA074861R1+1SDA080699R1 | XT2V 125 TMF 25-400 4p F F UL/CSA | 25:Q | XT2VQ4025AFF000XXX | https://new.abb.com/products/en/1SDA074861R1 |  |  | 1SDA080699R1
25 | Q | XT2VQ4025EFF000XXX | 1SDA074946R1+1SDA080699R1 | XT2V 125 Ekip LS/I In=25A 4p F F UL/CSA | 25:Q | XT2VQ4025EFF000XXX | https://new.abb.com/products/en/1SDA074946R1 |  |  | 1SDA080699R1
25 | Q | XT2VQ4025FFF000XXX | 1SDA074996R1+1SDA080699R1 | XT2V 125 Ekip LSI In=25A 4p F F UL/CSA | 25:Q | XT2VQ4025FFF000XXX | https://new.abb.com/products/en/1SDA074996R1 |  |  | 1SDA080699R1
25 | Q | XT2VQ4025GFF000XXX | 1SDA075046R1+1SDA080699R1 | XT2V 125 Ekip LSIG In=25A 4p F F UL/CSA | 25:Q | XT2VQ4025GFF000XXX | https://new.abb.com/products/en/1SDA075046R1 |  |  | 1SDA080699R1
25 | Q | XT2VQ4030AFF000XXX | 1SDA074862R1+1SDA080699R1 | XT2V 125 TMF 30-400 4p F F UL/CSA | 25:Q | XT2VQ4030AFF000XXX | https://new.abb.com/products/en/1SDA074862R1 |  |  | 1SDA080699R1
25 | Q | XT2VQ4035AFF000XXX | 1SDA074863R1+1SDA080699R1 | XT2V 125 TMF 35-400 4p F F UL/CSA | 25:Q | XT2VQ4035AFF000XXX | https://new.abb.com/products/en/1SDA074863R1 |  |  | 1SDA080699R1
25 | Q | XT2VQ4040AFF000XXX | 1SDA074864R1+1SDA080699R1 | XT2V 125 TMF 40-400 4p F F UL/CSA | 25:Q | XT2VQ4040AFF000XXX | https://new.abb.com/products/en/1SDA074864R1 |  |  | 1SDA080699R1
25 | Q | XT2VQ4050AFF000XXX | 1SDA074865R1+1SDA080699R1 | XT2V 125 TMF 50-500 4p F F UL/CSA | 25:Q | XT2VQ4050AFF000XXX | https://new.abb.com/products/en/1SDA074865R1 |  |  | 1SDA080699R1
25 | Q | XT2VQ4060AFF000XXX | 1SDA074866R1+1SDA080699R1 | XT2V 125 TMF 60-600 4p F F UL/CSA | 25:Q | XT2VQ4060AFF000XXX | https://new.abb.com/products/en/1SDA074866R1 |  |  | 1SDA080699R1
25 | Q | XT2VQ4060EFF000XXX | 1SDA074947R1+1SDA080699R1 | XT2V 125 Ekip LS/I In=60A 4p F F UL/CSA | 25:Q | XT2VQ4060EFF000XXX | https://new.abb.com/products/en/1SDA074947R1 |  |  | 1SDA080699R1
25 | Q | XT2VQ4060FFF000XXX | 1SDA074997R1+1SDA080699R1 | XT2V 125 Ekip LSI In=60A 4p F F UL/CSA | 25:Q | XT2VQ4060FFF000XXX | https://new.abb.com/products/en/1SDA074997R1 |  |  | 1SDA080699R1
25 | Q | XT2VQ4060GFF000XXX | 1SDA075047R1+1SDA080699R1 | XT2V 125 Ekip LSIG In=60A 4p F F UL/CSA | 25:Q | XT2VQ4060GFF000XXX | https://new.abb.com/products/en/1SDA075047R1 |  |  | 1SDA080699R1
25 | Q | XT2VQ4070AFF000XXX | 1SDA074867R1+1SDA080699R1 | XT2V 125 TMF 70-700 4p F F UL/CSA | 25:Q | XT2VQ4070AFF000XXX | https://new.abb.com/products/en/1SDA074867R1 |  |  | 1SDA080699R1
25 | Q | XT2VQ4080BFF000XXX | 1SDA074868R1+1SDA080699R1 | XT2V 125 TMA 80-400..800 4p F F UL/CSA | 25:Q | XT2VQ4080BFF000XXX | https://new.abb.com/products/en/1SDA074868R1 |  |  | 1SDA080699R1
25 | Q | XT2VQ4090BFF000XXX | 1SDA074869R1+1SDA080699R1 | XT2V 125 TMA 90-450..900 4p F F UL/CSA | 25:Q | XT2VQ4090BFF000XXX | https://new.abb.com/products/en/1SDA074869R1 |  |  | 1SDA080699R1
25 | Q | XT2VQ4100BFF000XXX | 1SDA074870R1+1SDA080699R1 | XT2V 125 TMA 100-500..1000 4p F F UL/CSA | 25:Q | XT2VQ4100BFF000XXX | https://new.abb.com/products/en/1SDA074870R1 |  |  | 1SDA080699R1
25 | Q | XT2VQ4100EFF000XXX | 1SDA074948R1+1SDA080699R1 | XT2V 125 Ekip LS/I In=100A 4p F F UL/CSA | 25:Q | XT2VQ4100EFF000XXX | https://new.abb.com/products/en/1SDA074948R1 |  |  | 1SDA080699R1
25 | Q | XT2VQ4100FFF000XXX | 1SDA074998R1+1SDA080699R1 | XT2V 125 Ekip LSI In=100A 4p F F UL/CSA | 25:Q | XT2VQ4100FFF000XXX | https://new.abb.com/products/en/1SDA074998R1 |  |  | 1SDA080699R1
25 | Q | XT2VQ4100GFF000XXX | 1SDA075048R1+1SDA080699R1 | XT2V 125 Ekip LSIG In=100A 4p F F UL/CSA | 25:Q | XT2VQ4100GFF000XXX | https://new.abb.com/products/en/1SDA075048R1 |  |  | 1SDA080699R1
25 | Q | XT2VQ4125EFF000XXX | 1SDA074949R1+1SDA080699R1 | XT2V 125 Ekip LS/I In=125A 4p F F UL/CSA | 25:Q | XT2VQ4125EFF000XXX | https://new.abb.com/products/en/1SDA074949R1 |  |  | 1SDA080699R1
25 | Q | XT2VQ4125FFF000XXX | 1SDA074999R1+1SDA080699R1 | XT2V 125 Ekip LSI In=125A 4p F F UL/CSA | 25:Q | XT2VQ4125FFF000XXX | https://new.abb.com/products/en/1SDA074999R1 |  |  | 1SDA080699R1
25 | Q | XT2VQ4125GFF000XXX | 1SDA075049R1+1SDA080699R1 | XT2V 125 Ekip LSIG In=125A 4p F F UL/CSA | 25:Q | XT2VQ4125GFF000XXX | https://new.abb.com/products/en/1SDA075049R1 |  |  | 1SDA080699R1
25 | Q | XT2XQ3015AFF000XXX | 1SDA081937R1+1SDA076604R1 | XT2X 125 TMF 15-400 3p F F UL/CSA | 25:Q | XT2XQ3015AFF000XXX | https://new.abb.com/products/en/1SDA081937R1 |  |  | 1SDA076604R1
25 | Q | XT2XQ3020AFF000XXX | 1SDA081939R1+1SDA076604R1 | XT2X 125 TMF 20-400 3p F F UL/CSA | 25:Q | XT2XQ3020AFF000XXX | https://new.abb.com/products/en/1SDA081939R1 |  |  | 1SDA076604R1
25 | Q | XT2XQ3025AFF000XXX | 1SDA081941R1+1SDA076604R1 | XT2X 125 TMF 25-400 3p F F UL/CSA | 25:Q | XT2XQ3025AFF000XXX | https://new.abb.com/products/en/1SDA081941R1 |  |  | 1SDA076604R1
25 | Q | XT2XQ3030AFF000XXX | 1SDA081943R1+1SDA076604R1 | XT2X 125 TMF 30-400 3p F F UL/CSA | 25:Q | XT2XQ3030AFF000XXX | https://new.abb.com/products/en/1SDA081943R1 |  |  | 1SDA076604R1
25 | Q | XT2XQ3035AFF000XXX | 1SDA081945R1+1SDA076604R1 | XT2X 125 TMF 35-400 3p F F UL/CSA | 25:Q | XT2XQ3035AFF000XXX | https://new.abb.com/products/en/1SDA081945R1 |  |  | 1SDA076604R1
25 | Q | XT2XQ3040AFF000XXX | 1SDA081947R1+1SDA076604R1 | XT2X 125 TMF 40-400 3p F F UL/CSA | 25:Q | XT2XQ3040AFF000XXX | https://new.abb.com/products/en/1SDA081947R1 |  |  | 1SDA076604R1
25 | Q | XT2XQ3050AFF000XXX | 1SDA081949R1+1SDA076604R1 | XT2X 125 TMF 50-500 3p F F UL/CSA | 25:Q | XT2XQ3050AFF000XXX | https://new.abb.com/products/en/1SDA081949R1 |  |  | 1SDA076604R1
25 | Q | XT2XQ3060AFF000XXX | 1SDA081951R1+1SDA076604R1 | XT2X 125 TMF 60-600 3p F F UL/CSA | 25:Q | XT2XQ3060AFF000XXX | https://new.abb.com/products/en/1SDA081951R1 |  |  | 1SDA076604R1
25 | Q | XT2XQ3070AFF000XXX | 1SDA081953R1+1SDA076604R1 | XT2X 125 TMF 70-700 3p F F UL/CSA | 25:Q | XT2XQ3070AFF000XXX | https://new.abb.com/products/en/1SDA081953R1 |  |  | 1SDA076604R1
25 | Q | XT2XQ3080BFF000XXX | 1SDA081933R1+1SDA076604R1 | XT2X 125 TMA 80 400..800 3p F F UL/CSA | 25:Q | XT2XQ3080BFF000XXX | https://new.abb.com/products/en/1SDA081933R1 |  |  | 1SDA076604R1
25 | Q | XT2XQ3090BFF000XXX | 1SDA081935R1+1SDA076604R1 | XT2X 125 TMA 90 450..900 3p F F UL/CSA | 25:Q | XT2XQ3090BFF000XXX | https://new.abb.com/products/en/1SDA081935R1 |  |  | 1SDA076604R1
25 | Q | XT2XQ3100BFF000XXX | 1SDA081927R1+1SDA076604R1 | XT2X 125 TMA 100 500..1000 3p F F UL/CSA | 25:Q | XT2XQ3100BFF000XXX | https://new.abb.com/products/en/1SDA081927R1 |  |  | 1SDA076604R1
25 | Q | XT2XQ4015AFF000XXX | 1SDA081938R1+1SDA080699R1 | XT2X 125 TMF 15-400 4p F F UL/CSA | 25:Q | XT2XQ4015AFF000XXX | https://new.abb.com/products/en/1SDA081938R1 |  |  | 1SDA080699R1
25 | Q | XT2XQ4020AFF000XXX | 1SDA081940R1+1SDA080699R1 | XT2X 125 TMF 20-400 4p F F UL/CSA | 25:Q | XT2XQ4020AFF000XXX | https://new.abb.com/products/en/1SDA081940R1 |  |  | 1SDA080699R1
25 | Q | XT2XQ4025AFF000XXX | 1SDA081942R1+1SDA080699R1 | XT2X 125 TMF 25-400 4p F F UL/CSA | 25:Q | XT2XQ4025AFF000XXX | https://new.abb.com/products/en/1SDA081942R1 |  |  | 1SDA080699R1
25 | Q | XT2XQ4030AFF000XXX | 1SDA081944R1+1SDA080699R1 | XT2X 125 TMF 30-400 4p F F UL/CSA | 25:Q | XT2XQ4030AFF000XXX | https://new.abb.com/products/en/1SDA081944R1 |  |  | 1SDA080699R1
25 | Q | XT2XQ4035AFF000XXX | 1SDA081946R1+1SDA080699R1 | XT2X 125 TMF 35-400 4p F F UL/CSA | 25:Q | XT2XQ4035AFF000XXX | https://new.abb.com/products/en/1SDA081946R1 |  |  | 1SDA080699R1
25 | Q | XT2XQ4040AFF000XXX | 1SDA081948R1+1SDA080699R1 | XT2X 125 TMF 40-400 4p F F UL/CSA | 25:Q | XT2XQ4040AFF000XXX | https://new.abb.com/products/en/1SDA081948R1 |  |  | 1SDA080699R1
25 | Q | XT2XQ4050AFF000XXX | 1SDA081950R1+1SDA080699R1 | XT2X 125 TMF 50-500 4p F F UL/CSA | 25:Q | XT2XQ4050AFF000XXX | https://new.abb.com/products/en/1SDA081950R1 |  |  | 1SDA080699R1
25 | Q | XT2XQ4060AFF000XXX | 1SDA081952R1+1SDA080699R1 | XT2X 125 TMF 60-600 4p F F UL/CSA | 25:Q | XT2XQ4060AFF000XXX | https://new.abb.com/products/en/1SDA081952R1 |  |  | 1SDA080699R1
25 | Q | XT2XQ4070AFF000XXX | 1SDA081954R1+1SDA080699R1 | XT2X 125 TMF 70-700 4p F F UL/CSA | 25:Q | XT2XQ4070AFF000XXX | https://new.abb.com/products/en/1SDA081954R1 |  |  | 1SDA080699R1
25 | Q | XT2XQ4080BFF000XXX | 1SDA081934R1+1SDA080699R1 | XT2X 125 TMA 80 400..800 4p F F UL/CSA | 25:Q | XT2XQ4080BFF000XXX | https://new.abb.com/products/en/1SDA081934R1 |  |  | 1SDA080699R1
25 | Q | XT2XQ4090BFF000XXX | 1SDA081936R1+1SDA080699R1 | XT2X 125 TMA 90 450..900 4p F F UL/CSA | 25:Q | XT2XQ4090BFF000XXX | https://new.abb.com/products/en/1SDA081936R1 |  |  | 1SDA080699R1
25 | Q | XT2XQ4100BFF000XXX | 1SDA081928R1+1SDA080699R1 | XT2X 125 TMA 100 500..1000 4p F F UL/CSA | 25:Q | XT2XQ4100BFF000XXX | https://new.abb.com/products/en/1SDA081928R1 |  |  | 1SDA080699R1
25 | Q | XT3NQ3060AFF000XXX | 1SDA075109R1+1SDA076605R1 | XT3N 225 TMF 60-600 3p F F UL/CSA | 25:Q | XT3NQ3060AFF000XXX | https://new.abb.com/products/en/1SDA075109R1 |  |  | 1SDA076605R1
25 | Q | XT3NQ3070AFF000XXX | 1SDA075110R1+1SDA076605R1 | XT3N 225 TMF 70-700 3p F F UL/CSA | 25:Q | XT3NQ3070AFF000XXX | https://new.abb.com/products/en/1SDA075110R1 |  |  | 1SDA076605R1
25 | Q | XT3NQ3080AFF000XXX | 1SDA075111R1+1SDA076605R1 | XT3N 225 TMF 80-800 3p F F UL/CSA | 25:Q | XT3NQ3080AFF000XXX | https://new.abb.com/products/en/1SDA075111R1 |  |  | 1SDA076605R1
25 | Q | XT3NQ3090AFF000XXX | 1SDA075112R1+1SDA076605R1 | XT3N 225 TMF 90-900 3p F F UL/CSA | 25:Q | XT3NQ3090AFF000XXX | https://new.abb.com/products/en/1SDA075112R1 |  |  | 1SDA076605R1
25 | Q | XT3NQ3100AFF000XXX | 1SDA075113R1+1SDA076605R1 | XT3N 225 TMF 100-1000 3p F F UL/CSA | 25:Q | XT3NQ3100AFF000XXX | https://new.abb.com/products/en/1SDA075113R1 |  |  | 1SDA076605R1
25 | Q | XT3NQ3110AFF000XXX | 1SDA080071R1+1SDA076605R1 | XT3N 225 TMF 110-1100 3p F F UL/CSA | 25:Q | XT3NQ3110AFF000XXX | https://new.abb.com/products/en/1SDA080071R1 |  |  | 1SDA076605R1
25 | Q | XT3NQ3125AFF000XXX | 1SDA075114R1+1SDA076605R1 | XT3N 225 TMF 125-1250 3p F F UL/CSA | 25:Q | XT3NQ3125AFF000XXX | https://new.abb.com/products/en/1SDA075114R1 |  |  | 1SDA076605R1
25 | Q | XT3NQ3150AFF000XXX | 1SDA075115R1+1SDA076605R1 | XT3N 225 TMF 150-1500 3p F F UL/CSA | 25:Q | XT3NQ3150AFF000XXX | https://new.abb.com/products/en/1SDA075115R1 |  |  | 1SDA076605R1
25 | Q | XT3NQ3175AFF000XXX | 1SDA075116R1+1SDA076605R1 | XT3N 225 TMF 175-1750 3p F F UL/CSA | 25:Q | XT3NQ3175AFF000XXX | https://new.abb.com/products/en/1SDA075116R1 |  |  | 1SDA076605R1
25 | Q | XT3NQ3200AFF000XXX | 1SDA075117R1+1SDA076605R1 | XT3N 225 TMF 200-2000 3p F F UL/CSA | 25:Q | XT3NQ3200AFF000XXX | https://new.abb.com/products/en/1SDA075117R1 |  |  | 1SDA076605R1
25 | Q | XT3NQ3225AFF000XXX | 1SDA075118R1+1SDA076605R1 | XT3N 225 TMF 225-2250 3p F F UL/CSA | 25:Q | XT3NQ3225AFF000XXX | https://new.abb.com/products/en/1SDA075118R1 |  |  | 1SDA076605R1
25 | Q | XT3NQ4060AFF000XXX | 1SDA075119R1+1SDA080700R1 | XT3N 225 TMF 60-600 4p F F UL/CSA | 25:Q | XT3NQ4060AFF000XXX | https://new.abb.com/products/en/1SDA075119R1 |  |  | 1SDA080700R1
25 | Q | XT3NQ4070AFF000XXX | 1SDA075120R1+1SDA080700R1 | XT3N 225 TMF 70-700 4p F F UL/CSA | 25:Q | XT3NQ4070AFF000XXX | https://new.abb.com/products/en/1SDA075120R1 |  |  | 1SDA080700R1
25 | Q | XT3NQ4080AFF000XXX | 1SDA075121R1+1SDA080700R1 | XT3N 225 TMF 80-800 4p F F UL/CSA | 25:Q | XT3NQ4080AFF000XXX | https://new.abb.com/products/en/1SDA075121R1 |  |  | 1SDA080700R1
25 | Q | XT3NQ4090AFF000XXX | 1SDA075122R1+1SDA080700R1 | XT3N 225 TMF 90-900 4p F F UL/CSA | 25:Q | XT3NQ4090AFF000XXX | https://new.abb.com/products/en/1SDA075122R1 |  |  | 1SDA080700R1
25 | Q | XT3NQ4100AFF000XXX | 1SDA075123R1+1SDA080700R1 | XT3N 225 TMF 100-1000 4p F F UL/CSA | 25:Q | XT3NQ4100AFF000XXX | https://new.abb.com/products/en/1SDA075123R1 |  |  | 1SDA080700R1
25 | Q | XT3NQ4110AFF000XXX | 1SDA080072R1+1SDA080700R1 | XT3N 225 TMF 110-1100 4p F F UL/CSA | 25:Q | XT3NQ4110AFF000XXX | https://new.abb.com/products/en/1SDA080072R1 |  |  | 1SDA080700R1
25 | Q | XT3NQ4125AFF000XXX | 1SDA075124R1+1SDA080700R1 | XT3N 225 TMF 125-1250 4p F F UL/CSA | 25:Q | XT3NQ4125AFF000XXX | https://new.abb.com/products/en/1SDA075124R1 |  |  | 1SDA080700R1
25 | Q | XT3NQ4150AFF000XXX | 1SDA075125R1+1SDA080700R1 | XT3N 225 TMF 150-1500 4p F F UL/CSA | 25:Q | XT3NQ4150AFF000XXX | https://new.abb.com/products/en/1SDA075125R1 |  |  | 1SDA080700R1
25 | Q | XT3NQ4175AFF000XXX | 1SDA075126R1+1SDA080700R1 | XT3N 225 TMF 175-1750 4p F F UL/CSA | 25:Q | XT3NQ4175AFF000XXX | https://new.abb.com/products/en/1SDA075126R1 |  |  | 1SDA080700R1
25 | Q | XT3NQ4200AFF000XXX | 1SDA075127R1+1SDA080700R1 | XT3N 225 TMF 200-2000 4p F F UL/CSA | 25:Q | XT3NQ4200AFF000XXX | https://new.abb.com/products/en/1SDA075127R1 |  |  | 1SDA080700R1
25 | Q | XT3NQ4225AFF000XXX | 1SDA075128R1+1SDA080700R1 | XT3N 225 TMF 225-2250 4p F F UL/CSA | 25:Q | XT3NQ4225AFF000XXX | https://new.abb.com/products/en/1SDA075128R1 |  |  | 1SDA080700R1
25 | Q | XT3SQ3060AFF000XXX | 1SDA075129R1+1SDA076605R1 | XT3S 225 TMF 60-600 3p F F UL/CSA | 25:Q | XT3SQ3060AFF000XXX | https://new.abb.com/products/en/1SDA075129R1 |  |  | 1SDA076605R1
25 | Q | XT3SQ3070AFF000XXX | 1SDA075130R1+1SDA076605R1 | XT3S 225 TMF 70-700 3p F F UL/CSA | 25:Q | XT3SQ3070AFF000XXX | https://new.abb.com/products/en/1SDA075130R1 |  |  | 1SDA076605R1
25 | Q | XT3SQ3080AFF000XXX | 1SDA075131R1+1SDA076605R1 | XT3S 225 TMF 80-800 3p F F UL/CSA | 25:Q | XT3SQ3080AFF000XXX | https://new.abb.com/products/en/1SDA075131R1 |  |  | 1SDA076605R1
25 | Q | XT3SQ3090AFF000XXX | 1SDA075132R1+1SDA076605R1 | XT3S 225 TMF 90-900 3p F F UL/CSA | 25:Q | XT3SQ3090AFF000XXX | https://new.abb.com/products/en/1SDA075132R1 |  |  | 1SDA076605R1
25 | Q | XT3SQ3100AFF000XXX | 1SDA075133R1+1SDA076605R1 | XT3S 225 TMF 100-1000 3p F F UL/CSA | 25:Q | XT3SQ3100AFF000XXX | https://new.abb.com/products/en/1SDA075133R1 |  |  | 1SDA076605R1
25 | Q | XT3SQ3110AFF000XXX | 1SDA080073R1+1SDA076605R1 | XT3S 225 TMF 110-1100 3p F F UL/CSA | 25:Q | XT3SQ3110AFF000XXX | https://new.abb.com/products/en/1SDA080073R1 |  |  | 1SDA076605R1
25 | Q | XT3SQ3125AFF000XXX | 1SDA075134R1+1SDA076605R1 | XT3S 225 TMF 125-1250 3p F F UL/CSA | 25:Q | XT3SQ3125AFF000XXX | https://new.abb.com/products/en/1SDA075134R1 |  |  | 1SDA076605R1
25 | Q | XT3SQ3150AFF000XXX | 1SDA075135R1+1SDA076605R1 | XT3S 225 TMF 150-1500 3p F F UL/CSA | 25:Q | XT3SQ3150AFF000XXX | https://new.abb.com/products/en/1SDA075135R1 |  |  | 1SDA076605R1
25 | Q | XT3SQ3175AFF000XXX | 1SDA075136R1+1SDA076605R1 | XT3S 225 TMF 175-1750 3p F F UL/CSA | 25:Q | XT3SQ3175AFF000XXX | https://new.abb.com/products/en/1SDA075136R1 |  |  | 1SDA076605R1
25 | Q | XT3SQ3200AFF000XXX | 1SDA075137R1+1SDA076605R1 | XT3S 225 TMF 200-2000 3p F F UL/CSA | 25:Q | XT3SQ3200AFF000XXX | https://new.abb.com/products/en/1SDA075137R1 |  |  | 1SDA076605R1
25 | Q | XT3SQ3225AFF000XXX | 1SDA075138R1+1SDA076605R1 | XT3S 225 TMF 225-2250 3p F F UL/CSA | 25:Q | XT3SQ3225AFF000XXX | https://new.abb.com/products/en/1SDA075138R1 |  |  | 1SDA076605R1
25 | Q | XT3SQ4060AFF000XXX | 1SDA075139R1+1SDA080700R1 | XT3S 225 TMF 60-600 4p F F UL/CSA | 25:Q | XT3SQ4060AFF000XXX | https://new.abb.com/products/en/1SDA075139R1 |  |  | 1SDA080700R1
25 | Q | XT3SQ4070AFF000XXX | 1SDA075140R1+1SDA080700R1 | XT3S 225 TMF 70-700 4p F F UL/CSA | 25:Q | XT3SQ4070AFF000XXX | https://new.abb.com/products/en/1SDA075140R1 |  |  | 1SDA080700R1
25 | Q | XT3SQ4080AFF000XXX | 1SDA075141R1+1SDA080700R1 | XT3S 225 TMF 80-800 4p F F UL/CSA | 25:Q | XT3SQ4080AFF000XXX | https://new.abb.com/products/en/1SDA075141R1 |  |  | 1SDA080700R1
25 | Q | XT3SQ4090AFF000XXX | 1SDA075142R1+1SDA080700R1 | XT3S 225 TMF 90-900 4p F F UL/CSA | 25:Q | XT3SQ4090AFF000XXX | https://new.abb.com/products/en/1SDA075142R1 |  |  | 1SDA080700R1
25 | Q | XT3SQ4100AFF000XXX | 1SDA075143R1+1SDA080700R1 | XT3S 225 TMF 100-1000 4p F F UL/CSA | 25:Q | XT3SQ4100AFF000XXX | https://new.abb.com/products/en/1SDA075143R1 |  |  | 1SDA080700R1
25 | Q | XT3SQ4110AFF000XXX | 1SDA080074R1+1SDA080700R1 | XT3S 225 TMF 110-1100 4p F F UL/CSA | 25:Q | XT3SQ4110AFF000XXX | https://new.abb.com/products/en/1SDA080074R1 |  |  | 1SDA080700R1
25 | Q | XT3SQ4125AFF000XXX | 1SDA075144R1+1SDA080700R1 | XT3S 225 TMF 125-1250 4p F F UL/CSA | 25:Q | XT3SQ4125AFF000XXX | https://new.abb.com/products/en/1SDA075144R1 |  |  | 1SDA080700R1
25 | Q | XT3SQ4150AFF000XXX | 1SDA075145R1+1SDA080700R1 | XT3S 225 TMF 150-1500 4p F F UL/CSA | 25:Q | XT3SQ4150AFF000XXX | https://new.abb.com/products/en/1SDA075145R1 |  |  | 1SDA080700R1
25 | Q | XT3SQ4175AFF000XXX | 1SDA075146R1+1SDA080700R1 | XT3S 225 TMF 175-1750 4p F F UL/CSA | 25:Q | XT3SQ4175AFF000XXX | https://new.abb.com/products/en/1SDA075146R1 |  |  | 1SDA080700R1
25 | Q | XT3SQ4200AFF000XXX | 1SDA075147R1+1SDA080700R1 | XT3S 225 TMF 200-2000 4p F F UL/CSA | 25:Q | XT3SQ4200AFF000XXX | https://new.abb.com/products/en/1SDA075147R1 |  |  | 1SDA080700R1
25 | Q | XT3SQ4225AFF000XXX | 1SDA075148R1+1SDA080700R1 | XT3S 225 TMF 225-2250 4p F F UL/CSA | 25:Q | XT3SQ4225AFF000XXX | https://new.abb.com/products/en/1SDA075148R1 |  |  | 1SDA080700R1
25 | Q | XT4HQ3025AFF000XXX | 1SDA075223R1+1SDA076606R1 | XT4H 250 TMF 25-400 3p F F UL/CSA | 25:Q | XT4HQ3025AFF000XXX | https://new.abb.com/products/en/1SDA075223R1 |  |  | 1SDA076606R1
25 | Q | XT4HQ3030AFF000XXX | 1SDA075224R1+1SDA076606R1 | XT4H 250 TMF 30-400 3p F F UL/CSA | 25:Q | XT4HQ3030AFF000XXX | https://new.abb.com/products/en/1SDA075224R1 |  |  | 1SDA076606R1
25 | Q | XT4HQ3035AFF000XXX | 1SDA075225R1+1SDA076606R1 | XT4H 250 TMF 35-400 3p F F UL/CSA | 25:Q | XT4HQ3035AFF000XXX | https://new.abb.com/products/en/1SDA075225R1 |  |  | 1SDA076606R1
25 | Q | XT4HQ3040AFF000XXX | 1SDA075226R1+1SDA076606R1 | XT4H 250 TMF 40-400 3p F F UL/CSA | 25:Q | XT4HQ3040AFF000XXX | https://new.abb.com/products/en/1SDA075226R1 |  |  | 1SDA076606R1
25 | Q | XT4HQ3040CFF000XXX | 1SDA102284R1+1SDA076606R1 | XT4H 250 Ekip Dip LIG In40A 3p FF UL/CSA | 25:Q | XT4HQ3040CFF000XXX | https://new.abb.com/products/en/1SDA102284R1 |  |  | 1SDA076606R1
25 | Q | XT4HQ3040EFF000XXX | 1SDA075394R1+1SDA076606R1 | XT4H 250 Ekip LS/I In=40A 3p F F UL/CSA | 25:Q | XT4HQ3040EFF000XXX | https://new.abb.com/products/en/1SDA075394R1 |  |  | 1SDA076606R1
25 | Q | XT4HQ3040FFF000XXX | 1SDA075442R1+1SDA076606R1 | XT4H 250 Ekip LSI In=40A 3p F F UL/CSA | 25:Q | XT4HQ3040FFF000XXX | https://new.abb.com/products/en/1SDA075442R1 |  |  | 1SDA076606R1
25 | Q | XT4HQ3040GFF000XXX | 1SDA075502R1+1SDA076606R1 | XT4H 250 Ekip LSIG In=40A 3p F F UL/CSA | 25:Q | XT4HQ3040GFF000XXX | https://new.abb.com/products/en/1SDA075502R1 |  |  | 1SDA076606R1
25 | Q | XT4HQ3040HFF000XXX | 1SDA080242R1+1SDA076606R1 | XT4H 250 EKIP E-LSIG In=40A 3p FF UL/CSA | 25:Q | XT4HQ3040HFF000XXX | https://new.abb.com/products/en/1SDA080242R1 |  |  | 1SDA076606R1
25 | Q | XT4HQ3040LFF000XXX | 1SDA075602R1+1SDA076606R1 | XT4H 250 Ekip M-LIU In=40A 3p F F UL/CSA | 25:Q | XT4HQ3040LFF000XXX | https://new.abb.com/products/en/1SDA075602R1 |  |  | 1SDA076606R1
25 | Q | XT4HQ3050AFF000XXX | 1SDA075227R1+1SDA076606R1 | XT4H 250 TMF 50-500 3p F F UL/CSA | 25:Q | XT4HQ3050AFF000XXX | https://new.abb.com/products/en/1SDA075227R1 |  |  | 1SDA076606R1
25 | Q | XT4HQ3060AFF000XXX | 1SDA075228R1+1SDA076606R1 | XT4H 250 TMF 60-600 3p F F UL/CSA | 25:Q | XT4HQ3060AFF000XXX | https://new.abb.com/products/en/1SDA075228R1 |  |  | 1SDA076606R1
25 | Q | XT4HQ3060CFF000XXX | 1SDA102285R1+1SDA076606R1 | XT4H 250 Ekip Dip LIG In60A 3p FF UL/CSA | 25:Q | XT4HQ3060CFF000XXX | https://new.abb.com/products/en/1SDA102285R1 |  |  | 1SDA076606R1
25 | Q | XT4HQ3060EFF000XXX | 1SDA075395R1+1SDA076606R1 | XT4H 250 Ekip LS/I In=60A 3p F F UL/CSA | 25:Q | XT4HQ3060EFF000XXX | https://new.abb.com/products/en/1SDA075395R1 |  |  | 1SDA076606R1
25 | Q | XT4HQ3060FFF000XXX | 1SDA075443R1+1SDA076606R1 | XT4H 250 Ekip LSI In=60A 3p F F UL/CSA | 25:Q | XT4HQ3060FFF000XXX | https://new.abb.com/products/en/1SDA075443R1 |  |  | 1SDA076606R1
25 | Q | XT4HQ3060GFF000XXX | 1SDA075503R1+1SDA076606R1 | XT4H 250 Ekip LSIG In=60A 3p F F UL/CSA | 25:Q | XT4HQ3060GFF000XXX | https://new.abb.com/products/en/1SDA075503R1 |  |  | 1SDA076606R1
25 | Q | XT4HQ3060HFF000XXX | 1SDA080244R1+1SDA076606R1 | XT4H 250 EKIP E-LSIG In=60A 3p FF UL/CSA | 25:Q | XT4HQ3060HFF000XXX | https://new.abb.com/products/en/1SDA080244R1 |  |  | 1SDA076606R1
25 | Q | XT4HQ3060LFF000XXX | 1SDA075603R1+1SDA076606R1 | XT4H 250 Ekip M-LIU In=60A 3p F F UL/CSA | 25:Q | XT4HQ3060LFF000XXX | https://new.abb.com/products/en/1SDA075603R1 |  |  | 1SDA076606R1
25 | Q | XT4HQ3070AFF000XXX | 1SDA075229R1+1SDA076606R1 | XT4H 250 TMF 70-700 3p F F UL/CSA | 25:Q | XT4HQ3070AFF000XXX | https://new.abb.com/products/en/1SDA075229R1 |  |  | 1SDA076606R1
25 | Q | XT4HQ3080AFF000XXX | 1SDA080085R1+1SDA076606R1 | XT4H 250 TMF 80-800 3p F F UL/CSA | 25:Q | XT4HQ3080AFF000XXX | https://new.abb.com/products/en/1SDA080085R1 |  |  | 1SDA076606R1
25 | Q | XT4HQ3080BFF000XXX | 1SDA075230R1+1SDA076606R1 | XT4H 250 TMA 80 400..800 3p F F UL/CSA | 25:Q | XT4HQ3080BFF000XXX | https://new.abb.com/products/en/1SDA075230R1 |  |  | 1SDA076606R1
25 | Q | XT4HQ3090AFF000XXX | 1SDA080086R1+1SDA076606R1 | XT4H 250 TMF 90-900 3p F F UL/CSA | 25:Q | XT4HQ3090AFF000XXX | https://new.abb.com/products/en/1SDA080086R1 |  |  | 1SDA076606R1
25 | Q | XT4HQ3090BFF000XXX | 1SDA075231R1+1SDA076606R1 | XT4H 250 TMA 90 450..900 3p F F UL/CSA | 25:Q | XT4HQ3090BFF000XXX | https://new.abb.com/products/en/1SDA075231R1 |  |  | 1SDA076606R1
25 | Q | XT4HQ3100AFF000XXX | 1SDA080077R1+1SDA076606R1 | XT4H 250 TMF 100-1000 3p F F UL/CSA | 25:Q | XT4HQ3100AFF000XXX | https://new.abb.com/products/en/1SDA080077R1 |  |  | 1SDA076606R1
25 | Q | XT4HQ3100BFF000XXX | 1SDA075232R1+1SDA076606R1 | XT4H 250 TMA 100 500..1000 3p F F UL/CSA | 25:Q | XT4HQ3100BFF000XXX | https://new.abb.com/products/en/1SDA075232R1 |  |  | 1SDA076606R1
25 | Q | XT4HQ3100CFF000XXX | 1SDA102286R1+1SDA076606R1 | XT4H 250 Ekip Dip LIG In100 3p FF UL/CSA | 25:Q | XT4HQ3100CFF000XXX | https://new.abb.com/products/en/1SDA102286R1 |  |  | 1SDA076606R1
25 | Q | XT4HQ3100EFF000XXX | 1SDA075396R1+1SDA076606R1 | XT4H 250 Ekip LS/I In=100A 3p F F UL/CSA | 25:Q | XT4HQ3100EFF000XXX | https://new.abb.com/products/en/1SDA075396R1 |  |  | 1SDA076606R1
25 | Q | XT4HQ3100FFF000XXX | 1SDA075444R1+1SDA076606R1 | XT4H 250 Ekip LSI In=100A 3p F F UL/CSA | 25:Q | XT4HQ3100FFF000XXX | https://new.abb.com/products/en/1SDA075444R1 |  |  | 1SDA076606R1
25 | Q | XT4HQ3100GFF000XXX | 1SDA075504R1+1SDA076606R1 | XT4H 250 Ekip LSIG In=100A 3p F F UL/CSA | 25:Q | XT4HQ3100GFF000XXX | https://new.abb.com/products/en/1SDA075504R1 |  |  | 1SDA076606R1
25 | Q | XT4HQ3100HFF000XXX | 1SDA080246R1+1SDA076606R1 | XT4H 250 EKIP E-LSIG In100A 3p FF UL/CSA | 25:Q | XT4HQ3100HFF000XXX | https://new.abb.com/products/en/1SDA080246R1 |  |  | 1SDA076606R1
25 | Q | XT4HQ3100LFF000XXX | 1SDA075604R1+1SDA076606R1 | XT4H 250 Ekip M-LIU In=100A 3p FF UL/CSA | 25:Q | XT4HQ3100LFF000XXX | https://new.abb.com/products/en/1SDA075604R1 |  |  | 1SDA076606R1
25 | Q | XT4HQ3100WFF000XXX | 1SDA102289R1+1SDA076606R1 | XT4H 250 EkipMTouchLRIU(MPCB)100 3pFF UL | 25:Q | XT4HQ3100WFF000XXX | https://new.abb.com/products/en/1SDA102289R1 |  |  | 1SDA076606R1
25 | Q | XT4HQ3110AFF000XXX | 1SDA080078R1+1SDA076606R1 | XT4H 250 TMF 110-1100 3p F F UL/CSA | 25:Q | XT4HQ3110AFF000XXX | https://new.abb.com/products/en/1SDA080078R1 |  |  | 1SDA076606R1
25 | Q | XT4HQ3110BFF000XXX | 1SDA075233R1+1SDA076606R1 | XT4H 250 TMA 110 550..1100 3p F F UL/CSA | 25:Q | XT4HQ3110BFF000XXX | https://new.abb.com/products/en/1SDA075233R1 |  |  | 1SDA076606R1
25 | Q | XT4HQ3125AFF000XXX | 1SDA080079R1+1SDA076606R1 | XT4H 250 TMF 125-1250 3p F F UL/CSA | 25:Q | XT4HQ3125AFF000XXX | https://new.abb.com/products/en/1SDA080079R1 |  |  | 1SDA076606R1
25 | Q | XT4HQ3125BFF000XXX | 1SDA075234R1+1SDA076606R1 | XT4H 250 TMA 125 625..1250 3p F F UL/CSA | 25:Q | XT4HQ3125BFF000XXX | https://new.abb.com/products/en/1SDA075234R1 |  |  | 1SDA076606R1
25 | Q | XT4HQ3150AFF000XXX | 1SDA080080R1+1SDA076606R1 | XT4H 250 TMF 150-1500 3p F F UL/CSA | 25:Q | XT4HQ3150AFF000XXX | https://new.abb.com/products/en/1SDA080080R1 |  |  | 1SDA076606R1
25 | Q | XT4HQ3150BFF000XXX | 1SDA075235R1+1SDA076606R1 | XT4H 250 TMA 150 750..1500 3p F F UL/CSA | 25:Q | XT4HQ3150BFF000XXX | https://new.abb.com/products/en/1SDA075235R1 |  |  | 1SDA076606R1
25 | Q | XT4HQ3150CFF000XXX | 1SDA102287R1+1SDA076606R1 | XT4H 250 Ekip Dip LIG In150 3p FF UL/CSA | 25:Q | XT4HQ3150CFF000XXX | https://new.abb.com/products/en/1SDA102287R1 |  |  | 1SDA076606R1
25 | Q | XT4HQ3150EFF000XXX | 1SDA075397R1+1SDA076606R1 | XT4H 250 Ekip LS/I In=150A 3p F F UL/CSA | 25:Q | XT4HQ3150EFF000XXX | https://new.abb.com/products/en/1SDA075397R1 |  |  | 1SDA076606R1
25 | Q | XT4HQ3150FFF000XXX | 1SDA075445R1+1SDA076606R1 | XT4H 250 Ekip LSI In=150A 3p F F UL/CSA | 25:Q | XT4HQ3150FFF000XXX | https://new.abb.com/products/en/1SDA075445R1 |  |  | 1SDA076606R1
25 | Q | XT4HQ3150GFF000XXX | 1SDA075505R1+1SDA076606R1 | XT4H 250 Ekip LSIG In=150A 3p F F UL/CSA | 25:Q | XT4HQ3150GFF000XXX | https://new.abb.com/products/en/1SDA075505R1 |  |  | 1SDA076606R1
25 | Q | XT4HQ3150HFF000XXX | 1SDA080248R1+1SDA076606R1 | XT4H 250 EKIP E-LSIG In150A 3p FF UL/CSA | 25:Q | XT4HQ3150HFF000XXX | https://new.abb.com/products/en/1SDA080248R1 |  |  | 1SDA076606R1
25 | Q | XT4HQ3150LFF000XXX | 1SDA075605R1+1SDA076606R1 | XT4H 250 Ekip M-LIU In=150A 3p FF UL/CSA | 25:Q | XT4HQ3150LFF000XXX | https://new.abb.com/products/en/1SDA075605R1 |  |  | 1SDA076606R1
25 | Q | XT4HQ3150WFF000XXX | 1SDA102290R1+1SDA076606R1 | XT4H 250 EkipMTouchLRIU(MPCB)150 3pFF UL | 25:Q | XT4HQ3150WFF000XXX | https://new.abb.com/products/en/1SDA102290R1 |  |  | 1SDA076606R1
25 | Q | XT4HQ3175AFF000XXX | 1SDA080081R1+1SDA076606R1 | XT4H 250 TMF 175-1750 3p F F UL/CSA | 25:Q | XT4HQ3175AFF000XXX | https://new.abb.com/products/en/1SDA080081R1 |  |  | 1SDA076606R1
25 | Q | XT4HQ3175BFF000XXX | 1SDA075236R1+1SDA076606R1 | XT4H 250 TMA 175 875..1750 3p F F UL/CSA | 25:Q | XT4HQ3175BFF000XXX | https://new.abb.com/products/en/1SDA075236R1 |  |  | 1SDA076606R1
25 | Q | XT4HQ3200AFF000XXX | 1SDA080082R1+1SDA076606R1 | XT4H 250 TMF 200-2000 3p F F UL/CSA | 25:Q | XT4HQ3200AFF000XXX | https://new.abb.com/products/en/1SDA080082R1 |  |  | 1SDA076606R1
25 | Q | XT4HQ3200BFF000XXX | 1SDA075237R1+1SDA076606R1 | XT4H 250 TMA 200 1000..2000 3p FF UL/CSA | 25:Q | XT4HQ3200BFF000XXX | https://new.abb.com/products/en/1SDA075237R1 |  |  | 1SDA076606R1
25 | Q | XT4HQ3200WFF000XXX | 1SDA102291R1+1SDA076606R1 | XT4H 250 EkipMTouchLRIU(MPCB)200 3pFF UL | 25:Q | XT4HQ3200WFF000XXX | https://new.abb.com/products/en/1SDA102291R1 |  |  | 1SDA076606R1
25 | Q | XT4HQ3225AFF000XXX | 1SDA080083R1+1SDA076606R1 | XT4H 250 TMF 225-2250 3p F F UL/CSA | 25:Q | XT4HQ3225AFF000XXX | https://new.abb.com/products/en/1SDA080083R1 |  |  | 1SDA076606R1
25 | Q | XT4HQ3225BFF000XXX | 1SDA075238R1+1SDA076606R1 | XT4H 250 TMA 225 1125..2250 3p FF UL/CSA | 25:Q | XT4HQ3225BFF000XXX | https://new.abb.com/products/en/1SDA075238R1 |  |  | 1SDA076606R1
25 | Q | XT4HQ3225CFF000XXX | 1SDA102283R1+1SDA076606R1 | XT4H 250 Ekip Dip LIG In225 3p FF UL/CSA | 25:Q | XT4HQ3225CFF000XXX | https://new.abb.com/products/en/1SDA102283R1 |  |  | 1SDA076606R1
25 | Q | XT4HQ3225EFF000XXX | 1SDA075398R1+1SDA076606R1 | XT4H 250 Ekip LS/I In=225A 3p F F UL/CSA | 25:Q | XT4HQ3225EFF000XXX | https://new.abb.com/products/en/1SDA075398R1 |  |  | 1SDA076606R1
25 | Q | XT4HQ3225FFF000XXX | 1SDA075446R1+1SDA076606R1 | XT4H 250 Ekip LSI In=225A 3p F F UL/CSA | 25:Q | XT4HQ3225FFF000XXX | https://new.abb.com/products/en/1SDA075446R1 |  |  | 1SDA076606R1
25 | Q | XT4HQ3225GFF000XXX | 1SDA075506R1+1SDA076606R1 | XT4H 250 Ekip LSIG In=225A 3p F F UL/CSA | 25:Q | XT4HQ3225GFF000XXX | https://new.abb.com/products/en/1SDA075506R1 |  |  | 1SDA076606R1
25 | Q | XT4HQ3225HFF000XXX | 1SDA080250R1+1SDA076606R1 | XT4H 250 EKIP E-LSIG In225A 3p FF UL/CSA | 25:Q | XT4HQ3225HFF000XXX | https://new.abb.com/products/en/1SDA080250R1 |  |  | 1SDA076606R1
25 | Q | XT4HQ3250AFF000XXX | 1SDA080084R1+1SDA076606R1 | XT4H 250 TMF 250-2500 3p F F UL/CSA | 25:Q | XT4HQ3250AFF000XXX | https://new.abb.com/products/en/1SDA080084R1 |  |  | 1SDA076606R1
25 | Q | XT4HQ3250BFF000XXX | 1SDA075239R1+1SDA076606R1 | XT4H 250 TMA 250 1250..2500 3p FF UL/CSA | 25:Q | XT4HQ3250BFF000XXX | https://new.abb.com/products/en/1SDA075239R1 |  |  | 1SDA076606R1
25 | Q | XT4HQ3250CFF000XXX | 1SDA102288R1+1SDA076606R1 | XT4H 250 Ekip Dip LIG In250 3p FF UL/CSA | 25:Q | XT4HQ3250CFF000XXX | https://new.abb.com/products/en/1SDA102288R1 |  |  | 1SDA076606R1
25 | Q | XT4HQ3250EFF000XXX | 1SDA075399R1+1SDA076606R1 | XT4H 250 Ekip LS/I In=250A 3p F F UL/CSA | 25:Q | XT4HQ3250EFF000XXX | https://new.abb.com/products/en/1SDA075399R1 |  |  | 1SDA076606R1
25 | Q | XT4HQ3250FFF000XXX | 1SDA075447R1+1SDA076606R1 | XT4H 250 Ekip LSI In=250A 3p F F UL/CSA | 25:Q | XT4HQ3250FFF000XXX | https://new.abb.com/products/en/1SDA075447R1 |  |  | 1SDA076606R1
25 | Q | XT4HQ3250GFF000XXX | 1SDA075507R1+1SDA076606R1 | XT4H 250 Ekip LSIG In=250A 3p F F UL/CSA | 25:Q | XT4HQ3250GFF000XXX | https://new.abb.com/products/en/1SDA075507R1 |  |  | 1SDA076606R1
25 | Q | XT4HQ3250HFF000XXX | 1SDA080252R1+1SDA076606R1 | XT4H 250 EKIP E-LSIG In250A 3p FF UL/CSA | 25:Q | XT4HQ3250HFF000XXX | https://new.abb.com/products/en/1SDA080252R1 |  |  | 1SDA076606R1
25 | Q | XT4HQ4025AFF000XXX | 1SDA075240R1+1SDA080701R1 | XT4H 250 TMF 25-400 4p F F UL/CSA | 25:Q | XT4HQ4025AFF000XXX | https://new.abb.com/products/en/1SDA075240R1 |  |  | 1SDA080701R1
25 | Q | XT4HQ4030AFF000XXX | 1SDA075241R1+1SDA080701R1 | XT4H 250 TMF 30-400 4p F F UL/CSA | 25:Q | XT4HQ4030AFF000XXX | https://new.abb.com/products/en/1SDA075241R1 |  |  | 1SDA080701R1
25 | Q | XT4HQ4035AFF000XXX | 1SDA075242R1+1SDA080701R1 | XT4H 250 TMF 35-400 4p F F UL/CSA | 25:Q | XT4HQ4035AFF000XXX | https://new.abb.com/products/en/1SDA075242R1 |  |  | 1SDA080701R1
25 | Q | XT4HQ4040AFF000XXX | 1SDA075243R1+1SDA080701R1 | XT4H 250 TMF 40-400 4p F F UL/CSA | 25:Q | XT4HQ4040AFF000XXX | https://new.abb.com/products/en/1SDA075243R1 |  |  | 1SDA080701R1
25 | Q | XT4HQ4040CFF000XXX | 1SDA102341R1+1SDA080701R1 | XT4H 250 Ekip Dip LIG In40A 4p FF UL/CSA | 25:Q | XT4HQ4040CFF000XXX | https://new.abb.com/products/en/1SDA102341R1 |  |  | 1SDA080701R1
25 | Q | XT4HQ4040EFF000XXX | 1SDA075400R1+1SDA080701R1 | XT4H 250 Ekip LS/I In=40A 4p F F UL/CSA | 25:Q | XT4HQ4040EFF000XXX | https://new.abb.com/products/en/1SDA075400R1 |  |  | 1SDA080701R1
25 | Q | XT4HQ4040FFF000XXX | 1SDA075448R1+1SDA080701R1 | XT4H 250 Ekip LSI In=40A 4p F F UL/CSA | 25:Q | XT4HQ4040FFF000XXX | https://new.abb.com/products/en/1SDA075448R1 |  |  | 1SDA080701R1
25 | Q | XT4HQ4040GFF000XXX | 1SDA075508R1+1SDA080701R1 | XT4H 250 Ekip LSIG In=40A 4p F F UL/CSA | 25:Q | XT4HQ4040GFF000XXX | https://new.abb.com/products/en/1SDA075508R1 |  |  | 1SDA080701R1
25 | Q | XT4HQ4040HFF000XXX | 1SDA080243R1+1SDA080701R1 | XT4H 250 EKIP E-LSIG In=40A 4p FF UL/CSA | 25:Q | XT4HQ4040HFF000XXX | https://new.abb.com/products/en/1SDA080243R1 |  |  | 1SDA080701R1
25 | Q | XT4HQ4050AFF000XXX | 1SDA075244R1+1SDA080701R1 | XT4H 250 TMF 50-500 4p F F UL/CSA | 25:Q | XT4HQ4050AFF000XXX | https://new.abb.com/products/en/1SDA075244R1 |  |  | 1SDA080701R1
25 | Q | XT4HQ4060AFF000XXX | 1SDA075245R1+1SDA080701R1 | XT4H 250 TMF 60-600 4p F F UL/CSA | 25:Q | XT4HQ4060AFF000XXX | https://new.abb.com/products/en/1SDA075245R1 |  |  | 1SDA080701R1
25 | Q | XT4HQ4060CFF000XXX | 1SDA102342R1+1SDA080701R1 | XT4H 250 Ekip Dip LIG In60A 4p FF UL/CSA | 25:Q | XT4HQ4060CFF000XXX | https://new.abb.com/products/en/1SDA102342R1 |  |  | 1SDA080701R1
25 | Q | XT4HQ4060EFF000XXX | 1SDA075401R1+1SDA080701R1 | XT4H 250 Ekip LS/I In=60A 4p F F UL/CSA | 25:Q | XT4HQ4060EFF000XXX | https://new.abb.com/products/en/1SDA075401R1 |  |  | 1SDA080701R1
25 | Q | XT4HQ4060FFF000XXX | 1SDA075449R1+1SDA080701R1 | XT4H 250 Ekip LSI In=60A 4p F F UL/CSA | 25:Q | XT4HQ4060FFF000XXX | https://new.abb.com/products/en/1SDA075449R1 |  |  | 1SDA080701R1
25 | Q | XT4HQ4060GFF000XXX | 1SDA075509R1+1SDA080701R1 | XT4H 250 Ekip LSIG In=60A 4p F F UL/CSA | 25:Q | XT4HQ4060GFF000XXX | https://new.abb.com/products/en/1SDA075509R1 |  |  | 1SDA080701R1
25 | Q | XT4HQ4060HFF000XXX | 1SDA080245R1+1SDA080701R1 | XT4H 250 EKIP E-LSIG In=60A 4p FF UL/CSA | 25:Q | XT4HQ4060HFF000XXX | https://new.abb.com/products/en/1SDA080245R1 |  |  | 1SDA080701R1
25 | Q | XT4HQ4070AFF000XXX | 1SDA075246R1+1SDA080701R1 | XT4H 250 TMF 70-700 4p F F UL/CSA | 25:Q | XT4HQ4070AFF000XXX | https://new.abb.com/products/en/1SDA075246R1 |  |  | 1SDA080701R1
25 | Q | XT4HQ4080BFF000XXX | 1SDA075247R1+1SDA080701R1 | XT4H 250 TMA 80 400..800 4p F F UL/CSA | 25:Q | XT4HQ4080BFF000XXX | https://new.abb.com/products/en/1SDA075247R1 |  |  | 1SDA080701R1
25 | Q | XT4HQ4090BFF000XXX | 1SDA075248R1+1SDA080701R1 | XT4H 250 TMA 90 450..900 4p F F UL/CSA | 25:Q | XT4HQ4090BFF000XXX | https://new.abb.com/products/en/1SDA075248R1 |  |  | 1SDA080701R1
25 | Q | XT4HQ4100BFF000XXX | 1SDA075249R1+1SDA080701R1 | XT4H 250 TMA 100 500..1000 4p F F UL/CSA | 25:Q | XT4HQ4100BFF000XXX | https://new.abb.com/products/en/1SDA075249R1 |  |  | 1SDA080701R1
25 | Q | XT4HQ4100CFF000XXX | 1SDA102343R1+1SDA080701R1 | XT4H 250 Ekip Dip LIG In100 4p FF UL/CSA | 25:Q | XT4HQ4100CFF000XXX | https://new.abb.com/products/en/1SDA102343R1 |  |  | 1SDA080701R1
25 | Q | XT4HQ4100EFF000XXX | 1SDA075402R1+1SDA080701R1 | XT4H 250 Ekip LS/I In=100A 4p F F UL/CSA | 25:Q | XT4HQ4100EFF000XXX | https://new.abb.com/products/en/1SDA075402R1 |  |  | 1SDA080701R1
25 | Q | XT4HQ4100FFF000XXX | 1SDA075450R1+1SDA080701R1 | XT4H 250 Ekip LSI In=100A 4p F F UL/CSA | 25:Q | XT4HQ4100FFF000XXX | https://new.abb.com/products/en/1SDA075450R1 |  |  | 1SDA080701R1
25 | Q | XT4HQ4100GFF000XXX | 1SDA075510R1+1SDA080701R1 | XT4H 250 Ekip LSIG In=100A 4p F F UL/CSA | 25:Q | XT4HQ4100GFF000XXX | https://new.abb.com/products/en/1SDA075510R1 |  |  | 1SDA080701R1
25 | Q | XT4HQ4100HFF000XXX | 1SDA080247R1+1SDA080701R1 | XT4H 250 EKIP E-LSIG In100A 4p FF UL/CSA | 25:Q | XT4HQ4100HFF000XXX | https://new.abb.com/products/en/1SDA080247R1 |  |  | 1SDA080701R1
25 | Q | XT4HQ4110BFF000XXX | 1SDA075250R1+1SDA080701R1 | XT4H 250 TMA 110 550..1100 4p F F UL/CSA | 25:Q | XT4HQ4110BFF000XXX | https://new.abb.com/products/en/1SDA075250R1 |  |  | 1SDA080701R1
25 | Q | XT4HQ4125BFF000XXX | 1SDA075251R1+1SDA080701R1 | XT4H 250 TMA 125 625..1250 4p F F UL/CSA | 25:Q | XT4HQ4125BFF000XXX | https://new.abb.com/products/en/1SDA075251R1 |  |  | 1SDA080701R1
25 | Q | XT4HQ4150BFF000XXX | 1SDA075252R1+1SDA080701R1 | XT4H 250 TMA 150 750..1500 4p F F UL/CSA | 25:Q | XT4HQ4150BFF000XXX | https://new.abb.com/products/en/1SDA075252R1 |  |  | 1SDA080701R1
25 | Q | XT4HQ4150CFF000XXX | 1SDA102344R1+1SDA080701R1 | XT4H 250 Ekip Dip LIG In150 4p FF UL/CSA | 25:Q | XT4HQ4150CFF000XXX | https://new.abb.com/products/en/1SDA102344R1 |  |  | 1SDA080701R1
25 | Q | XT4HQ4150EFF000XXX | 1SDA075403R1+1SDA080701R1 | XT4H 250 Ekip LS/I In=150A 4p F F UL/CSA | 25:Q | XT4HQ4150EFF000XXX | https://new.abb.com/products/en/1SDA075403R1 |  |  | 1SDA080701R1
25 | Q | XT4HQ4150FFF000XXX | 1SDA075451R1+1SDA080701R1 | XT4H 250 Ekip LSI In=150A 4p F F UL/CSA | 25:Q | XT4HQ4150FFF000XXX | https://new.abb.com/products/en/1SDA075451R1 |  |  | 1SDA080701R1
25 | Q | XT4HQ4150GFF000XXX | 1SDA075511R1+1SDA080701R1 | XT4H 250 Ekip LSIG In=150A 4p F F UL/CSA | 25:Q | XT4HQ4150GFF000XXX | https://new.abb.com/products/en/1SDA075511R1 |  |  | 1SDA080701R1
25 | Q | XT4HQ4150HFF000XXX | 1SDA080249R1+1SDA080701R1 | XT4H 250 EKIP E-LSIG In150A 4p FF UL/CSA | 25:Q | XT4HQ4150HFF000XXX | https://new.abb.com/products/en/1SDA080249R1 |  |  | 1SDA080701R1
25 | Q | XT4HQ4175BFF000XXX | 1SDA075253R1+1SDA080701R1 | XT4H 250 TMA 175 875..1750 4p F F UL/CSA | 25:Q | XT4HQ4175BFF000XXX | https://new.abb.com/products/en/1SDA075253R1 |  |  | 1SDA080701R1
25 | Q | XT4HQ4200BFF000XXX | 1SDA075254R1+1SDA080701R1 | XT4H 250 TMA 200 1000..2000 4p FF UL/CSA | 25:Q | XT4HQ4200BFF000XXX | https://new.abb.com/products/en/1SDA075254R1 |  |  | 1SDA080701R1
25 | Q | XT4HQ4225BFF000XXX | 1SDA075255R1+1SDA080701R1 | XT4H 250 TMA 225 1125..2250 4p FF UL/CSA | 25:Q | XT4HQ4225BFF000XXX | https://new.abb.com/products/en/1SDA075255R1 |  |  | 1SDA080701R1
25 | Q | XT4HQ4225CFF000XXX | 1SDA102340R1+1SDA080701R1 | XT4H 250 Ekip Dip LIG In225 4p FF UL/CSA | 25:Q | XT4HQ4225CFF000XXX | https://new.abb.com/products/en/1SDA102340R1 |  |  | 1SDA080701R1
25 | Q | XT4HQ4225EFF000XXX | 1SDA075404R1+1SDA080701R1 | XT4H 250 Ekip LS/I In=225A 4p F F UL/CSA | 25:Q | XT4HQ4225EFF000XXX | https://new.abb.com/products/en/1SDA075404R1 |  |  | 1SDA080701R1
25 | Q | XT4HQ4225FFF000XXX | 1SDA075452R1+1SDA080701R1 | XT4H 250 Ekip LSI In=225A 4p F F UL/CSA | 25:Q | XT4HQ4225FFF000XXX | https://new.abb.com/products/en/1SDA075452R1 |  |  | 1SDA080701R1
25 | Q | XT4HQ4225GFF000XXX | 1SDA075512R1+1SDA080701R1 | XT4H 250 Ekip LSIG In=225A 4p F F UL/CSA | 25:Q | XT4HQ4225GFF000XXX | https://new.abb.com/products/en/1SDA075512R1 |  |  | 1SDA080701R1
25 | Q | XT4HQ4225HFF000XXX | 1SDA080251R1+1SDA080701R1 | XT4H 250 EKIP E-LSIG In225A 4p FF UL/CSA | 25:Q | XT4HQ4225HFF000XXX | https://new.abb.com/products/en/1SDA080251R1 |  |  | 1SDA080701R1
25 | Q | XT4HQ4250BFF000XXX | 1SDA075256R1+1SDA080701R1 | XT4H 250 TMA 250 1250..2500 4p FF UL/CSA | 25:Q | XT4HQ4250BFF000XXX | https://new.abb.com/products/en/1SDA075256R1 |  |  | 1SDA080701R1
25 | Q | XT4HQ4250CFF000XXX | 1SDA102345R1+1SDA080701R1 | XT4H 250 Ekip Dip LIG In250 4p FF UL/CSA | 25:Q | XT4HQ4250CFF000XXX | https://new.abb.com/products/en/1SDA102345R1 |  |  | 1SDA080701R1
25 | Q | XT4HQ4250EFF000XXX | 1SDA075405R1+1SDA080701R1 | XT4H 250 Ekip LS/I In=250A 4p F F UL/CSA | 25:Q | XT4HQ4250EFF000XXX | https://new.abb.com/products/en/1SDA075405R1 |  |  | 1SDA080701R1
25 | Q | XT4HQ4250FFF000XXX | 1SDA075453R1+1SDA080701R1 | XT4H 250 Ekip LSI In=250A 4p F F UL/CSA | 25:Q | XT4HQ4250FFF000XXX | https://new.abb.com/products/en/1SDA075453R1 |  |  | 1SDA080701R1
25 | Q | XT4HQ4250GFF000XXX | 1SDA075513R1+1SDA080701R1 | XT4H 250 Ekip LSIG In=250A 4p F F UL/CSA | 25:Q | XT4HQ4250GFF000XXX | https://new.abb.com/products/en/1SDA075513R1 |  |  | 1SDA080701R1
25 | Q | XT4HQ4250HFF000XXX | 1SDA080253R1+1SDA080701R1 | XT4H 250 EKIP E-LSIG In250A 4p FF UL/CSA | 25:Q | XT4HQ4250HFF000XXX | https://new.abb.com/products/en/1SDA080253R1 |  |  | 1SDA080701R1
25 | Q | XT4LQ3025AFF000XXX | 1SDA075257R1+1SDA076606R1 | XT4L 250 TMF 25-400 3p F F UL/CSA | 25:Q | XT4LQ3025AFF000XXX | https://new.abb.com/products/en/1SDA075257R1 |  |  | 1SDA076606R1
25 | Q | XT4LQ3030AFF000XXX | 1SDA075258R1+1SDA076606R1 | XT4L 250 TMF 30-400 3p F F UL/CSA | 25:Q | XT4LQ3030AFF000XXX | https://new.abb.com/products/en/1SDA075258R1 |  |  | 1SDA076606R1
25 | Q | XT4LQ3035AFF000XXX | 1SDA075259R1+1SDA076606R1 | XT4L 250 TMF 35-400 3p F F UL/CSA | 25:Q | XT4LQ3035AFF000XXX | https://new.abb.com/products/en/1SDA075259R1 |  |  | 1SDA076606R1
25 | Q | XT4LQ3040AFF000XXX | 1SDA075260R1+1SDA076606R1 | XT4L 250 TMF 40-400 3p F F UL/CSA | 25:Q | XT4LQ3040AFF000XXX | https://new.abb.com/products/en/1SDA075260R1 |  |  | 1SDA076606R1
25 | Q | XT4LQ3040EFF000XXX | 1SDA075382R1+1SDA076606R1 | XT4L 250 Ekip LS/I In=40A 3p F F UL/CSA | 25:Q | XT4LQ3040EFF000XXX | https://new.abb.com/products/en/1SDA075382R1 |  |  | 1SDA076606R1
25 | Q | XT4LQ3040FFF000XXX | 1SDA075454R1+1SDA076606R1 | XT4L 250 Ekip LSI In=40A 3p F F UL/CSA | 25:Q | XT4LQ3040FFF000XXX | https://new.abb.com/products/en/1SDA075454R1 |  |  | 1SDA076606R1
25 | Q | XT4LQ3040GFF000XXX | 1SDA075514R1+1SDA076606R1 | XT4L 250 Ekip LSIG In=40A 3p F F UL/CSA | 25:Q | XT4LQ3040GFF000XXX | https://new.abb.com/products/en/1SDA075514R1 |  |  | 1SDA076606R1
25 | Q | XT4LQ3040HFF000XXX | 1SDA080254R1+1SDA076606R1 | XT4L 250 EKIP E-LSIG In=40A 3p FF UL/CSA | 25:Q | XT4LQ3040HFF000XXX | https://new.abb.com/products/en/1SDA080254R1 |  |  | 1SDA076606R1
25 | Q | XT4LQ3040LFF000XXX | 1SDA075606R1+1SDA076606R1 | XT4L 250 Ekip M-LIU In=40A 3p F F UL/CSA | 25:Q | XT4LQ3040LFF000XXX | https://new.abb.com/products/en/1SDA075606R1 |  |  | 1SDA076606R1
25 | Q | XT4LQ3050AFF000XXX | 1SDA075261R1+1SDA076606R1 | XT4L 250 TMF 50-500 3p F F UL/CSA | 25:Q | XT4LQ3050AFF000XXX | https://new.abb.com/products/en/1SDA075261R1 |  |  | 1SDA076606R1
25 | Q | XT4LQ3060AFF000XXX | 1SDA075262R1+1SDA076606R1 | XT4L 250 TMF 60-600 3p F F UL/CSA | 25:Q | XT4LQ3060AFF000XXX | https://new.abb.com/products/en/1SDA075262R1 |  |  | 1SDA076606R1
25 | Q | XT4LQ3060EFF000XXX | 1SDA075383R1+1SDA076606R1 | XT4L 250 Ekip LS/I In=60A 3p F F UL/CSA | 25:Q | XT4LQ3060EFF000XXX | https://new.abb.com/products/en/1SDA075383R1 |  |  | 1SDA076606R1
25 | Q | XT4LQ3060FFF000XXX | 1SDA075455R1+1SDA076606R1 | XT4L 250 Ekip LSI In=60A 3p F F UL/CSA | 25:Q | XT4LQ3060FFF000XXX | https://new.abb.com/products/en/1SDA075455R1 |  |  | 1SDA076606R1
25 | Q | XT4LQ3060GFF000XXX | 1SDA075515R1+1SDA076606R1 | XT4L 250 Ekip LSIG In=60A 3p F F UL/CSA | 25:Q | XT4LQ3060GFF000XXX | https://new.abb.com/products/en/1SDA075515R1 |  |  | 1SDA076606R1
25 | Q | XT4LQ3060HFF000XXX | 1SDA080256R1+1SDA076606R1 | XT4L 250 EKIP E-LSIG In=60A 3p FF UL/CSA | 25:Q | XT4LQ3060HFF000XXX | https://new.abb.com/products/en/1SDA080256R1 |  |  | 1SDA076606R1
25 | Q | XT4LQ3060LFF000XXX | 1SDA075607R1+1SDA076606R1 | XT4L 250 Ekip M-LIU In=60A 3p F F UL/CSA | 25:Q | XT4LQ3060LFF000XXX | https://new.abb.com/products/en/1SDA075607R1 |  |  | 1SDA076606R1
25 | Q | XT4LQ3070AFF000XXX | 1SDA075263R1+1SDA076606R1 | XT4L 250 TMF 70-700 3p F F UL/CSA | 25:Q | XT4LQ3070AFF000XXX | https://new.abb.com/products/en/1SDA075263R1 |  |  | 1SDA076606R1
25 | Q | XT4LQ3080AFF000XXX | 1SDA080097R1+1SDA076606R1 | XT4L 250 TMF 80-800 3p F F UL/CSA | 25:Q | XT4LQ3080AFF000XXX | https://new.abb.com/products/en/1SDA080097R1 |  |  | 1SDA076606R1
25 | Q | XT4LQ3080BFF000XXX | 1SDA075264R1+1SDA076606R1 | XT4L 250 TMA 80 400..800 3p F F UL/CSA | 25:Q | XT4LQ3080BFF000XXX | https://new.abb.com/products/en/1SDA075264R1 |  |  | 1SDA076606R1
25 | Q | XT4LQ3090AFF000XXX | 1SDA080098R1+1SDA076606R1 | XT4L 250 TMF 90-900 3p F F UL/CSA | 25:Q | XT4LQ3090AFF000XXX | https://new.abb.com/products/en/1SDA080098R1 |  |  | 1SDA076606R1
25 | Q | XT4LQ3090BFF000XXX | 1SDA075265R1+1SDA076606R1 | XT4L 250 TMA 90 450..900 3p F F UL/CSA | 25:Q | XT4LQ3090BFF000XXX | https://new.abb.com/products/en/1SDA075265R1 |  |  | 1SDA076606R1
25 | Q | XT4LQ3100AFF000XXX | 1SDA080089R1+1SDA076606R1 | XT4L 250 TMF 100-1000 3p F F UL/CSA | 25:Q | XT4LQ3100AFF000XXX | https://new.abb.com/products/en/1SDA080089R1 |  |  | 1SDA076606R1
25 | Q | XT4LQ3100BFF000XXX | 1SDA075266R1+1SDA076606R1 | XT4L 250 TMA 100 500..1000 3p F F UL/CSA | 25:Q | XT4LQ3100BFF000XXX | https://new.abb.com/products/en/1SDA075266R1 |  |  | 1SDA076606R1
25 | Q | XT4LQ3100EFF000XXX | 1SDA075384R1+1SDA076606R1 | XT4L 250 Ekip LS/I In=100A 3p F F UL/CSA | 25:Q | XT4LQ3100EFF000XXX | https://new.abb.com/products/en/1SDA075384R1 |  |  | 1SDA076606R1
25 | Q | XT4LQ3100FFF000XXX | 1SDA075456R1+1SDA076606R1 | XT4L 250 Ekip LSI In=100A 3p F F UL/CSA | 25:Q | XT4LQ3100FFF000XXX | https://new.abb.com/products/en/1SDA075456R1 |  |  | 1SDA076606R1
25 | Q | XT4LQ3100GFF000XXX | 1SDA075516R1+1SDA076606R1 | XT4L 250 Ekip LSIG In=100A 3p F F UL/CSA | 25:Q | XT4LQ3100GFF000XXX | https://new.abb.com/products/en/1SDA075516R1 |  |  | 1SDA076606R1
25 | Q | XT4LQ3100HFF000XXX | 1SDA080265R1+1SDA076606R1 | XT4L 250 EKIP E-LSIG In100A 3p FF UL/CSA | 25:Q | XT4LQ3100HFF000XXX | https://new.abb.com/products/en/1SDA080265R1 |  |  | 1SDA076606R1
25 | Q | XT4LQ3100LFF000XXX | 1SDA075608R1+1SDA076606R1 | XT4L 250 Ekip M-LIU In=100A 3p FF UL/CSA | 25:Q | XT4LQ3100LFF000XXX | https://new.abb.com/products/en/1SDA075608R1 |  |  | 1SDA076606R1
25 | Q | XT4LQ3100WFF000XXX | 1SDA102292R1+1SDA076606R1 | XT4L 250 EkipMTouchLRIU(MPCB)100 3pFF UL | 25:Q | XT4LQ3100WFF000XXX | https://new.abb.com/products/en/1SDA102292R1 |  |  | 1SDA076606R1
25 | Q | XT4LQ3110AFF000XXX | 1SDA080090R1+1SDA076606R1 | XT4L 250 TMF 110-1100 3p F F UL/CSA | 25:Q | XT4LQ3110AFF000XXX | https://new.abb.com/products/en/1SDA080090R1 |  |  | 1SDA076606R1
25 | Q | XT4LQ3110BFF000XXX | 1SDA075267R1+1SDA076606R1 | XT4L 250 TMA 110 550..1100 3p F F UL/CSA | 25:Q | XT4LQ3110BFF000XXX | https://new.abb.com/products/en/1SDA075267R1 |  |  | 1SDA076606R1
25 | Q | XT4LQ3125AFF000XXX | 1SDA080091R1+1SDA076606R1 | XT4L 250 TMF 125-1250 3p F F UL/CSA | 25:Q | XT4LQ3125AFF000XXX | https://new.abb.com/products/en/1SDA080091R1 |  |  | 1SDA076606R1
25 | Q | XT4LQ3125BFF000XXX | 1SDA075268R1+1SDA076606R1 | XT4L 250 TMA 125 625..1250 3p F F UL/CSA | 25:Q | XT4LQ3125BFF000XXX | https://new.abb.com/products/en/1SDA075268R1 |  |  | 1SDA076606R1
25 | Q | XT4LQ3150AFF000XXX | 1SDA080092R1+1SDA076606R1 | XT4L 250 TMF 150-1500 3p F F UL/CSA | 25:Q | XT4LQ3150AFF000XXX | https://new.abb.com/products/en/1SDA080092R1 |  |  | 1SDA076606R1
25 | Q | XT4LQ3150BFF000XXX | 1SDA075269R1+1SDA076606R1 | XT4L 250 TMA 150 750..1500 3p F F UL/CSA | 25:Q | XT4LQ3150BFF000XXX | https://new.abb.com/products/en/1SDA075269R1 |  |  | 1SDA076606R1
25 | Q | XT4LQ3150EFF000XXX | 1SDA075385R1+1SDA076606R1 | XT4L 250 Ekip LS/I In=150A 3p F F UL/CSA | 25:Q | XT4LQ3150EFF000XXX | https://new.abb.com/products/en/1SDA075385R1 |  |  | 1SDA076606R1
25 | Q | XT4LQ3150FFF000XXX | 1SDA075457R1+1SDA076606R1 | XT4L 250 Ekip LSI In=150A 3p F F UL/CSA | 25:Q | XT4LQ3150FFF000XXX | https://new.abb.com/products/en/1SDA075457R1 |  |  | 1SDA076606R1
25 | Q | XT4LQ3150GFF000XXX | 1SDA075517R1+1SDA076606R1 | XT4L 250 Ekip LSIG In=150A 3p F F UL/CSA | 25:Q | XT4LQ3150GFF000XXX | https://new.abb.com/products/en/1SDA075517R1 |  |  | 1SDA076606R1
25 | Q | XT4LQ3150HFF000XXX | 1SDA080267R1+1SDA076606R1 | XT4L 250 EKIP E-LSIG In150A 3p FF UL/CSA | 25:Q | XT4LQ3150HFF000XXX | https://new.abb.com/products/en/1SDA080267R1 |  |  | 1SDA076606R1
25 | Q | XT4LQ3150LFF000XXX | 1SDA075609R1+1SDA076606R1 | XT4L 250 Ekip M-LIU In=150A 3p FF UL/CSA | 25:Q | XT4LQ3150LFF000XXX | https://new.abb.com/products/en/1SDA075609R1 |  |  | 1SDA076606R1
25 | Q | XT4LQ3150WFF000XXX | 1SDA102293R1+1SDA076606R1 | XT4L 250 EkipMTouchLRIU(MPCB)150 3pFF UL | 25:Q | XT4LQ3150WFF000XXX | https://new.abb.com/products/en/1SDA102293R1 |  |  | 1SDA076606R1
25 | Q | XT4LQ3175AFF000XXX | 1SDA080093R1+1SDA076606R1 | XT4L 250 TMF 175-1750 3p F F UL/CSA | 25:Q | XT4LQ3175AFF000XXX | https://new.abb.com/products/en/1SDA080093R1 |  |  | 1SDA076606R1
25 | Q | XT4LQ3175BFF000XXX | 1SDA075270R1+1SDA076606R1 | XT4L 250 TMA 175 875..1750 3p F F UL/CSA | 25:Q | XT4LQ3175BFF000XXX | https://new.abb.com/products/en/1SDA075270R1 |  |  | 1SDA076606R1
25 | Q | XT4LQ3200AFF000XXX | 1SDA080094R1+1SDA076606R1 | XT4L 250 TMF 200-2000 3p F F UL/CSA | 25:Q | XT4LQ3200AFF000XXX | https://new.abb.com/products/en/1SDA080094R1 |  |  | 1SDA076606R1
25 | Q | XT4LQ3200BFF000XXX | 1SDA075271R1+1SDA076606R1 | XT4L 250 TMA 200 1000..2000 3p FF UL/CSA | 25:Q | XT4LQ3200BFF000XXX | https://new.abb.com/products/en/1SDA075271R1 |  |  | 1SDA076606R1
25 | Q | XT4LQ3200WFF000XXX | 1SDA102294R1+1SDA076606R1 | XT4L 250 EkipMTouchLRIU(MPCB)200 3pFF UL | 25:Q | XT4LQ3200WFF000XXX | https://new.abb.com/products/en/1SDA102294R1 |  |  | 1SDA076606R1
25 | Q | XT4LQ3225AFF000XXX | 1SDA080095R1+1SDA076606R1 | XT4L 250 TMF 225-2250 3p F F UL/CSA | 25:Q | XT4LQ3225AFF000XXX | https://new.abb.com/products/en/1SDA080095R1 |  |  | 1SDA076606R1
25 | Q | XT4LQ3225BFF000XXX | 1SDA075272R1+1SDA076606R1 | XT4L 250 TMA 225 1125..2250 3p FF UL/CSA | 25:Q | XT4LQ3225BFF000XXX | https://new.abb.com/products/en/1SDA075272R1 |  |  | 1SDA076606R1
25 | Q | XT4LQ3225EFF000XXX | 1SDA075386R1+1SDA076606R1 | XT4L 250 Ekip LS/I In=225A 3p F F UL/CSA | 25:Q | XT4LQ3225EFF000XXX | https://new.abb.com/products/en/1SDA075386R1 |  |  | 1SDA076606R1
25 | Q | XT4LQ3225FFF000XXX | 1SDA075458R1+1SDA076606R1 | XT4L 250 Ekip LSI In=225A 3p F F UL/CSA | 25:Q | XT4LQ3225FFF000XXX | https://new.abb.com/products/en/1SDA075458R1 |  |  | 1SDA076606R1
25 | Q | XT4LQ3225GFF000XXX | 1SDA075518R1+1SDA076606R1 | XT4L 250 Ekip LSIG In=225A 3p F F UL/CSA | 25:Q | XT4LQ3225GFF000XXX | https://new.abb.com/products/en/1SDA075518R1 |  |  | 1SDA076606R1
25 | Q | XT4LQ3225HFF000XXX | 1SDA080269R1+1SDA076606R1 | XT4L 250 EKIP E-LSIG In225A 3p FF UL/CSA | 25:Q | XT4LQ3225HFF000XXX | https://new.abb.com/products/en/1SDA080269R1 |  |  | 1SDA076606R1
25 | Q | XT4LQ3250AFF000XXX | 1SDA080096R1+1SDA076606R1 | XT4L 250 TMF 250-2500 3p F F UL/CSA | 25:Q | XT4LQ3250AFF000XXX | https://new.abb.com/products/en/1SDA080096R1 |  |  | 1SDA076606R1
25 | Q | XT4LQ3250BFF000XXX | 1SDA075273R1+1SDA076606R1 | XT4L 250 TMA 250 1250..2500 3p FF UL/CSA | 25:Q | XT4LQ3250BFF000XXX | https://new.abb.com/products/en/1SDA075273R1 |  |  | 1SDA076606R1
25 | Q | XT4LQ3250EFF000XXX | 1SDA075387R1+1SDA076606R1 | XT4L 250 Ekip LS/I In=250A 3p F F UL/CSA | 25:Q | XT4LQ3250EFF000XXX | https://new.abb.com/products/en/1SDA075387R1 |  |  | 1SDA076606R1
25 | Q | XT4LQ3250FFF000XXX | 1SDA075459R1+1SDA076606R1 | XT4L 250 Ekip LSI In=250A 3p F F UL/CSA | 25:Q | XT4LQ3250FFF000XXX | https://new.abb.com/products/en/1SDA075459R1 |  |  | 1SDA076606R1
25 | Q | XT4LQ3250GFF000XXX | 1SDA075519R1+1SDA076606R1 | XT4L 250 Ekip LSIG In=250A 3p F F UL/CSA | 25:Q | XT4LQ3250GFF000XXX | https://new.abb.com/products/en/1SDA075519R1 |  |  | 1SDA076606R1
25 | Q | XT4LQ3250HFF000XXX | 1SDA080271R1+1SDA076606R1 | XT4L 250 EKIP E-LSIG In250A 3p FF UL/CSA | 25:Q | XT4LQ3250HFF000XXX | https://new.abb.com/products/en/1SDA080271R1 |  |  | 1SDA076606R1
25 | Q | XT4LQ4025AFF000XXX | 1SDA075274R1+1SDA080701R1 | XT4L 250 TMF 25-400 4p F F UL/CSA | 25:Q | XT4LQ4025AFF000XXX | https://new.abb.com/products/en/1SDA075274R1 |  |  | 1SDA080701R1
25 | Q | XT4LQ4030AFF000XXX | 1SDA075275R1+1SDA080701R1 | XT4L 250 TMF 30-400 4p F F UL/CSA | 25:Q | XT4LQ4030AFF000XXX | https://new.abb.com/products/en/1SDA075275R1 |  |  | 1SDA080701R1
25 | Q | XT4LQ4035AFF000XXX | 1SDA075276R1+1SDA080701R1 | XT4L 250 TMF 35-400 4p F F UL/CSA | 25:Q | XT4LQ4035AFF000XXX | https://new.abb.com/products/en/1SDA075276R1 |  |  | 1SDA080701R1
25 | Q | XT4LQ4040AFF000XXX | 1SDA075277R1+1SDA080701R1 | XT4L 250 TMF 40-400 4p F F UL/CSA | 25:Q | XT4LQ4040AFF000XXX | https://new.abb.com/products/en/1SDA075277R1 |  |  | 1SDA080701R1
25 | Q | XT4LQ4040EFF000XXX | 1SDA075388R1+1SDA080701R1 | XT4L 250 Ekip LS/I In=40A 4p F F UL/CSA | 25:Q | XT4LQ4040EFF000XXX | https://new.abb.com/products/en/1SDA075388R1 |  |  | 1SDA080701R1
25 | Q | XT4LQ4040FFF000XXX | 1SDA075460R1+1SDA080701R1 | XT4L 250 Ekip LSI In=40A 4p F F UL/CSA | 25:Q | XT4LQ4040FFF000XXX | https://new.abb.com/products/en/1SDA075460R1 |  |  | 1SDA080701R1
25 | Q | XT4LQ4040GFF000XXX | 1SDA075520R1+1SDA080701R1 | XT4L 250 Ekip LSIG In=40A 4p F F UL/CSA | 25:Q | XT4LQ4040GFF000XXX | https://new.abb.com/products/en/1SDA075520R1 |  |  | 1SDA080701R1
25 | Q | XT4LQ4040HFF000XXX | 1SDA080255R1+1SDA080701R1 | XT4L 250 EKIP E-LSIG In=40A 4p FF UL/CSA | 25:Q | XT4LQ4040HFF000XXX | https://new.abb.com/products/en/1SDA080255R1 |  |  | 1SDA080701R1
25 | Q | XT4LQ4050AFF000XXX | 1SDA075278R1+1SDA080701R1 | XT4L 250 TMF 50-500 4p F F UL/CSA | 25:Q | XT4LQ4050AFF000XXX | https://new.abb.com/products/en/1SDA075278R1 |  |  | 1SDA080701R1
25 | Q | XT4LQ4060AFF000XXX | 1SDA075279R1+1SDA080701R1 | XT4L 250 TMF 60-600 4p F F UL/CSA | 25:Q | XT4LQ4060AFF000XXX | https://new.abb.com/products/en/1SDA075279R1 |  |  | 1SDA080701R1
25 | Q | XT4LQ4060EFF000XXX | 1SDA075389R1+1SDA080701R1 | XT4L 250 Ekip LS/I In=60A 4p F F UL/CSA | 25:Q | XT4LQ4060EFF000XXX | https://new.abb.com/products/en/1SDA075389R1 |  |  | 1SDA080701R1
25 | Q | XT4LQ4060FFF000XXX | 1SDA075461R1+1SDA080701R1 | XT4L 250 Ekip LSI In=60A 4p F F UL/CSA | 25:Q | XT4LQ4060FFF000XXX | https://new.abb.com/products/en/1SDA075461R1 |  |  | 1SDA080701R1
25 | Q | XT4LQ4060GFF000XXX | 1SDA075521R1+1SDA080701R1 | XT4L 250 Ekip LSIG In=60A 4p F F UL/CSA | 25:Q | XT4LQ4060GFF000XXX | https://new.abb.com/products/en/1SDA075521R1 |  |  | 1SDA080701R1
25 | Q | XT4LQ4060HFF000XXX | 1SDA080264R1+1SDA080701R1 | XT4L 250 EKIP E-LSIG In=60A 4p FF UL/CSA | 25:Q | XT4LQ4060HFF000XXX | https://new.abb.com/products/en/1SDA080264R1 |  |  | 1SDA080701R1
25 | Q | XT4LQ4070AFF000XXX | 1SDA075280R1+1SDA080701R1 | XT4L 250 TMF 70-700 4p F F UL/CSA | 25:Q | XT4LQ4070AFF000XXX | https://new.abb.com/products/en/1SDA075280R1 |  |  | 1SDA080701R1
25 | Q | XT4LQ4080BFF000XXX | 1SDA075281R1+1SDA080701R1 | XT4L 250 TMA 80 400..800 4p F F UL/CSA | 25:Q | XT4LQ4080BFF000XXX | https://new.abb.com/products/en/1SDA075281R1 |  |  | 1SDA080701R1
25 | Q | XT4LQ4090BFF000XXX | 1SDA075282R1+1SDA080701R1 | XT4L 250 TMA 90 450..900 4p F F UL/CSA | 25:Q | XT4LQ4090BFF000XXX | https://new.abb.com/products/en/1SDA075282R1 |  |  | 1SDA080701R1
25 | Q | XT4LQ4100BFF000XXX | 1SDA075283R1+1SDA080701R1 | XT4L 250 TMA 100 500..1000 4p F F UL/CSA | 25:Q | XT4LQ4100BFF000XXX | https://new.abb.com/products/en/1SDA075283R1 |  |  | 1SDA080701R1
25 | Q | XT4LQ4100EFF000XXX | 1SDA075390R1+1SDA080701R1 | XT4L 250 Ekip LS/I In=100A 4p F F UL/CSA | 25:Q | XT4LQ4100EFF000XXX | https://new.abb.com/products/en/1SDA075390R1 |  |  | 1SDA080701R1
25 | Q | XT4LQ4100FFF000XXX | 1SDA075462R1+1SDA080701R1 | XT4L 250 Ekip LSI In=100A 4p F F UL/CSA | 25:Q | XT4LQ4100FFF000XXX | https://new.abb.com/products/en/1SDA075462R1 |  |  | 1SDA080701R1
25 | Q | XT4LQ4100GFF000XXX | 1SDA075522R1+1SDA080701R1 | XT4L 250 Ekip LSIG In=100A 4p F F UL/CSA | 25:Q | XT4LQ4100GFF000XXX | https://new.abb.com/products/en/1SDA075522R1 |  |  | 1SDA080701R1
25 | Q | XT4LQ4100HFF000XXX | 1SDA080266R1+1SDA080701R1 | XT4L 250 EKIP E-LSIG In100A 4p FF UL/CSA | 25:Q | XT4LQ4100HFF000XXX | https://new.abb.com/products/en/1SDA080266R1 |  |  | 1SDA080701R1
25 | Q | XT4LQ4110BFF000XXX | 1SDA075284R1+1SDA080701R1 | XT4L 250 TMA 110 550..1100 4p F F UL/CSA | 25:Q | XT4LQ4110BFF000XXX | https://new.abb.com/products/en/1SDA075284R1 |  |  | 1SDA080701R1
25 | Q | XT4LQ4125BFF000XXX | 1SDA075285R1+1SDA080701R1 | XT4L 250 TMA 125 625..1250 4p F F UL/CSA | 25:Q | XT4LQ4125BFF000XXX | https://new.abb.com/products/en/1SDA075285R1 |  |  | 1SDA080701R1
25 | Q | XT4LQ4150BFF000XXX | 1SDA075286R1+1SDA080701R1 | XT4L 250 TMA 150 750..1500 4p F F UL/CSA | 25:Q | XT4LQ4150BFF000XXX | https://new.abb.com/products/en/1SDA075286R1 |  |  | 1SDA080701R1
25 | Q | XT4LQ4150EFF000XXX | 1SDA075391R1+1SDA080701R1 | XT4L 250 Ekip LS/I In=150A 4p F F UL/CSA | 25:Q | XT4LQ4150EFF000XXX | https://new.abb.com/products/en/1SDA075391R1 |  |  | 1SDA080701R1
25 | Q | XT4LQ4150FFF000XXX | 1SDA075463R1+1SDA080701R1 | XT4L 250 Ekip LSI In=150A 4p F F UL/CSA | 25:Q | XT4LQ4150FFF000XXX | https://new.abb.com/products/en/1SDA075463R1 |  |  | 1SDA080701R1
25 | Q | XT4LQ4150GFF000XXX | 1SDA075523R1+1SDA080701R1 | XT4L 250 Ekip LSIG In=150A 4p F F UL/CSA | 25:Q | XT4LQ4150GFF000XXX | https://new.abb.com/products/en/1SDA075523R1 |  |  | 1SDA080701R1
25 | Q | XT4LQ4150HFF000XXX | 1SDA080268R1+1SDA080701R1 | XT4L 250 EKIP E-LSIG In150A 4p FF UL/CSA | 25:Q | XT4LQ4150HFF000XXX | https://new.abb.com/products/en/1SDA080268R1 |  |  | 1SDA080701R1
25 | Q | XT4LQ4175BFF000XXX | 1SDA075287R1+1SDA080701R1 | XT4L 250 TMA 175 875..1750 4p F F UL/CSA | 25:Q | XT4LQ4175BFF000XXX | https://new.abb.com/products/en/1SDA075287R1 |  |  | 1SDA080701R1
25 | Q | XT4LQ4200BFF000XXX | 1SDA075288R1+1SDA080701R1 | XT4L 250 TMA 200 1000..2000 4p FF UL/CSA | 25:Q | XT4LQ4200BFF000XXX | https://new.abb.com/products/en/1SDA075288R1 |  |  | 1SDA080701R1
25 | Q | XT4LQ4225BFF000XXX | 1SDA075289R1+1SDA080701R1 | XT4L 250 TMA 225 1125..2250 4p FF UL/CSA | 25:Q | XT4LQ4225BFF000XXX | https://new.abb.com/products/en/1SDA075289R1 |  |  | 1SDA080701R1
25 | Q | XT4LQ4225EFF000XXX | 1SDA075392R1+1SDA080701R1 | XT4L 250 Ekip LS/I In=225A 4p F F UL/CSA | 25:Q | XT4LQ4225EFF000XXX | https://new.abb.com/products/en/1SDA075392R1 |  |  | 1SDA080701R1
25 | Q | XT4LQ4225FFF000XXX | 1SDA075464R1+1SDA080701R1 | XT4L 250 Ekip LSI In=225A 4p F F UL/CSA | 25:Q | XT4LQ4225FFF000XXX | https://new.abb.com/products/en/1SDA075464R1 |  |  | 1SDA080701R1
25 | Q | XT4LQ4225GFF000XXX | 1SDA075524R1+1SDA080701R1 | XT4L 250 Ekip LSIG In=225A 4p F F UL/CSA | 25:Q | XT4LQ4225GFF000XXX | https://new.abb.com/products/en/1SDA075524R1 |  |  | 1SDA080701R1
25 | Q | XT4LQ4225HFF000XXX | 1SDA080270R1+1SDA080701R1 | XT4L 250 EKIP E-LSIG In225A 4p FF UL/CSA | 25:Q | XT4LQ4225HFF000XXX | https://new.abb.com/products/en/1SDA080270R1 |  |  | 1SDA080701R1
25 | Q | XT4LQ4250BFF000XXX | 1SDA075290R1+1SDA080701R1 | XT4L 250 TMA 250 1250..2500 4p FF UL/CSA | 25:Q | XT4LQ4250BFF000XXX | https://new.abb.com/products/en/1SDA075290R1 |  |  | 1SDA080701R1
25 | Q | XT4LQ4250EFF000XXX | 1SDA075393R1+1SDA080701R1 | XT4L 250 Ekip LS/I In=250A 4p F F UL/CSA | 25:Q | XT4LQ4250EFF000XXX | https://new.abb.com/products/en/1SDA075393R1 |  |  | 1SDA080701R1
25 | Q | XT4LQ4250FFF000XXX | 1SDA075465R1+1SDA080701R1 | XT4L 250 Ekip LSI In=250A 4p F F UL/CSA | 25:Q | XT4LQ4250FFF000XXX | https://new.abb.com/products/en/1SDA075465R1 |  |  | 1SDA080701R1
25 | Q | XT4LQ4250GFF000XXX | 1SDA075525R1+1SDA080701R1 | XT4L 250 Ekip LSIG In=250A 4p F F UL/CSA | 25:Q | XT4LQ4250GFF000XXX | https://new.abb.com/products/en/1SDA075525R1 |  |  | 1SDA080701R1
25 | Q | XT4LQ4250HFF000XXX | 1SDA080272R1+1SDA080701R1 | XT4L 250 EKIP E-LSIG In250A 4p FF UL/CSA | 25:Q | XT4LQ4250HFF000XXX | https://new.abb.com/products/en/1SDA080272R1 |  |  | 1SDA080701R1
25 | Q | XT4NQ3025AFF000XXX | 1SDA075153R1+1SDA076606R1 | XT4N 250 TMF 25-400 3p F F UL/CSA | 25:Q | XT4NQ3025AFF000XXX | https://new.abb.com/products/en/1SDA075153R1 |  |  | 1SDA076606R1
25 | Q | XT4NQ3030AFF000XXX | 1SDA075154R1+1SDA076606R1 | XT4N 250 TMF 30-400 3p F F UL/CSA | 25:Q | XT4NQ3030AFF000XXX | https://new.abb.com/products/en/1SDA075154R1 |  |  | 1SDA076606R1
25 | Q | XT4NQ3035AFF000XXX | 1SDA075155R1+1SDA076606R1 | XT4N 250 TMF 35-400 3p F F UL/CSA | 25:Q | XT4NQ3035AFF000XXX | https://new.abb.com/products/en/1SDA075155R1 |  |  | 1SDA076606R1
25 | Q | XT4NQ3040AFF000XXX | 1SDA075156R1+1SDA076606R1 | XT4N 250 TMF 40-400 3p F F UL/CSA | 25:Q | XT4NQ3040AFF000XXX | https://new.abb.com/products/en/1SDA075156R1 |  |  | 1SDA076606R1
25 | Q | XT4NQ3040CFF000XXX | 1SDA102247R1+1SDA076606R1 | XT4N 250 Ekip Dip LIG In40A 3p FF UL/CSA | 25:Q | XT4NQ3040CFF000XXX | https://new.abb.com/products/en/1SDA102247R1 |  |  | 1SDA076606R1
25 | Q | XT4NQ3040EFF000XXX | 1SDA075358R1+1SDA076606R1 | XT4N 250 Ekip LS/I In=40A 3p F F UL/CSA | 25:Q | XT4NQ3040EFF000XXX | https://new.abb.com/products/en/1SDA075358R1 |  |  | 1SDA076606R1
25 | Q | XT4NQ3040FFF000XXX | 1SDA075418R1+1SDA076606R1 | XT4N 250 Ekip LSI In=40A 3p F F UL/CSA | 25:Q | XT4NQ3040FFF000XXX | https://new.abb.com/products/en/1SDA075418R1 |  |  | 1SDA076606R1
25 | Q | XT4NQ3040GFF000XXX | 1SDA075478R1+1SDA076606R1 | XT4N 250 Ekip LSIG In=40A 3p F F UL/CSA | 25:Q | XT4NQ3040GFF000XXX | https://new.abb.com/products/en/1SDA075478R1 |  |  | 1SDA076606R1
25 | Q | XT4NQ3040HFF000XXX | 1SDA080218R1+1SDA076606R1 | XT4N 250 EKIP E-LSIG In=40A 3p FF UL/CSA | 25:Q | XT4NQ3040HFF000XXX | https://new.abb.com/products/en/1SDA080218R1 |  |  | 1SDA076606R1
25 | Q | XT4NQ3050AFF000XXX | 1SDA075157R1+1SDA076606R1 | XT4N 250 TMF 50-500 3p F F UL/CSA | 25:Q | XT4NQ3050AFF000XXX | https://new.abb.com/products/en/1SDA075157R1 |  |  | 1SDA076606R1
25 | Q | XT4NQ3060AFF000XXX | 1SDA075158R1+1SDA076606R1 | XT4N 250 TMF 60-600 3p F F UL/CSA | 25:Q | XT4NQ3060AFF000XXX | https://new.abb.com/products/en/1SDA075158R1 |  |  | 1SDA076606R1
25 | Q | XT4NQ3060CFF000XXX | 1SDA102248R1+1SDA076606R1 | XT4N 250 Ekip Dip LIG In60A 3p FF UL/CSA | 25:Q | XT4NQ3060CFF000XXX | https://new.abb.com/products/en/1SDA102248R1 |  |  | 1SDA076606R1
25 | Q | XT4NQ3060EFF000XXX | 1SDA075359R1+1SDA076606R1 | XT4N 250 Ekip LS/I In=60A 3p F F UL/CSA | 25:Q | XT4NQ3060EFF000XXX | https://new.abb.com/products/en/1SDA075359R1 |  |  | 1SDA076606R1
25 | Q | XT4NQ3060FFF000XXX | 1SDA075419R1+1SDA076606R1 | XT4N 250 Ekip LSI In=60A 3p F F UL/CSA | 25:Q | XT4NQ3060FFF000XXX | https://new.abb.com/products/en/1SDA075419R1 |  |  | 1SDA076606R1
25 | Q | XT4NQ3060GFF000XXX | 1SDA075479R1+1SDA076606R1 | XT4N 250 Ekip LSIG In=60A 3p F F UL/CSA | 25:Q | XT4NQ3060GFF000XXX | https://new.abb.com/products/en/1SDA075479R1 |  |  | 1SDA076606R1
25 | Q | XT4NQ3060HFF000XXX | 1SDA080220R1+1SDA076606R1 | XT4N 250 EKIP E-LSIG In=60A 3p FF UL/CSA | 25:Q | XT4NQ3060HFF000XXX | https://new.abb.com/products/en/1SDA080220R1 |  |  | 1SDA076606R1
25 | Q | XT4NQ3070AFF000XXX | 1SDA075159R1+1SDA076606R1 | XT4N 250 TMF 70-700 3p F F UL/CSA | 25:Q | XT4NQ3070AFF000XXX | https://new.abb.com/products/en/1SDA075159R1 |  |  | 1SDA076606R1
25 | Q | XT4NQ3080AFF000XXX | 1SDA080135R1+1SDA076606R1 | XT4N 250 TMF 80-800 3p F F UL/CSA | 25:Q | XT4NQ3080AFF000XXX | https://new.abb.com/products/en/1SDA080135R1 |  |  | 1SDA076606R1
25 | Q | XT4NQ3080BFF000XXX | 1SDA075160R1+1SDA076606R1 | XT4N 250 TMA 80 400..800 3p F F UL/CSA | 25:Q | XT4NQ3080BFF000XXX | https://new.abb.com/products/en/1SDA075160R1 |  |  | 1SDA076606R1
25 | Q | XT4NQ3090AFF000XXX | 1SDA080137R1+1SDA076606R1 | XT4N 250 TMF 90-900 3p F F UL/CSA | 25:Q | XT4NQ3090AFF000XXX | https://new.abb.com/products/en/1SDA080137R1 |  |  | 1SDA076606R1
25 | Q | XT4NQ3090BFF000XXX | 1SDA075161R1+1SDA076606R1 | XT4N 250 TMA 90 450..900 3p F F UL/CSA | 25:Q | XT4NQ3090BFF000XXX | https://new.abb.com/products/en/1SDA075161R1 |  |  | 1SDA076606R1
25 | Q | XT4NQ3100AFF000XXX | 1SDA080102R1+1SDA076606R1 | XT4N 250 TMF 100-1000 3p F F UL/CSA | 25:Q | XT4NQ3100AFF000XXX | https://new.abb.com/products/en/1SDA080102R1 |  |  | 1SDA076606R1
25 | Q | XT4NQ3100BFF000XXX | 1SDA075162R1+1SDA076606R1 | XT4N 250 TMA 100 500..1000 3p F F UL/CSA | 25:Q | XT4NQ3100BFF000XXX | https://new.abb.com/products/en/1SDA075162R1 |  |  | 1SDA076606R1
25 | Q | XT4NQ3100CFF000XXX | 1SDA102249R1+1SDA076606R1 | XT4N 250 Ekip Dip LIG In100 3p FF UL/CSA | 25:Q | XT4NQ3100CFF000XXX | https://new.abb.com/products/en/1SDA102249R1 |  |  | 1SDA076606R1
25 | Q | XT4NQ3100EFF000XXX | 1SDA075360R1+1SDA076606R1 | XT4N 250 Ekip LS/I In=100A 3p F F UL/CSA | 25:Q | XT4NQ3100EFF000XXX | https://new.abb.com/products/en/1SDA075360R1 |  |  | 1SDA076606R1
25 | Q | XT4NQ3100FFF000XXX | 1SDA075420R1+1SDA076606R1 | XT4N 250 Ekip LSI In=100A 3p F F UL/CSA | 25:Q | XT4NQ3100FFF000XXX | https://new.abb.com/products/en/1SDA075420R1 |  |  | 1SDA076606R1
25 | Q | XT4NQ3100GFF000XXX | 1SDA075480R1+1SDA076606R1 | XT4N 250 Ekip LSIG In=100A 3p F F UL/CSA | 25:Q | XT4NQ3100GFF000XXX | https://new.abb.com/products/en/1SDA075480R1 |  |  | 1SDA076606R1
25 | Q | XT4NQ3100HFF000XXX | 1SDA080222R1+1SDA076606R1 | XT4N 250 EKIP E-LSIG In100A 3p FF UL/CSA | 25:Q | XT4NQ3100HFF000XXX | https://new.abb.com/products/en/1SDA080222R1 |  |  | 1SDA076606R1
25 | Q | XT4NQ3110AFF000XXX | 1SDA080104R1+1SDA076606R1 | XT4N 250 TMF 110-1100 3p F F UL/CSA | 25:Q | XT4NQ3110AFF000XXX | https://new.abb.com/products/en/1SDA080104R1 |  |  | 1SDA076606R1
25 | Q | XT4NQ3110BFF000XXX | 1SDA075163R1+1SDA076606R1 | XT4N 250 TMA 110 550..1100 3p F F UL/CSA | 25:Q | XT4NQ3110BFF000XXX | https://new.abb.com/products/en/1SDA075163R1 |  |  | 1SDA076606R1
25 | Q | XT4NQ3125AFF000XXX | 1SDA080106R1+1SDA076606R1 | XT4N 250 TMF 125-1250 3p F F UL/CSA | 25:Q | XT4NQ3125AFF000XXX | https://new.abb.com/products/en/1SDA080106R1 |  |  | 1SDA076606R1
25 | Q | XT4NQ3125BFF000XXX | 1SDA075164R1+1SDA076606R1 | XT4N 250 TMA 125 625..1250 3p F F UL/CSA | 25:Q | XT4NQ3125BFF000XXX | https://new.abb.com/products/en/1SDA075164R1 |  |  | 1SDA076606R1
25 | Q | XT4NQ3150AFF000XXX | 1SDA080108R1+1SDA076606R1 | XT4N 250 TMF 150-1500 3p F F UL/CSA | 25:Q | XT4NQ3150AFF000XXX | https://new.abb.com/products/en/1SDA080108R1 |  |  | 1SDA076606R1
25 | Q | XT4NQ3150BFF000XXX | 1SDA075165R1+1SDA076606R1 | XT4N 250 TMA 150 750..1500 3p F F UL/CSA | 25:Q | XT4NQ3150BFF000XXX | https://new.abb.com/products/en/1SDA075165R1 |  |  | 1SDA076606R1
25 | Q | XT4NQ3150CFF000XXX | 1SDA102250R1+1SDA076606R1 | XT4N 250 Ekip Dip LIG In150 3p FF UL/CSA | 25:Q | XT4NQ3150CFF000XXX | https://new.abb.com/products/en/1SDA102250R1 |  |  | 1SDA076606R1
25 | Q | XT4NQ3150EFF000XXX | 1SDA075361R1+1SDA076606R1 | XT4N 250 Ekip LS/I In=150A 3p F F UL/CSA | 25:Q | XT4NQ3150EFF000XXX | https://new.abb.com/products/en/1SDA075361R1 |  |  | 1SDA076606R1
25 | Q | XT4NQ3150FFF000XXX | 1SDA075421R1+1SDA076606R1 | XT4N 250 Ekip LSI In=150A 3p F F UL/CSA | 25:Q | XT4NQ3150FFF000XXX | https://new.abb.com/products/en/1SDA075421R1 |  |  | 1SDA076606R1
25 | Q | XT4NQ3150GFF000XXX | 1SDA075481R1+1SDA076606R1 | XT4N 250 Ekip LSIG In=150A 3p F F UL/CSA | 25:Q | XT4NQ3150GFF000XXX | https://new.abb.com/products/en/1SDA075481R1 |  |  | 1SDA076606R1
25 | Q | XT4NQ3150HFF000XXX | 1SDA080224R1+1SDA076606R1 | XT4N 250 EKIP E-LSIG In150A 3p FF UL/CSA | 25:Q | XT4NQ3150HFF000XXX | https://new.abb.com/products/en/1SDA080224R1 |  |  | 1SDA076606R1
25 | Q | XT4NQ3175AFF000XXX | 1SDA080110R1+1SDA076606R1 | XT4N 250 TMF 175-1750 3p F F UL/CSA | 25:Q | XT4NQ3175AFF000XXX | https://new.abb.com/products/en/1SDA080110R1 |  |  | 1SDA076606R1
25 | Q | XT4NQ3175BFF000XXX | 1SDA075166R1+1SDA076606R1 | XT4N 250 TMA 175 875..1750 3p F F UL/CSA | 25:Q | XT4NQ3175BFF000XXX | https://new.abb.com/products/en/1SDA075166R1 |  |  | 1SDA076606R1
25 | Q | XT4NQ3200AFF000XXX | 1SDA080112R1+1SDA076606R1 | XT4N 250 TMF 200-2000 3p F F UL/CSA | 25:Q | XT4NQ3200AFF000XXX | https://new.abb.com/products/en/1SDA080112R1 |  |  | 1SDA076606R1
25 | Q | XT4NQ3200BFF000XXX | 1SDA075167R1+1SDA076606R1 | XT4N 250 TMA 200 1000..2000 3p FF UL/CSA | 25:Q | XT4NQ3200BFF000XXX | https://new.abb.com/products/en/1SDA075167R1 |  |  | 1SDA076606R1
25 | Q | XT4NQ3225AFF000XXX | 1SDA080114R1+1SDA076606R1 | XT4N 250 TMF 225-2250 3p F F UL/CSA | 25:Q | XT4NQ3225AFF000XXX | https://new.abb.com/products/en/1SDA080114R1 |  |  | 1SDA076606R1
25 | Q | XT4NQ3225BFF000XXX | 1SDA075168R1+1SDA076606R1 | XT4N 250 TMA 225 1125..2250 3p FF UL/CSA | 25:Q | XT4NQ3225BFF000XXX | https://new.abb.com/products/en/1SDA075168R1 |  |  | 1SDA076606R1
25 | Q | XT4NQ3225CFF000XXX | 1SDA102251R1+1SDA076606R1 | XT4N 250 Ekip Dip LIG In225 3p FF UL/CSA | 25:Q | XT4NQ3225CFF000XXX | https://new.abb.com/products/en/1SDA102251R1 |  |  | 1SDA076606R1
25 | Q | XT4NQ3225EFF000XXX | 1SDA075362R1+1SDA076606R1 | XT4N 250 Ekip LS/I In=225A 3p F F UL/CSA | 25:Q | XT4NQ3225EFF000XXX | https://new.abb.com/products/en/1SDA075362R1 |  |  | 1SDA076606R1
25 | Q | XT4NQ3225FFF000XXX | 1SDA075422R1+1SDA076606R1 | XT4N 250 Ekip LSI In=225A 3p F F UL/CSA | 25:Q | XT4NQ3225FFF000XXX | https://new.abb.com/products/en/1SDA075422R1 |  |  | 1SDA076606R1
25 | Q | XT4NQ3225GFF000XXX | 1SDA075482R1+1SDA076606R1 | XT4N 250 Ekip LSIG In=225A 3p F F UL/CSA | 25:Q | XT4NQ3225GFF000XXX | https://new.abb.com/products/en/1SDA075482R1 |  |  | 1SDA076606R1
25 | Q | XT4NQ3225HFF000XXX | 1SDA080226R1+1SDA076606R1 | XT4N 250 EKIP E-LSIG In225A 3p FF UL/CSA | 25:Q | XT4NQ3225HFF000XXX | https://new.abb.com/products/en/1SDA080226R1 |  |  | 1SDA076606R1
25 | Q | XT4NQ3250AFF000XXX | 1SDA080116R1+1SDA076606R1 | XT4N 250 TMF 250-2500 3p F F UL/CSA | 25:Q | XT4NQ3250AFF000XXX | https://new.abb.com/products/en/1SDA080116R1 |  |  | 1SDA076606R1
25 | Q | XT4NQ3250BFF000XXX | 1SDA075169R1+1SDA076606R1 | XT4N 250 TMA 250 1250..2500 3p FF UL/CSA | 25:Q | XT4NQ3250BFF000XXX | https://new.abb.com/products/en/1SDA075169R1 |  |  | 1SDA076606R1
25 | Q | XT4NQ3250CFF000XXX | 1SDA102252R1+1SDA076606R1 | XT4N 250 Ekip Dip LIG In250 3p FF UL/CSA | 25:Q | XT4NQ3250CFF000XXX | https://new.abb.com/products/en/1SDA102252R1 |  |  | 1SDA076606R1
25 | Q | XT4NQ3250EFF000XXX | 1SDA075363R1+1SDA076606R1 | XT4N 250 Ekip LS/I In=250A 3p F F UL/CSA | 25:Q | XT4NQ3250EFF000XXX | https://new.abb.com/products/en/1SDA075363R1 |  |  | 1SDA076606R1
25 | Q | XT4NQ3250FFF000XXX | 1SDA075423R1+1SDA076606R1 | XT4N 250 Ekip LSI In=250A 3p F F UL/CSA | 25:Q | XT4NQ3250FFF000XXX | https://new.abb.com/products/en/1SDA075423R1 |  |  | 1SDA076606R1
25 | Q | XT4NQ3250GFF000XXX | 1SDA075483R1+1SDA076606R1 | XT4N 250 Ekip LSIG In=250A 3p F F UL/CSA | 25:Q | XT4NQ3250GFF000XXX | https://new.abb.com/products/en/1SDA075483R1 |  |  | 1SDA076606R1
25 | Q | XT4NQ3250HFF000XXX | 1SDA080228R1+1SDA076606R1 | XT4N 250 EKIP E-LSIG In250A 3p FF UL/CSA | 25:Q | XT4NQ3250HFF000XXX | https://new.abb.com/products/en/1SDA080228R1 |  |  | 1SDA076606R1
25 | Q | XT4NQ4025AFF000XXX | 1SDA075170R1+1SDA080701R1 | XT4N 250 TMF 25-400 4p F F UL/CSA | 25:Q | XT4NQ4025AFF000XXX | https://new.abb.com/products/en/1SDA075170R1 |  |  | 1SDA080701R1
25 | Q | XT4NQ4030AFF000XXX | 1SDA075171R1+1SDA080701R1 | XT4N 250 TMF 30-400 4p F F UL/CSA | 25:Q | XT4NQ4030AFF000XXX | https://new.abb.com/products/en/1SDA075171R1 |  |  | 1SDA080701R1
25 | Q | XT4NQ4035AFF000XXX | 1SDA075173R1+1SDA080701R1 | XT4N 250 TMF 35-400 4p F F UL/CSA | 25:Q | XT4NQ4035AFF000XXX | https://new.abb.com/products/en/1SDA075173R1 |  |  | 1SDA080701R1
25 | Q | XT4NQ4040AFF000XXX | 1SDA075174R1+1SDA080701R1 | XT4N 250 TMF 40-400 4p F F UL/CSA | 25:Q | XT4NQ4040AFF000XXX | https://new.abb.com/products/en/1SDA075174R1 |  |  | 1SDA080701R1
25 | Q | XT4NQ4040CFF000XXX | 1SDA102311R1+1SDA080701R1 | XT4N 250 Ekip Dip LIG In40A 4p FF UL/CSA | 25:Q | XT4NQ4040CFF000XXX | https://new.abb.com/products/en/1SDA102311R1 |  |  | 1SDA080701R1
25 | Q | XT4NQ4040EFF000XXX | 1SDA075364R1+1SDA080701R1 | XT4N 250 Ekip LS/I In=40A 4p F F UL/CSA | 25:Q | XT4NQ4040EFF000XXX | https://new.abb.com/products/en/1SDA075364R1 |  |  | 1SDA080701R1
25 | Q | XT4NQ4040FFF000XXX | 1SDA075424R1+1SDA080701R1 | XT4N 250 Ekip LSI In=40A 4p F F UL/CSA | 25:Q | XT4NQ4040FFF000XXX | https://new.abb.com/products/en/1SDA075424R1 |  |  | 1SDA080701R1
25 | Q | XT4NQ4040GFF000XXX | 1SDA075484R1+1SDA080701R1 | XT4N 250 Ekip LSIG In=40A 4p F F UL/CSA | 25:Q | XT4NQ4040GFF000XXX | https://new.abb.com/products/en/1SDA075484R1 |  |  | 1SDA080701R1
25 | Q | XT4NQ4040HFF000XXX | 1SDA080219R1+1SDA080701R1 | XT4N 250 EKIP E-LSIG In=40A 4p FF UL/CSA | 25:Q | XT4NQ4040HFF000XXX | https://new.abb.com/products/en/1SDA080219R1 |  |  | 1SDA080701R1
25 | Q | XT4NQ4050AFF000XXX | 1SDA075175R1+1SDA080701R1 | XT4N 250 TMF 50-500 4p F F UL/CSA | 25:Q | XT4NQ4050AFF000XXX | https://new.abb.com/products/en/1SDA075175R1 |  |  | 1SDA080701R1
25 | Q | XT4NQ4060AFF000XXX | 1SDA075176R1+1SDA080701R1 | XT4N 250 TMF 60-600 4p F F UL/CSA | 25:Q | XT4NQ4060AFF000XXX | https://new.abb.com/products/en/1SDA075176R1 |  |  | 1SDA080701R1
25 | Q | XT4NQ4060CFF000XXX | 1SDA102312R1+1SDA080701R1 | XT4N 250 Ekip Dip LIG In60A 4p FF UL/CSA | 25:Q | XT4NQ4060CFF000XXX | https://new.abb.com/products/en/1SDA102312R1 |  |  | 1SDA080701R1
25 | Q | XT4NQ4060EFF000XXX | 1SDA075365R1+1SDA080701R1 | XT4N 250 Ekip LS/I In=60A 4p F F UL/CSA | 25:Q | XT4NQ4060EFF000XXX | https://new.abb.com/products/en/1SDA075365R1 |  |  | 1SDA080701R1
25 | Q | XT4NQ4060FFF000XXX | 1SDA075425R1+1SDA080701R1 | XT4N 250 Ekip LSI In=60A 4p F F UL/CSA | 25:Q | XT4NQ4060FFF000XXX | https://new.abb.com/products/en/1SDA075425R1 |  |  | 1SDA080701R1
25 | Q | XT4NQ4060GFF000XXX | 1SDA075485R1+1SDA080701R1 | XT4N 250 Ekip LSIG In=60A 4p F F UL/CSA | 25:Q | XT4NQ4060GFF000XXX | https://new.abb.com/products/en/1SDA075485R1 |  |  | 1SDA080701R1
25 | Q | XT4NQ4060HFF000XXX | 1SDA080221R1+1SDA080701R1 | XT4N 250 EKIP E-LSIG In=60A 4p FF UL/CSA | 25:Q | XT4NQ4060HFF000XXX | https://new.abb.com/products/en/1SDA080221R1 |  |  | 1SDA080701R1
25 | Q | XT4NQ4070AFF000XXX | 1SDA075177R1+1SDA080701R1 | XT4N 250 TMF 70-700 4p F F UL/CSA | 25:Q | XT4NQ4070AFF000XXX | https://new.abb.com/products/en/1SDA075177R1 |  |  | 1SDA080701R1
25 | Q | XT4NQ4080BFF000XXX | 1SDA075178R1+1SDA080701R1 | XT4N 250 TMA 80 400..800 4p F F UL/CSA | 25:Q | XT4NQ4080BFF000XXX | https://new.abb.com/products/en/1SDA075178R1 |  |  | 1SDA080701R1
25 | Q | XT4NQ4090BFF000XXX | 1SDA075179R1+1SDA080701R1 | XT4N 250 TMA 90 450..900 4p F F UL/CSA | 25:Q | XT4NQ4090BFF000XXX | https://new.abb.com/products/en/1SDA075179R1 |  |  | 1SDA080701R1
25 | Q | XT4NQ4100BFF000XXX | 1SDA075180R1+1SDA080701R1 | XT4N 250 TMA 100 500..1000 4p F F UL/CSA | 25:Q | XT4NQ4100BFF000XXX | https://new.abb.com/products/en/1SDA075180R1 |  |  | 1SDA080701R1
25 | Q | XT4NQ4100CFF000XXX | 1SDA102313R1+1SDA080701R1 | XT4N 250 Ekip Dip LIG In100 4p FF UL/CSA | 25:Q | XT4NQ4100CFF000XXX | https://new.abb.com/products/en/1SDA102313R1 |  |  | 1SDA080701R1
25 | Q | XT4NQ4100EFF000XXX | 1SDA075366R1+1SDA080701R1 | XT4N 250 Ekip LS/I In=100A 4p F F UL/CSA | 25:Q | XT4NQ4100EFF000XXX | https://new.abb.com/products/en/1SDA075366R1 |  |  | 1SDA080701R1
25 | Q | XT4NQ4100FFF000XXX | 1SDA075426R1+1SDA080701R1 | XT4N 250 Ekip LSI In=100A 4p F F UL/CSA | 25:Q | XT4NQ4100FFF000XXX | https://new.abb.com/products/en/1SDA075426R1 |  |  | 1SDA080701R1
25 | Q | XT4NQ4100GFF000XXX | 1SDA075486R1+1SDA080701R1 | XT4N 250 Ekip LSIG In=100A 4p F F UL/CSA | 25:Q | XT4NQ4100GFF000XXX | https://new.abb.com/products/en/1SDA075486R1 |  |  | 1SDA080701R1
25 | Q | XT4NQ4100HFF000XXX | 1SDA080223R1+1SDA080701R1 | XT4N 250 EKIP E-LSIG In100A 4p FF UL/CSA | 25:Q | XT4NQ4100HFF000XXX | https://new.abb.com/products/en/1SDA080223R1 |  |  | 1SDA080701R1
25 | Q | XT4NQ4110BFF000XXX | 1SDA075181R1+1SDA080701R1 | XT4N 250 TMA 110 550..1100 4p F F UL/CSA | 25:Q | XT4NQ4110BFF000XXX | https://new.abb.com/products/en/1SDA075181R1 |  |  | 1SDA080701R1
25 | Q | XT4NQ4125BFF000XXX | 1SDA075182R1+1SDA080701R1 | XT4N 250 TMA 125 625..1250 4p F F UL/CSA | 25:Q | XT4NQ4125BFF000XXX | https://new.abb.com/products/en/1SDA075182R1 |  |  | 1SDA080701R1
25 | Q | XT4NQ4150BFF000XXX | 1SDA075183R1+1SDA080701R1 | XT4N 250 TMA 150 750..1500 4p F F UL/CSA | 25:Q | XT4NQ4150BFF000XXX | https://new.abb.com/products/en/1SDA075183R1 |  |  | 1SDA080701R1
25 | Q | XT4NQ4150CFF000XXX | 1SDA102314R1+1SDA080701R1 | XT4N 250 Ekip Dip LIG In150 4p FF UL/CSA | 25:Q | XT4NQ4150CFF000XXX | https://new.abb.com/products/en/1SDA102314R1 |  |  | 1SDA080701R1
25 | Q | XT4NQ4150EFF000XXX | 1SDA075367R1+1SDA080701R1 | XT4N 250 Ekip LS/I In=150A 4p F F UL/CSA | 25:Q | XT4NQ4150EFF000XXX | https://new.abb.com/products/en/1SDA075367R1 |  |  | 1SDA080701R1
25 | Q | XT4NQ4150FFF000XXX | 1SDA075427R1+1SDA080701R1 | XT4N 250 Ekip LSI In=150A 4p F F UL/CSA | 25:Q | XT4NQ4150FFF000XXX | https://new.abb.com/products/en/1SDA075427R1 |  |  | 1SDA080701R1
25 | Q | XT4NQ4150GFF000XXX | 1SDA075487R1+1SDA080701R1 | XT4N 250 Ekip LSIG In=150A 4p F F UL/CSA | 25:Q | XT4NQ4150GFF000XXX | https://new.abb.com/products/en/1SDA075487R1 |  |  | 1SDA080701R1
25 | Q | XT4NQ4150HFF000XXX | 1SDA080225R1+1SDA080701R1 | XT4N 250 EKIP E-LSIG In150A 4p FF UL/CSA | 25:Q | XT4NQ4150HFF000XXX | https://new.abb.com/products/en/1SDA080225R1 |  |  | 1SDA080701R1
25 | Q | XT4NQ4175BFF000XXX | 1SDA075184R1+1SDA080701R1 | XT4N 250 TMA 175 875..1750 4p F F UL/CSA | 25:Q | XT4NQ4175BFF000XXX | https://new.abb.com/products/en/1SDA075184R1 |  |  | 1SDA080701R1
25 | Q | XT4NQ4200BFF000XXX | 1SDA075185R1+1SDA080701R1 | XT4N 250 TMA 200 1000..2000 4p FF UL/CSA | 25:Q | XT4NQ4200BFF000XXX | https://new.abb.com/products/en/1SDA075185R1 |  |  | 1SDA080701R1
25 | Q | XT4NQ4225BFF000XXX | 1SDA075186R1+1SDA080701R1 | XT4N 250 TMA 225 1125..2250 4p FF UL/CSA | 25:Q | XT4NQ4225BFF000XXX | https://new.abb.com/products/en/1SDA075186R1 |  |  | 1SDA080701R1
25 | Q | XT4NQ4225CFF000XXX | 1SDA102310R1+1SDA080701R1 | XT4N 250 Ekip Dip LIG In225 4p FF UL/CSA | 25:Q | XT4NQ4225CFF000XXX | https://new.abb.com/products/en/1SDA102310R1 |  |  | 1SDA080701R1
25 | Q | XT4NQ4225EFF000XXX | 1SDA075368R1+1SDA080701R1 | XT4N 250 Ekip LS/I In=225A 4p F F UL/CSA | 25:Q | XT4NQ4225EFF000XXX | https://new.abb.com/products/en/1SDA075368R1 |  |  | 1SDA080701R1
25 | Q | XT4NQ4225FFF000XXX | 1SDA075428R1+1SDA080701R1 | XT4N 250 Ekip LSI In=225A 4p F F UL/CSA | 25:Q | XT4NQ4225FFF000XXX | https://new.abb.com/products/en/1SDA075428R1 |  |  | 1SDA080701R1
25 | Q | XT4NQ4225GFF000XXX | 1SDA075488R1+1SDA080701R1 | XT4N 250 Ekip LSIG In=225A 4p F F UL/CSA | 25:Q | XT4NQ4225GFF000XXX | https://new.abb.com/products/en/1SDA075488R1 |  |  | 1SDA080701R1
25 | Q | XT4NQ4225HFF000XXX | 1SDA080227R1+1SDA080701R1 | XT4N 250 EKIP E-LSIG In225A 4p FF UL/CSA | 25:Q | XT4NQ4225HFF000XXX | https://new.abb.com/products/en/1SDA080227R1 |  |  | 1SDA080701R1
25 | Q | XT4NQ4250BFF000XXX | 1SDA075187R1+1SDA080701R1 | XT4N 250 TMA 250 1250..2500 4p FF UL/CSA | 25:Q | XT4NQ4250BFF000XXX | https://new.abb.com/products/en/1SDA075187R1 |  |  | 1SDA080701R1
25 | Q | XT4NQ4250CFF000XXX | 1SDA102315R1+1SDA080701R1 | XT4N 250 Ekip Dip LIG In250 4p FF UL/CSA | 25:Q | XT4NQ4250CFF000XXX | https://new.abb.com/products/en/1SDA102315R1 |  |  | 1SDA080701R1
25 | Q | XT4NQ4250EFF000XXX | 1SDA075369R1+1SDA080701R1 | XT4N 250 Ekip LS/I In=250A 4p F F UL/CSA | 25:Q | XT4NQ4250EFF000XXX | https://new.abb.com/products/en/1SDA075369R1 |  |  | 1SDA080701R1
25 | Q | XT4NQ4250FFF000XXX | 1SDA075429R1+1SDA080701R1 | XT4N 250 Ekip LSI In=250A 4p F F UL/CSA | 25:Q | XT4NQ4250FFF000XXX | https://new.abb.com/products/en/1SDA075429R1 |  |  | 1SDA080701R1
25 | Q | XT4NQ4250GFF000XXX | 1SDA075489R1+1SDA080701R1 | XT4N 250 Ekip LSIG In=250A 4p F F UL/CSA | 25:Q | XT4NQ4250GFF000XXX | https://new.abb.com/products/en/1SDA075489R1 |  |  | 1SDA080701R1
25 | Q | XT4NQ4250HFF000XXX | 1SDA080229R1+1SDA080701R1 | XT4N 250 EKIP E-LSIG In250A 4p FF UL/CSA | 25:Q | XT4NQ4250HFF000XXX | https://new.abb.com/products/en/1SDA080229R1 |  |  | 1SDA080701R1
25 | Q | XT4SQ3025AFF000XXX | 1SDA075188R1+1SDA076606R1 | XT4S 250 TMF 25-400 3p F F UL/CSA | 25:Q | XT4SQ3025AFF000XXX | https://new.abb.com/products/en/1SDA075188R1 |  |  | 1SDA076606R1
25 | Q | XT4SQ3030AFF000XXX | 1SDA075189R1+1SDA076606R1 | XT4S 250 TMF 30-400 3p F F UL/CSA | 25:Q | XT4SQ3030AFF000XXX | https://new.abb.com/products/en/1SDA075189R1 |  |  | 1SDA076606R1
25 | Q | XT4SQ3035AFF000XXX | 1SDA075190R1+1SDA076606R1 | XT4S 250 TMF 35-400 3p F F UL/CSA | 25:Q | XT4SQ3035AFF000XXX | https://new.abb.com/products/en/1SDA075190R1 |  |  | 1SDA076606R1
25 | Q | XT4SQ3040AFF000XXX | 1SDA075191R1+1SDA076606R1 | XT4S 250 TMF 40-400 3p F F UL/CSA | 25:Q | XT4SQ3040AFF000XXX | https://new.abb.com/products/en/1SDA075191R1 |  |  | 1SDA076606R1
25 | Q | XT4SQ3040CFF000XXX | 1SDA102266R1+1SDA076606R1 | XT4S 250 Ekip Dip LIG In40A 3p FF UL/CSA | 25:Q | XT4SQ3040CFF000XXX | https://new.abb.com/products/en/1SDA102266R1 |  |  | 1SDA076606R1
25 | Q | XT4SQ3040EFF000XXX | 1SDA075370R1+1SDA076606R1 | XT4S 250 Ekip LS/I In=40A 3p F F UL/CSA | 25:Q | XT4SQ3040EFF000XXX | https://new.abb.com/products/en/1SDA075370R1 |  |  | 1SDA076606R1
25 | Q | XT4SQ3040FFF000XXX | 1SDA075430R1+1SDA076606R1 | XT4S 250 Ekip LSI In=40A 3p F F UL/CSA | 25:Q | XT4SQ3040FFF000XXX | https://new.abb.com/products/en/1SDA075430R1 |  |  | 1SDA076606R1
25 | Q | XT4SQ3040GFF000XXX | 1SDA075490R1+1SDA076606R1 | XT4S 250 Ekip LSIG In=40A 3p F F UL/CSA | 25:Q | XT4SQ3040GFF000XXX | https://new.abb.com/products/en/1SDA075490R1 |  |  | 1SDA076606R1
25 | Q | XT4SQ3040HFF000XXX | 1SDA080230R1+1SDA076606R1 | XT4S 250 EKIP E-LSIG In=40A 3p FF UL/CSA | 25:Q | XT4SQ3040HFF000XXX | https://new.abb.com/products/en/1SDA080230R1 |  |  | 1SDA076606R1
25 | Q | XT4SQ3050AFF000XXX | 1SDA075192R1+1SDA076606R1 | XT4S 250 TMF 50-500 3p F F UL/CSA | 25:Q | XT4SQ3050AFF000XXX | https://new.abb.com/products/en/1SDA075192R1 |  |  | 1SDA076606R1
25 | Q | XT4SQ3060AFF000XXX | 1SDA075193R1+1SDA076606R1 | XT4S 250 TMF 60-600 3p F F UL/CSA | 25:Q | XT4SQ3060AFF000XXX | https://new.abb.com/products/en/1SDA075193R1 |  |  | 1SDA076606R1
25 | Q | XT4SQ3060CFF000XXX | 1SDA102267R1+1SDA076606R1 | XT4S 250 Ekip Dip LIG In60A 3p FF UL/CSA | 25:Q | XT4SQ3060CFF000XXX | https://new.abb.com/products/en/1SDA102267R1 |  |  | 1SDA076606R1
25 | Q | XT4SQ3060EFF000XXX | 1SDA075371R1+1SDA076606R1 | XT4S 250 Ekip LS/I In=60A 3p F F UL/CSA | 25:Q | XT4SQ3060EFF000XXX | https://new.abb.com/products/en/1SDA075371R1 |  |  | 1SDA076606R1
25 | Q | XT4SQ3060FFF000XXX | 1SDA075431R1+1SDA076606R1 | XT4S 250 Ekip LSI In=60A 3p F F UL/CSA | 25:Q | XT4SQ3060FFF000XXX | https://new.abb.com/products/en/1SDA075431R1 |  |  | 1SDA076606R1
25 | Q | XT4SQ3060GFF000XXX | 1SDA075491R1+1SDA076606R1 | XT4S 250 Ekip LSIG In=60A 3p F F UL/CSA | 25:Q | XT4SQ3060GFF000XXX | https://new.abb.com/products/en/1SDA075491R1 |  |  | 1SDA076606R1
25 | Q | XT4SQ3060HFF000XXX | 1SDA080232R1+1SDA076606R1 | XT4S 250 EKIP E-LSIG In=60A 3p FF UL/CSA | 25:Q | XT4SQ3060HFF000XXX | https://new.abb.com/products/en/1SDA080232R1 |  |  | 1SDA076606R1
25 | Q | XT4SQ3070AFF000XXX | 1SDA075194R1+1SDA076606R1 | XT4S 250 TMF 70-700 3p F F UL/CSA | 25:Q | XT4SQ3070AFF000XXX | https://new.abb.com/products/en/1SDA075194R1 |  |  | 1SDA076606R1
25 | Q | XT4SQ3080AFF000XXX | 1SDA080148R1+1SDA076606R1 | XT4S 250 TMF 80-800 3p F F UL/CSA | 25:Q | XT4SQ3080AFF000XXX | https://new.abb.com/products/en/1SDA080148R1 |  |  | 1SDA076606R1
25 | Q | XT4SQ3080BFF000XXX | 1SDA075195R1+1SDA076606R1 | XT4S 250 TMA 80 400..800 3p F F UL/CSA | 25:Q | XT4SQ3080BFF000XXX | https://new.abb.com/products/en/1SDA075195R1 |  |  | 1SDA076606R1
25 | Q | XT4SQ3090AFF000XXX | 1SDA080149R1+1SDA076606R1 | XT4S 250 TMF 90-900 3p F F UL/CSA | 25:Q | XT4SQ3090AFF000XXX | https://new.abb.com/products/en/1SDA080149R1 |  |  | 1SDA076606R1
25 | Q | XT4SQ3090BFF000XXX | 1SDA075196R1+1SDA076606R1 | XT4S 250 TMA 90 450..900 3p F F UL/CSA | 25:Q | XT4SQ3090BFF000XXX | https://new.abb.com/products/en/1SDA075196R1 |  |  | 1SDA076606R1
25 | Q | XT4SQ3100AFF000XXX | 1SDA080140R1+1SDA076606R1 | XT4S 250 TMF 100-1000 3p F F UL/CSA | 25:Q | XT4SQ3100AFF000XXX | https://new.abb.com/products/en/1SDA080140R1 |  |  | 1SDA076606R1
25 | Q | XT4SQ3100BFF000XXX | 1SDA075197R1+1SDA076606R1 | XT4S 250 TMA 100 500..1000 3p F F UL/CSA | 25:Q | XT4SQ3100BFF000XXX | https://new.abb.com/products/en/1SDA075197R1 |  |  | 1SDA076606R1
25 | Q | XT4SQ3100CFF000XXX | 1SDA102268R1+1SDA076606R1 | XT4S 250 Ekip Dip LIG In100 3p FF UL/CSA | 25:Q | XT4SQ3100CFF000XXX | https://new.abb.com/products/en/1SDA102268R1 |  |  | 1SDA076606R1
25 | Q | XT4SQ3100EFF000XXX | 1SDA075372R1+1SDA076606R1 | XT4S 250 Ekip LS/I In=100A 3p F F UL/CSA | 25:Q | XT4SQ3100EFF000XXX | https://new.abb.com/products/en/1SDA075372R1 |  |  | 1SDA076606R1
25 | Q | XT4SQ3100FFF000XXX | 1SDA075432R1+1SDA076606R1 | XT4S 250 Ekip LSI In=100A 3p F F UL/CSA | 25:Q | XT4SQ3100FFF000XXX | https://new.abb.com/products/en/1SDA075432R1 |  |  | 1SDA076606R1
25 | Q | XT4SQ3100GFF000XXX | 1SDA075492R1+1SDA076606R1 | XT4S 250 Ekip LSIG In=100A 3p F F UL/CSA | 25:Q | XT4SQ3100GFF000XXX | https://new.abb.com/products/en/1SDA075492R1 |  |  | 1SDA076606R1
25 | Q | XT4SQ3100HFF000XXX | 1SDA080234R1+1SDA076606R1 | XT4S 250 EKIP E-LSIG In100A 3p FF UL/CSA | 25:Q | XT4SQ3100HFF000XXX | https://new.abb.com/products/en/1SDA080234R1 |  |  | 1SDA076606R1
25 | Q | XT4SQ3110AFF000XXX | 1SDA080141R1+1SDA076606R1 | XT4S 250 TMF 110-1100 3p F F UL/CSA | 25:Q | XT4SQ3110AFF000XXX | https://new.abb.com/products/en/1SDA080141R1 |  |  | 1SDA076606R1
25 | Q | XT4SQ3110BFF000XXX | 1SDA075198R1+1SDA076606R1 | XT4S 250 TMA 110 550..1100 3p F F UL/CSA | 25:Q | XT4SQ3110BFF000XXX | https://new.abb.com/products/en/1SDA075198R1 |  |  | 1SDA076606R1
25 | Q | XT4SQ3125AFF000XXX | 1SDA080142R1+1SDA076606R1 | XT4S 250 TMF 125-1250 3p F F UL/CSA | 25:Q | XT4SQ3125AFF000XXX | https://new.abb.com/products/en/1SDA080142R1 |  |  | 1SDA076606R1
25 | Q | XT4SQ3125BFF000XXX | 1SDA075199R1+1SDA076606R1 | XT4S 250 TMA 125 625..1250 3p F F UL/CSA | 25:Q | XT4SQ3125BFF000XXX | https://new.abb.com/products/en/1SDA075199R1 |  |  | 1SDA076606R1
25 | Q | XT4SQ3150AFF000XXX | 1SDA080143R1+1SDA076606R1 | XT4S 250 TMF 150-1500 3p F F UL/CSA | 25:Q | XT4SQ3150AFF000XXX | https://new.abb.com/products/en/1SDA080143R1 |  |  | 1SDA076606R1
25 | Q | XT4SQ3150BFF000XXX | 1SDA075200R1+1SDA076606R1 | XT4S 250 TMA 150 750..1500 3p F F UL/CSA | 25:Q | XT4SQ3150BFF000XXX | https://new.abb.com/products/en/1SDA075200R1 |  |  | 1SDA076606R1
25 | Q | XT4SQ3150CFF000XXX | 1SDA102269R1+1SDA076606R1 | XT4S 250 Ekip Dip LIG In150 3p FF UL/CSA | 25:Q | XT4SQ3150CFF000XXX | https://new.abb.com/products/en/1SDA102269R1 |  |  | 1SDA076606R1
25 | Q | XT4SQ3150EFF000XXX | 1SDA075373R1+1SDA076606R1 | XT4S 250 Ekip LS/I In=150A 3p F F UL/CSA | 25:Q | XT4SQ3150EFF000XXX | https://new.abb.com/products/en/1SDA075373R1 |  |  | 1SDA076606R1
25 | Q | XT4SQ3150FFF000XXX | 1SDA075433R1+1SDA076606R1 | XT4S 250 Ekip LSI In=150A 3p F F UL/CSA | 25:Q | XT4SQ3150FFF000XXX | https://new.abb.com/products/en/1SDA075433R1 |  |  | 1SDA076606R1
25 | Q | XT4SQ3150GFF000XXX | 1SDA075493R1+1SDA076606R1 | XT4S 250 Ekip LSIG In=150A 3p F F UL/CSA | 25:Q | XT4SQ3150GFF000XXX | https://new.abb.com/products/en/1SDA075493R1 |  |  | 1SDA076606R1
25 | Q | XT4SQ3150HFF000XXX | 1SDA080236R1+1SDA076606R1 | XT4S 250 EKIP E-LSIG In150A 3p FF UL/CSA | 25:Q | XT4SQ3150HFF000XXX | https://new.abb.com/products/en/1SDA080236R1 |  |  | 1SDA076606R1
25 | Q | XT4SQ3175AFF000XXX | 1SDA080144R1+1SDA076606R1 | XT4S 250 TMF 175-1750 3p F F UL/CSA | 25:Q | XT4SQ3175AFF000XXX | https://new.abb.com/products/en/1SDA080144R1 |  |  | 1SDA076606R1
25 | Q | XT4SQ3175BFF000XXX | 1SDA075201R1+1SDA076606R1 | XT4S 250 TMA 175 875..1750 3p F F UL/CSA | 25:Q | XT4SQ3175BFF000XXX | https://new.abb.com/products/en/1SDA075201R1 |  |  | 1SDA076606R1
25 | Q | XT4SQ3200AFF000XXX | 1SDA080145R1+1SDA076606R1 | XT4S 250 TMF 200-2000 3p F F UL/CSA | 25:Q | XT4SQ3200AFF000XXX | https://new.abb.com/products/en/1SDA080145R1 |  |  | 1SDA076606R1
25 | Q | XT4SQ3200BFF000XXX | 1SDA075202R1+1SDA076606R1 | XT4S 250 TMA 200 1000..2000 3p FF UL/CSA | 25:Q | XT4SQ3200BFF000XXX | https://new.abb.com/products/en/1SDA075202R1 |  |  | 1SDA076606R1
25 | Q | XT4SQ3225AFF000XXX | 1SDA080146R1+1SDA076606R1 | XT4S 250 TMF 225-2250 3p F F UL/CSA | 25:Q | XT4SQ3225AFF000XXX | https://new.abb.com/products/en/1SDA080146R1 |  |  | 1SDA076606R1
25 | Q | XT4SQ3225BFF000XXX | 1SDA075203R1+1SDA076606R1 | XT4S 250 TMA 225 1125..2250 3p FF UL/CSA | 25:Q | XT4SQ3225BFF000XXX | https://new.abb.com/products/en/1SDA075203R1 |  |  | 1SDA076606R1
25 | Q | XT4SQ3225CFF000XXX | 1SDA102265R1+1SDA076606R1 | XT4S 250 Ekip Dip LIG In225 3p FF UL/CSA | 25:Q | XT4SQ3225CFF000XXX | https://new.abb.com/products/en/1SDA102265R1 |  |  | 1SDA076606R1
25 | Q | XT4SQ3225EFF000XXX | 1SDA075374R1+1SDA076606R1 | XT4S 250 Ekip LS/I In=225A 3p F F UL/CSA | 25:Q | XT4SQ3225EFF000XXX | https://new.abb.com/products/en/1SDA075374R1 |  |  | 1SDA076606R1
25 | Q | XT4SQ3225FFF000XXX | 1SDA075434R1+1SDA076606R1 | XT4S 250 Ekip LSI In=225A 3p F F UL/CSA | 25:Q | XT4SQ3225FFF000XXX | https://new.abb.com/products/en/1SDA075434R1 |  |  | 1SDA076606R1
25 | Q | XT4SQ3225GFF000XXX | 1SDA075494R1+1SDA076606R1 | XT4S 250 Ekip LSIG In=225A 3p F F UL/CSA | 25:Q | XT4SQ3225GFF000XXX | https://new.abb.com/products/en/1SDA075494R1 |  |  | 1SDA076606R1
25 | Q | XT4SQ3225HFF000XXX | 1SDA080238R1+1SDA076606R1 | XT4S 250 EKIP E-LSIG In225A 3p FF UL/CSA | 25:Q | XT4SQ3225HFF000XXX | https://new.abb.com/products/en/1SDA080238R1 |  |  | 1SDA076606R1
25 | Q | XT4SQ3250AFF000XXX | 1SDA080147R1+1SDA076606R1 | XT4S 250 TMF 250-2500 3p F F UL/CSA | 25:Q | XT4SQ3250AFF000XXX | https://new.abb.com/products/en/1SDA080147R1 |  |  | 1SDA076606R1
25 | Q | XT4SQ3250BFF000XXX | 1SDA075204R1+1SDA076606R1 | XT4S 250 TMA 250 1250..2500 3p FF UL/CSA | 25:Q | XT4SQ3250BFF000XXX | https://new.abb.com/products/en/1SDA075204R1 |  |  | 1SDA076606R1
25 | Q | XT4SQ3250CFF000XXX | 1SDA102270R1+1SDA076606R1 | XT4S 250 Ekip Dip LIG In250 3p FF UL/CSA | 25:Q | XT4SQ3250CFF000XXX | https://new.abb.com/products/en/1SDA102270R1 |  |  | 1SDA076606R1
25 | Q | XT4SQ3250EFF000XXX | 1SDA075375R1+1SDA076606R1 | XT4S 250 Ekip LS/I In=250A 3p F F UL/CSA | 25:Q | XT4SQ3250EFF000XXX | https://new.abb.com/products/en/1SDA075375R1 |  |  | 1SDA076606R1
25 | Q | XT4SQ3250FFF000XXX | 1SDA075435R1+1SDA076606R1 | XT4S 250 Ekip LSI In=250A 3p F F UL/CSA | 25:Q | XT4SQ3250FFF000XXX | https://new.abb.com/products/en/1SDA075435R1 |  |  | 1SDA076606R1
25 | Q | XT4SQ3250GFF000XXX | 1SDA075495R1+1SDA076606R1 | XT4S 250 Ekip LSIG In=250A 3p F F UL/CSA | 25:Q | XT4SQ3250GFF000XXX | https://new.abb.com/products/en/1SDA075495R1 |  |  | 1SDA076606R1
25 | Q | XT4SQ3250HFF000XXX | 1SDA080240R1+1SDA076606R1 | XT4S 250 EKIP E-LSIG In250A 3p FF UL/CSA | 25:Q | XT4SQ3250HFF000XXX | https://new.abb.com/products/en/1SDA080240R1 |  |  | 1SDA076606R1
25 | Q | XT4SQ4025AFF000XXX | 1SDA075205R1+1SDA080701R1 | XT4S 250 TMF 25-400 4p F F UL/CSA | 25:Q | XT4SQ4025AFF000XXX | https://new.abb.com/products/en/1SDA075205R1 |  |  | 1SDA080701R1
25 | Q | XT4SQ4030AFF000XXX | 1SDA075206R1+1SDA080701R1 | XT4S 250 TMF 30-400 4p F F UL/CSA | 25:Q | XT4SQ4030AFF000XXX | https://new.abb.com/products/en/1SDA075206R1 |  |  | 1SDA080701R1
25 | Q | XT4SQ4035AFF000XXX | 1SDA075208R1+1SDA080701R1 | XT4S 250 TMF 35-400 4p F F UL/CSA | 25:Q | XT4SQ4035AFF000XXX | https://new.abb.com/products/en/1SDA075208R1 |  |  | 1SDA080701R1
25 | Q | XT4SQ4040AFF000XXX | 1SDA075209R1+1SDA080701R1 | XT4S 250 TMF 40-400 4p F F UL/CSA | 25:Q | XT4SQ4040AFF000XXX | https://new.abb.com/products/en/1SDA075209R1 |  |  | 1SDA080701R1
25 | Q | XT4SQ4040CFF000XXX | 1SDA102326R1+1SDA080701R1 | XT4S 250 Ekip Dip LIG In40A 4p FF UL/CSA | 25:Q | XT4SQ4040CFF000XXX | https://new.abb.com/products/en/1SDA102326R1 |  |  | 1SDA080701R1
25 | Q | XT4SQ4040EFF000XXX | 1SDA075376R1+1SDA080701R1 | XT4S 250 Ekip LS/I In=40A 4p F F UL/CSA | 25:Q | XT4SQ4040EFF000XXX | https://new.abb.com/products/en/1SDA075376R1 |  |  | 1SDA080701R1
25 | Q | XT4SQ4040FFF000XXX | 1SDA075436R1+1SDA080701R1 | XT4S 250 Ekip LSI In=40A 4p F F UL/CSA | 25:Q | XT4SQ4040FFF000XXX | https://new.abb.com/products/en/1SDA075436R1 |  |  | 1SDA080701R1
25 | Q | XT4SQ4040GFF000XXX | 1SDA075496R1+1SDA080701R1 | XT4S 250 Ekip LSIG In=40A 4p F F UL/CSA | 25:Q | XT4SQ4040GFF000XXX | https://new.abb.com/products/en/1SDA075496R1 |  |  | 1SDA080701R1
25 | Q | XT4SQ4040HFF000XXX | 1SDA080231R1+1SDA080701R1 | XT4S 250 EKIP E-LSIG In=40A 4p FF UL/CSA | 25:Q | XT4SQ4040HFF000XXX | https://new.abb.com/products/en/1SDA080231R1 |  |  | 1SDA080701R1
25 | Q | XT4SQ4050AFF000XXX | 1SDA075210R1+1SDA080701R1 | XT4S 250 TMF 50-500 4p F F UL/CSA | 25:Q | XT4SQ4050AFF000XXX | https://new.abb.com/products/en/1SDA075210R1 |  |  | 1SDA080701R1
25 | Q | XT4SQ4060AFF000XXX | 1SDA075211R1+1SDA080701R1 | XT4S 250 TMF 60-600 4p F F UL/CSA | 25:Q | XT4SQ4060AFF000XXX | https://new.abb.com/products/en/1SDA075211R1 |  |  | 1SDA080701R1
25 | Q | XT4SQ4060CFF000XXX | 1SDA102327R1+1SDA080701R1 | XT4S 250 Ekip Dip LIG In60A 4p FF UL/CSA | 25:Q | XT4SQ4060CFF000XXX | https://new.abb.com/products/en/1SDA102327R1 |  |  | 1SDA080701R1
25 | Q | XT4SQ4060EFF000XXX | 1SDA075377R1+1SDA080701R1 | XT4S 250 Ekip LS/I In=60A 4p F F UL/CSA | 25:Q | XT4SQ4060EFF000XXX | https://new.abb.com/products/en/1SDA075377R1 |  |  | 1SDA080701R1
25 | Q | XT4SQ4060FFF000XXX | 1SDA075437R1+1SDA080701R1 | XT4S 250 Ekip LSI In=60A 4p F F UL/CSA | 25:Q | XT4SQ4060FFF000XXX | https://new.abb.com/products/en/1SDA075437R1 |  |  | 1SDA080701R1
25 | Q | XT4SQ4060GFF000XXX | 1SDA075497R1+1SDA080701R1 | XT4S 250 Ekip LSIG In=60A 4p F F UL/CSA | 25:Q | XT4SQ4060GFF000XXX | https://new.abb.com/products/en/1SDA075497R1 |  |  | 1SDA080701R1
25 | Q | XT4SQ4060HFF000XXX | 1SDA080233R1+1SDA080701R1 | XT4S 250 EKIP E-LSIG In=60A 4p FF UL/CSA | 25:Q | XT4SQ4060HFF000XXX | https://new.abb.com/products/en/1SDA080233R1 |  |  | 1SDA080701R1
25 | Q | XT4SQ4070AFF000XXX | 1SDA075212R1+1SDA080701R1 | XT4S 250 TMF 70-700 4p F F UL/CSA | 25:Q | XT4SQ4070AFF000XXX | https://new.abb.com/products/en/1SDA075212R1 |  |  | 1SDA080701R1
25 | Q | XT4SQ4080BFF000XXX | 1SDA075213R1+1SDA080701R1 | XT4S 250 TMA 80 400..800 4p F F UL/CSA | 25:Q | XT4SQ4080BFF000XXX | https://new.abb.com/products/en/1SDA075213R1 |  |  | 1SDA080701R1
25 | Q | XT4SQ4090BFF000XXX | 1SDA075214R1+1SDA080701R1 | XT4S 250 TMA 90 450..900 4p F F UL/CSA | 25:Q | XT4SQ4090BFF000XXX | https://new.abb.com/products/en/1SDA075214R1 |  |  | 1SDA080701R1
25 | Q | XT4SQ4100BFF000XXX | 1SDA075215R1+1SDA080701R1 | XT4S 250 TMA 100 500..1000 4p F F UL/CSA | 25:Q | XT4SQ4100BFF000XXX | https://new.abb.com/products/en/1SDA075215R1 |  |  | 1SDA080701R1
25 | Q | XT4SQ4100CFF000XXX | 1SDA102328R1+1SDA080701R1 | XT4S 250 Ekip Dip LIG In100 4p FF UL/CSA | 25:Q | XT4SQ4100CFF000XXX | https://new.abb.com/products/en/1SDA102328R1 |  |  | 1SDA080701R1
25 | Q | XT4SQ4100EFF000XXX | 1SDA075378R1+1SDA080701R1 | XT4S 250 Ekip LS/I In=100A 4p F F UL/CSA | 25:Q | XT4SQ4100EFF000XXX | https://new.abb.com/products/en/1SDA075378R1 |  |  | 1SDA080701R1
25 | Q | XT4SQ4100FFF000XXX | 1SDA075438R1+1SDA080701R1 | XT4S 250 Ekip LSI In=100A 4p F F UL/CSA | 25:Q | XT4SQ4100FFF000XXX | https://new.abb.com/products/en/1SDA075438R1 |  |  | 1SDA080701R1
25 | Q | XT4SQ4100GFF000XXX | 1SDA075498R1+1SDA080701R1 | XT4S 250 Ekip LSIG In=100A 4p F F UL/CSA | 25:Q | XT4SQ4100GFF000XXX | https://new.abb.com/products/en/1SDA075498R1 |  |  | 1SDA080701R1
25 | Q | XT4SQ4100HFF000XXX | 1SDA080235R1+1SDA080701R1 | XT4S 250 EKIP E-LSIG In100A 4p FF UL/CSA | 25:Q | XT4SQ4100HFF000XXX | https://new.abb.com/products/en/1SDA080235R1 |  |  | 1SDA080701R1
25 | Q | XT4SQ4110BFF000XXX | 1SDA075216R1+1SDA080701R1 | XT4S 250 TMA 110 550..1100 4p F F UL/CSA | 25:Q | XT4SQ4110BFF000XXX | https://new.abb.com/products/en/1SDA075216R1 |  |  | 1SDA080701R1
25 | Q | XT4SQ4125BFF000XXX | 1SDA075217R1+1SDA080701R1 | XT4S 250 TMA 125 625..1250 4p F F UL/CSA | 25:Q | XT4SQ4125BFF000XXX | https://new.abb.com/products/en/1SDA075217R1 |  |  | 1SDA080701R1
25 | Q | XT4SQ4150BFF000XXX | 1SDA075218R1+1SDA080701R1 | XT4S 250 TMA 150 750..1500 4p F F UL/CSA | 25:Q | XT4SQ4150BFF000XXX | https://new.abb.com/products/en/1SDA075218R1 |  |  | 1SDA080701R1
25 | Q | XT4SQ4150CFF000XXX | 1SDA102329R1+1SDA080701R1 | XT4S 250 Ekip Dip LIG In150 4p FF UL/CSA | 25:Q | XT4SQ4150CFF000XXX | https://new.abb.com/products/en/1SDA102329R1 |  |  | 1SDA080701R1
25 | Q | XT4SQ4150EFF000XXX | 1SDA075379R1+1SDA080701R1 | XT4S 250 Ekip LS/I In=150A 4p F F UL/CSA | 25:Q | XT4SQ4150EFF000XXX | https://new.abb.com/products/en/1SDA075379R1 |  |  | 1SDA080701R1
25 | Q | XT4SQ4150FFF000XXX | 1SDA075439R1+1SDA080701R1 | XT4S 250 Ekip LSI In=150A 4p F F UL/CSA | 25:Q | XT4SQ4150FFF000XXX | https://new.abb.com/products/en/1SDA075439R1 |  |  | 1SDA080701R1
25 | Q | XT4SQ4150GFF000XXX | 1SDA075499R1+1SDA080701R1 | XT4S 250 Ekip LSIG In=150A 4p F F UL/CSA | 25:Q | XT4SQ4150GFF000XXX | https://new.abb.com/products/en/1SDA075499R1 |  |  | 1SDA080701R1
25 | Q | XT4SQ4150HFF000XXX | 1SDA080237R1+1SDA080701R1 | XT4S 250 EKIP E-LSIG In150A 4p FF UL/CSA | 25:Q | XT4SQ4150HFF000XXX | https://new.abb.com/products/en/1SDA080237R1 |  |  | 1SDA080701R1
25 | Q | XT4SQ4175BFF000XXX | 1SDA075219R1+1SDA080701R1 | XT4S 250 TMA 175 875..1750 4p F F UL/CSA | 25:Q | XT4SQ4175BFF000XXX | https://new.abb.com/products/en/1SDA075219R1 |  |  | 1SDA080701R1
25 | Q | XT4SQ4200BFF000XXX | 1SDA075220R1+1SDA080701R1 | XT4S 250 TMA 200 1000..2000 4p FF UL/CSA | 25:Q | XT4SQ4200BFF000XXX | https://new.abb.com/products/en/1SDA075220R1 |  |  | 1SDA080701R1
25 | Q | XT4SQ4225BFF000XXX | 1SDA075221R1+1SDA080701R1 | XT4S 250 TMA 225 1125..2250 4p FF UL/CSA | 25:Q | XT4SQ4225BFF000XXX | https://new.abb.com/products/en/1SDA075221R1 |  |  | 1SDA080701R1
25 | Q | XT4SQ4225CFF000XXX | 1SDA102325R1+1SDA080701R1 | XT4S 250 Ekip Dip LIG In225 4p FF UL/CSA | 25:Q | XT4SQ4225CFF000XXX | https://new.abb.com/products/en/1SDA102325R1 |  |  | 1SDA080701R1
25 | Q | XT4SQ4225EFF000XXX | 1SDA075380R1+1SDA080701R1 | XT4S 250 Ekip LS/I In=225A 4p F F UL/CSA | 25:Q | XT4SQ4225EFF000XXX | https://new.abb.com/products/en/1SDA075380R1 |  |  | 1SDA080701R1
25 | Q | XT4SQ4225FFF000XXX | 1SDA075440R1+1SDA080701R1 | XT4S 250 Ekip LSI In=225A 4p F F UL/CSA | 25:Q | XT4SQ4225FFF000XXX | https://new.abb.com/products/en/1SDA075440R1 |  |  | 1SDA080701R1
25 | Q | XT4SQ4225GFF000XXX | 1SDA075500R1+1SDA080701R1 | XT4S 250 Ekip LSIG In=225A 4p F F UL/CSA | 25:Q | XT4SQ4225GFF000XXX | https://new.abb.com/products/en/1SDA075500R1 |  |  | 1SDA080701R1
25 | Q | XT4SQ4225HFF000XXX | 1SDA080239R1+1SDA080701R1 | XT4S 250 EKIP E-LSIG In225A 4p FF UL/CSA | 25:Q | XT4SQ4225HFF000XXX | https://new.abb.com/products/en/1SDA080239R1 |  |  | 1SDA080701R1
25 | Q | XT4SQ4250BFF000XXX | 1SDA075222R1+1SDA080701R1 | XT4S 250 TMA 250 1250..2500 4p FF UL/CSA | 25:Q | XT4SQ4250BFF000XXX | https://new.abb.com/products/en/1SDA075222R1 |  |  | 1SDA080701R1
25 | Q | XT4SQ4250CFF000XXX | 1SDA102330R1+1SDA080701R1 | XT4S 250 Ekip Dip LIG In250 4p FF UL/CSA | 25:Q | XT4SQ4250CFF000XXX | https://new.abb.com/products/en/1SDA102330R1 |  |  | 1SDA080701R1
25 | Q | XT4SQ4250EFF000XXX | 1SDA075381R1+1SDA080701R1 | XT4S 250 Ekip LS/I In=250A 4p F F UL/CSA | 25:Q | XT4SQ4250EFF000XXX | https://new.abb.com/products/en/1SDA075381R1 |  |  | 1SDA080701R1
25 | Q | XT4SQ4250FFF000XXX | 1SDA075441R1+1SDA080701R1 | XT4S 250 Ekip LSI In=250A 4p F F UL/CSA | 25:Q | XT4SQ4250FFF000XXX | https://new.abb.com/products/en/1SDA075441R1 |  |  | 1SDA080701R1
25 | Q | XT4SQ4250GFF000XXX | 1SDA075501R1+1SDA080701R1 | XT4S 250 Ekip LSIG In=250A 4p F F UL/CSA | 25:Q | XT4SQ4250GFF000XXX | https://new.abb.com/products/en/1SDA075501R1 |  |  | 1SDA080701R1
25 | Q | XT4SQ4250HFF000XXX | 1SDA080241R1+1SDA080701R1 | XT4S 250 EKIP E-LSIG In250A 4p FF UL/CSA | 25:Q | XT4SQ4250HFF000XXX | https://new.abb.com/products/en/1SDA080241R1 |  |  | 1SDA080701R1
25 | Q | XT4VQ3025AFF000XXX | 1SDA075291R1+1SDA076606R1 | XT4V 250 TMF 25-400 3p F F UL/CSA | 25:Q | XT4VQ3025AFF000XXX | https://new.abb.com/products/en/1SDA075291R1 |  |  | 1SDA076606R1
25 | Q | XT4VQ3030AFF000XXX | 1SDA075292R1+1SDA076606R1 | XT4V 250 TMF 30-400 3p F F UL/CSA | 25:Q | XT4VQ3030AFF000XXX | https://new.abb.com/products/en/1SDA075292R1 |  |  | 1SDA076606R1
25 | Q | XT4VQ3035AFF000XXX | 1SDA075293R1+1SDA076606R1 | XT4V 250 TMF 35-400 3p F F UL/CSA | 25:Q | XT4VQ3035AFF000XXX | https://new.abb.com/products/en/1SDA075293R1 |  |  | 1SDA076606R1
25 | Q | XT4VQ3040AFF000XXX | 1SDA075294R1+1SDA076606R1 | XT4V 250 TMF 40-400 3p F F UL/CSA | 25:Q | XT4VQ3040AFF000XXX | https://new.abb.com/products/en/1SDA075294R1 |  |  | 1SDA076606R1
25 | Q | XT4VQ3040EFF000XXX | 1SDA075406R1+1SDA076606R1 | XT4V 250 Ekip LS/I In=40A 3p F F UL/CSA | 25:Q | XT4VQ3040EFF000XXX | https://new.abb.com/products/en/1SDA075406R1 |  |  | 1SDA076606R1
25 | Q | XT4VQ3040FFF000XXX | 1SDA075466R1+1SDA076606R1 | XT4V 250 Ekip LSI In=40A 3p F F UL/CSA | 25:Q | XT4VQ3040FFF000XXX | https://new.abb.com/products/en/1SDA075466R1 |  |  | 1SDA076606R1
25 | Q | XT4VQ3040GFF000XXX | 1SDA075526R1+1SDA076606R1 | XT4V 250 Ekip LSIG In=40A 3p F F UL/CSA | 25:Q | XT4VQ3040GFF000XXX | https://new.abb.com/products/en/1SDA075526R1 |  |  | 1SDA076606R1
25 | Q | XT4VQ3040HFF000XXX | 1SDA080273R1+1SDA076606R1 | XT4V 250 EKIP E-LSIG In=40A 3p FF UL/CSA | 25:Q | XT4VQ3040HFF000XXX | https://new.abb.com/products/en/1SDA080273R1 |  |  | 1SDA076606R1
25 | Q | XT4VQ3040LFF000XXX | 1SDA075598R1+1SDA076606R1 | XT4V 250 Ekip M-LIU In=40A 3p F F UL/CSA | 25:Q | XT4VQ3040LFF000XXX | https://new.abb.com/products/en/1SDA075598R1 |  |  | 1SDA076606R1
25 | Q | XT4VQ3050AFF000XXX | 1SDA075295R1+1SDA076606R1 | XT4V 250 TMF 50-500 3p F F UL/CSA | 25:Q | XT4VQ3050AFF000XXX | https://new.abb.com/products/en/1SDA075295R1 |  |  | 1SDA076606R1
25 | Q | XT4VQ3060AFF000XXX | 1SDA075296R1+1SDA076606R1 | XT4V 250 TMF 60-600 3p F F UL/CSA | 25:Q | XT4VQ3060AFF000XXX | https://new.abb.com/products/en/1SDA075296R1 |  |  | 1SDA076606R1
25 | Q | XT4VQ3060EFF000XXX | 1SDA075407R1+1SDA076606R1 | XT4V 250 Ekip LS/I In=60A 3p F F UL/CSA | 25:Q | XT4VQ3060EFF000XXX | https://new.abb.com/products/en/1SDA075407R1 |  |  | 1SDA076606R1
25 | Q | XT4VQ3060FFF000XXX | 1SDA075467R1+1SDA076606R1 | XT4V 250 Ekip LSI In=60A 3p F F UL/CSA | 25:Q | XT4VQ3060FFF000XXX | https://new.abb.com/products/en/1SDA075467R1 |  |  | 1SDA076606R1
25 | Q | XT4VQ3060GFF000XXX | 1SDA075527R1+1SDA076606R1 | XT4V 250 Ekip LSIG In=60A 3p F F UL/CSA | 25:Q | XT4VQ3060GFF000XXX | https://new.abb.com/products/en/1SDA075527R1 |  |  | 1SDA076606R1
25 | Q | XT4VQ3060HFF000XXX | 1SDA080275R1+1SDA076606R1 | XT4V 250 EKIP E-LSIG In=60A 3p FF UL/CSA | 25:Q | XT4VQ3060HFF000XXX | https://new.abb.com/products/en/1SDA080275R1 |  |  | 1SDA076606R1
25 | Q | XT4VQ3060LFF000XXX | 1SDA075599R1+1SDA076606R1 | XT4V 250 Ekip M-LIU In=60A 3p F F UL/CSA | 25:Q | XT4VQ3060LFF000XXX | https://new.abb.com/products/en/1SDA075599R1 |  |  | 1SDA076606R1
25 | Q | XT4VQ3070AFF000XXX | 1SDA075297R1+1SDA076606R1 | XT4V 250 TMF 70-700 3p F F UL/CSA | 25:Q | XT4VQ3070AFF000XXX | https://new.abb.com/products/en/1SDA075297R1 |  |  | 1SDA076606R1
25 | Q | XT4VQ3080AFF000XXX | 1SDA080160R1+1SDA076606R1 | XT4V 250 TMF 80-800 3p F F UL/CSA | 25:Q | XT4VQ3080AFF000XXX | https://new.abb.com/products/en/1SDA080160R1 |  |  | 1SDA076606R1
25 | Q | XT4VQ3080BFF000XXX | 1SDA075298R1+1SDA076606R1 | XT4V 250 TMA 80 400..800 3p F F UL/CSA | 25:Q | XT4VQ3080BFF000XXX | https://new.abb.com/products/en/1SDA075298R1 |  |  | 1SDA076606R1
25 | Q | XT4VQ3090AFF000XXX | 1SDA080161R1+1SDA076606R1 | XT4V 250 TMF 90-900 3p F F UL/CSA | 25:Q | XT4VQ3090AFF000XXX | https://new.abb.com/products/en/1SDA080161R1 |  |  | 1SDA076606R1
25 | Q | XT4VQ3090BFF000XXX | 1SDA075299R1+1SDA076606R1 | XT4V 250 TMA 90 450..900 3p F F UL/CSA | 25:Q | XT4VQ3090BFF000XXX | https://new.abb.com/products/en/1SDA075299R1 |  |  | 1SDA076606R1
25 | Q | XT4VQ3100AFF000XXX | 1SDA080152R1+1SDA076606R1 | XT4V 250 TMF 100-1000 3p F F UL/CSA | 25:Q | XT4VQ3100AFF000XXX | https://new.abb.com/products/en/1SDA080152R1 |  |  | 1SDA076606R1
25 | Q | XT4VQ3100BFF000XXX | 1SDA075300R1+1SDA076606R1 | XT4V 250 TMA 100 500..1000 3p F F UL/CSA | 25:Q | XT4VQ3100BFF000XXX | https://new.abb.com/products/en/1SDA075300R1 |  |  | 1SDA076606R1
25 | Q | XT4VQ3100EFF000XXX | 1SDA075408R1+1SDA076606R1 | XT4V 250 Ekip LS/I In=100A 3p F F UL/CSA | 25:Q | XT4VQ3100EFF000XXX | https://new.abb.com/products/en/1SDA075408R1 |  |  | 1SDA076606R1
25 | Q | XT4VQ3100FFF000XXX | 1SDA075468R1+1SDA076606R1 | XT4V 250 Ekip LSI In=100A 3p F F UL/CSA | 25:Q | XT4VQ3100FFF000XXX | https://new.abb.com/products/en/1SDA075468R1 |  |  | 1SDA076606R1
25 | Q | XT4VQ3100GFF000XXX | 1SDA075528R1+1SDA076606R1 | XT4V 250 Ekip LSIG In=100A 3p F F UL/CSA | 25:Q | XT4VQ3100GFF000XXX | https://new.abb.com/products/en/1SDA075528R1 |  |  | 1SDA076606R1
25 | Q | XT4VQ3100HFF000XXX | 1SDA080277R1+1SDA076606R1 | XT4V 250 EKIP E-LSIG In100A 3p FF UL/CSA | 25:Q | XT4VQ3100HFF000XXX | https://new.abb.com/products/en/1SDA080277R1 |  |  | 1SDA076606R1
25 | Q | XT4VQ3100LFF000XXX | 1SDA075600R1+1SDA076606R1 | XT4V 250 Ekip M-LIU In=100A 3p FF UL/CSA | 25:Q | XT4VQ3100LFF000XXX | https://new.abb.com/products/en/1SDA075600R1 |  |  | 1SDA076606R1
25 | Q | XT4VQ3100WFF000XXX | 1SDA102295R1+1SDA076606R1 | XT4V 250 EkipMTouchLRIU(MPCB)100 3pFF UL | 25:Q | XT4VQ3100WFF000XXX | https://new.abb.com/products/en/1SDA102295R1 |  |  | 1SDA076606R1
25 | Q | XT4VQ3110AFF000XXX | 1SDA080153R1+1SDA076606R1 | XT4V 250 TMF 110-1100 3p F F UL/CSA | 25:Q | XT4VQ3110AFF000XXX | https://new.abb.com/products/en/1SDA080153R1 |  |  | 1SDA076606R1
25 | Q | XT4VQ3110BFF000XXX | 1SDA075301R1+1SDA076606R1 | XT4V 250 TMA 110 550..1100 3p F F UL/CSA | 25:Q | XT4VQ3110BFF000XXX | https://new.abb.com/products/en/1SDA075301R1 |  |  | 1SDA076606R1
25 | Q | XT4VQ3125AFF000XXX | 1SDA080154R1+1SDA076606R1 | XT4V 250 TMF 125-1250 3p F F UL/CSA | 25:Q | XT4VQ3125AFF000XXX | https://new.abb.com/products/en/1SDA080154R1 |  |  | 1SDA076606R1
25 | Q | XT4VQ3125BFF000XXX | 1SDA075302R1+1SDA076606R1 | XT4V 250 TMA 125 625..1250 3p F F UL/CSA | 25:Q | XT4VQ3125BFF000XXX | https://new.abb.com/products/en/1SDA075302R1 |  |  | 1SDA076606R1
25 | Q | XT4VQ3150AFF000XXX | 1SDA080155R1+1SDA076606R1 | XT4V 250 TMF 150-1500 3p F F UL/CSA | 25:Q | XT4VQ3150AFF000XXX | https://new.abb.com/products/en/1SDA080155R1 |  |  | 1SDA076606R1
25 | Q | XT4VQ3150BFF000XXX | 1SDA075303R1+1SDA076606R1 | XT4V 250 TMA 150 750..1500 3p F F UL/CSA | 25:Q | XT4VQ3150BFF000XXX | https://new.abb.com/products/en/1SDA075303R1 |  |  | 1SDA076606R1
25 | Q | XT4VQ3150EFF000XXX | 1SDA075409R1+1SDA076606R1 | XT4V 250 Ekip LS/I In=150A 3p F F UL/CSA | 25:Q | XT4VQ3150EFF000XXX | https://new.abb.com/products/en/1SDA075409R1 |  |  | 1SDA076606R1
25 | Q | XT4VQ3150FFF000XXX | 1SDA075469R1+1SDA076606R1 | XT4V 250 Ekip LSI In=150A 3p F F UL/CSA | 25:Q | XT4VQ3150FFF000XXX | https://new.abb.com/products/en/1SDA075469R1 |  |  | 1SDA076606R1
25 | Q | XT4VQ3150GFF000XXX | 1SDA075529R1+1SDA076606R1 | XT4V 250 Ekip LSIG In=150A 3p F F UL/CSA | 25:Q | XT4VQ3150GFF000XXX | https://new.abb.com/products/en/1SDA075529R1 |  |  | 1SDA076606R1
25 | Q | XT4VQ3150HFF000XXX | 1SDA080279R1+1SDA076606R1 | XT4V 250 EKIP E-LSIG In150A 3p FF UL/CSA | 25:Q | XT4VQ3150HFF000XXX | https://new.abb.com/products/en/1SDA080279R1 |  |  | 1SDA076606R1
25 | Q | XT4VQ3150LFF000XXX | 1SDA075601R1+1SDA076606R1 | XT4V 250 Ekip M-LIU In=150A 3p FF UL/CSA | 25:Q | XT4VQ3150LFF000XXX | https://new.abb.com/products/en/1SDA075601R1 |  |  | 1SDA076606R1
25 | Q | XT4VQ3150WFF000XXX | 1SDA102296R1+1SDA076606R1 | XT4V 250 EkipMTouchLRIU(MPCB)150 3pFF UL | 25:Q | XT4VQ3150WFF000XXX | https://new.abb.com/products/en/1SDA102296R1 |  |  | 1SDA076606R1
25 | Q | XT4VQ3175AFF000XXX | 1SDA080156R1+1SDA076606R1 | XT4V 250 TMF 175-1750 3p F F UL/CSA | 25:Q | XT4VQ3175AFF000XXX | https://new.abb.com/products/en/1SDA080156R1 |  |  | 1SDA076606R1
25 | Q | XT4VQ3175BFF000XXX | 1SDA075304R1+1SDA076606R1 | XT4V 250 TMA 175 875..1750 3p F F UL/CSA | 25:Q | XT4VQ3175BFF000XXX | https://new.abb.com/products/en/1SDA075304R1 |  |  | 1SDA076606R1
25 | Q | XT4VQ3200AFF000XXX | 1SDA080157R1+1SDA076606R1 | XT4V 250 TMF 200-2000 3p F F UL/CSA | 25:Q | XT4VQ3200AFF000XXX | https://new.abb.com/products/en/1SDA080157R1 |  |  | 1SDA076606R1
25 | Q | XT4VQ3200BFF000XXX | 1SDA075305R1+1SDA076606R1 | XT4V 250 TMA 200 1000..2000 3p FF UL/CSA | 25:Q | XT4VQ3200BFF000XXX | https://new.abb.com/products/en/1SDA075305R1 |  |  | 1SDA076606R1
25 | Q | XT4VQ3200WFF000XXX | 1SDA102297R1+1SDA076606R1 | XT4V 250 EkipMTouchLRIU(MPCB)200 3pFF UL | 25:Q | XT4VQ3200WFF000XXX | https://new.abb.com/products/en/1SDA102297R1 |  |  | 1SDA076606R1
25 | Q | XT4VQ3225AFF000XXX | 1SDA080158R1+1SDA076606R1 | XT4V 250 TMF 225-2250 3p F F UL/CSA | 25:Q | XT4VQ3225AFF000XXX | https://new.abb.com/products/en/1SDA080158R1 |  |  | 1SDA076606R1
25 | Q | XT4VQ3225BFF000XXX | 1SDA075306R1+1SDA076606R1 | XT4V 250 TMA 225 1125..2250 3p FF UL/CSA | 25:Q | XT4VQ3225BFF000XXX | https://new.abb.com/products/en/1SDA075306R1 |  |  | 1SDA076606R1
25 | Q | XT4VQ3225EFF000XXX | 1SDA075410R1+1SDA076606R1 | XT4V 250 Ekip LS/I In=225A 3p F F UL/CSA | 25:Q | XT4VQ3225EFF000XXX | https://new.abb.com/products/en/1SDA075410R1 |  |  | 1SDA076606R1
25 | Q | XT4VQ3225FFF000XXX | 1SDA075470R1+1SDA076606R1 | XT4V 250 Ekip LSI In=225A 3p F F UL/CSA | 25:Q | XT4VQ3225FFF000XXX | https://new.abb.com/products/en/1SDA075470R1 |  |  | 1SDA076606R1
25 | Q | XT4VQ3225GFF000XXX | 1SDA075530R1+1SDA076606R1 | XT4V 250 Ekip LSIG In=225A 3p F F UL/CSA | 25:Q | XT4VQ3225GFF000XXX | https://new.abb.com/products/en/1SDA075530R1 |  |  | 1SDA076606R1
25 | Q | XT4VQ3225HFF000XXX | 1SDA080281R1+1SDA076606R1 | XT4V 250 EKIP E-LSIG In225A 3p FF UL/CSA | 25:Q | XT4VQ3225HFF000XXX | https://new.abb.com/products/en/1SDA080281R1 |  |  | 1SDA076606R1
25 | Q | XT4VQ3250AFF000XXX | 1SDA080159R1+1SDA076606R1 | XT4V 250 TMF 250-2500 3p F F UL/CSA | 25:Q | XT4VQ3250AFF000XXX | https://new.abb.com/products/en/1SDA080159R1 |  |  | 1SDA076606R1
25 | Q | XT4VQ3250BFF000XXX | 1SDA075307R1+1SDA076606R1 | XT4V 250 TMA 250 1250..2500 3p FF UL/CSA | 25:Q | XT4VQ3250BFF000XXX | https://new.abb.com/products/en/1SDA075307R1 |  |  | 1SDA076606R1
25 | Q | XT4VQ3250EFF000XXX | 1SDA075411R1+1SDA076606R1 | XT4V 250 Ekip LS/I In=250A 3p F F UL/CSA | 25:Q | XT4VQ3250EFF000XXX | https://new.abb.com/products/en/1SDA075411R1 |  |  | 1SDA076606R1
25 | Q | XT4VQ3250FFF000XXX | 1SDA075471R1+1SDA076606R1 | XT4V 250 Ekip LSI In=250A 3p F F UL/CSA | 25:Q | XT4VQ3250FFF000XXX | https://new.abb.com/products/en/1SDA075471R1 |  |  | 1SDA076606R1
25 | Q | XT4VQ3250GFF000XXX | 1SDA075531R1+1SDA076606R1 | XT4V 250 Ekip LSIG In=250A 3p F F UL/CSA | 25:Q | XT4VQ3250GFF000XXX | https://new.abb.com/products/en/1SDA075531R1 |  |  | 1SDA076606R1
25 | Q | XT4VQ3250HFF000XXX | 1SDA080283R1+1SDA076606R1 | XT4V 250 EKIP E-LSIG In250A 3p FF UL/CSA | 25:Q | XT4VQ3250HFF000XXX | https://new.abb.com/products/en/1SDA080283R1 |  |  | 1SDA076606R1
25 | Q | XT4VQ4025AFF000XXX | 1SDA075308R1+1SDA080701R1 | XT4V 250 TMF 25-400 4p F F UL/CSA | 25:Q | XT4VQ4025AFF000XXX | https://new.abb.com/products/en/1SDA075308R1 |  |  | 1SDA080701R1
25 | Q | XT4VQ4030AFF000XXX | 1SDA075309R1+1SDA080701R1 | XT4V 250 TMF 30-400 4p F F UL/CSA | 25:Q | XT4VQ4030AFF000XXX | https://new.abb.com/products/en/1SDA075309R1 |  |  | 1SDA080701R1
25 | Q | XT4VQ4035AFF000XXX | 1SDA075310R1+1SDA080701R1 | XT4V 250 TMF 35-400 4p F F UL/CSA | 25:Q | XT4VQ4035AFF000XXX | https://new.abb.com/products/en/1SDA075310R1 |  |  | 1SDA080701R1
25 | Q | XT4VQ4040AFF000XXX | 1SDA075311R1+1SDA080701R1 | XT4V 250 TMF 40-400 4p F F UL/CSA | 25:Q | XT4VQ4040AFF000XXX | https://new.abb.com/products/en/1SDA075311R1 |  |  | 1SDA080701R1
25 | Q | XT4VQ4040EFF000XXX | 1SDA075412R1+1SDA080701R1 | XT4V 250 Ekip LS/I In=40A 4p F F UL/CSA | 25:Q | XT4VQ4040EFF000XXX | https://new.abb.com/products/en/1SDA075412R1 |  |  | 1SDA080701R1
25 | Q | XT4VQ4040FFF000XXX | 1SDA075472R1+1SDA080701R1 | XT4V 250 Ekip LSI In=40A 4p F F UL/CSA | 25:Q | XT4VQ4040FFF000XXX | https://new.abb.com/products/en/1SDA075472R1 |  |  | 1SDA080701R1
25 | Q | XT4VQ4040GFF000XXX | 1SDA075532R1+1SDA080701R1 | XT4V 250 Ekip LSIG In=40A 4p F F UL/CSA | 25:Q | XT4VQ4040GFF000XXX | https://new.abb.com/products/en/1SDA075532R1 |  |  | 1SDA080701R1
25 | Q | XT4VQ4040HFF000XXX | 1SDA080274R1+1SDA080701R1 | XT4V 250 EKIP E-LSIG In=40A 4p FF UL/CSA | 25:Q | XT4VQ4040HFF000XXX | https://new.abb.com/products/en/1SDA080274R1 |  |  | 1SDA080701R1
25 | Q | XT4VQ4050AFF000XXX | 1SDA075312R1+1SDA080701R1 | XT4V 250 TMF 50-500 4p F F UL/CSA | 25:Q | XT4VQ4050AFF000XXX | https://new.abb.com/products/en/1SDA075312R1 |  |  | 1SDA080701R1
25 | Q | XT4VQ4060AFF000XXX | 1SDA075313R1+1SDA080701R1 | XT4V 250 TMF 60-600 4p F F UL/CSA | 25:Q | XT4VQ4060AFF000XXX | https://new.abb.com/products/en/1SDA075313R1 |  |  | 1SDA080701R1
25 | Q | XT4VQ4060EFF000XXX | 1SDA075413R1+1SDA080701R1 | XT4V 250 Ekip LS/I In=60A 4p F F UL/CSA | 25:Q | XT4VQ4060EFF000XXX | https://new.abb.com/products/en/1SDA075413R1 |  |  | 1SDA080701R1
25 | Q | XT4VQ4060FFF000XXX | 1SDA075473R1+1SDA080701R1 | XT4V 250 Ekip LSI In=60A 4p F F UL/CSA | 25:Q | XT4VQ4060FFF000XXX | https://new.abb.com/products/en/1SDA075473R1 |  |  | 1SDA080701R1
25 | Q | XT4VQ4060GFF000XXX | 1SDA075533R1+1SDA080701R1 | XT4V 250 Ekip LSIG In=60A 4p F F UL/CSA | 25:Q | XT4VQ4060GFF000XXX | https://new.abb.com/products/en/1SDA075533R1 |  |  | 1SDA080701R1
25 | Q | XT4VQ4060HFF000XXX | 1SDA080276R1+1SDA080701R1 | XT4V 250 EKIP E-LSIG In=60A 4p FF UL/CSA | 25:Q | XT4VQ4060HFF000XXX | https://new.abb.com/products/en/1SDA080276R1 |  |  | 1SDA080701R1
25 | Q | XT4VQ4070AFF000XXX | 1SDA075314R1+1SDA080701R1 | XT4V 250 TMF 70-700 4p F F UL/CSA | 25:Q | XT4VQ4070AFF000XXX | https://new.abb.com/products/en/1SDA075314R1 |  |  | 1SDA080701R1
25 | Q | XT4VQ4080BFF000XXX | 1SDA075315R1+1SDA080701R1 | XT4V 250 TMA 80 400..800 4p F F UL/CSA | 25:Q | XT4VQ4080BFF000XXX | https://new.abb.com/products/en/1SDA075315R1 |  |  | 1SDA080701R1
25 | Q | XT4VQ4090BFF000XXX | 1SDA075316R1+1SDA080701R1 | XT4V 250 TMA 90 450..900 4p F F UL/CSA | 25:Q | XT4VQ4090BFF000XXX | https://new.abb.com/products/en/1SDA075316R1 |  |  | 1SDA080701R1
25 | Q | XT4VQ4100BFF000XXX | 1SDA075317R1+1SDA080701R1 | XT4V 250 TMA 100 500..1000 4p F F UL/CSA | 25:Q | XT4VQ4100BFF000XXX | https://new.abb.com/products/en/1SDA075317R1 |  |  | 1SDA080701R1
25 | Q | XT4VQ4100EFF000XXX | 1SDA075414R1+1SDA080701R1 | XT4V 250 Ekip LS/I In=100A 4p F F UL/CSA | 25:Q | XT4VQ4100EFF000XXX | https://new.abb.com/products/en/1SDA075414R1 |  |  | 1SDA080701R1
25 | Q | XT4VQ4100FFF000XXX | 1SDA075474R1+1SDA080701R1 | XT4V 250 Ekip LSI In=100A 4p F F UL/CSA | 25:Q | XT4VQ4100FFF000XXX | https://new.abb.com/products/en/1SDA075474R1 |  |  | 1SDA080701R1
25 | Q | XT4VQ4100GFF000XXX | 1SDA075534R1+1SDA080701R1 | XT4V 250 Ekip LSIG In=100A 4p F F UL/CSA | 25:Q | XT4VQ4100GFF000XXX | https://new.abb.com/products/en/1SDA075534R1 |  |  | 1SDA080701R1
25 | Q | XT4VQ4100HFF000XXX | 1SDA080278R1+1SDA080701R1 | XT4V 250 EKIP E-LSIG In100A 4p FF UL/CSA | 25:Q | XT4VQ4100HFF000XXX | https://new.abb.com/products/en/1SDA080278R1 |  |  | 1SDA080701R1
25 | Q | XT4VQ4110BFF000XXX | 1SDA075318R1+1SDA080701R1 | XT4V 250 TMA 110 550..1100 4p F F UL/CSA | 25:Q | XT4VQ4110BFF000XXX | https://new.abb.com/products/en/1SDA075318R1 |  |  | 1SDA080701R1
25 | Q | XT4VQ4125BFF000XXX | 1SDA075319R1+1SDA080701R1 | XT4V 250 TMA 125 625..1250 4p F F UL/CSA | 25:Q | XT4VQ4125BFF000XXX | https://new.abb.com/products/en/1SDA075319R1 |  |  | 1SDA080701R1
25 | Q | XT4VQ4150BFF000XXX | 1SDA075320R1+1SDA080701R1 | XT4V 250 TMA 150 750..1500 4p F F UL/CSA | 25:Q | XT4VQ4150BFF000XXX | https://new.abb.com/products/en/1SDA075320R1 |  |  | 1SDA080701R1
25 | Q | XT4VQ4150EFF000XXX | 1SDA075415R1+1SDA080701R1 | XT4V 250 Ekip LS/I In=150A 4p F F UL/CSA | 25:Q | XT4VQ4150EFF000XXX | https://new.abb.com/products/en/1SDA075415R1 |  |  | 1SDA080701R1
25 | Q | XT4VQ4150FFF000XXX | 1SDA075475R1+1SDA080701R1 | XT4V 250 Ekip LSI In=150A 4p F F UL/CSA | 25:Q | XT4VQ4150FFF000XXX | https://new.abb.com/products/en/1SDA075475R1 |  |  | 1SDA080701R1
25 | Q | XT4VQ4150GFF000XXX | 1SDA075535R1+1SDA080701R1 | XT4V 250 Ekip LSIG In=150A 4p F F UL/CSA | 25:Q | XT4VQ4150GFF000XXX | https://new.abb.com/products/en/1SDA075535R1 |  |  | 1SDA080701R1
25 | Q | XT4VQ4150HFF000XXX | 1SDA080280R1+1SDA080701R1 | XT4V 250 EKIP E-LSIG In150A 4p FF UL/CSA | 25:Q | XT4VQ4150HFF000XXX | https://new.abb.com/products/en/1SDA080280R1 |  |  | 1SDA080701R1
25 | Q | XT4VQ4175BFF000XXX | 1SDA075321R1+1SDA080701R1 | XT4V 250 TMA 175 875..1750 4p F F UL/CSA | 25:Q | XT4VQ4175BFF000XXX | https://new.abb.com/products/en/1SDA075321R1 |  |  | 1SDA080701R1
25 | Q | XT4VQ4200BFF000XXX | 1SDA075322R1+1SDA080701R1 | XT4V 250 TMA 200 1000..2000 4p FF UL/CSA | 25:Q | XT4VQ4200BFF000XXX | https://new.abb.com/products/en/1SDA075322R1 |  |  | 1SDA080701R1
25 | Q | XT4VQ4225BFF000XXX | 1SDA075323R1+1SDA080701R1 | XT4V 250 TMA 225 1125..2250 4p FF UL/CSA | 25:Q | XT4VQ4225BFF000XXX | https://new.abb.com/products/en/1SDA075323R1 |  |  | 1SDA080701R1
25 | Q | XT4VQ4225EFF000XXX | 1SDA075416R1+1SDA080701R1 | XT4V 250 Ekip LS/I In=225A 4p F F UL/CSA | 25:Q | XT4VQ4225EFF000XXX | https://new.abb.com/products/en/1SDA075416R1 |  |  | 1SDA080701R1
25 | Q | XT4VQ4225FFF000XXX | 1SDA075476R1+1SDA080701R1 | XT4V 250 Ekip LSI In=225A 4p F F UL/CSA | 25:Q | XT4VQ4225FFF000XXX | https://new.abb.com/products/en/1SDA075476R1 |  |  | 1SDA080701R1
25 | Q | XT4VQ4225GFF000XXX | 1SDA075536R1+1SDA080701R1 | XT4V 250 Ekip LSIG In=225A 4p F F UL/CSA | 25:Q | XT4VQ4225GFF000XXX | https://new.abb.com/products/en/1SDA075536R1 |  |  | 1SDA080701R1
25 | Q | XT4VQ4225HFF000XXX | 1SDA080282R1+1SDA080701R1 | XT4V 250 EKIP E-LSIG In225A 4p FF UL/CSA | 25:Q | XT4VQ4225HFF000XXX | https://new.abb.com/products/en/1SDA080282R1 |  |  | 1SDA080701R1
25 | Q | XT4VQ4250BFF000XXX | 1SDA075324R1+1SDA080701R1 | XT4V 250 TMA 250 1250..2500 4p FF UL/CSA | 25:Q | XT4VQ4250BFF000XXX | https://new.abb.com/products/en/1SDA075324R1 |  |  | 1SDA080701R1
25 | Q | XT4VQ4250EFF000XXX | 1SDA075417R1+1SDA080701R1 | XT4V 250 Ekip LS/I In=250A 4p F F UL/CSA | 25:Q | XT4VQ4250EFF000XXX | https://new.abb.com/products/en/1SDA075417R1 |  |  | 1SDA080701R1
25 | Q | XT4VQ4250FFF000XXX | 1SDA075477R1+1SDA080701R1 | XT4V 250 Ekip LSI In=250A 4p F F UL/CSA | 25:Q | XT4VQ4250FFF000XXX | https://new.abb.com/products/en/1SDA075477R1 |  |  | 1SDA080701R1
25 | Q | XT4VQ4250GFF000XXX | 1SDA075537R1+1SDA080701R1 | XT4V 250 Ekip LSIG In=250A 4p F F UL/CSA | 25:Q | XT4VQ4250GFF000XXX | https://new.abb.com/products/en/1SDA075537R1 |  |  | 1SDA080701R1
25 | Q | XT4VQ4250HFF000XXX | 1SDA080284R1+1SDA080701R1 | XT4V 250 EKIP E-LSIG In250A 4p FF UL/CSA | 25:Q | XT4VQ4250HFF000XXX | https://new.abb.com/products/en/1SDA080284R1 |  |  | 1SDA080701R1
25 | Q | XT4XQ3040LFF000XXX | 1SDA107387R1+1SDA076606R1 | XT4X 250 Ekip M-LIU In=40A 3p F F UL/CSA | 25:Q | XT4XQ3040LFF000XXX | https://new.abb.com/products/en/1SDA107387R1 |  |  | 1SDA076606R1
25 | Q | XT4XQ3060LFF000XXX | 1SDA107388R1+1SDA076606R1 | XT4X 250 Ekip M-LIU In=60A 3p F F UL/CSA | 25:Q | XT4XQ3060LFF000XXX | https://new.abb.com/products/en/1SDA107388R1 |  |  | 1SDA076606R1
25 | Q | XT4XQ3100LFF000XXX | 1SDA107389R1+1SDA076606R1 | XT4X 250 Ekip M-LIU In=100A 3p FF UL/CSA | 25:Q | XT4XQ3100LFF000XXX | https://new.abb.com/products/en/1SDA107389R1 |  |  | 1SDA076606R1
25 | Q | XT4XQ3100WFF000XXX | 1SDA102298R1+1SDA076606R1 | XT4X 250 EkipMTouchLRIU(MPCB)100 3pFF UL | 25:Q | XT4XQ3100WFF000XXX | https://new.abb.com/products/en/1SDA102298R1 |  |  | 1SDA076606R1
38 | Q | XT4XQ3150AFF000XXX | 1SDA102347R1+1SDA080296R1+1SDA076603R1 | XT4X 250 TMF 150-1500 3p F F UL/CSA | 38:Q | XT4XQ3150AFF000XXX |  | https://new.abb.com/products/en/1SDA102347R1 | https://new.abb.com/products/en/1SDA080296R1 | 1SDA076603R1
38 | Q | XT4XQ3150BFF000XXX | 1SDA102347R1+1SDA075710R1+1SDA076603R1 | XT4X 250 TMA 150 750..1500 3p F F UL/CSA | 38:Q | XT4XQ3150BFF000XXX |  | https://new.abb.com/products/en/1SDA102347R1 | https://new.abb.com/products/en/1SDA075710R1 | 1SDA076603R1
25 | Q | XT4XQ3150LFF000XXX | 1SDA107390R1+1SDA076606R1 | XT4X 250 Ekip M-LIU In=150A 3p FF UL/CSA | 25:Q | XT4XQ3150LFF000XXX | https://new.abb.com/products/en/1SDA107390R1 |  |  | 1SDA076606R1
25 | Q | XT4XQ3150WFF000XXX | 1SDA102299R1+1SDA076606R1 | XT4X 250 EkipMTouchLRIU(MPCB)150 3pFF UL | 25:Q | XT4XQ3150WFF000XXX | https://new.abb.com/products/en/1SDA102299R1 |  |  | 1SDA076606R1
38 | Q | XT4XQ3175AFF000XXX | 1SDA102347R1+1SDA080297R1+1SDA076603R1 | XT4X 250 TMF 175-1750 3p F F UL/CSA | 38:Q | XT4XQ3175AFF000XXX |  | https://new.abb.com/products/en/1SDA102347R1 | https://new.abb.com/products/en/1SDA080297R1 | 1SDA076603R1
38 | Q | XT4XQ3175BFF000XXX | 1SDA102347R1+1SDA075711R1+1SDA076603R1 | XT4X 250 TMA 175 875..1750 3p F F UL/CSA | 38:Q | XT4XQ3175BFF000XXX |  | https://new.abb.com/products/en/1SDA102347R1 | https://new.abb.com/products/en/1SDA075711R1 | 1SDA076603R1
38 | Q | XT4XQ3200AFF000XXX | 1SDA102347R1+1SDA080298R1+1SDA076603R1 | XT4X 250 TMF 200-2000 3p F F UL/CSA | 38:Q | XT4XQ3200AFF000XXX |  | https://new.abb.com/products/en/1SDA102347R1 | https://new.abb.com/products/en/1SDA080298R1 | 1SDA076603R1
38 | Q | XT4XQ3200BFF000XXX | 1SDA102347R1+1SDA075712R1+1SDA076603R1 | XT4X 250 TMA 200 1000..2000 3p FF UL/CSA | 38:Q | XT4XQ3200BFF000XXX |  | https://new.abb.com/products/en/1SDA102347R1 | https://new.abb.com/products/en/1SDA075712R1 | 1SDA076603R1
25 | Q | XT4XQ3200WFF000XXX | 1SDA102300R1+1SDA076606R1 | XT4X 250 EkipMTouchLRIU(MPCB)200 3pFF UL | 25:Q | XT4XQ3200WFF000XXX | https://new.abb.com/products/en/1SDA102300R1 |  |  | 1SDA076606R1
38 | Q | XT4XQ3225AFF000XXX | 1SDA102347R1+1SDA080299R1+1SDA076603R1 | XT4X 250 TMF 225-2250 3p F F UL/CSA | 38:Q | XT4XQ3225AFF000XXX |  | https://new.abb.com/products/en/1SDA102347R1 | https://new.abb.com/products/en/1SDA080299R1 | 1SDA076603R1
38 | Q | XT4XQ3225BFF000XXX | 1SDA102347R1+1SDA075713R1+1SDA076603R1 | XT4X 250 TMA 225 1125..2250 3p FF UL/CSA | 38:Q | XT4XQ3225BFF000XXX |  | https://new.abb.com/products/en/1SDA102347R1 | https://new.abb.com/products/en/1SDA075713R1 | 1SDA076603R1
38 | Q | XT4XQ3250AFF000XXX | 1SDA102347R1+1SDA080300R1+1SDA076603R1 | XT4X 250 TMF 250-2500 3p F F UL/CSA | 38:Q | XT4XQ3250AFF000XXX |  | https://new.abb.com/products/en/1SDA102347R1 | https://new.abb.com/products/en/1SDA080300R1 | 1SDA076603R1
38 | Q | XT4XQ3250BFF000XXX | 1SDA102347R1+1SDA075714R1+1SDA076603R1 | XT4X 250 TMA 250 1250..2500 3p FF UL/CSA | 38:Q | XT4XQ3250BFF000XXX |  | https://new.abb.com/products/en/1SDA102347R1 | https://new.abb.com/products/en/1SDA075714R1 | 1SDA076603R1
38 | Q | XT4XQ4150BFF000XXX | 1SDA102349R1+1SDA075727R1+1SDA080698R1 | XT4X 250 TMA 150 750..1500 4p F F UL/CSA | 38:Q | XT4XQ4150BFF000XXX |  | https://new.abb.com/products/en/1SDA102349R1 | https://new.abb.com/products/en/1SDA075727R1 | 1SDA080698R1
38 | Q | XT4XQ4175BFF000XXX | 1SDA102349R1+1SDA075728R1+1SDA080698R1 | XT4X 250 TMA 175 875..1750 4p F F UL/CSA | 38:Q | XT4XQ4175BFF000XXX |  | https://new.abb.com/products/en/1SDA102349R1 | https://new.abb.com/products/en/1SDA075728R1 | 1SDA080698R1
38 | Q | XT4XQ4200BFF000XXX | 1SDA102349R1+1SDA075729R1+1SDA080698R1 | XT4X 250 TMA 200 1000..2000 4p FF UL/CSA | 38:Q | XT4XQ4200BFF000XXX |  | https://new.abb.com/products/en/1SDA102349R1 | https://new.abb.com/products/en/1SDA075729R1 | 1SDA080698R1
38 | Q | XT4XQ4225BFF000XXX | 1SDA102349R1+1SDA075730R1+1SDA080698R1 | XT4X 250 TMA 225 1125..2250 4p FF UL/CSA | 38:Q | XT4XQ4225BFF000XXX |  | https://new.abb.com/products/en/1SDA102349R1 | https://new.abb.com/products/en/1SDA075730R1 | 1SDA080698R1
38 | Q | XT4XQ4250BFF000XXX | 1SDA102349R1+1SDA075731R1+1SDA080698R1 | XT4X 250 TMA 250 1250..2500 4p FF UL/CSA | 38:Q | XT4XQ4250BFF000XXX |  | https://new.abb.com/products/en/1SDA102349R1 | https://new.abb.com/products/en/1SDA075731R1 | 1SDA080698R1
25 | Q | XT5HQ325ACFF000XXX | 1SDA102553R1+1SDA112973R1 | XT5H 400 Ekip Dip LIG In250 3p FF UL/CSA | 25:Q | XT5HQ325ACFF000XXX | https://new.abb.com/products/en/1SDA102553R1 |  |  | 1SDA112973R1
25 | Q | XT5HQ325AEFF000XXX | 1SDA102523R1+1SDA112973R1 | XT5H 400 Ekip Dip LS/I 250 3p FF UL/CSA | 25:Q | XT5HQ325AEFF000XXX | https://new.abb.com/products/en/1SDA102523R1 |  |  | 1SDA112973R1
25 | Q | XT5HQ325AFFF000XXX | 1SDA102527R1+1SDA112973R1 | XT5H 400 Ekip Dip LSI In250 3p FF UL/CSA | 25:Q | XT5HQ325AFFF000XXX | https://new.abb.com/products/en/1SDA102527R1 |  |  | 1SDA112973R1
25 | Q | XT5HQ325AGFF000XXX | 1SDA102531R1+1SDA112973R1 | XT5H 400 Ekip Dip LSIG 250 3p FF UL/CSA | 25:Q | XT5HQ325AGFF000XXX | https://new.abb.com/products/en/1SDA102531R1 |  |  | 1SDA112973R1
25 | Q | XT5HQ325ALFF000XXX | 1SDA102541R1+1SDA112973R1 | XT5H 400 EkipM Dip LIU(MPCB)250 3p FF UL | 25:Q | XT5HQ325ALFF000XXX | https://new.abb.com/products/en/1SDA102541R1 |  |  | 1SDA112973R1
25 | Q | XT5HQ325AWFF000XXX | 1SDA102545R1+1SDA112973R1 | XT5H 400 EkipMTouchLRIU(MPCB)250 3pFF UL | 25:Q | XT5HQ325AWFF000XXX | https://new.abb.com/products/en/1SDA102545R1 |  |  | 1SDA112973R1
25 | Q | XT5HQ330ABFF000XXX | 1SDA102519R1+1SDA112973R1 | XT5H 400 TMA 300-3000 3p FF UL | 25:Q | XT5HQ330ABFF000XXX | https://new.abb.com/products/en/1SDA102519R1 |  |  | 1SDA112973R1
25 | Q | XT5HQ330ACFF000XXX | 1SDA102554R1+1SDA112973R1 | XT5H 400 Ekip Dip LIG In300 3p FF UL/CSA | 25:Q | XT5HQ330ACFF000XXX | https://new.abb.com/products/en/1SDA102554R1 |  |  | 1SDA112973R1
25 | Q | XT5HQ330AEFF000XXX | 1SDA102524R1+1SDA112973R1 | XT5H 400 Ekip Dip LS/I 300 3p FF UL/CSA | 25:Q | XT5HQ330AEFF000XXX | https://new.abb.com/products/en/1SDA102524R1 |  |  | 1SDA112973R1
25 | Q | XT5HQ330AFFF000XXX | 1SDA102528R1+1SDA112973R1 | XT5H 400 Ekip Dip LSI In300 3p FF UL/CSA | 25:Q | XT5HQ330AFFF000XXX | https://new.abb.com/products/en/1SDA102528R1 |  |  | 1SDA112973R1
25 | Q | XT5HQ330AGFF000XXX | 1SDA102532R1+1SDA112973R1 | XT5H 400 Ekip Dip LSIG 300 3p FF UL/CSA | 25:Q | XT5HQ330AGFF000XXX | https://new.abb.com/products/en/1SDA102532R1 |  |  | 1SDA112973R1
25 | Q | XT5HQ330ALFF000XXX | 1SDA102542R1+1SDA112973R1 | XT5H 400 EkipM Dip LIU(MPCB)300 3p FF UL | 25:Q | XT5HQ330ALFF000XXX | https://new.abb.com/products/en/1SDA102542R1 |  |  | 1SDA112973R1
25 | Q | XT5HQ330ANFF000XXX | 1SDA102549R1+1SDA112973R1 | XT5H 400 TMG 300-1500 3p FF UL | 25:Q | XT5HQ330ANFF000XXX | https://new.abb.com/products/en/1SDA102549R1 |  |  | 1SDA112973R1
25 | Q | XT5HQ330AWFF000XXX | 1SDA102546R1+1SDA112973R1 | XT5H 400 EkipMTouchLRIU(MPCB)300 3pFF UL | 25:Q | XT5HQ330AWFF000XXX | https://new.abb.com/products/en/1SDA102546R1 |  |  | 1SDA112973R1
25 | Q | XT5HQ340ABFF000XXX | 1SDA102520R1+1SDA112973R1 | XT5H 400 TMA 400-4000 3p FF UL | 25:Q | XT5HQ340ABFF000XXX | https://new.abb.com/products/en/1SDA102520R1 |  |  | 1SDA112973R1
25 | Q | XT5HQ340ACFF000XXX | 1SDA102555R1+1SDA112973R1 | XT5H 400 Ekip Dip LIG In400 3p FF UL/CSA | 25:Q | XT5HQ340ACFF000XXX | https://new.abb.com/products/en/1SDA102555R1 |  |  | 1SDA112973R1
25 | Q | XT5HQ340AEFF000XXX | 1SDA102525R1+1SDA112973R1 | XT5H 400 Ekip Dip LS/I 400 3p FF UL/CSA | 25:Q | XT5HQ340AEFF000XXX | https://new.abb.com/products/en/1SDA102525R1 |  |  | 1SDA112973R1
25 | Q | XT5HQ340AFFF000XXX | 1SDA102529R1+1SDA112973R1 | XT5H 400 Ekip Dip LSI In400 3p FF UL/CSA | 25:Q | XT5HQ340AFFF000XXX | https://new.abb.com/products/en/1SDA102529R1 |  |  | 1SDA112973R1
25 | Q | XT5HQ340AGFF000XXX | 1SDA102533R1+1SDA112973R1 | XT5H 400 Ekip Dip LSIG 400 3p FF UL/CSA | 25:Q | XT5HQ340AGFF000XXX | https://new.abb.com/products/en/1SDA102533R1 |  |  | 1SDA112973R1
25 | Q | XT5HQ340ALFF000XXX | 1SDA102543R1+1SDA112973R1 | XT5H 400 EkipM Dip LIU(MPCB)400 3p FF UL | 25:Q | XT5HQ340ALFF000XXX | https://new.abb.com/products/en/1SDA102543R1 |  |  | 1SDA112973R1
25 | Q | XT5HQ340ANFF000XXX | 1SDA102550R1+1SDA112973R1 | XT5H 400 TMG 400-2000 3p FF UL | 25:Q | XT5HQ340ANFF000XXX | https://new.abb.com/products/en/1SDA102550R1 |  |  | 1SDA112973R1
25 | Q | XT5HQ340AWFF000XXX | 1SDA102547R1+1SDA112973R1 | XT5H 400 EkipMTouchLRIU(MPCB)400 3pFF UL | 25:Q | XT5HQ340AWFF000XXX | https://new.abb.com/products/en/1SDA102547R1 |  |  | 1SDA112973R1
25 | Q | XT5HQ350BBFF000XXX | 1SDA102521R1+1SDA112973R1 | XT5H 600 TMA 500-5000 3p FF InN100%In UL | 25:Q | XT5HQ350BBFF000XXX | https://new.abb.com/products/en/1SDA102521R1 |  |  | 1SDA112973R1
25 | Q | XT5HQ350BLFF000XXX | 1SDA102544R1+1SDA112973R1 | XT5H 600 EkipM Dip LIU(MPCB)500 3p FF UL | 25:Q | XT5HQ350BLFF000XXX | https://new.abb.com/products/en/1SDA102544R1 |  |  | 1SDA112973R1
25 | Q | XT5HQ350BNFF000XXX | 1SDA102551R1+1SDA112973R1 | XT5H 600 TMG 500-2500 3p FF InN100%In UL | 25:Q | XT5HQ350BNFF000XXX | https://new.abb.com/products/en/1SDA102551R1 |  |  | 1SDA112973R1
25 | Q | XT5HQ350BWFF000XXX | 1SDA102548R1+1SDA112973R1 | XT5H 600 EkipMTouchLRIU(MPCB)500 3pFF UL | 25:Q | XT5HQ350BWFF000XXX | https://new.abb.com/products/en/1SDA102548R1 |  |  | 1SDA112973R1
25 | Q | XT5HQ360BBFF000XXX | 1SDA102522R1+1SDA112973R1 | XT5H 600 TMA 600-6000 3p FF UL | 25:Q | XT5HQ360BBFF000XXX | https://new.abb.com/products/en/1SDA102522R1 |  |  | 1SDA112973R1
25 | Q | XT5HQ360BCFF000XXX | 1SDA102556R1+1SDA112973R1 | XT5H 600 Ekip Dip LIG In600 3p FF UL/CSA | 25:Q | XT5HQ360BCFF000XXX | https://new.abb.com/products/en/1SDA102556R1 |  |  | 1SDA112973R1
25 | Q | XT5HQ360BEFF000XXX | 1SDA102526R1+1SDA112973R1 | XT5H 600 Ekip Dip LS/I 600 3p FF UL/CSA | 25:Q | XT5HQ360BEFF000XXX | https://new.abb.com/products/en/1SDA102526R1 |  |  | 1SDA112973R1
25 | Q | XT5HQ360BFFF000XXX | 1SDA102530R1+1SDA112973R1 | XT5H 600 Ekip Dip LSI In600 3p FF UL/CSA | 25:Q | XT5HQ360BFFF000XXX | https://new.abb.com/products/en/1SDA102530R1 |  |  | 1SDA112973R1
25 | Q | XT5HQ360BGFF000XXX | 1SDA102534R1+1SDA112973R1 | XT5H 600 Ekip Dip LSIG 600 3p FF UL/CSA | 25:Q | XT5HQ360BGFF000XXX | https://new.abb.com/products/en/1SDA102534R1 |  |  | 1SDA112973R1
25 | Q | XT5HQ360BNFF000XXX | 1SDA102552R1+1SDA112973R1 | XT5H 600 TMG 600-3000 3p FF UL | 25:Q | XT5HQ360BNFF000XXX | https://new.abb.com/products/en/1SDA102552R1 |  |  | 1SDA112973R1
25 | Q | XT5HQ425ACFF000XXX | 1SDA102655R1+1SDA112974R1 | XT5H 400 Ekip Dip LIG In250 4p FF UL/CSA | 25:Q | XT5HQ425ACFF000XXX | https://new.abb.com/products/en/1SDA102655R1 |  |  | 1SDA112974R1
25 | Q | XT5HQ425AEFF000XXX | 1SDA102639R1+1SDA112974R1 | XT5H 400 Ekip Dip LS/I 250 4p FF UL/CSA | 25:Q | XT5HQ425AEFF000XXX | https://new.abb.com/products/en/1SDA102639R1 |  |  | 1SDA112974R1
25 | Q | XT5HQ425AFFF000XXX | 1SDA102643R1+1SDA112974R1 | XT5H 400 Ekip Dip LSI In250 4p FF UL/CSA | 25:Q | XT5HQ425AFFF000XXX | https://new.abb.com/products/en/1SDA102643R1 |  |  | 1SDA112974R1
25 | Q | XT5HQ425AGFF000XXX | 1SDA102647R1+1SDA112974R1 | XT5H 400 Ekip Dip LSIG 250 4p FF UL/CSA | 25:Q | XT5HQ425AGFF000XXX | https://new.abb.com/products/en/1SDA102647R1 |  |  | 1SDA112974R1
25 | Q | XT5HQ430ABFF000XXX | 1SDA102635R1+1SDA112974R1 | XT5H 400 TMA 300-3000 4p FF InN100%In UL | 25:Q | XT5HQ430ABFF000XXX | https://new.abb.com/products/en/1SDA102635R1 |  |  | 1SDA112974R1
25 | Q | XT5HQ430ACFF000XXX | 1SDA102656R1+1SDA112974R1 | XT5H 400 Ekip Dip LIG In300 4p FF UL/CSA | 25:Q | XT5HQ430ACFF000XXX | https://new.abb.com/products/en/1SDA102656R1 |  |  | 1SDA112974R1
25 | Q | XT5HQ430AEFF000XXX | 1SDA102640R1+1SDA112974R1 | XT5H 400 Ekip Dip LS/I 300 4p FF UL/CSA | 25:Q | XT5HQ430AEFF000XXX | https://new.abb.com/products/en/1SDA102640R1 |  |  | 1SDA112974R1
25 | Q | XT5HQ430AFFF000XXX | 1SDA102644R1+1SDA112974R1 | XT5H 400 Ekip Dip LSI In300 4p FF UL/CSA | 25:Q | XT5HQ430AFFF000XXX | https://new.abb.com/products/en/1SDA102644R1 |  |  | 1SDA112974R1
25 | Q | XT5HQ430AGFF000XXX | 1SDA102648R1+1SDA112974R1 | XT5H 400 Ekip Dip LSIG 300 4p FF UL/CSA | 25:Q | XT5HQ430AGFF000XXX | https://new.abb.com/products/en/1SDA102648R1 |  |  | 1SDA112974R1
25 | Q | XT5HQ430ANFF000XXX | 1SDA102651R1+1SDA112974R1 | XT5H 400 TMG 300-1500 4p FF InN100%In UL | 25:Q | XT5HQ430ANFF000XXX | https://new.abb.com/products/en/1SDA102651R1 |  |  | 1SDA112974R1
25 | Q | XT5HQ440ABFF000XXX | 1SDA102636R1+1SDA112974R1 | XT5H 400 TMA 400-4000 4p FF InN100%In UL | 25:Q | XT5HQ440ABFF000XXX | https://new.abb.com/products/en/1SDA102636R1 |  |  | 1SDA112974R1
25 | Q | XT5HQ440ACFF000XXX | 1SDA102657R1+1SDA112974R1 | XT5H 400 Ekip Dip LIG In400 4p FF UL/CSA | 25:Q | XT5HQ440ACFF000XXX | https://new.abb.com/products/en/1SDA102657R1 |  |  | 1SDA112974R1
25 | Q | XT5HQ440AEFF000XXX | 1SDA102641R1+1SDA112974R1 | XT5H 400 Ekip Dip LS/I 400 4p FF UL/CSA | 25:Q | XT5HQ440AEFF000XXX | https://new.abb.com/products/en/1SDA102641R1 |  |  | 1SDA112974R1
25 | Q | XT5HQ440AFFF000XXX | 1SDA102645R1+1SDA112974R1 | XT5H 400 Ekip Dip LSI In400 4p FF UL/CSA | 25:Q | XT5HQ440AFFF000XXX | https://new.abb.com/products/en/1SDA102645R1 |  |  | 1SDA112974R1
25 | Q | XT5HQ440AGFF000XXX | 1SDA102649R1+1SDA112974R1 | XT5H 400 Ekip Dip LSIG 400 4p FF UL/CSA | 25:Q | XT5HQ440AGFF000XXX | https://new.abb.com/products/en/1SDA102649R1 |  |  | 1SDA112974R1
25 | Q | XT5HQ440ANFF000XXX | 1SDA102652R1+1SDA112974R1 | XT5H 400 TMG 400-2000 4p FF InN100%In UL | 25:Q | XT5HQ440ANFF000XXX | https://new.abb.com/products/en/1SDA102652R1 |  |  | 1SDA112974R1
25 | Q | XT5HQ450BBFF000XXX | 1SDA102637R1+1SDA112974R1 | XT5H 600 TMA 500-5000 4p FF InN100%In UL | 25:Q | XT5HQ450BBFF000XXX | https://new.abb.com/products/en/1SDA102637R1 |  |  | 1SDA112974R1
25 | Q | XT5HQ450BNFF000XXX | 1SDA102653R1+1SDA112974R1 | XT5H 600 TMG 500-2500 4p FF InN100%In UL | 25:Q | XT5HQ450BNFF000XXX | https://new.abb.com/products/en/1SDA102653R1 |  |  | 1SDA112974R1
25 | Q | XT5HQ460BBFF000XXX | 1SDA102638R1+1SDA112974R1 | XT5H 600 TMA 600-6000 4p FF InN100%In UL | 25:Q | XT5HQ460BBFF000XXX | https://new.abb.com/products/en/1SDA102638R1 |  |  | 1SDA112974R1
25 | Q | XT5HQ460BCFF000XXX | 1SDA102658R1+1SDA112974R1 | XT5H 600 Ekip Dip LIG In600 4p FF UL/CSA | 25:Q | XT5HQ460BCFF000XXX | https://new.abb.com/products/en/1SDA102658R1 |  |  | 1SDA112974R1
25 | Q | XT5HQ460BEFF000XXX | 1SDA102642R1+1SDA112974R1 | XT5H 600 Ekip Dip LS/I 600 4p FF UL/CSA | 25:Q | XT5HQ460BEFF000XXX | https://new.abb.com/products/en/1SDA102642R1 |  |  | 1SDA112974R1
25 | Q | XT5HQ460BFFF000XXX | 1SDA102646R1+1SDA112974R1 | XT5H 600 Ekip Dip LSI In600 4p FF UL/CSA | 25:Q | XT5HQ460BFFF000XXX | https://new.abb.com/products/en/1SDA102646R1 |  |  | 1SDA112974R1
25 | Q | XT5HQ460BGFF000XXX | 1SDA102650R1+1SDA112974R1 | XT5H 600 Ekip Dip LSIG 600 4p FF UL/CSA | 25:Q | XT5HQ460BGFF000XXX | https://new.abb.com/products/en/1SDA102650R1 |  |  | 1SDA112974R1
25 | Q | XT5HQ460BNFF000XXX | 1SDA102654R1+1SDA112974R1 | XT5H 600 TMG 600-3000 4p FF InN100%In UL | 25:Q | XT5HQ460BNFF000XXX | https://new.abb.com/products/en/1SDA102654R1 |  |  | 1SDA112974R1
25 | Q | XT5LQ325ALFF000XXX | 1SDA107368R1+1SDA112973R1 | XT5L 400 EkipM Dip LIU(MPCB)250 3p FF UL | 25:Q | XT5LQ325ALFF000XXX | https://new.abb.com/products/en/1SDA107368R1 |  |  | 1SDA112973R1
25 | Q | XT5LQ325AWFF000XXX | 1SDA102563R1+1SDA112973R1 | XT5L 400 EkipMTouchLRIU(MPCB)250 3pFF UL | 25:Q | XT5LQ325AWFF000XXX | https://new.abb.com/products/en/1SDA102563R1 |  |  | 1SDA112973R1
25 | Q | XT5LQ330ALFF000XXX | 1SDA107369R1+1SDA112973R1 | XT5L 400 EkipM Dip LIU(MPCB)300 3p FF UL | 25:Q | XT5LQ330ALFF000XXX | https://new.abb.com/products/en/1SDA107369R1 |  |  | 1SDA112973R1
25 | Q | XT5LQ330AWFF000XXX | 1SDA102564R1+1SDA112973R1 | XT5L 400 EkipMTouchLRIU(MPCB)300 3pFF UL | 25:Q | XT5LQ330AWFF000XXX | https://new.abb.com/products/en/1SDA102564R1 |  |  | 1SDA112973R1
25 | Q | XT5LQ340ALFF000XXX | 1SDA107371R1+1SDA112973R1 | XT5L 400 EkipM Dip LIU(MPCB)400 3p FF UL | 25:Q | XT5LQ340ALFF000XXX | https://new.abb.com/products/en/1SDA107371R1 |  |  | 1SDA112973R1
25 | Q | XT5LQ340AWFF000XXX | 1SDA102565R1+1SDA112973R1 | XT5L 400 EkipMTouchLRIU(MPCB)400 3pFF UL | 25:Q | XT5LQ340AWFF000XXX | https://new.abb.com/products/en/1SDA102565R1 |  |  | 1SDA112973R1
25 | Q | XT5LQ350BLFF000XXX | 1SDA107372R1+1SDA112973R1 | XT5L 600 EkipM Dip LIU(MPCB)500 3p FF UL | 25:Q | XT5LQ350BLFF000XXX | https://new.abb.com/products/en/1SDA107372R1 |  |  | 1SDA112973R1
25 | Q | XT5LQ350BWFF000XXX | 1SDA102566R1+1SDA112973R1 | XT5L 600 EkipMTouchLRIU(MPCB)500 3pFF UL | 25:Q | XT5LQ350BWFF000XXX | https://new.abb.com/products/en/1SDA102566R1 |  |  | 1SDA112973R1
25 | Q | XT5NQ325ACFF000XXX | 1SDA102477R1+1SDA112973R1 | XT5N 400 Ekip Dip LIG In250 3p FF UL/CSA | 25:Q | XT5NQ325ACFF000XXX | https://new.abb.com/products/en/1SDA102477R1 |  |  | 1SDA112973R1
25 | Q | XT5NQ325AEFF000XXX | 1SDA102447R1+1SDA112973R1 | XT5N 400 Ekip Dip LS/I 250 3p FF UL/CSA | 25:Q | XT5NQ325AEFF000XXX | https://new.abb.com/products/en/1SDA102447R1 |  |  | 1SDA112973R1
25 | Q | XT5NQ325AFFF000XXX | 1SDA102451R1+1SDA112973R1 | XT5N 400 Ekip Dip LSI In250 3p FF UL/CSA | 25:Q | XT5NQ325AFFF000XXX | https://new.abb.com/products/en/1SDA102451R1 |  |  | 1SDA112973R1
25 | Q | XT5NQ325AGFF000XXX | 1SDA102455R1+1SDA112973R1 | XT5N 400 Ekip Dip LSIG 250 3p FF UL/CSA | 25:Q | XT5NQ325AGFF000XXX | https://new.abb.com/products/en/1SDA102455R1 |  |  | 1SDA112973R1
25 | Q | XT5NQ325ALFF000XXX | 1SDA102465R1+1SDA112973R1 | XT5N 400 EkipM Dip LIU(MPCB)250 3p FF UL | 25:Q | XT5NQ325ALFF000XXX | https://new.abb.com/products/en/1SDA102465R1 |  |  | 1SDA112973R1
25 | Q | XT5NQ325AWFF000XXX | 1SDA102469R1+1SDA112973R1 | XT5N 400 EkipMTouchLRIU(MPCB)250 3pFF UL | 25:Q | XT5NQ325AWFF000XXX | https://new.abb.com/products/en/1SDA102469R1 |  |  | 1SDA112973R1
25 | Q | XT5NQ330ABFF000XXX | 1SDA102443R1+1SDA112973R1 | XT5N 400 TMA 300-3000 3p FF UL | 25:Q | XT5NQ330ABFF000XXX | https://new.abb.com/products/en/1SDA102443R1 |  |  | 1SDA112973R1
25 | Q | XT5NQ330ACFF000XXX | 1SDA102478R1+1SDA112973R1 | XT5N 400 Ekip Dip LIG In300 3p FF UL/CSA | 25:Q | XT5NQ330ACFF000XXX | https://new.abb.com/products/en/1SDA102478R1 |  |  | 1SDA112973R1
25 | Q | XT5NQ330AEFF000XXX | 1SDA102448R1+1SDA112973R1 | XT5N 400 Ekip Dip LS/I 300 3p FF UL/CSA | 25:Q | XT5NQ330AEFF000XXX | https://new.abb.com/products/en/1SDA102448R1 |  |  | 1SDA112973R1
25 | Q | XT5NQ330AFFF000XXX | 1SDA102452R1+1SDA112973R1 | XT5N 400 Ekip Dip LSI In300 3p FF UL/CSA | 25:Q | XT5NQ330AFFF000XXX | https://new.abb.com/products/en/1SDA102452R1 |  |  | 1SDA112973R1
25 | Q | XT5NQ330AGFF000XXX | 1SDA102456R1+1SDA112973R1 | XT5N 400 Ekip Dip LSIG 300 3p FF UL/CSA | 25:Q | XT5NQ330AGFF000XXX | https://new.abb.com/products/en/1SDA102456R1 |  |  | 1SDA112973R1
25 | Q | XT5NQ330ALFF000XXX | 1SDA102466R1+1SDA112973R1 | XT5N 400 EkipM Dip LIU(MPCB)300 3p FF UL | 25:Q | XT5NQ330ALFF000XXX | https://new.abb.com/products/en/1SDA102466R1 |  |  | 1SDA112973R1
25 | Q | XT5NQ330ANFF000XXX | 1SDA102473R1+1SDA112973R1 | XT5N 400 TMG 300-1500 3p FF UL | 25:Q | XT5NQ330ANFF000XXX | https://new.abb.com/products/en/1SDA102473R1 |  |  | 1SDA112973R1
25 | Q | XT5NQ330AWFF000XXX | 1SDA102470R1+1SDA112973R1 | XT5N 400 EkipMTouchLRIU(MPCB)300 3pFF UL | 25:Q | XT5NQ330AWFF000XXX | https://new.abb.com/products/en/1SDA102470R1 |  |  | 1SDA112973R1
25 | Q | XT5NQ340ABFF000XXX | 1SDA102444R1+1SDA112973R1 | XT5N 400 TMA 400-4000 3p FF UL | 25:Q | XT5NQ340ABFF000XXX | https://new.abb.com/products/en/1SDA102444R1 |  |  | 1SDA112973R1
25 | Q | XT5NQ340ACFF000XXX | 1SDA102479R1+1SDA112973R1 | XT5N 400 Ekip Dip LIG In400 3p FF UL/CSA | 25:Q | XT5NQ340ACFF000XXX | https://new.abb.com/products/en/1SDA102479R1 |  |  | 1SDA112973R1
25 | Q | XT5NQ340AEFF000XXX | 1SDA102449R1+1SDA112973R1 | XT5N 400 Ekip Dip LS/I 400 3p FF UL/CSA | 25:Q | XT5NQ340AEFF000XXX | https://new.abb.com/products/en/1SDA102449R1 |  |  | 1SDA112973R1
25 | Q | XT5NQ340AFFF000XXX | 1SDA102453R1+1SDA112973R1 | XT5N 400 Ekip Dip LSI In400 3p FF UL/CSA | 25:Q | XT5NQ340AFFF000XXX | https://new.abb.com/products/en/1SDA102453R1 |  |  | 1SDA112973R1
25 | Q | XT5NQ340AGFF000XXX | 1SDA102457R1+1SDA112973R1 | XT5N 400 Ekip Dip LSIG 400 3p FF UL/CSA | 25:Q | XT5NQ340AGFF000XXX | https://new.abb.com/products/en/1SDA102457R1 |  |  | 1SDA112973R1
25 | Q | XT5NQ340ALFF000XXX | 1SDA102467R1+1SDA112973R1 | XT5N 400 EkipM Dip LIU(MPCB)400 3p FF UL | 25:Q | XT5NQ340ALFF000XXX | https://new.abb.com/products/en/1SDA102467R1 |  |  | 1SDA112973R1
25 | Q | XT5NQ340ANFF000XXX | 1SDA102474R1+1SDA112973R1 | XT5N 400 TMG 400-2000 3p FF UL | 25:Q | XT5NQ340ANFF000XXX | https://new.abb.com/products/en/1SDA102474R1 |  |  | 1SDA112973R1
25 | Q | XT5NQ340AWFF000XXX | 1SDA102471R1+1SDA112973R1 | XT5N 400 EkipMTouchLRIU(MPCB)400 3pFF UL | 25:Q | XT5NQ340AWFF000XXX | https://new.abb.com/products/en/1SDA102471R1 |  |  | 1SDA112973R1
25 | Q | XT5NQ350BBFF000XXX | 1SDA102445R1+1SDA112973R1 | XT5N 600 TMA 500-5000 3p FF InN100%In UL | 25:Q | XT5NQ350BBFF000XXX | https://new.abb.com/products/en/1SDA102445R1 |  |  | 1SDA112973R1
25 | Q | XT5NQ350BLFF000XXX | 1SDA102468R1+1SDA112973R1 | XT5N 600 EkipM Dip LIU(MPCB)500 3p FF UL | 25:Q | XT5NQ350BLFF000XXX | https://new.abb.com/products/en/1SDA102468R1 |  |  | 1SDA112973R1
25 | Q | XT5NQ350BNFF000XXX | 1SDA102475R1+1SDA112973R1 | XT5N 600 TMG 500-2500 3p FF InN100%In UL | 25:Q | XT5NQ350BNFF000XXX | https://new.abb.com/products/en/1SDA102475R1 |  |  | 1SDA112973R1
25 | Q | XT5NQ350BWFF000XXX | 1SDA102472R1+1SDA112973R1 | XT5N 600 EkipMTouchLRIU(MPCB)500 3pFF UL | 25:Q | XT5NQ350BWFF000XXX | https://new.abb.com/products/en/1SDA102472R1 |  |  | 1SDA112973R1
25 | Q | XT5NQ360BBFF000XXX | 1SDA102446R1+1SDA112973R1 | XT5N 600 TMA 600-6000 3p FF UL | 25:Q | XT5NQ360BBFF000XXX | https://new.abb.com/products/en/1SDA102446R1 |  |  | 1SDA112973R1
25 | Q | XT5NQ360BCFF000XXX | 1SDA102480R1+1SDA112973R1 | XT5N 600 Ekip Dip LIG In600 3p FF UL/CSA | 25:Q | XT5NQ360BCFF000XXX | https://new.abb.com/products/en/1SDA102480R1 |  |  | 1SDA112973R1
25 | Q | XT5NQ360BEFF000XXX | 1SDA102450R1+1SDA112973R1 | XT5N 600 Ekip Dip LS/I 600 3p FF UL/CSA | 25:Q | XT5NQ360BEFF000XXX | https://new.abb.com/products/en/1SDA102450R1 |  |  | 1SDA112973R1
25 | Q | XT5NQ360BFFF000XXX | 1SDA102454R1+1SDA112973R1 | XT5N 600 Ekip Dip LSI In600 3p FF UL/CSA | 25:Q | XT5NQ360BFFF000XXX | https://new.abb.com/products/en/1SDA102454R1 |  |  | 1SDA112973R1
25 | Q | XT5NQ360BGFF000XXX | 1SDA102458R1+1SDA112973R1 | XT5N 600 Ekip Dip LSIG 600 3p FF UL/CSA | 25:Q | XT5NQ360BGFF000XXX | https://new.abb.com/products/en/1SDA102458R1 |  |  | 1SDA112973R1
25 | Q | XT5NQ360BNFF000XXX | 1SDA102476R1+1SDA112973R1 | XT5N 600 TMG 600-3000 3p FF UL | 25:Q | XT5NQ360BNFF000XXX | https://new.abb.com/products/en/1SDA102476R1 |  |  | 1SDA112973R1
25 | Q | XT5NQ425ACFF000XXX | 1SDA102607R1+1SDA112974R1 | XT5N 400 Ekip Dip LIG In250 4p FF UL/CSA | 25:Q | XT5NQ425ACFF000XXX | https://new.abb.com/products/en/1SDA102607R1 |  |  | 1SDA112974R1
25 | Q | XT5NQ425AEFF000XXX | 1SDA102591R1+1SDA112974R1 | XT5N 400 Ekip Dip LS/I 250 4p FF UL/CSA | 25:Q | XT5NQ425AEFF000XXX | https://new.abb.com/products/en/1SDA102591R1 |  |  | 1SDA112974R1
25 | Q | XT5NQ425AFFF000XXX | 1SDA102595R1+1SDA112974R1 | XT5N 400 Ekip Dip LSI In250 4p FF UL/CSA | 25:Q | XT5NQ425AFFF000XXX | https://new.abb.com/products/en/1SDA102595R1 |  |  | 1SDA112974R1
25 | Q | XT5NQ425AGFF000XXX | 1SDA102599R1+1SDA112974R1 | XT5N 400 Ekip Dip LSIG 250 4p FF UL/CSA | 25:Q | XT5NQ425AGFF000XXX | https://new.abb.com/products/en/1SDA102599R1 |  |  | 1SDA112974R1
25 | Q | XT5NQ430ABFF000XXX | 1SDA102587R1+1SDA112974R1 | XT5N 400 TMA 300-3000 4p FF InN100%In UL | 25:Q | XT5NQ430ABFF000XXX | https://new.abb.com/products/en/1SDA102587R1 |  |  | 1SDA112974R1
25 | Q | XT5NQ430ACFF000XXX | 1SDA102608R1+1SDA112974R1 | XT5N 400 Ekip Dip LIG In300 4p FF UL/CSA | 25:Q | XT5NQ430ACFF000XXX | https://new.abb.com/products/en/1SDA102608R1 |  |  | 1SDA112974R1
25 | Q | XT5NQ430AEFF000XXX | 1SDA102592R1+1SDA112974R1 | XT5N 400 Ekip Dip LS/I 300 4p FF UL/CSA | 25:Q | XT5NQ430AEFF000XXX | https://new.abb.com/products/en/1SDA102592R1 |  |  | 1SDA112974R1
25 | Q | XT5NQ430AFFF000XXX | 1SDA102596R1+1SDA112974R1 | XT5N 400 Ekip Dip LSI In300 4p FF UL/CSA | 25:Q | XT5NQ430AFFF000XXX | https://new.abb.com/products/en/1SDA102596R1 |  |  | 1SDA112974R1
25 | Q | XT5NQ430AGFF000XXX | 1SDA102600R1+1SDA112974R1 | XT5N 400 Ekip Dip LSIG 300 4p FF UL/CSA | 25:Q | XT5NQ430AGFF000XXX | https://new.abb.com/products/en/1SDA102600R1 |  |  | 1SDA112974R1
25 | Q | XT5NQ430ANFF000XXX | 1SDA102603R1+1SDA112974R1 | XT5N 400 TMG 300-1500 4p FF InN100%In UL | 25:Q | XT5NQ430ANFF000XXX | https://new.abb.com/products/en/1SDA102603R1 |  |  | 1SDA112974R1
25 | Q | XT5NQ440ABFF000XXX | 1SDA102588R1+1SDA112974R1 | XT5N 400 TMA 400-4000 4p FF InN100%In UL | 25:Q | XT5NQ440ABFF000XXX | https://new.abb.com/products/en/1SDA102588R1 |  |  | 1SDA112974R1
25 | Q | XT5NQ440ACFF000XXX | 1SDA102609R1+1SDA112974R1 | XT5N 400 Ekip Dip LIG In400 4p FF UL/CSA | 25:Q | XT5NQ440ACFF000XXX | https://new.abb.com/products/en/1SDA102609R1 |  |  | 1SDA112974R1
25 | Q | XT5NQ440AEFF000XXX | 1SDA102593R1+1SDA112974R1 | XT5N 400 Ekip Dip LS/I 400 4p FF UL/CSA | 25:Q | XT5NQ440AEFF000XXX | https://new.abb.com/products/en/1SDA102593R1 |  |  | 1SDA112974R1
25 | Q | XT5NQ440AFFF000XXX | 1SDA102597R1+1SDA112974R1 | XT5N 400 Ekip Dip LSI In400 4p FF UL/CSA | 25:Q | XT5NQ440AFFF000XXX | https://new.abb.com/products/en/1SDA102597R1 |  |  | 1SDA112974R1
25 | Q | XT5NQ440AGFF000XXX | 1SDA102601R1+1SDA112974R1 | XT5N 400 Ekip Dip LSIG 400 4p FF UL/CSA | 25:Q | XT5NQ440AGFF000XXX | https://new.abb.com/products/en/1SDA102601R1 |  |  | 1SDA112974R1
25 | Q | XT5NQ440ANFF000XXX | 1SDA102604R1+1SDA112974R1 | XT5N 400 TMG 400-2000 4p FF InN100%In UL | 25:Q | XT5NQ440ANFF000XXX | https://new.abb.com/products/en/1SDA102604R1 |  |  | 1SDA112974R1
25 | Q | XT5NQ450BBFF000XXX | 1SDA102589R1+1SDA112974R1 | XT5N 600 TMA 500-5000 4p FF InN100%In UL | 25:Q | XT5NQ450BBFF000XXX | https://new.abb.com/products/en/1SDA102589R1 |  |  | 1SDA112974R1
25 | Q | XT5NQ450BNFF000XXX | 1SDA102605R1+1SDA112974R1 | XT5N 600 TMG 500-2500 4p FF InN100%In UL | 25:Q | XT5NQ450BNFF000XXX | https://new.abb.com/products/en/1SDA102605R1 |  |  | 1SDA112974R1
25 | Q | XT5NQ460BBFF000XXX | 1SDA102590R1+1SDA112974R1 | XT5N 600 TMA 600-6000 4p FF InN100%In UL | 25:Q | XT5NQ460BBFF000XXX | https://new.abb.com/products/en/1SDA102590R1 |  |  | 1SDA112974R1
25 | Q | XT5NQ460BCFF000XXX | 1SDA102610R1+1SDA112974R1 | XT5N 600 Ekip Dip LIG In600 4p FF UL/CSA | 25:Q | XT5NQ460BCFF000XXX | https://new.abb.com/products/en/1SDA102610R1 |  |  | 1SDA112974R1
25 | Q | XT5NQ460BEFF000XXX | 1SDA102594R1+1SDA112974R1 | XT5N 600 Ekip Dip LS/I 600 4p FF UL/CSA | 25:Q | XT5NQ460BEFF000XXX | https://new.abb.com/products/en/1SDA102594R1 |  |  | 1SDA112974R1
25 | Q | XT5NQ460BFFF000XXX | 1SDA102598R1+1SDA112974R1 | XT5N 600 Ekip Dip LSI In600 4p FF UL/CSA | 25:Q | XT5NQ460BFFF000XXX | https://new.abb.com/products/en/1SDA102598R1 |  |  | 1SDA112974R1
25 | Q | XT5NQ460BGFF000XXX | 1SDA102602R1+1SDA112974R1 | XT5N 600 Ekip Dip LSIG 600 4p FF UL/CSA | 25:Q | XT5NQ460BGFF000XXX | https://new.abb.com/products/en/1SDA102602R1 |  |  | 1SDA112974R1
25 | Q | XT5NQ460BNFF000XXX | 1SDA102606R1+1SDA112974R1 | XT5N 600 TMG 600-3000 4p FF InN100%In UL | 25:Q | XT5NQ460BNFF000XXX | https://new.abb.com/products/en/1SDA102606R1 |  |  | 1SDA112974R1
25 | Q | XT5SQ325ACFF000XXX | 1SDA102515R1+1SDA112973R1 | XT5S 400 Ekip Dip LIG In250 3p FF UL/CSA | 25:Q | XT5SQ325ACFF000XXX | https://new.abb.com/products/en/1SDA102515R1 |  |  | 1SDA112973R1
25 | Q | XT5SQ325AEFF000XXX | 1SDA102485R1+1SDA112973R1 | XT5S 400 Ekip Dip LS/I 250 3p FF UL/CSA | 25:Q | XT5SQ325AEFF000XXX | https://new.abb.com/products/en/1SDA102485R1 |  |  | 1SDA112973R1
25 | Q | XT5SQ325AFFF000XXX | 1SDA102489R1+1SDA112973R1 | XT5S 400 Ekip Dip LSI In250 3p FF UL/CSA | 25:Q | XT5SQ325AFFF000XXX | https://new.abb.com/products/en/1SDA102489R1 |  |  | 1SDA112973R1
25 | Q | XT5SQ325AGFF000XXX | 1SDA102493R1+1SDA112973R1 | XT5S 400 Ekip Dip LSIG 250 3p FF UL/CSA | 25:Q | XT5SQ325AGFF000XXX | https://new.abb.com/products/en/1SDA102493R1 |  |  | 1SDA112973R1
25 | Q | XT5SQ325ALFF000XXX | 1SDA102503R1+1SDA112973R1 | XT5S 400 EkipM Dip LIU(MPCB)250 3p FF UL | 25:Q | XT5SQ325ALFF000XXX | https://new.abb.com/products/en/1SDA102503R1 |  |  | 1SDA112973R1
25 | Q | XT5SQ325AWFF000XXX | 1SDA102507R1+1SDA112973R1 | XT5S 400 EkipMTouchLRIU(MPCB)250 3pFF UL | 25:Q | XT5SQ325AWFF000XXX | https://new.abb.com/products/en/1SDA102507R1 |  |  | 1SDA112973R1
25 | Q | XT5SQ330ABFF000XXX | 1SDA102481R1+1SDA112973R1 | XT5S 400 TMA 300-3000 3p FF UL | 25:Q | XT5SQ330ABFF000XXX | https://new.abb.com/products/en/1SDA102481R1 |  |  | 1SDA112973R1
25 | Q | XT5SQ330ACFF000XXX | 1SDA102516R1+1SDA112973R1 | XT5S 400 Ekip Dip LIG In300 3p FF UL/CSA | 25:Q | XT5SQ330ACFF000XXX | https://new.abb.com/products/en/1SDA102516R1 |  |  | 1SDA112973R1
25 | Q | XT5SQ330AEFF000XXX | 1SDA102486R1+1SDA112973R1 | XT5S 400 Ekip Dip LS/I 300 3p FF UL/CSA | 25:Q | XT5SQ330AEFF000XXX | https://new.abb.com/products/en/1SDA102486R1 |  |  | 1SDA112973R1
25 | Q | XT5SQ330AFFF000XXX | 1SDA102490R1+1SDA112973R1 | XT5S 400 Ekip Dip LSI In300 3p FF UL/CSA | 25:Q | XT5SQ330AFFF000XXX | https://new.abb.com/products/en/1SDA102490R1 |  |  | 1SDA112973R1
25 | Q | XT5SQ330AGFF000XXX | 1SDA102494R1+1SDA112973R1 | XT5S 400 Ekip Dip LSIG 300 3p FF UL/CSA | 25:Q | XT5SQ330AGFF000XXX | https://new.abb.com/products/en/1SDA102494R1 |  |  | 1SDA112973R1
25 | Q | XT5SQ330ALFF000XXX | 1SDA102504R1+1SDA112973R1 | XT5S 400 EkipM Dip LIU(MPCB)300 3p FF UL | 25:Q | XT5SQ330ALFF000XXX | https://new.abb.com/products/en/1SDA102504R1 |  |  | 1SDA112973R1
25 | Q | XT5SQ330ANFF000XXX | 1SDA102511R1+1SDA112973R1 | XT5S 400 TMG 300-1500 3p FF UL | 25:Q | XT5SQ330ANFF000XXX | https://new.abb.com/products/en/1SDA102511R1 |  |  | 1SDA112973R1
25 | Q | XT5SQ330AWFF000XXX | 1SDA102508R1+1SDA112973R1 | XT5S 400 EkipMTouchLRIU(MPCB)300 3pFF UL | 25:Q | XT5SQ330AWFF000XXX | https://new.abb.com/products/en/1SDA102508R1 |  |  | 1SDA112973R1
25 | Q | XT5SQ340ABFF000XXX | 1SDA102482R1+1SDA112973R1 | XT5S 400 TMA 400-4000 3p FF UL | 25:Q | XT5SQ340ABFF000XXX | https://new.abb.com/products/en/1SDA102482R1 |  |  | 1SDA112973R1
25 | Q | XT5SQ340ACFF000XXX | 1SDA102517R1+1SDA112973R1 | XT5S 400 Ekip Dip LIG In400 3p FF UL/CSA | 25:Q | XT5SQ340ACFF000XXX | https://new.abb.com/products/en/1SDA102517R1 |  |  | 1SDA112973R1
25 | Q | XT5SQ340AEFF000XXX | 1SDA102487R1+1SDA112973R1 | XT5S 400 Ekip Dip LS/I 400 3p FF UL/CSA | 25:Q | XT5SQ340AEFF000XXX | https://new.abb.com/products/en/1SDA102487R1 |  |  | 1SDA112973R1
25 | Q | XT5SQ340AFFF000XXX | 1SDA102491R1+1SDA112973R1 | XT5S 400 Ekip Dip LSI In400 3p FF UL/CSA | 25:Q | XT5SQ340AFFF000XXX | https://new.abb.com/products/en/1SDA102491R1 |  |  | 1SDA112973R1
25 | Q | XT5SQ340AGFF000XXX | 1SDA102495R1+1SDA112973R1 | XT5S 400 Ekip Dip LSIG 400 3p FF UL/CSA | 25:Q | XT5SQ340AGFF000XXX | https://new.abb.com/products/en/1SDA102495R1 |  |  | 1SDA112973R1
25 | Q | XT5SQ340ALFF000XXX | 1SDA102505R1+1SDA112973R1 | XT5S 400 EkipM Dip LIU(MPCB)400 3p FF UL | 25:Q | XT5SQ340ALFF000XXX | https://new.abb.com/products/en/1SDA102505R1 |  |  | 1SDA112973R1
25 | Q | XT5SQ340ANFF000XXX | 1SDA102512R1+1SDA112973R1 | XT5S 400 TMG 400-2000 3p FF UL | 25:Q | XT5SQ340ANFF000XXX | https://new.abb.com/products/en/1SDA102512R1 |  |  | 1SDA112973R1
25 | Q | XT5SQ340AWFF000XXX | 1SDA102509R1+1SDA112973R1 | XT5S 400 EkipMTouchLRIU(MPCB)400 3pFF UL | 25:Q | XT5SQ340AWFF000XXX | https://new.abb.com/products/en/1SDA102509R1 |  |  | 1SDA112973R1
25 | Q | XT5SQ350BBFF000XXX | 1SDA102483R1+1SDA112973R1 | XT5S 600 TMA 500-5000 3p FF InN100%In UL | 25:Q | XT5SQ350BBFF000XXX | https://new.abb.com/products/en/1SDA102483R1 |  |  | 1SDA112973R1
25 | Q | XT5SQ350BLFF000XXX | 1SDA102506R1+1SDA112973R1 | XT5S 600 EkipM Dip LIU(MPCB)500 3p FF UL | 25:Q | XT5SQ350BLFF000XXX | https://new.abb.com/products/en/1SDA102506R1 |  |  | 1SDA112973R1
25 | Q | XT5SQ350BNFF000XXX | 1SDA102513R1+1SDA112973R1 | XT5S 600 TMG 500-2500 3p FF InN100%In UL | 25:Q | XT5SQ350BNFF000XXX | https://new.abb.com/products/en/1SDA102513R1 |  |  | 1SDA112973R1
25 | Q | XT5SQ350BWFF000XXX | 1SDA102510R1+1SDA112973R1 | XT5S 600 EkipMTouchLRIU(MPCB)500 3pFF UL | 25:Q | XT5SQ350BWFF000XXX | https://new.abb.com/products/en/1SDA102510R1 |  |  | 1SDA112973R1
25 | Q | XT5SQ360BBFF000XXX | 1SDA102484R1+1SDA112973R1 | XT5S 600 TMA 600-6000 3p FF UL | 25:Q | XT5SQ360BBFF000XXX | https://new.abb.com/products/en/1SDA102484R1 |  |  | 1SDA112973R1
25 | Q | XT5SQ360BCFF000XXX | 1SDA102518R1+1SDA112973R1 | XT5S 600 Ekip Dip LIG In600 3p FF UL/CSA | 25:Q | XT5SQ360BCFF000XXX | https://new.abb.com/products/en/1SDA102518R1 |  |  | 1SDA112973R1
25 | Q | XT5SQ360BEFF000XXX | 1SDA102488R1+1SDA112973R1 | XT5S 600 Ekip Dip LS/I 600 3p FF UL/CSA | 25:Q | XT5SQ360BEFF000XXX | https://new.abb.com/products/en/1SDA102488R1 |  |  | 1SDA112973R1
25 | Q | XT5SQ360BFFF000XXX | 1SDA102492R1+1SDA112973R1 | XT5S 600 Ekip Dip LSI In600 3p FF UL/CSA | 25:Q | XT5SQ360BFFF000XXX | https://new.abb.com/products/en/1SDA102492R1 |  |  | 1SDA112973R1
25 | Q | XT5SQ360BGFF000XXX | 1SDA102496R1+1SDA112973R1 | XT5S 600 Ekip Dip LSIG 600 3p FF UL/CSA | 25:Q | XT5SQ360BGFF000XXX | https://new.abb.com/products/en/1SDA102496R1 |  |  | 1SDA112973R1
25 | Q | XT5SQ360BNFF000XXX | 1SDA102514R1+1SDA112973R1 | XT5S 600 TMG 600-3000 3p FF UL | 25:Q | XT5SQ360BNFF000XXX | https://new.abb.com/products/en/1SDA102514R1 |  |  | 1SDA112973R1
25 | Q | XT5SQ425ACFF000XXX | 1SDA102631R1+1SDA112974R1 | XT5S 400 Ekip Dip LIG In250 4p FF UL/CSA | 25:Q | XT5SQ425ACFF000XXX | https://new.abb.com/products/en/1SDA102631R1 |  |  | 1SDA112974R1
25 | Q | XT5SQ425AEFF000XXX | 1SDA102615R1+1SDA112974R1 | XT5S 400 Ekip Dip LS/I 250 4p FF UL/CSA | 25:Q | XT5SQ425AEFF000XXX | https://new.abb.com/products/en/1SDA102615R1 |  |  | 1SDA112974R1
25 | Q | XT5SQ425AFFF000XXX | 1SDA102619R1+1SDA112974R1 | XT5S 400 Ekip Dip LSI In250 4p FF UL/CSA | 25:Q | XT5SQ425AFFF000XXX | https://new.abb.com/products/en/1SDA102619R1 |  |  | 1SDA112974R1
25 | Q | XT5SQ425AGFF000XXX | 1SDA102623R1+1SDA112974R1 | XT5S 400 Ekip Dip LSIG 250 4p FF UL/CSA | 25:Q | XT5SQ425AGFF000XXX | https://new.abb.com/products/en/1SDA102623R1 |  |  | 1SDA112974R1
25 | Q | XT5SQ430ABFF000XXX | 1SDA102611R1+1SDA112974R1 | XT5S 400 TMA 300-3000 4p FF InN100%In UL | 25:Q | XT5SQ430ABFF000XXX | https://new.abb.com/products/en/1SDA102611R1 |  |  | 1SDA112974R1
25 | Q | XT5SQ430ACFF000XXX | 1SDA102632R1+1SDA112974R1 | XT5S 400 Ekip Dip LIG In300 4p FF UL/CSA | 25:Q | XT5SQ430ACFF000XXX | https://new.abb.com/products/en/1SDA102632R1 |  |  | 1SDA112974R1
25 | Q | XT5SQ430AEFF000XXX | 1SDA102616R1+1SDA112974R1 | XT5S 400 Ekip Dip LS/I 300 4p FF UL/CSA | 25:Q | XT5SQ430AEFF000XXX | https://new.abb.com/products/en/1SDA102616R1 |  |  | 1SDA112974R1
25 | Q | XT5SQ430AFFF000XXX | 1SDA102620R1+1SDA112974R1 | XT5S 400 Ekip Dip LSI In300 4p FF UL/CSA | 25:Q | XT5SQ430AFFF000XXX | https://new.abb.com/products/en/1SDA102620R1 |  |  | 1SDA112974R1
25 | Q | XT5SQ430AGFF000XXX | 1SDA102624R1+1SDA112974R1 | XT5S 400 Ekip Dip LSIG 300 4p FF UL/CSA | 25:Q | XT5SQ430AGFF000XXX | https://new.abb.com/products/en/1SDA102624R1 |  |  | 1SDA112974R1
25 | Q | XT5SQ430ANFF000XXX | 1SDA102627R1+1SDA112974R1 | XT5S 400 TMG 300-1500 4p FF InN100%In UL | 25:Q | XT5SQ430ANFF000XXX | https://new.abb.com/products/en/1SDA102627R1 |  |  | 1SDA112974R1
25 | Q | XT5SQ440ABFF000XXX | 1SDA102612R1+1SDA112974R1 | XT5S 400 TMA 400-4000 4p FF InN100%In UL | 25:Q | XT5SQ440ABFF000XXX | https://new.abb.com/products/en/1SDA102612R1 |  |  | 1SDA112974R1
25 | Q | XT5SQ440ACFF000XXX | 1SDA102633R1+1SDA112974R1 | XT5S 400 Ekip Dip LIG In400 4p FF UL/CSA | 25:Q | XT5SQ440ACFF000XXX | https://new.abb.com/products/en/1SDA102633R1 |  |  | 1SDA112974R1
25 | Q | XT5SQ440AEFF000XXX | 1SDA102617R1+1SDA112974R1 | XT5S 400 Ekip Dip LS/I 400 4p FF UL/CSA | 25:Q | XT5SQ440AEFF000XXX | https://new.abb.com/products/en/1SDA102617R1 |  |  | 1SDA112974R1
25 | Q | XT5SQ440AFFF000XXX | 1SDA102621R1+1SDA112974R1 | XT5S 400 Ekip Dip LSI In400 4p FF UL/CSA | 25:Q | XT5SQ440AFFF000XXX | https://new.abb.com/products/en/1SDA102621R1 |  |  | 1SDA112974R1
25 | Q | XT5SQ440AGFF000XXX | 1SDA102625R1+1SDA112974R1 | XT5S 400 Ekip Dip LSIG 400 4p FF UL/CSA | 25:Q | XT5SQ440AGFF000XXX | https://new.abb.com/products/en/1SDA102625R1 |  |  | 1SDA112974R1
25 | Q | XT5SQ440ANFF000XXX | 1SDA102628R1+1SDA112974R1 | XT5S 400 TMG 400-2000 4p FF InN100%In UL | 25:Q | XT5SQ440ANFF000XXX | https://new.abb.com/products/en/1SDA102628R1 |  |  | 1SDA112974R1
25 | Q | XT5SQ450BBFF000XXX | 1SDA102613R1+1SDA112974R1 | XT5S 600 TMA 500-5000 4p FF InN100%In UL | 25:Q | XT5SQ450BBFF000XXX | https://new.abb.com/products/en/1SDA102613R1 |  |  | 1SDA112974R1
25 | Q | XT5SQ450BNFF000XXX | 1SDA102629R1+1SDA112974R1 | XT5S 600 TMG 500-2500 4p FF InN100%In UL | 25:Q | XT5SQ450BNFF000XXX | https://new.abb.com/products/en/1SDA102629R1 |  |  | 1SDA112974R1
25 | Q | XT5SQ460BBFF000XXX | 1SDA102614R1+1SDA112974R1 | XT5S 600 TMA 600-6000 4p FF InN100%In UL | 25:Q | XT5SQ460BBFF000XXX | https://new.abb.com/products/en/1SDA102614R1 |  |  | 1SDA112974R1
25 | Q | XT5SQ460BCFF000XXX | 1SDA102634R1+1SDA112974R1 | XT5S 600 Ekip Dip LIG In600 4p FF UL/CSA | 25:Q | XT5SQ460BCFF000XXX | https://new.abb.com/products/en/1SDA102634R1 |  |  | 1SDA112974R1
25 | Q | XT5SQ460BEFF000XXX | 1SDA102618R1+1SDA112974R1 | XT5S 600 Ekip Dip LS/I 600 4p FF UL/CSA | 25:Q | XT5SQ460BEFF000XXX | https://new.abb.com/products/en/1SDA102618R1 |  |  | 1SDA112974R1
25 | Q | XT5SQ460BFFF000XXX | 1SDA102622R1+1SDA112974R1 | XT5S 600 Ekip Dip LSI In600 4p FF UL/CSA | 25:Q | XT5SQ460BFFF000XXX | https://new.abb.com/products/en/1SDA102622R1 |  |  | 1SDA112974R1
25 | Q | XT5SQ460BGFF000XXX | 1SDA102626R1+1SDA112974R1 | XT5S 600 Ekip Dip LSIG 600 4p FF UL/CSA | 25:Q | XT5SQ460BGFF000XXX | https://new.abb.com/products/en/1SDA102626R1 |  |  | 1SDA112974R1
25 | Q | XT5SQ460BNFF000XXX | 1SDA102630R1+1SDA112974R1 | XT5S 600 TMG 600-3000 4p FF InN100%In UL | 25:Q | XT5SQ460BNFF000XXX | https://new.abb.com/products/en/1SDA102630R1 |  |  | 1SDA112974R1
25 | Q | XT5VQ325ALFF000XXX | 1SDA107373R1+1SDA112973R1 | XT5V 400 EkipM Dip LIU(MPCB)250 3p FF UL | 25:Q | XT5VQ325ALFF000XXX | https://new.abb.com/products/en/1SDA107373R1 |  |  | 1SDA112973R1
25 | Q | XT5VQ325AWFF000XXX | 1SDA102573R1+1SDA112973R1 | XT5V 400 EkipMTouchLRIU(MPCB)250 3pFF UL | 25:Q | XT5VQ325AWFF000XXX | https://new.abb.com/products/en/1SDA102573R1 |  |  | 1SDA112973R1
25 | Q | XT5VQ330ALFF000XXX | 1SDA107374R1+1SDA112973R1 | XT5V 400 EkipM Dip LIU(MPCB)300 3p FF UL | 25:Q | XT5VQ330ALFF000XXX | https://new.abb.com/products/en/1SDA107374R1 |  |  | 1SDA112973R1
25 | Q | XT5VQ330AWFF000XXX | 1SDA102574R1+1SDA112973R1 | XT5V 400 EkipMTouchLRIU(MPCB)300 3pFF UL | 25:Q | XT5VQ330AWFF000XXX | https://new.abb.com/products/en/1SDA102574R1 |  |  | 1SDA112973R1
25 | Q | XT5VQ340ALFF000XXX | 1SDA107375R1+1SDA112973R1 | XT5V 400 EkipM Dip LIU(MPCB)400 3p FF UL | 25:Q | XT5VQ340ALFF000XXX | https://new.abb.com/products/en/1SDA107375R1 |  |  | 1SDA112973R1
25 | Q | XT5VQ340AWFF000XXX | 1SDA102575R1+1SDA112973R1 | XT5V 400 EkipMTouchLRIU(MPCB)400 3pFF UL | 25:Q | XT5VQ340AWFF000XXX | https://new.abb.com/products/en/1SDA102575R1 |  |  | 1SDA112973R1
25 | Q | XT5XQ325ALFF000XXX | 1SDA107377R1+1SDA112973R1 | XT5X 400 EkipM Dip LIU(MPCB)250 3p FF UL | 25:Q | XT5XQ325ALFF000XXX | https://new.abb.com/products/en/1SDA107377R1 |  |  | 1SDA112973R1
25 | Q | XT5XQ325AWFF000XXX | 1SDA102583R1+1SDA112973R1 | XT5X 400 EkipMTouchLRIU(MPCB)250 3pFF UL | 25:Q | XT5XQ325AWFF000XXX | https://new.abb.com/products/en/1SDA102583R1 |  |  | 1SDA112973R1
25 | Q | XT5XQ330ALFF000XXX | 1SDA107378R1+1SDA112973R1 | XT5X 400 EkipM Dip LIU(MPCB)300 3p FF UL | 25:Q | XT5XQ330ALFF000XXX | https://new.abb.com/products/en/1SDA107378R1 |  |  | 1SDA112973R1
25 | Q | XT5XQ330AWFF000XXX | 1SDA102584R1+1SDA112973R1 | XT5X 400 EkipMTouchLRIU(MPCB)300 3pFF UL | 25:Q | XT5XQ330AWFF000XXX | https://new.abb.com/products/en/1SDA102584R1 |  |  | 1SDA112973R1
25 | Q | XT5XQ340ALFF000XXX | 1SDA107379R1+1SDA112973R1 | XT5X 400 EkipM Dip LIU(MPCB)400 3p FF UL | 25:Q | XT5XQ340ALFF000XXX | https://new.abb.com/products/en/1SDA107379R1 |  |  | 1SDA112973R1
25 | Q | XT5XQ340AWFF000XXX | 1SDA102585R1+1SDA112973R1 | XT5X 400 EkipMTouchLRIU(MPCB)400 3pFF UL | 25:Q | XT5XQ340AWFF000XXX | https://new.abb.com/products/en/1SDA102585R1 |  |  | 1SDA112973R1
25 | Q | XT6HQ3600BFF000XXX | 1SDA107639R1+1SDA112975R1 | XT6H 800 TMA In=600A 3p F F UL | 25:Q | XT6HQ3600BFF000XXX | https://new.abb.com/products/en/1SDA107639R1 |  |  | 1SDA112975R1
25 | Q | XT6HQ3600CFF000XXX | 1SDA107645R1+1SDA112975R1 | XT6H 800 Ekip Dip LIG In600 3p FF UL/CSA | 25:Q | XT6HQ3600CFF000XXX | https://new.abb.com/products/en/1SDA107645R1 |  |  | 1SDA112975R1
25 | Q | XT6HQ3600EFF000XXX | 1SDA107640R1+1SDA112975R1 | XT6H 800 Ekip Dip LS/I 600 3p FF UL/CSA | 25:Q | XT6HQ3600EFF000XXX | https://new.abb.com/products/en/1SDA107640R1 |  |  | 1SDA112975R1
25 | Q | XT6HQ3600FFF000XXX | 1SDA107641R1+1SDA112975R1 | XT6H 800 Ekip Dip LSI In600 3p FF UL/CSA | 25:Q | XT6HQ3600FFF000XXX | https://new.abb.com/products/en/1SDA107641R1 |  |  | 1SDA112975R1
25 | Q | XT6HQ3600GFF000XXX | 1SDA107642R1+1SDA112975R1 | XT6H 800 Ekip Dip LSIG 600 3p FF UL/CSA | 25:Q | XT6HQ3600GFF000XXX | https://new.abb.com/products/en/1SDA107642R1 |  |  | 1SDA112975R1
25 | Q | XT6HQ3600LFF000XXX | 1SDA107644R1+1SDA112975R1 | XT6H 800 EkipM Dip LIU(MPCB)600 3p FF UL | 25:Q | XT6HQ3600LFF000XXX | https://new.abb.com/products/en/1SDA107644R1 |  |  | 1SDA112975R1
25 | Q | XT6HQ3800BFF000XXX | 1SDA102853R1+1SDA112975R1 | XT6H 800 TMA In=800A 3p F F UL | 25:Q | XT6HQ3800BFF000XXX | https://new.abb.com/products/en/1SDA102853R1 |  |  | 1SDA112975R1
25 | Q | XT6HQ3800CFF000XXX | 1SDA102859R1+1SDA112975R1 | XT6H 800 Ekip Dip LIG In800 3p FF UL/CSA | 25:Q | XT6HQ3800CFF000XXX | https://new.abb.com/products/en/1SDA102859R1 |  |  | 1SDA112975R1
25 | Q | XT6HQ3800EFF000XXX | 1SDA102854R1+1SDA112975R1 | XT6H 800 Ekip Dip LS/I 800 3p FF UL/CSA | 25:Q | XT6HQ3800EFF000XXX | https://new.abb.com/products/en/1SDA102854R1 |  |  | 1SDA112975R1
25 | Q | XT6HQ3800FFF000XXX | 1SDA102855R1+1SDA112975R1 | XT6H 800 Ekip Dip LSI In800 3p FF UL/CSA | 25:Q | XT6HQ3800FFF000XXX | https://new.abb.com/products/en/1SDA102855R1 |  |  | 1SDA112975R1
25 | Q | XT6HQ3800GFF000XXX | 1SDA102856R1+1SDA112975R1 | XT6H 800 Ekip Dip LSIG 800 3p FF UL/CSA | 25:Q | XT6HQ3800GFF000XXX | https://new.abb.com/products/en/1SDA102856R1 |  |  | 1SDA112975R1
25 | Q | XT6HQ3800LFF000XXX | 1SDA102858R1+1SDA112975R1 | XT6H 800 EkipM Dip LIU(MPCB)800 3p FF UL | 25:Q | XT6HQ3800LFF000XXX | https://new.abb.com/products/en/1SDA102858R1 |  |  | 1SDA112975R1
25 | Q | XT6HQ4600BFF000XXX | 1SDA107656R1+1SDA112976R1 | XT6H 800 TMA In=600A 4p F F InN100%In UL | 25:Q | XT6HQ4600BFF000XXX | https://new.abb.com/products/en/1SDA107656R1 |  |  | 1SDA112976R1
25 | Q | XT6HQ4600CFF000XXX | 1SDA107660R1+1SDA112976R1 | XT6H 800 Ekip Dip LIG In600 4p FF UL/CSA | 25:Q | XT6HQ4600CFF000XXX | https://new.abb.com/products/en/1SDA107660R1 |  |  | 1SDA112976R1
25 | Q | XT6HQ4600EFF000XXX | 1SDA107657R1+1SDA112976R1 | XT6H 800 Ekip Dip LS/I 600 4p FF UL/CSA | 25:Q | XT6HQ4600EFF000XXX | https://new.abb.com/products/en/1SDA107657R1 |  |  | 1SDA112976R1
25 | Q | XT6HQ4600FFF000XXX | 1SDA107658R1+1SDA112976R1 | XT6H 800 Ekip Dip LSI In600 4p FF UL/CSA | 25:Q | XT6HQ4600FFF000XXX | https://new.abb.com/products/en/1SDA107658R1 |  |  | 1SDA112976R1
25 | Q | XT6HQ4600GFF000XXX | 1SDA107659R1+1SDA112976R1 | XT6H 800 Ekip Dip LSIG 600 4p FF UL/CSA | 25:Q | XT6HQ4600GFF000XXX | https://new.abb.com/products/en/1SDA107659R1 |  |  | 1SDA112976R1
25 | Q | XT6HQ4800BFF000XXX | 1SDA102870R1+1SDA112976R1 | XT6H 800 TMA In=800A 4p F F InN100%In UL | 25:Q | XT6HQ4800BFF000XXX | https://new.abb.com/products/en/1SDA102870R1 |  |  | 1SDA112976R1
25 | Q | XT6HQ4800CFF000XXX | 1SDA102874R1+1SDA112976R1 | XT6H 800 Ekip Dip LIG In800 4p FF UL/CSA | 25:Q | XT6HQ4800CFF000XXX | https://new.abb.com/products/en/1SDA102874R1 |  |  | 1SDA112976R1
25 | Q | XT6HQ4800EFF000XXX | 1SDA102871R1+1SDA112976R1 | XT6H 800 Ekip Dip LS/I 800 4p FF UL/CSA | 25:Q | XT6HQ4800EFF000XXX | https://new.abb.com/products/en/1SDA102871R1 |  |  | 1SDA112976R1
25 | Q | XT6HQ4800FFF000XXX | 1SDA102872R1+1SDA112976R1 | XT6H 800 Ekip Dip LSI In800 4p FF UL/CSA | 25:Q | XT6HQ4800FFF000XXX | https://new.abb.com/products/en/1SDA102872R1 |  |  | 1SDA112976R1
25 | Q | XT6HQ4800GFF000XXX | 1SDA102873R1+1SDA112976R1 | XT6H 800 Ekip Dip LSIG 800 4p FF UL/CSA | 25:Q | XT6HQ4800GFF000XXX | https://new.abb.com/products/en/1SDA102873R1 |  |  | 1SDA112976R1
25 | Q | XT6NQ3600BFF000XXX | 1SDA107625R1+1SDA112975R1 | XT6N 800 TMA In=600A 3p F F UL | 25:Q | XT6NQ3600BFF000XXX | https://new.abb.com/products/en/1SDA107625R1 |  |  | 1SDA112975R1
25 | Q | XT6NQ3600CFF000XXX | 1SDA107631R1+1SDA112975R1 | XT6N 800 Ekip Dip LIG In600 3p FF UL/CSA | 25:Q | XT6NQ3600CFF000XXX | https://new.abb.com/products/en/1SDA107631R1 |  |  | 1SDA112975R1
25 | Q | XT6NQ3600EFF000XXX | 1SDA107626R1+1SDA112975R1 | XT6N 800 Ekip Dip LS/I 600 3p FF UL/CSA | 25:Q | XT6NQ3600EFF000XXX | https://new.abb.com/products/en/1SDA107626R1 |  |  | 1SDA112975R1
25 | Q | XT6NQ3600FFF000XXX | 1SDA107627R1+1SDA112975R1 | XT6N 800 Ekip Dip LSI In600 3p FF UL/CSA | 25:Q | XT6NQ3600FFF000XXX | https://new.abb.com/products/en/1SDA107627R1 |  |  | 1SDA112975R1
25 | Q | XT6NQ3600GFF000XXX | 1SDA107628R1+1SDA112975R1 | XT6N 800 Ekip Dip LSIG 600 3p FF UL/CSA | 25:Q | XT6NQ3600GFF000XXX | https://new.abb.com/products/en/1SDA107628R1 |  |  | 1SDA112975R1
25 | Q | XT6NQ3600LFF000XXX | 1SDA107630R1+1SDA112975R1 | XT6N 800 EkipM Dip LIU(MPCB)600 3p FF UL | 25:Q | XT6NQ3600LFF000XXX | https://new.abb.com/products/en/1SDA107630R1 |  |  | 1SDA112975R1
25 | Q | XT6NQ3800BFF000XXX | 1SDA102839R1+1SDA112975R1 | XT6N 800 TMA In=800A 3p F F UL | 25:Q | XT6NQ3800BFF000XXX | https://new.abb.com/products/en/1SDA102839R1 |  |  | 1SDA112975R1
25 | Q | XT6NQ3800CFF000XXX | 1SDA102845R1+1SDA112975R1 | XT6N 800 Ekip Dip LIG In800 3p FF UL/CSA | 25:Q | XT6NQ3800CFF000XXX | https://new.abb.com/products/en/1SDA102845R1 |  |  | 1SDA112975R1
25 | Q | XT6NQ3800EFF000XXX | 1SDA102840R1+1SDA112975R1 | XT6N 800 Ekip Dip LS/I 800 3p FF UL/CSA | 25:Q | XT6NQ3800EFF000XXX | https://new.abb.com/products/en/1SDA102840R1 |  |  | 1SDA112975R1
25 | Q | XT6NQ3800FFF000XXX | 1SDA102841R1+1SDA112975R1 | XT6N 800 Ekip Dip LSI In800 3p FF UL/CSA | 25:Q | XT6NQ3800FFF000XXX | https://new.abb.com/products/en/1SDA102841R1 |  |  | 1SDA112975R1
25 | Q | XT6NQ3800GFF000XXX | 1SDA102842R1+1SDA112975R1 | XT6N 800 Ekip Dip LSIG 800 3p FF UL/CSA | 25:Q | XT6NQ3800GFF000XXX | https://new.abb.com/products/en/1SDA102842R1 |  |  | 1SDA112975R1
25 | Q | XT6NQ3800LFF000XXX | 1SDA102844R1+1SDA112975R1 | XT6N 800 EkipM Dip LIU(MPCB)800 3p FF UL | 25:Q | XT6NQ3800LFF000XXX | https://new.abb.com/products/en/1SDA102844R1 |  |  | 1SDA112975R1
25 | Q | XT6NQ4600BFF000XXX | 1SDA107646R1+1SDA112976R1 | XT6N 800 TMA In=600A 4p F F InN100%In UL | 25:Q | XT6NQ4600BFF000XXX | https://new.abb.com/products/en/1SDA107646R1 |  |  | 1SDA112976R1
25 | Q | XT6NQ4600CFF000XXX | 1SDA107650R1+1SDA112976R1 | XT6N 800 Ekip Dip LIG In600 4p FF UL/CSA | 25:Q | XT6NQ4600CFF000XXX | https://new.abb.com/products/en/1SDA107650R1 |  |  | 1SDA112976R1
25 | Q | XT6NQ4600EFF000XXX | 1SDA107647R1+1SDA112976R1 | XT6N 800 Ekip Dip LS/I 600 4p FF UL/CSA | 25:Q | XT6NQ4600EFF000XXX | https://new.abb.com/products/en/1SDA107647R1 |  |  | 1SDA112976R1
25 | Q | XT6NQ4600FFF000XXX | 1SDA107648R1+1SDA112976R1 | XT6N 800 Ekip Dip LSI In600 4p FF UL/CSA | 25:Q | XT6NQ4600FFF000XXX | https://new.abb.com/products/en/1SDA107648R1 |  |  | 1SDA112976R1
25 | Q | XT6NQ4600GFF000XXX | 1SDA107649R1+1SDA112976R1 | XT6N 800 Ekip Dip LSIG 600 4p FF UL/CSA | 25:Q | XT6NQ4600GFF000XXX | https://new.abb.com/products/en/1SDA107649R1 |  |  | 1SDA112976R1
25 | Q | XT6NQ4800BFF000XXX | 1SDA102860R1+1SDA112976R1 | XT6N 800 TMA In=800A 4p F F InN100%In UL | 25:Q | XT6NQ4800BFF000XXX | https://new.abb.com/products/en/1SDA102860R1 |  |  | 1SDA112976R1
25 | Q | XT6NQ4800CFF000XXX | 1SDA102864R1+1SDA112976R1 | XT6N 800 Ekip Dip LIG In800 4p FF UL/CSA | 25:Q | XT6NQ4800CFF000XXX | https://new.abb.com/products/en/1SDA102864R1 |  |  | 1SDA112976R1
25 | Q | XT6NQ4800EFF000XXX | 1SDA102861R1+1SDA112976R1 | XT6N 800 Ekip Dip LS/I 800 4p FF UL/CSA | 25:Q | XT6NQ4800EFF000XXX | https://new.abb.com/products/en/1SDA102861R1 |  |  | 1SDA112976R1
25 | Q | XT6NQ4800FFF000XXX | 1SDA102862R1+1SDA112976R1 | XT6N 800 Ekip Dip LSI In800 4p FF UL/CSA | 25:Q | XT6NQ4800FFF000XXX | https://new.abb.com/products/en/1SDA102862R1 |  |  | 1SDA112976R1
25 | Q | XT6NQ4800GFF000XXX | 1SDA102863R1+1SDA112976R1 | XT6N 800 Ekip Dip LSIG 800 4p FF UL/CSA | 25:Q | XT6NQ4800GFF000XXX | https://new.abb.com/products/en/1SDA102863R1 |  |  | 1SDA112976R1
25 | Q | XT6SQ3600BFF000XXX | 1SDA107632R1+1SDA112975R1 | XT6S 800 TMA In=600A 3p F F UL | 25:Q | XT6SQ3600BFF000XXX | https://new.abb.com/products/en/1SDA107632R1 |  |  | 1SDA112975R1
25 | Q | XT6SQ3600CFF000XXX | 1SDA107638R1+1SDA112975R1 | XT6S 800 Ekip Dip LIG In600 3p FF UL/CSA | 25:Q | XT6SQ3600CFF000XXX | https://new.abb.com/products/en/1SDA107638R1 |  |  | 1SDA112975R1
25 | Q | XT6SQ3600EFF000XXX | 1SDA107633R1+1SDA112975R1 | XT6S 800 Ekip Dip LS/I 600 3p FF UL/CSA | 25:Q | XT6SQ3600EFF000XXX | https://new.abb.com/products/en/1SDA107633R1 |  |  | 1SDA112975R1
25 | Q | XT6SQ3600FFF000XXX | 1SDA107634R1+1SDA112975R1 | XT6S 800 Ekip Dip LSI In600 3p FF UL/CSA | 25:Q | XT6SQ3600FFF000XXX | https://new.abb.com/products/en/1SDA107634R1 |  |  | 1SDA112975R1
25 | Q | XT6SQ3600GFF000XXX | 1SDA107635R1+1SDA112975R1 | XT6S 800 Ekip Dip LSIG 600 3p FF UL/CSA | 25:Q | XT6SQ3600GFF000XXX | https://new.abb.com/products/en/1SDA107635R1 |  |  | 1SDA112975R1
25 | Q | XT6SQ3600LFF000XXX | 1SDA107637R1+1SDA112975R1 | XT6S 800 EkipM Dip LIU(MPCB)600 3p FF UL | 25:Q | XT6SQ3600LFF000XXX | https://new.abb.com/products/en/1SDA107637R1 |  |  | 1SDA112975R1
25 | Q | XT6SQ3800BFF000XXX | 1SDA102846R1+1SDA112975R1 | XT6S 800 TMA In=800A 3p F F UL | 25:Q | XT6SQ3800BFF000XXX | https://new.abb.com/products/en/1SDA102846R1 |  |  | 1SDA112975R1
25 | Q | XT6SQ3800CFF000XXX | 1SDA102852R1+1SDA112975R1 | XT6S 800 Ekip Dip LIG In800 3p FF UL/CSA | 25:Q | XT6SQ3800CFF000XXX | https://new.abb.com/products/en/1SDA102852R1 |  |  | 1SDA112975R1
25 | Q | XT6SQ3800EFF000XXX | 1SDA102847R1+1SDA112975R1 | XT6S 800 Ekip Dip LS/I 800 3p FF UL/CSA | 25:Q | XT6SQ3800EFF000XXX | https://new.abb.com/products/en/1SDA102847R1 |  |  | 1SDA112975R1
25 | Q | XT6SQ3800FFF000XXX | 1SDA102848R1+1SDA112975R1 | XT6S 800 Ekip Dip LSI In800 3p FF UL/CSA | 25:Q | XT6SQ3800FFF000XXX | https://new.abb.com/products/en/1SDA102848R1 |  |  | 1SDA112975R1
25 | Q | XT6SQ3800GFF000XXX | 1SDA102849R1+1SDA112975R1 | XT6S 800 Ekip Dip LSIG 800 3p FF UL/CSA | 25:Q | XT6SQ3800GFF000XXX | https://new.abb.com/products/en/1SDA102849R1 |  |  | 1SDA112975R1
25 | Q | XT6SQ3800LFF000XXX | 1SDA102851R1+1SDA112975R1 | XT6S 800 EkipM Dip LIU(MPCB)800 3p FF UL | 25:Q | XT6SQ3800LFF000XXX | https://new.abb.com/products/en/1SDA102851R1 |  |  | 1SDA112975R1
25 | Q | XT6SQ4600BFF000XXX | 1SDA107651R1+1SDA112976R1 | XT6S 800 TMA In=600A 4p F F InN100%In UL | 25:Q | XT6SQ4600BFF000XXX | https://new.abb.com/products/en/1SDA107651R1 |  |  | 1SDA112976R1
25 | Q | XT6SQ4600CFF000XXX | 1SDA107655R1+1SDA112976R1 | XT6S 800 Ekip Dip LIG In600 4p FF UL/CSA | 25:Q | XT6SQ4600CFF000XXX | https://new.abb.com/products/en/1SDA107655R1 |  |  | 1SDA112976R1
25 | Q | XT6SQ4600EFF000XXX | 1SDA107652R1+1SDA112976R1 | XT6S 800 Ekip Dip LS/I 600 4p FF UL/CSA | 25:Q | XT6SQ4600EFF000XXX | https://new.abb.com/products/en/1SDA107652R1 |  |  | 1SDA112976R1
25 | Q | XT6SQ4600FFF000XXX | 1SDA107653R1+1SDA112976R1 | XT6S 800 Ekip Dip LSI In600 4p FF UL/CSA | 25:Q | XT6SQ4600FFF000XXX | https://new.abb.com/products/en/1SDA107653R1 |  |  | 1SDA112976R1
25 | Q | XT6SQ4600GFF000XXX | 1SDA107654R1+1SDA112976R1 | XT6S 800 Ekip Dip LSIG 600 4p FF UL/CSA | 25:Q | XT6SQ4600GFF000XXX | https://new.abb.com/products/en/1SDA107654R1 |  |  | 1SDA112976R1
25 | Q | XT6SQ4800BFF000XXX | 1SDA102865R1+1SDA112976R1 | XT6S 800 TMA In=800A 4p F F InN100%In UL | 25:Q | XT6SQ4800BFF000XXX | https://new.abb.com/products/en/1SDA102865R1 |  |  | 1SDA112976R1
25 | Q | XT6SQ4800CFF000XXX | 1SDA102869R1+1SDA112976R1 | XT6S 800 Ekip Dip LIG In800 4p FF UL/CSA | 25:Q | XT6SQ4800CFF000XXX | https://new.abb.com/products/en/1SDA102869R1 |  |  | 1SDA112976R1
25 | Q | XT6SQ4800EFF000XXX | 1SDA102866R1+1SDA112976R1 | XT6S 800 Ekip Dip LS/I 800 4p FF UL/CSA | 25:Q | XT6SQ4800EFF000XXX | https://new.abb.com/products/en/1SDA102866R1 |  |  | 1SDA112976R1
25 | Q | XT6SQ4800FFF000XXX | 1SDA102867R1+1SDA112976R1 | XT6S 800 Ekip Dip LSI In800 4p FF UL/CSA | 25:Q | XT6SQ4800FFF000XXX | https://new.abb.com/products/en/1SDA102867R1 |  |  | 1SDA112976R1
25 | Q | XT6SQ4800GFF000XXX | 1SDA102868R1+1SDA112976R1 | XT6S 800 Ekip Dip LSIG 800 4p FF UL/CSA | 25:Q | XT6SQ4800GFF000XXX | https://new.abb.com/products/en/1SDA102868R1 |  |  | 1SDA112976R1
25 | Q | XT7HQ380CCFF000XXX | 1SDA102992R1+1SDA107723R1 | XT7H 800 Ekip Dip LIG In=800A 3p F F UL | 25:Q | XT7HQ380CCFF000XXX | https://new.abb.com/products/en/1SDA102992R1 |  |  | 1SDA107723R1
25 | Q | XT7HQ380CEFF000XXX | 1SDA102947R1+1SDA107723R1 | XT7H 800 Ekip Dip LS/I In=800A 3p F F UL | 25:Q | XT7HQ380CEFF000XXX | https://new.abb.com/products/en/1SDA102947R1 |  |  | 1SDA107723R1
25 | Q | XT7HQ380CFFF000XXX | 1SDA102950R1+1SDA107723R1 | XT7H 800 Ekip Dip LSI In=800A 3p F F UL | 25:Q | XT7HQ380CFFF000XXX | https://new.abb.com/products/en/1SDA102950R1 |  |  | 1SDA107723R1
25 | Q | XT7HQ380CGFF000XXX | 1SDA102953R1+1SDA107723R1 | XT7H 800 Ekip Dip LSIG In=800A 3p F F UL | 25:Q | XT7HQ380CGFF000XXX | https://new.abb.com/products/en/1SDA102953R1 |  |  | 1SDA107723R1
25 | Q | XT7HQ380CPFF000XXX | 1SDA102956R1+1SDA107723R1 | XT7H 800 Ekip Touch LSI In800A 3p F F UL | 25:Q | XT7HQ380CPFF000XXX | https://new.abb.com/products/en/1SDA102956R1 |  |  | 1SDA107723R1
25 | Q | XT7HQ380CQFF000XXX | 1SDA102959R1+1SDA107723R1 | XT7H 800 Ekip Touch LSIG In800A 3p FF UL | 25:Q | XT7HQ380CQFF000XXX | https://new.abb.com/products/en/1SDA102959R1 |  |  | 1SDA107723R1
25 | Q | XT7HQ380CRFF000XXX | 1SDA102962R1+1SDA107723R1 | XT7H 800 Ekip Touch Meas.LSI 800 3pFF UL | 25:Q | XT7HQ380CRFF000XXX | https://new.abb.com/products/en/1SDA102962R1 |  |  | 1SDA107723R1
25 | Q | XT7HQ380CSFF000XXX | 1SDA102965R1+1SDA107723R1 | XT7H 800 Ekip TouchMeas.LSIG 800 3pFF UL | 25:Q | XT7HQ380CSFF000XXX | https://new.abb.com/products/en/1SDA102965R1 |  |  | 1SDA107723R1
25 | Q | XT7HQ380CTFF000XXX | 1SDA102968R1+1SDA107723R1 | XT7H 800 Ekip Hi-Touch LSI 800 3p FF UL | 25:Q | XT7HQ380CTFF000XXX | https://new.abb.com/products/en/1SDA102968R1 |  |  | 1SDA107723R1
25 | Q | XT7HQ380CUFF000XXX | 1SDA102971R1+1SDA107723R1 | XT7H 800 Ekip Hi-Touch LSIG 800 3p FF UL | 25:Q | XT7HQ380CUFF000XXX | https://new.abb.com/products/en/1SDA102971R1 |  |  | 1SDA107723R1
25 | Q | XT7HQ380CWFF000XXX | 1SDA102977R1+1SDA107723R1 | XT7H 800 Ekip M Touch LRIU(MPCB)3p FF UL | 25:Q | XT7HQ380CWFF000XXX | https://new.abb.com/products/en/1SDA102977R1 |  |  | 1SDA107723R1
25 | Q | XT7HQ380CXFF000XXX | 1SDA102980R1+1SDA107723R1 | XT7H 800 Ekip G Dip LS/I In800 3p F F UL | 25:Q | XT7HQ380CXFF000XXX | https://new.abb.com/products/en/1SDA102980R1 |  |  | 1SDA107723R1
25 | Q | XT7HQ380CYFF000XXX | 1SDA102983R1+1SDA107723R1 | XT7H 800 Ekip G Touch LSIG In800 3pFF UL | 25:Q | XT7HQ380CYFF000XXX | https://new.abb.com/products/en/1SDA102983R1 |  |  | 1SDA107723R1
25 | Q | XT7HQ380CZFF000XXX | 1SDA102986R1+1SDA107723R1 | XT7H 800 Ekip G Hi-TouchLSIG 800 3pFF UL | 25:Q | XT7HQ380CZFF000XXX | https://new.abb.com/products/en/1SDA102986R1 |  |  | 1SDA107723R1
25 | Q | XT7HQ480CCFF000XXX | 1SDA103220R1+1SDA107724R1 | XT7H 800 Ekip Dip LIG In=800A 4p F F UL | 25:Q | XT7HQ480CCFF000XXX | https://new.abb.com/products/en/1SDA103220R1 |  |  | 1SDA107724R1
25 | Q | XT7HQ480CEFF000XXX | 1SDA103181R1+1SDA107724R1 | XT7H 800 Ekip Dip LS/I In=800A 4p F F UL | 25:Q | XT7HQ480CEFF000XXX | https://new.abb.com/products/en/1SDA103181R1 |  |  | 1SDA107724R1
25 | Q | XT7HQ480CFFF000XXX | 1SDA103184R1+1SDA107724R1 | XT7H 800 Ekip Dip LSI In=800A 4p F F UL | 25:Q | XT7HQ480CFFF000XXX | https://new.abb.com/products/en/1SDA103184R1 |  |  | 1SDA107724R1
25 | Q | XT7HQ480CGFF000XXX | 1SDA103187R1+1SDA107724R1 | XT7H 800 Ekip Dip LSIG In=800A 4p F F UL | 25:Q | XT7HQ480CGFF000XXX | https://new.abb.com/products/en/1SDA103187R1 |  |  | 1SDA107724R1
25 | Q | XT7HQ480CPFF000XXX | 1SDA103190R1+1SDA107724R1 | XT7H 800 Ekip Touch LSI In800A 4p F F UL | 25:Q | XT7HQ480CPFF000XXX | https://new.abb.com/products/en/1SDA103190R1 |  |  | 1SDA107724R1
25 | Q | XT7HQ480CQFF000XXX | 1SDA103193R1+1SDA107724R1 | XT7H 800 Ekip Touch LSIG In800A 4p FF UL | 25:Q | XT7HQ480CQFF000XXX | https://new.abb.com/products/en/1SDA103193R1 |  |  | 1SDA107724R1
25 | Q | XT7HQ480CRFF000XXX | 1SDA103196R1+1SDA107724R1 | XT7H 800 Ekip Touch Meas.LSI 800 4pFF UL | 25:Q | XT7HQ480CRFF000XXX | https://new.abb.com/products/en/1SDA103196R1 |  |  | 1SDA107724R1
25 | Q | XT7HQ480CSFF000XXX | 1SDA103199R1+1SDA107724R1 | XT7H 800 EkipTouch Meas.LSIG 800 4pFF UL | 25:Q | XT7HQ480CSFF000XXX | https://new.abb.com/products/en/1SDA103199R1 |  |  | 1SDA107724R1
25 | Q | XT7HQ480CTFF000XXX | 1SDA103202R1+1SDA107724R1 | XT7H 800 Ekip Hi-Touch LSI 800 4p FF UL | 25:Q | XT7HQ480CTFF000XXX | https://new.abb.com/products/en/1SDA103202R1 |  |  | 1SDA107724R1
25 | Q | XT7HQ480CUFF000XXX | 1SDA103205R1+1SDA107724R1 | XT7H 800 Ekip Hi-Touch LSIG 800 4p FF UL | 25:Q | XT7HQ480CUFF000XXX | https://new.abb.com/products/en/1SDA103205R1 |  |  | 1SDA107724R1
25 | Q | XT7HQ480CXFF000XXX | 1SDA103208R1+1SDA107724R1 | XT7H 800 Ekip G Dip LS/I In800 4p F F UL | 25:Q | XT7HQ480CXFF000XXX | https://new.abb.com/products/en/1SDA103208R1 |  |  | 1SDA107724R1
25 | Q | XT7HQ480CYFF000XXX | 1SDA103211R1+1SDA107724R1 | XT7H 800 Ekip G Touch LSIG 800 4p FF UL | 25:Q | XT7HQ480CYFF000XXX | https://new.abb.com/products/en/1SDA103211R1 |  |  | 1SDA107724R1
25 | Q | XT7HQ480CZFF000XXX | 1SDA103214R1+1SDA107724R1 | XT7H 800 Ekip G Hi-TouchLSIG 800 4pFF UL | 25:Q | XT7HQ480CZFF000XXX | https://new.abb.com/products/en/1SDA103214R1 |  |  | 1SDA107724R1
25 | Q | XT7LQ380CCFF000XXX | 1SDA103040R1+1SDA107723R1 | XT7L 800 Ekip Dip LIG In=800A 3p F F UL | 25:Q | XT7LQ380CCFF000XXX | https://new.abb.com/products/en/1SDA103040R1 |  |  | 1SDA107723R1
25 | Q | XT7LQ380CEFF000XXX | 1SDA102995R1+1SDA107723R1 | XT7L 800 Ekip Dip LS/I In=800A 3p F F UL | 25:Q | XT7LQ380CEFF000XXX | https://new.abb.com/products/en/1SDA102995R1 |  |  | 1SDA107723R1
25 | Q | XT7LQ380CFFF000XXX | 1SDA102998R1+1SDA107723R1 | XT7L 800 Ekip Dip LSI In=800A 3p F F UL | 25:Q | XT7LQ380CFFF000XXX | https://new.abb.com/products/en/1SDA102998R1 |  |  | 1SDA107723R1
25 | Q | XT7LQ380CGFF000XXX | 1SDA103001R1+1SDA107723R1 | XT7L 800 Ekip Dip LSIG In=800A 3p F F UL | 25:Q | XT7LQ380CGFF000XXX | https://new.abb.com/products/en/1SDA103001R1 |  |  | 1SDA107723R1
25 | Q | XT7LQ380CPFF000XXX | 1SDA103004R1+1SDA107723R1 | XT7L 800 Ekip Touch LSI In800A 3p F F UL | 25:Q | XT7LQ380CPFF000XXX | https://new.abb.com/products/en/1SDA103004R1 |  |  | 1SDA107723R1
25 | Q | XT7LQ380CQFF000XXX | 1SDA103007R1+1SDA107723R1 | XT7L 800 Ekip Touch LSIG In800A 3p FF UL | 25:Q | XT7LQ380CQFF000XXX | https://new.abb.com/products/en/1SDA103007R1 |  |  | 1SDA107723R1
25 | Q | XT7LQ380CRFF000XXX | 1SDA103010R1+1SDA107723R1 | XT7L 800 Ekip Touch Meas.LSI 800 3pFF UL | 25:Q | XT7LQ380CRFF000XXX | https://new.abb.com/products/en/1SDA103010R1 |  |  | 1SDA107723R1
25 | Q | XT7LQ380CSFF000XXX | 1SDA103013R1+1SDA107723R1 | XT7L 800 Ekip TouchMeas.LSIG 800 3pFF UL | 25:Q | XT7LQ380CSFF000XXX | https://new.abb.com/products/en/1SDA103013R1 |  |  | 1SDA107723R1
25 | Q | XT7LQ380CTFF000XXX | 1SDA103016R1+1SDA107723R1 | XT7L 800 Ekip Hi-Touch LSI 800 3p FF UL | 25:Q | XT7LQ380CTFF000XXX | https://new.abb.com/products/en/1SDA103016R1 |  |  | 1SDA107723R1
25 | Q | XT7LQ380CUFF000XXX | 1SDA103019R1+1SDA107723R1 | XT7L 800 Ekip Hi-Touch LSIG 800 3p FF UL | 25:Q | XT7LQ380CUFF000XXX | https://new.abb.com/products/en/1SDA103019R1 |  |  | 1SDA107723R1
25 | Q | XT7LQ380CWFF000XXX | 1SDA103025R1+1SDA107723R1 | XT7L 800 Ekip M Touch LRIU(MPCB)3p FF UL | 25:Q | XT7LQ380CWFF000XXX | https://new.abb.com/products/en/1SDA103025R1 |  |  | 1SDA107723R1
25 | Q | XT7LQ380CXFF000XXX | 1SDA103028R1+1SDA107723R1 | XT7L 800 Ekip G Dip LS/I In800 3p F F UL | 25:Q | XT7LQ380CXFF000XXX | https://new.abb.com/products/en/1SDA103028R1 |  |  | 1SDA107723R1
25 | Q | XT7LQ380CYFF000XXX | 1SDA103031R1+1SDA107723R1 | XT7L 800 Ekip G Touch LSIG In800 3pFF UL | 25:Q | XT7LQ380CYFF000XXX | https://new.abb.com/products/en/1SDA103031R1 |  |  | 1SDA107723R1
25 | Q | XT7LQ380CZFF000XXX | 1SDA103034R1+1SDA107723R1 | XT7L 800 Ekip G Hi-TouchLSIG 800 3pFF UL | 25:Q | XT7LQ380CZFF000XXX | https://new.abb.com/products/en/1SDA103034R1 |  |  | 1SDA107723R1
25 | Q | XT7LQ480CCFF000XXX | 1SDA103262R1+1SDA107724R1 | XT7L 800 Ekip Dip LIG In=800A 4p F F UL | 25:Q | XT7LQ480CCFF000XXX | https://new.abb.com/products/en/1SDA103262R1 |  |  | 1SDA107724R1
25 | Q | XT7LQ480CEFF000XXX | 1SDA103223R1+1SDA107724R1 | XT7L 800 Ekip Dip LS/I In=800A 4p F F UL | 25:Q | XT7LQ480CEFF000XXX | https://new.abb.com/products/en/1SDA103223R1 |  |  | 1SDA107724R1
25 | Q | XT7LQ480CFFF000XXX | 1SDA103226R1+1SDA107724R1 | XT7L 800 Ekip Dip LSI In=800A 4p F F UL | 25:Q | XT7LQ480CFFF000XXX | https://new.abb.com/products/en/1SDA103226R1 |  |  | 1SDA107724R1
25 | Q | XT7LQ480CGFF000XXX | 1SDA103229R1+1SDA107724R1 | XT7L 800 Ekip Dip LSIG In=800A 4p F F UL | 25:Q | XT7LQ480CGFF000XXX | https://new.abb.com/products/en/1SDA103229R1 |  |  | 1SDA107724R1
25 | Q | XT7LQ480CPFF000XXX | 1SDA103232R1+1SDA107724R1 | XT7L 800 Ekip Touch LSI In800A 4p F F UL | 25:Q | XT7LQ480CPFF000XXX | https://new.abb.com/products/en/1SDA103232R1 |  |  | 1SDA107724R1
25 | Q | XT7LQ480CQFF000XXX | 1SDA103235R1+1SDA107724R1 | XT7L 800 Ekip Touch LSIG In800A 4p FF UL | 25:Q | XT7LQ480CQFF000XXX | https://new.abb.com/products/en/1SDA103235R1 |  |  | 1SDA107724R1
25 | Q | XT7LQ480CRFF000XXX | 1SDA103238R1+1SDA107724R1 | XT7L 800 Ekip Touch Meas.LSI 800 4pFF UL | 25:Q | XT7LQ480CRFF000XXX | https://new.abb.com/products/en/1SDA103238R1 |  |  | 1SDA107724R1
25 | Q | XT7LQ480CSFF000XXX | 1SDA103241R1+1SDA107724R1 | XT7L 800 EkipTouch Meas.LSIG 800 4pFF UL | 25:Q | XT7LQ480CSFF000XXX | https://new.abb.com/products/en/1SDA103241R1 |  |  | 1SDA107724R1
25 | Q | XT7LQ480CTFF000XXX | 1SDA103244R1+1SDA107724R1 | XT7L 800 Ekip Hi-Touch LSI 800 4p FF UL | 25:Q | XT7LQ480CTFF000XXX | https://new.abb.com/products/en/1SDA103244R1 |  |  | 1SDA107724R1
25 | Q | XT7LQ480CUFF000XXX | 1SDA103247R1+1SDA107724R1 | XT7L 800 Ekip Hi-Touch LSIG 800 4p FF UL | 25:Q | XT7LQ480CUFF000XXX | https://new.abb.com/products/en/1SDA103247R1 |  |  | 1SDA107724R1
25 | Q | XT7LQ480CXFF000XXX | 1SDA103250R1+1SDA107724R1 | XT7L 800 Ekip G Dip LS/I In800 4p F F UL | 25:Q | XT7LQ480CXFF000XXX | https://new.abb.com/products/en/1SDA103250R1 |  |  | 1SDA107724R1
25 | Q | XT7LQ480CYFF000XXX | 1SDA103253R1+1SDA107724R1 | XT7L 800 Ekip G Touch LSIG 800 4p FF UL | 25:Q | XT7LQ480CYFF000XXX | https://new.abb.com/products/en/1SDA103253R1 |  |  | 1SDA107724R1
25 | Q | XT7LQ480CZFF000XXX | 1SDA103256R1+1SDA107724R1 | XT7L 800 Ekip G Hi-TouchLSIG 800 4pFF UL | 25:Q | XT7LQ480CZFF000XXX | https://new.abb.com/products/en/1SDA103256R1 |  |  | 1SDA107724R1
25 | Q | XT7SQ380CCFF000XXX | 1SDA102944R1+1SDA107723R1 | XT7S 800 Ekip Dip LIG In=800A 3p F F UL | 25:Q | XT7SQ380CCFF000XXX | https://new.abb.com/products/en/1SDA102944R1 |  |  | 1SDA107723R1
25 | Q | XT7SQ380CEFF000XXX | 1SDA102899R1+1SDA107723R1 | XT7S 800 Ekip Dip LS/I In=800A 3p F F UL | 25:Q | XT7SQ380CEFF000XXX | https://new.abb.com/products/en/1SDA102899R1 |  |  | 1SDA107723R1
25 | Q | XT7SQ380CFFF000XXX | 1SDA102902R1+1SDA107723R1 | XT7S 800 Ekip Dip LSI In=800A 3p F F UL | 25:Q | XT7SQ380CFFF000XXX | https://new.abb.com/products/en/1SDA102902R1 |  |  | 1SDA107723R1
25 | Q | XT7SQ380CGFF000XXX | 1SDA102905R1+1SDA107723R1 | XT7S 800 Ekip Dip LSIG In=800A 3p F F UL | 25:Q | XT7SQ380CGFF000XXX | https://new.abb.com/products/en/1SDA102905R1 |  |  | 1SDA107723R1
25 | Q | XT7SQ380CPFF000XXX | 1SDA102908R1+1SDA107723R1 | XT7S 800 Ekip Touch LSI In800A 3p F F UL | 25:Q | XT7SQ380CPFF000XXX | https://new.abb.com/products/en/1SDA102908R1 |  |  | 1SDA107723R1
25 | Q | XT7SQ380CQFF000XXX | 1SDA102911R1+1SDA107723R1 | XT7S 800 Ekip Touch LSIG In800A 3p FF UL | 25:Q | XT7SQ380CQFF000XXX | https://new.abb.com/products/en/1SDA102911R1 |  |  | 1SDA107723R1
25 | Q | XT7SQ380CRFF000XXX | 1SDA102914R1+1SDA107723R1 | XT7S 800 Ekip Touch Meas.LSI 800 3pFF UL | 25:Q | XT7SQ380CRFF000XXX | https://new.abb.com/products/en/1SDA102914R1 |  |  | 1SDA107723R1
25 | Q | XT7SQ380CSFF000XXX | 1SDA102917R1+1SDA107723R1 | XT7S 800 Ekip TouchMeas.LSIG 800 3pFF UL | 25:Q | XT7SQ380CSFF000XXX | https://new.abb.com/products/en/1SDA102917R1 |  |  | 1SDA107723R1
25 | Q | XT7SQ380CTFF000XXX | 1SDA102920R1+1SDA107723R1 | XT7S 800 Ekip Hi-Touch LSI 800 3p FF UL | 25:Q | XT7SQ380CTFF000XXX | https://new.abb.com/products/en/1SDA102920R1 |  |  | 1SDA107723R1
25 | Q | XT7SQ380CUFF000XXX | 1SDA102923R1+1SDA107723R1 | XT7S 800 Ekip Hi-Touch LSIG 800 3p FF UL | 25:Q | XT7SQ380CUFF000XXX | https://new.abb.com/products/en/1SDA102923R1 |  |  | 1SDA107723R1
25 | Q | XT7SQ380CWFF000XXX | 1SDA102929R1+1SDA107723R1 | XT7S 800 Ekip M Touch LRIU(MPCB)3p FF UL | 25:Q | XT7SQ380CWFF000XXX | https://new.abb.com/products/en/1SDA102929R1 |  |  | 1SDA107723R1
25 | Q | XT7SQ380CXFF000XXX | 1SDA102932R1+1SDA107723R1 | XT7S 800 Ekip G Dip LS/I In800 3p F F UL | 25:Q | XT7SQ380CXFF000XXX | https://new.abb.com/products/en/1SDA102932R1 |  |  | 1SDA107723R1
25 | Q | XT7SQ380CYFF000XXX | 1SDA102935R1+1SDA107723R1 | XT7S 800 Ekip G Touch LSIG In800 3pFF UL | 25:Q | XT7SQ380CYFF000XXX | https://new.abb.com/products/en/1SDA102935R1 |  |  | 1SDA107723R1
25 | Q | XT7SQ380CZFF000XXX | 1SDA102938R1+1SDA107723R1 | XT7S 800 Ekip G Hi-TouchLSIG 800 3pFF UL | 25:Q | XT7SQ380CZFF000XXX | https://new.abb.com/products/en/1SDA102938R1 |  |  | 1SDA107723R1
25 | Q | XT7SQ480CCFF000XXX | 1SDA103178R1+1SDA107724R1 | XT7S 800 Ekip Dip LIG In=800A 4p F F UL | 25:Q | XT7SQ480CCFF000XXX | https://new.abb.com/products/en/1SDA103178R1 |  |  | 1SDA107724R1
25 | Q | XT7SQ480CEFF000XXX | 1SDA103139R1+1SDA107724R1 | XT7S 800 Ekip Dip LS/I In=800A 4p F F UL | 25:Q | XT7SQ480CEFF000XXX | https://new.abb.com/products/en/1SDA103139R1 |  |  | 1SDA107724R1
25 | Q | XT7SQ480CFFF000XXX | 1SDA103142R1+1SDA107724R1 | XT7S 800 Ekip Dip LSI In=800A 4p F F UL | 25:Q | XT7SQ480CFFF000XXX | https://new.abb.com/products/en/1SDA103142R1 |  |  | 1SDA107724R1
25 | Q | XT7SQ480CGFF000XXX | 1SDA103145R1+1SDA107724R1 | XT7S 800 Ekip Dip LSIG In=800A 4p F F UL | 25:Q | XT7SQ480CGFF000XXX | https://new.abb.com/products/en/1SDA103145R1 |  |  | 1SDA107724R1
25 | Q | XT7SQ480CPFF000XXX | 1SDA103148R1+1SDA107724R1 | XT7S 800 Ekip Touch LSI In800A 4p F F UL | 25:Q | XT7SQ480CPFF000XXX | https://new.abb.com/products/en/1SDA103148R1 |  |  | 1SDA107724R1
25 | Q | XT7SQ480CQFF000XXX | 1SDA103151R1+1SDA107724R1 | XT7S 800 Ekip Touch LSIG In800A 4p FF UL | 25:Q | XT7SQ480CQFF000XXX | https://new.abb.com/products/en/1SDA103151R1 |  |  | 1SDA107724R1
25 | Q | XT7SQ480CRFF000XXX | 1SDA103154R1+1SDA107724R1 | XT7S 800 Ekip Touch Meas.LSI 800 4pFF UL | 25:Q | XT7SQ480CRFF000XXX | https://new.abb.com/products/en/1SDA103154R1 |  |  | 1SDA107724R1
25 | Q | XT7SQ480CSFF000XXX | 1SDA103157R1+1SDA107724R1 | XT7S 800 EkipTouch Meas.LSIG 800 4pFF UL | 25:Q | XT7SQ480CSFF000XXX | https://new.abb.com/products/en/1SDA103157R1 |  |  | 1SDA107724R1
25 | Q | XT7SQ480CTFF000XXX | 1SDA103160R1+1SDA107724R1 | XT7S 800 Ekip Hi-Touch LSI 800 4p FF UL | 25:Q | XT7SQ480CTFF000XXX | https://new.abb.com/products/en/1SDA103160R1 |  |  | 1SDA107724R1
25 | Q | XT7SQ480CUFF000XXX | 1SDA103163R1+1SDA107724R1 | XT7S 800 Ekip Hi-Touch LSIG 800 4p FF UL | 25:Q | XT7SQ480CUFF000XXX | https://new.abb.com/products/en/1SDA103163R1 |  |  | 1SDA107724R1
25 | Q | XT7SQ480CXFF000XXX | 1SDA103166R1+1SDA107724R1 | XT7S 800 Ekip G Dip LS/I In800 4p F F UL | 25:Q | XT7SQ480CXFF000XXX | https://new.abb.com/products/en/1SDA103166R1 |  |  | 1SDA107724R1
25 | Q | XT7SQ480CYFF000XXX | 1SDA103169R1+1SDA107724R1 | XT7S 800 Ekip G Touch LSIG 800 4p FF UL | 25:Q | XT7SQ480CYFF000XXX | https://new.abb.com/products/en/1SDA103169R1 |  |  | 1SDA107724R1
25 | Q | XT7SQ480CZFF000XXX | 1SDA103172R1+1SDA107724R1 | XT7S 800 Ekip G Hi-TouchLSIG 800 4pFF UL | 25:Q | XT7SQ480CZFF000XXX | https://new.abb.com/products/en/1SDA103172R1 |  |  | 1SDA107724R1
25 | Q | XT7VQ380CCFF000XXX | 1SDA103088R1+1SDA107723R1 | XT7V 800 Ekip Dip LIG In=800A 3p F F UL | 25:Q | XT7VQ380CCFF000XXX | https://new.abb.com/products/en/1SDA103088R1 |  |  | 1SDA107723R1
25 | Q | XT7VQ380CEFF000XXX | 1SDA103043R1+1SDA107723R1 | XT7V 800 Ekip Dip LS/I In=800A 3p F F UL | 25:Q | XT7VQ380CEFF000XXX | https://new.abb.com/products/en/1SDA103043R1 |  |  | 1SDA107723R1
25 | Q | XT7VQ380CFFF000XXX | 1SDA103046R1+1SDA107723R1 | XT7V 800 Ekip Dip LSI In=800A 3p F F UL | 25:Q | XT7VQ380CFFF000XXX | https://new.abb.com/products/en/1SDA103046R1 |  |  | 1SDA107723R1
25 | Q | XT7VQ380CGFF000XXX | 1SDA103049R1+1SDA107723R1 | XT7V 800 Ekip Dip LSIG In=800A 3p F F UL | 25:Q | XT7VQ380CGFF000XXX | https://new.abb.com/products/en/1SDA103049R1 |  |  | 1SDA107723R1
25 | Q | XT7VQ380CPFF000XXX | 1SDA103052R1+1SDA107723R1 | XT7V 800 Ekip Touch LSI In800A 3p F F UL | 25:Q | XT7VQ380CPFF000XXX | https://new.abb.com/products/en/1SDA103052R1 |  |  | 1SDA107723R1
25 | Q | XT7VQ380CQFF000XXX | 1SDA103055R1+1SDA107723R1 | XT7V 800 Ekip Touch LSIG In800A 3p FF UL | 25:Q | XT7VQ380CQFF000XXX | https://new.abb.com/products/en/1SDA103055R1 |  |  | 1SDA107723R1
25 | Q | XT7VQ380CRFF000XXX | 1SDA103058R1+1SDA107723R1 | XT7V 800 Ekip Touch Meas.LSI 800 3pFF UL | 25:Q | XT7VQ380CRFF000XXX | https://new.abb.com/products/en/1SDA103058R1 |  |  | 1SDA107723R1
25 | Q | XT7VQ380CSFF000XXX | 1SDA103061R1+1SDA107723R1 | XT7V 800 Ekip TouchMeas.LSIG 800 3pFF UL | 25:Q | XT7VQ380CSFF000XXX | https://new.abb.com/products/en/1SDA103061R1 |  |  | 1SDA107723R1
25 | Q | XT7VQ380CTFF000XXX | 1SDA103064R1+1SDA107723R1 | XT7V 800 Ekip Hi-Touch LSI 800 3p FF UL | 25:Q | XT7VQ380CTFF000XXX | https://new.abb.com/products/en/1SDA103064R1 |  |  | 1SDA107723R1
25 | Q | XT7VQ380CUFF000XXX | 1SDA103067R1+1SDA107723R1 | XT7V 800 Ekip Hi-Touch LSIG 800 3p FF UL | 25:Q | XT7VQ380CUFF000XXX | https://new.abb.com/products/en/1SDA103067R1 |  |  | 1SDA107723R1
25 | Q | XT7VQ380CWFF000XXX | 1SDA103073R1+1SDA107723R1 | XT7V 800 Ekip M Touch LRIU(MPCB)3p FF UL | 25:Q | XT7VQ380CWFF000XXX | https://new.abb.com/products/en/1SDA103073R1 |  |  | 1SDA107723R1
25 | Q | XT7VQ380CXFF000XXX | 1SDA103076R1+1SDA107723R1 | XT7V 800 Ekip G Dip LS/I In800 3p F F UL | 25:Q | XT7VQ380CXFF000XXX | https://new.abb.com/products/en/1SDA103076R1 |  |  | 1SDA107723R1
25 | Q | XT7VQ380CYFF000XXX | 1SDA103079R1+1SDA107723R1 | XT7V 800 Ekip G Touch LSIG In800 3pFF UL | 25:Q | XT7VQ380CYFF000XXX | https://new.abb.com/products/en/1SDA103079R1 |  |  | 1SDA107723R1
25 | Q | XT7VQ380CZFF000XXX | 1SDA103082R1+1SDA107723R1 | XT7V 800 Ekip G Hi-TouchLSIG 800 3pFF UL | 25:Q | XT7VQ380CZFF000XXX | https://new.abb.com/products/en/1SDA103082R1 |  |  | 1SDA107723R1
25 | Q | XT7VQ480CCFF000XXX | 1SDA103304R1+1SDA107724R1 | XT7V 800 Ekip Dip LIG In=800A 4p F F UL | 25:Q | XT7VQ480CCFF000XXX | https://new.abb.com/products/en/1SDA103304R1 |  |  | 1SDA107724R1
25 | Q | XT7VQ480CEFF000XXX | 1SDA103265R1+1SDA107724R1 | XT7V 800 Ekip Dip LS/I In=800A 4p F F UL | 25:Q | XT7VQ480CEFF000XXX | https://new.abb.com/products/en/1SDA103265R1 |  |  | 1SDA107724R1
25 | Q | XT7VQ480CFFF000XXX | 1SDA103268R1+1SDA107724R1 | XT7V 800 Ekip Dip LSI In=800A 4p F F UL | 25:Q | XT7VQ480CFFF000XXX | https://new.abb.com/products/en/1SDA103268R1 |  |  | 1SDA107724R1
25 | Q | XT7VQ480CGFF000XXX | 1SDA103271R1+1SDA107724R1 | XT7V 800 Ekip Dip LSIG In=800A 4p F F UL | 25:Q | XT7VQ480CGFF000XXX | https://new.abb.com/products/en/1SDA103271R1 |  |  | 1SDA107724R1
25 | Q | XT7VQ480CPFF000XXX | 1SDA103274R1+1SDA107724R1 | XT7V 800 Ekip Touch LSI In800A 4p F F UL | 25:Q | XT7VQ480CPFF000XXX | https://new.abb.com/products/en/1SDA103274R1 |  |  | 1SDA107724R1
25 | Q | XT7VQ480CQFF000XXX | 1SDA103277R1+1SDA107724R1 | XT7V 800 Ekip Touch LSIG In800A 4p FF UL | 25:Q | XT7VQ480CQFF000XXX | https://new.abb.com/products/en/1SDA103277R1 |  |  | 1SDA107724R1
25 | Q | XT7VQ480CRFF000XXX | 1SDA103280R1+1SDA107724R1 | XT7V 800 Ekip Touch Meas.LSI 800 4pFF UL | 25:Q | XT7VQ480CRFF000XXX | https://new.abb.com/products/en/1SDA103280R1 |  |  | 1SDA107724R1
25 | Q | XT7VQ480CSFF000XXX | 1SDA103283R1+1SDA107724R1 | XT7V 800 EkipTouch Meas.LSIG 800 4pFF UL | 25:Q | XT7VQ480CSFF000XXX | https://new.abb.com/products/en/1SDA103283R1 |  |  | 1SDA107724R1
25 | Q | XT7VQ480CTFF000XXX | 1SDA103286R1+1SDA107724R1 | XT7V 800 Ekip Hi-Touch LSI 800 4p FF UL | 25:Q | XT7VQ480CTFF000XXX | https://new.abb.com/products/en/1SDA103286R1 |  |  | 1SDA107724R1
25 | Q | XT7VQ480CUFF000XXX | 1SDA103289R1+1SDA107724R1 | XT7V 800 Ekip Hi-Touch LSIG 800 4p FF UL | 25:Q | XT7VQ480CUFF000XXX | https://new.abb.com/products/en/1SDA103289R1 |  |  | 1SDA107724R1
25 | Q | XT7VQ480CXFF000XXX | 1SDA103292R1+1SDA107724R1 | XT7V 800 Ekip G Dip LS/I In800 4p F F UL | 25:Q | XT7VQ480CXFF000XXX | https://new.abb.com/products/en/1SDA103292R1 |  |  | 1SDA107724R1
25 | Q | XT7VQ480CYFF000XXX | 1SDA103295R1+1SDA107724R1 | XT7V 800 Ekip G Touch LSIG 800 4p FF UL | 25:Q | XT7VQ480CYFF000XXX | https://new.abb.com/products/en/1SDA103295R1 |  |  | 1SDA107724R1
25 | Q | XT7VQ480CZFF000XXX | 1SDA103298R1+1SDA107724R1 | XT7V 800 Ekip G Hi-TouchLSIG 800 4pFF UL | 25:Q | XT7VQ480CZFF000XXX | https://new.abb.com/products/en/1SDA103298R1 |  |  | 1SDA107724R1
25 | Q | XT7HQ310DCFF000XXX | 1SDA102993R1+1SDA107723R1 | XT7H 1000 Ekip Dip LIG In1000A 3p FF UL | 25:Q | XT7HQ310DCFF000XXX | https://new.abb.com/products/en/1SDA102993R1 |  |  | 1SDA107723R1
25 | Q | XT7HQ310DEFF000XXX | 1SDA102948R1+1SDA107723R1 | XT7H 1000 Ekip Dip LS/I In1000A 3p FF UL | 25:Q | XT7HQ310DEFF000XXX | https://new.abb.com/products/en/1SDA102948R1 |  |  | 1SDA107723R1
25 | Q | XT7HQ310DFFF000XXX | 1SDA102951R1+1SDA107723R1 | XT7H 1000 Ekip Dip LSI In1000A 3p F F UL | 25:Q | XT7HQ310DFFF000XXX | https://new.abb.com/products/en/1SDA102951R1 |  |  | 1SDA107723R1
25 | Q | XT7HQ310DGFF000XXX | 1SDA102954R1+1SDA107723R1 | XT7H 1000 Ekip Dip LSIG In1000A 3p FF UL | 25:Q | XT7HQ310DGFF000XXX | https://new.abb.com/products/en/1SDA102954R1 |  |  | 1SDA107723R1
25 | Q | XT7HQ310DPFF000XXX | 1SDA102957R1+1SDA107723R1 | XT7H 1000 Ekip Touch LSI In1000 3p FF UL | 25:Q | XT7HQ310DPFF000XXX | https://new.abb.com/products/en/1SDA102957R1 |  |  | 1SDA107723R1
25 | Q | XT7HQ310DQFF000XXX | 1SDA102960R1+1SDA107723R1 | XT7H 1000 Ekip Touch LSIG 1000 3p FF UL | 25:Q | XT7HQ310DQFF000XXX | https://new.abb.com/products/en/1SDA102960R1 |  |  | 1SDA107723R1
25 | Q | XT7HQ310DRFF000XXX | 1SDA102963R1+1SDA107723R1 | XT7H 1000 EkipTouchMeas.LSI 1000 3pFF UL | 25:Q | XT7HQ310DRFF000XXX | https://new.abb.com/products/en/1SDA102963R1 |  |  | 1SDA107723R1
25 | Q | XT7HQ310DSFF000XXX | 1SDA102966R1+1SDA107723R1 | XT7H 1000 EkipTouchMeasLSIG 1000 3pFF UL | 25:Q | XT7HQ310DSFF000XXX | https://new.abb.com/products/en/1SDA102966R1 |  |  | 1SDA107723R1
25 | Q | XT7HQ310DTFF000XXX | 1SDA102969R1+1SDA107723R1 | XT7H 1000 Ekip Hi-TouchLSI 1000 3p FF UL | 25:Q | XT7HQ310DTFF000XXX | https://new.abb.com/products/en/1SDA102969R1 |  |  | 1SDA107723R1
25 | Q | XT7HQ310DUFF000XXX | 1SDA102972R1+1SDA107723R1 | XT7H 1000 Ekip Hi-TouchLSIG 1000 3pFF UL | 25:Q | XT7HQ310DUFF000XXX | https://new.abb.com/products/en/1SDA102972R1 |  |  | 1SDA107723R1
25 | Q | XT7HQ310DWFF000XXX | 1SDA102978R1+1SDA107723R1 | XT7H 1000 Ekip M Touch LRIU(MPCB)3pFF UL | 25:Q | XT7HQ310DWFF000XXX | https://new.abb.com/products/en/1SDA102978R1 |  |  | 1SDA107723R1
25 | Q | XT7HQ310DXFF000XXX | 1SDA102981R1+1SDA107723R1 | XT7H 1000 Ekip G Dip LS/I 1000 3p F F UL | 25:Q | XT7HQ310DXFF000XXX | https://new.abb.com/products/en/1SDA102981R1 |  |  | 1SDA107723R1
25 | Q | XT7HQ310DYFF000XXX | 1SDA102984R1+1SDA107723R1 | XT7H 1000 Ekip G Touch LSIG 1000 3pFF UL | 25:Q | XT7HQ310DYFF000XXX | https://new.abb.com/products/en/1SDA102984R1 |  |  | 1SDA107723R1
25 | Q | XT7HQ310DZFF000XXX | 1SDA102987R1+1SDA107723R1 | XT7H 1000 EkipGHi-TouchLSIG 1000 3pFF UL | 25:Q | XT7HQ310DZFF000XXX | https://new.abb.com/products/en/1SDA102987R1 |  |  | 1SDA107723R1
25 | Q | XT7HQ410DCFF000XXX | 1SDA103221R1+1SDA107724R1 | XT7H 1000 Ekip Dip LIG In1000A 4p FF UL | 25:Q | XT7HQ410DCFF000XXX | https://new.abb.com/products/en/1SDA103221R1 |  |  | 1SDA107724R1
25 | Q | XT7HQ410DEFF000XXX | 1SDA103182R1+1SDA107724R1 | XT7H 1000 Ekip Dip LS/I In1000A 4p FF UL | 25:Q | XT7HQ410DEFF000XXX | https://new.abb.com/products/en/1SDA103182R1 |  |  | 1SDA107724R1
25 | Q | XT7HQ410DFFF000XXX | 1SDA103185R1+1SDA107724R1 | XT7H 1000 Ekip Dip LSI In1000A 4p F F UL | 25:Q | XT7HQ410DFFF000XXX | https://new.abb.com/products/en/1SDA103185R1 |  |  | 1SDA107724R1
25 | Q | XT7HQ410DGFF000XXX | 1SDA103188R1+1SDA107724R1 | XT7H 1000 Ekip Dip LSIG In1000A 4p FF UL | 25:Q | XT7HQ410DGFF000XXX | https://new.abb.com/products/en/1SDA103188R1 |  |  | 1SDA107724R1
25 | Q | XT7HQ410DPFF000XXX | 1SDA103191R1+1SDA107724R1 | XT7H 1000 Ekip Touch LSI In1000 4p FF UL | 25:Q | XT7HQ410DPFF000XXX | https://new.abb.com/products/en/1SDA103191R1 |  |  | 1SDA107724R1
25 | Q | XT7HQ410DQFF000XXX | 1SDA103194R1+1SDA107724R1 | XT7H 1000 Ekip Touch LSIG 1000 4p FF UL | 25:Q | XT7HQ410DQFF000XXX | https://new.abb.com/products/en/1SDA103194R1 |  |  | 1SDA107724R1
25 | Q | XT7HQ410DRFF000XXX | 1SDA103197R1+1SDA107724R1 | XT7H 1000 EkipTouchMeas.LSI 1000 4pFF UL | 25:Q | XT7HQ410DRFF000XXX | https://new.abb.com/products/en/1SDA103197R1 |  |  | 1SDA107724R1
25 | Q | XT7HQ410DSFF000XXX | 1SDA103200R1+1SDA107724R1 | XT7H 1000 EkipTouchMeasLSIG 1000 4pFF UL | 25:Q | XT7HQ410DSFF000XXX | https://new.abb.com/products/en/1SDA103200R1 |  |  | 1SDA107724R1
25 | Q | XT7HQ410DTFF000XXX | 1SDA103203R1+1SDA107724R1 | XT7H 1000 Ekip Hi-TouchLSI 1000 4p FF UL | 25:Q | XT7HQ410DTFF000XXX | https://new.abb.com/products/en/1SDA103203R1 |  |  | 1SDA107724R1
25 | Q | XT7HQ410DUFF000XXX | 1SDA103206R1+1SDA107724R1 | XT7H 1000 Ekip Hi-TouchLSIG 1000 4pFF UL | 25:Q | XT7HQ410DUFF000XXX | https://new.abb.com/products/en/1SDA103206R1 |  |  | 1SDA107724R1
25 | Q | XT7HQ410DXFF000XXX | 1SDA103209R1+1SDA107724R1 | XT7H 1000 Ekip G Dip LS/I 1000 4p F F UL | 25:Q | XT7HQ410DXFF000XXX | https://new.abb.com/products/en/1SDA103209R1 |  |  | 1SDA107724R1
25 | Q | XT7HQ410DYFF000XXX | 1SDA103212R1+1SDA107724R1 | XT7H 1000 Ekip G Touch LSIG 1000 4pFF UL | 25:Q | XT7HQ410DYFF000XXX | https://new.abb.com/products/en/1SDA103212R1 |  |  | 1SDA107724R1
25 | Q | XT7HQ410DZFF000XXX | 1SDA103215R1+1SDA107724R1 | XT7H 1000 EkipGHi-TouchLSIG 1000 4pFF UL | 25:Q | XT7HQ410DZFF000XXX | https://new.abb.com/products/en/1SDA103215R1 |  |  | 1SDA107724R1
25 | Q | XT7LQ310DCFF000XXX | 1SDA103041R1+1SDA107723R1 | XT7L 1000 Ekip Dip LIG In1000A 3p FF UL | 25:Q | XT7LQ310DCFF000XXX | https://new.abb.com/products/en/1SDA103041R1 |  |  | 1SDA107723R1
25 | Q | XT7LQ310DEFF000XXX | 1SDA102996R1+1SDA107723R1 | XT7L 1000 Ekip Dip LS/I In1000A 3p FF UL | 25:Q | XT7LQ310DEFF000XXX | https://new.abb.com/products/en/1SDA102996R1 |  |  | 1SDA107723R1
25 | Q | XT7LQ310DFFF000XXX | 1SDA102999R1+1SDA107723R1 | XT7L 1000 Ekip Dip LSI In1000A 3p F F UL | 25:Q | XT7LQ310DFFF000XXX | https://new.abb.com/products/en/1SDA102999R1 |  |  | 1SDA107723R1
25 | Q | XT7LQ310DGFF000XXX | 1SDA103002R1+1SDA107723R1 | XT7L 1000 Ekip Dip LSIG In1000A 3p FF UL | 25:Q | XT7LQ310DGFF000XXX | https://new.abb.com/products/en/1SDA103002R1 |  |  | 1SDA107723R1
25 | Q | XT7LQ310DPFF000XXX | 1SDA103005R1+1SDA107723R1 | XT7L 1000 Ekip Touch LSI In1000 3p FF UL | 25:Q | XT7LQ310DPFF000XXX | https://new.abb.com/products/en/1SDA103005R1 |  |  | 1SDA107723R1
25 | Q | XT7LQ310DQFF000XXX | 1SDA103008R1+1SDA107723R1 | XT7L 1000 Ekip Touch LSIG 1000 3p FF UL | 25:Q | XT7LQ310DQFF000XXX | https://new.abb.com/products/en/1SDA103008R1 |  |  | 1SDA107723R1
25 | Q | XT7LQ310DRFF000XXX | 1SDA103011R1+1SDA107723R1 | XT7L 1000 EkipTouchMeas.LSI 1000 3pFF UL | 25:Q | XT7LQ310DRFF000XXX | https://new.abb.com/products/en/1SDA103011R1 |  |  | 1SDA107723R1
25 | Q | XT7LQ310DSFF000XXX | 1SDA103014R1+1SDA107723R1 | XT7L 1000 EkipTouchMeasLSIG 1000 3pFF UL | 25:Q | XT7LQ310DSFF000XXX | https://new.abb.com/products/en/1SDA103014R1 |  |  | 1SDA107723R1
25 | Q | XT7LQ310DTFF000XXX | 1SDA103017R1+1SDA107723R1 | XT7L 1000 Ekip Hi-TouchLSI 1000 3p FF UL | 25:Q | XT7LQ310DTFF000XXX | https://new.abb.com/products/en/1SDA103017R1 |  |  | 1SDA107723R1
25 | Q | XT7LQ310DUFF000XXX | 1SDA103020R1+1SDA107723R1 | XT7L 1000 Ekip Hi-TouchLSIG 1000 3pFF UL | 25:Q | XT7LQ310DUFF000XXX | https://new.abb.com/products/en/1SDA103020R1 |  |  | 1SDA107723R1
25 | Q | XT7LQ310DWFF000XXX | 1SDA103026R1+1SDA107723R1 | XT7L 1000 Ekip M Touch LRIU(MPCB)3pFF UL | 25:Q | XT7LQ310DWFF000XXX | https://new.abb.com/products/en/1SDA103026R1 |  |  | 1SDA107723R1
25 | Q | XT7LQ310DXFF000XXX | 1SDA103029R1+1SDA107723R1 | XT7L 1000 Ekip G Dip LS/I 1000 3p F F UL | 25:Q | XT7LQ310DXFF000XXX | https://new.abb.com/products/en/1SDA103029R1 |  |  | 1SDA107723R1
25 | Q | XT7LQ310DYFF000XXX | 1SDA103032R1+1SDA107723R1 | XT7L 1000 Ekip G Touch LSIG 1000 3pFF UL | 25:Q | XT7LQ310DYFF000XXX | https://new.abb.com/products/en/1SDA103032R1 |  |  | 1SDA107723R1
25 | Q | XT7LQ310DZFF000XXX | 1SDA103035R1+1SDA107723R1 | XT7L 1000 EkipGHi-TouchLSIG 1000 3pFF UL | 25:Q | XT7LQ310DZFF000XXX | https://new.abb.com/products/en/1SDA103035R1 |  |  | 1SDA107723R1
25 | Q | XT7LQ410DCFF000XXX | 1SDA103263R1+1SDA107724R1 | XT7L 1000 Ekip Dip LIG In1000A 4p FF UL | 25:Q | XT7LQ410DCFF000XXX | https://new.abb.com/products/en/1SDA103263R1 |  |  | 1SDA107724R1
25 | Q | XT7LQ410DEFF000XXX | 1SDA103224R1+1SDA107724R1 | XT7L 1000 Ekip Dip LS/I In1000A 4p FF UL | 25:Q | XT7LQ410DEFF000XXX | https://new.abb.com/products/en/1SDA103224R1 |  |  | 1SDA107724R1
25 | Q | XT7LQ410DFFF000XXX | 1SDA103227R1+1SDA107724R1 | XT7L 1000 Ekip Dip LSI In1000A 4p F F UL | 25:Q | XT7LQ410DFFF000XXX | https://new.abb.com/products/en/1SDA103227R1 |  |  | 1SDA107724R1
25 | Q | XT7LQ410DGFF000XXX | 1SDA103230R1+1SDA107724R1 | XT7L 1000 Ekip Dip LSIG In1000A 4p FF UL | 25:Q | XT7LQ410DGFF000XXX | https://new.abb.com/products/en/1SDA103230R1 |  |  | 1SDA107724R1
25 | Q | XT7LQ410DPFF000XXX | 1SDA103233R1+1SDA107724R1 | XT7L 1000 Ekip Touch LSI In1000 4p FF UL | 25:Q | XT7LQ410DPFF000XXX | https://new.abb.com/products/en/1SDA103233R1 |  |  | 1SDA107724R1
25 | Q | XT7LQ410DQFF000XXX | 1SDA103236R1+1SDA107724R1 | XT7L 1000 Ekip Touch LSIG 1000 4p FF UL | 25:Q | XT7LQ410DQFF000XXX | https://new.abb.com/products/en/1SDA103236R1 |  |  | 1SDA107724R1
25 | Q | XT7LQ410DRFF000XXX | 1SDA103239R1+1SDA107724R1 | XT7L 1000 EkipTouchMeas.LSI 1000 4pFF UL | 25:Q | XT7LQ410DRFF000XXX | https://new.abb.com/products/en/1SDA103239R1 |  |  | 1SDA107724R1
25 | Q | XT7LQ410DSFF000XXX | 1SDA103242R1+1SDA107724R1 | XT7L 1000 EkipTouchMeasLSIG 1000 4pFF UL | 25:Q | XT7LQ410DSFF000XXX | https://new.abb.com/products/en/1SDA103242R1 |  |  | 1SDA107724R1
25 | Q | XT7LQ410DTFF000XXX | 1SDA103245R1+1SDA107724R1 | XT7L 1000 Ekip Hi-TouchLSI 1000 4p FF UL | 25:Q | XT7LQ410DTFF000XXX | https://new.abb.com/products/en/1SDA103245R1 |  |  | 1SDA107724R1
25 | Q | XT7LQ410DUFF000XXX | 1SDA103248R1+1SDA107724R1 | XT7L 1000 Ekip Hi-TouchLSIG 1000 4pFF UL | 25:Q | XT7LQ410DUFF000XXX | https://new.abb.com/products/en/1SDA103248R1 |  |  | 1SDA107724R1
25 | Q | XT7LQ410DXFF000XXX | 1SDA103251R1+1SDA107724R1 | XT7L 1000 Ekip G Dip LS/I 1000 4p F F UL | 25:Q | XT7LQ410DXFF000XXX | https://new.abb.com/products/en/1SDA103251R1 |  |  | 1SDA107724R1
25 | Q | XT7LQ410DYFF000XXX | 1SDA103254R1+1SDA107724R1 | XT7L 1000 Ekip G Touch LSIG 1000 4pFF UL | 25:Q | XT7LQ410DYFF000XXX | https://new.abb.com/products/en/1SDA103254R1 |  |  | 1SDA107724R1
25 | Q | XT7LQ410DZFF000XXX | 1SDA103257R1+1SDA107724R1 | XT7L 1000 EkipGHi-TouchLSIG 1000 4pFF UL | 25:Q | XT7LQ410DZFF000XXX | https://new.abb.com/products/en/1SDA103257R1 |  |  | 1SDA107724R1
25 | Q | XT7SQ310DCFF000XXX | 1SDA102945R1+1SDA107723R1 | XT7S 1000 Ekip Dip LIG In1000A 3p FF UL | 25:Q | XT7SQ310DCFF000XXX | https://new.abb.com/products/en/1SDA102945R1 |  |  | 1SDA107723R1
25 | Q | XT7SQ310DEFF000XXX | 1SDA102900R1+1SDA107723R1 | XT7S 1000 Ekip Dip LS/I In1000A 3p FF UL | 25:Q | XT7SQ310DEFF000XXX | https://new.abb.com/products/en/1SDA102900R1 |  |  | 1SDA107723R1
25 | Q | XT7SQ310DFFF000XXX | 1SDA102903R1+1SDA107723R1 | XT7S 1000 Ekip Dip LSI In1000A 3p F F UL | 25:Q | XT7SQ310DFFF000XXX | https://new.abb.com/products/en/1SDA102903R1 |  |  | 1SDA107723R1
25 | Q | XT7SQ310DGFF000XXX | 1SDA102906R1+1SDA107723R1 | XT7S 1000 Ekip Dip LSIG In1000A 3p FF UL | 25:Q | XT7SQ310DGFF000XXX | https://new.abb.com/products/en/1SDA102906R1 |  |  | 1SDA107723R1
25 | Q | XT7SQ310DPFF000XXX | 1SDA102909R1+1SDA107723R1 | XT7S 1000 Ekip Touch LSI In1000 3p FF UL | 25:Q | XT7SQ310DPFF000XXX | https://new.abb.com/products/en/1SDA102909R1 |  |  | 1SDA107723R1
25 | Q | XT7SQ310DQFF000XXX | 1SDA102912R1+1SDA107723R1 | XT7S 1000 Ekip Touch LSIG 1000 3p FF UL | 25:Q | XT7SQ310DQFF000XXX | https://new.abb.com/products/en/1SDA102912R1 |  |  | 1SDA107723R1
25 | Q | XT7SQ310DRFF000XXX | 1SDA102915R1+1SDA107723R1 | XT7S 1000 EkipTouchMeas.LSI 1000 3pFF UL | 25:Q | XT7SQ310DRFF000XXX | https://new.abb.com/products/en/1SDA102915R1 |  |  | 1SDA107723R1
25 | Q | XT7SQ310DSFF000XXX | 1SDA102918R1+1SDA107723R1 | XT7S 1000 EkipTouchMeasLSIG 1000 3pFF UL | 25:Q | XT7SQ310DSFF000XXX | https://new.abb.com/products/en/1SDA102918R1 |  |  | 1SDA107723R1
25 | Q | XT7SQ310DTFF000XXX | 1SDA102921R1+1SDA107723R1 | XT7S 1000 Ekip Hi-TouchLSI 1000 3p FF UL | 25:Q | XT7SQ310DTFF000XXX | https://new.abb.com/products/en/1SDA102921R1 |  |  | 1SDA107723R1
25 | Q | XT7SQ310DUFF000XXX | 1SDA102924R1+1SDA107723R1 | XT7S 1000 Ekip Hi-TouchLSIG 1000 3pFF UL | 25:Q | XT7SQ310DUFF000XXX | https://new.abb.com/products/en/1SDA102924R1 |  |  | 1SDA107723R1
25 | Q | XT7SQ310DWFF000XXX | 1SDA102930R1+1SDA107723R1 | XT7S 1000 Ekip M Touch LRIU(MPCB)3pFF UL | 25:Q | XT7SQ310DWFF000XXX | https://new.abb.com/products/en/1SDA102930R1 |  |  | 1SDA107723R1
25 | Q | XT7SQ310DXFF000XXX | 1SDA102933R1+1SDA107723R1 | XT7S 1000 Ekip G Dip LS/I 1000 3p F F UL | 25:Q | XT7SQ310DXFF000XXX | https://new.abb.com/products/en/1SDA102933R1 |  |  | 1SDA107723R1
25 | Q | XT7SQ310DYFF000XXX | 1SDA102936R1+1SDA107723R1 | XT7S 1000 Ekip G Touch LSIG 1000 3pFF UL | 25:Q | XT7SQ310DYFF000XXX | https://new.abb.com/products/en/1SDA102936R1 |  |  | 1SDA107723R1
25 | Q | XT7SQ310DZFF000XXX | 1SDA102939R1+1SDA107723R1 | XT7S 1000 EkipGHi-TouchLSIG 1000 3pFF UL | 25:Q | XT7SQ310DZFF000XXX | https://new.abb.com/products/en/1SDA102939R1 |  |  | 1SDA107723R1
25 | Q | XT7SQ410DCFF000XXX | 1SDA103179R1+1SDA107724R1 | XT7S 1000 Ekip Dip LIG In1000A 4p FF UL | 25:Q | XT7SQ410DCFF000XXX | https://new.abb.com/products/en/1SDA103179R1 |  |  | 1SDA107724R1
25 | Q | XT7SQ410DEFF000XXX | 1SDA103140R1+1SDA107724R1 | XT7S 1000 Ekip Dip LS/I In1000A 4p FF UL | 25:Q | XT7SQ410DEFF000XXX | https://new.abb.com/products/en/1SDA103140R1 |  |  | 1SDA107724R1
25 | Q | XT7SQ410DFFF000XXX | 1SDA103143R1+1SDA107724R1 | XT7S 1000 Ekip Dip LSI In1000A 4p F F UL | 25:Q | XT7SQ410DFFF000XXX | https://new.abb.com/products/en/1SDA103143R1 |  |  | 1SDA107724R1
25 | Q | XT7SQ410DGFF000XXX | 1SDA103146R1+1SDA107724R1 | XT7S 1000 Ekip Dip LSIG In1000A 4p FF UL | 25:Q | XT7SQ410DGFF000XXX | https://new.abb.com/products/en/1SDA103146R1 |  |  | 1SDA107724R1
25 | Q | XT7SQ410DPFF000XXX | 1SDA103149R1+1SDA107724R1 | XT7S 1000 Ekip Touch LSI In1000 4p FF UL | 25:Q | XT7SQ410DPFF000XXX | https://new.abb.com/products/en/1SDA103149R1 |  |  | 1SDA107724R1
25 | Q | XT7SQ410DQFF000XXX | 1SDA103152R1+1SDA107724R1 | XT7S 1000 Ekip Touch LSIG 1000 4p FF UL | 25:Q | XT7SQ410DQFF000XXX | https://new.abb.com/products/en/1SDA103152R1 |  |  | 1SDA107724R1
25 | Q | XT7SQ410DRFF000XXX | 1SDA103155R1+1SDA107724R1 | XT7S 1000 EkipTouchMeas.LSI 1000 4pFF UL | 25:Q | XT7SQ410DRFF000XXX | https://new.abb.com/products/en/1SDA103155R1 |  |  | 1SDA107724R1
25 | Q | XT7SQ410DSFF000XXX | 1SDA103158R1+1SDA107724R1 | XT7S 1000 EkipTouchMeasLSIG 1000 4pFF UL | 25:Q | XT7SQ410DSFF000XXX | https://new.abb.com/products/en/1SDA103158R1 |  |  | 1SDA107724R1
25 | Q | XT7SQ410DTFF000XXX | 1SDA103161R1+1SDA107724R1 | XT7S 1000 Ekip Hi-TouchLSI 1000 4p FF UL | 25:Q | XT7SQ410DTFF000XXX | https://new.abb.com/products/en/1SDA103161R1 |  |  | 1SDA107724R1
25 | Q | XT7SQ410DUFF000XXX | 1SDA103164R1+1SDA107724R1 | XT7S 1000 Ekip Hi-TouchLSIG 1000 4pFF UL | 25:Q | XT7SQ410DUFF000XXX | https://new.abb.com/products/en/1SDA103164R1 |  |  | 1SDA107724R1
25 | Q | XT7SQ410DXFF000XXX | 1SDA103167R1+1SDA107724R1 | XT7S 1000 Ekip G Dip LS/I 1000 4p F F UL | 25:Q | XT7SQ410DXFF000XXX | https://new.abb.com/products/en/1SDA103167R1 |  |  | 1SDA107724R1
25 | Q | XT7SQ410DYFF000XXX | 1SDA103170R1+1SDA107724R1 | XT7S 1000 Ekip G Touch LSIG 1000 4pFF UL | 25:Q | XT7SQ410DYFF000XXX | https://new.abb.com/products/en/1SDA103170R1 |  |  | 1SDA107724R1
25 | Q | XT7SQ410DZFF000XXX | 1SDA103173R1+1SDA107724R1 | XT7S 1000 EkipGHi-TouchLSIG 1000 4pFF UL | 25:Q | XT7SQ410DZFF000XXX | https://new.abb.com/products/en/1SDA103173R1 |  |  | 1SDA107724R1
25 | Q | XT7VQ310DCFF000XXX | 1SDA103089R1+1SDA107723R1 | XT7V 1000 Ekip Dip LIG In1000A 3p FF UL | 25:Q | XT7VQ310DCFF000XXX | https://new.abb.com/products/en/1SDA103089R1 |  |  | 1SDA107723R1
25 | Q | XT7VQ310DEFF000XXX | 1SDA103044R1+1SDA107723R1 | XT7V 1000 Ekip Dip LS/I In1000A 3p FF UL | 25:Q | XT7VQ310DEFF000XXX | https://new.abb.com/products/en/1SDA103044R1 |  |  | 1SDA107723R1
25 | Q | XT7VQ310DFFF000XXX | 1SDA103047R1+1SDA107723R1 | XT7V 1000 Ekip Dip LSI In1000A 3p F F UL | 25:Q | XT7VQ310DFFF000XXX | https://new.abb.com/products/en/1SDA103047R1 |  |  | 1SDA107723R1
25 | Q | XT7VQ310DGFF000XXX | 1SDA103050R1+1SDA107723R1 | XT7V 1000 Ekip Dip LSIG In1000A 3p FF UL | 25:Q | XT7VQ310DGFF000XXX | https://new.abb.com/products/en/1SDA103050R1 |  |  | 1SDA107723R1
25 | Q | XT7VQ310DPFF000XXX | 1SDA103053R1+1SDA107723R1 | XT7V 1000 Ekip Touch LSI In1000 3p FF UL | 25:Q | XT7VQ310DPFF000XXX | https://new.abb.com/products/en/1SDA103053R1 |  |  | 1SDA107723R1
25 | Q | XT7VQ310DQFF000XXX | 1SDA103056R1+1SDA107723R1 | XT7V 1000 Ekip Touch LSIG 1000 3p FF UL | 25:Q | XT7VQ310DQFF000XXX | https://new.abb.com/products/en/1SDA103056R1 |  |  | 1SDA107723R1
25 | Q | XT7VQ310DRFF000XXX | 1SDA103059R1+1SDA107723R1 | XT7V 1000 EkipTouchMeas.LSI 1000 3pFF UL | 25:Q | XT7VQ310DRFF000XXX | https://new.abb.com/products/en/1SDA103059R1 |  |  | 1SDA107723R1
25 | Q | XT7VQ310DSFF000XXX | 1SDA103062R1+1SDA107723R1 | XT7V 1000 EkipTouchMeasLSIG 1000 3pFF UL | 25:Q | XT7VQ310DSFF000XXX | https://new.abb.com/products/en/1SDA103062R1 |  |  | 1SDA107723R1
25 | Q | XT7VQ310DTFF000XXX | 1SDA103065R1+1SDA107723R1 | XT7V 1000 Ekip Hi-TouchLSI 1000 3p FF UL | 25:Q | XT7VQ310DTFF000XXX | https://new.abb.com/products/en/1SDA103065R1 |  |  | 1SDA107723R1
25 | Q | XT7VQ310DUFF000XXX | 1SDA103068R1+1SDA107723R1 | XT7V 1000 Ekip Hi-TouchLSIG 1000 3pFF UL | 25:Q | XT7VQ310DUFF000XXX | https://new.abb.com/products/en/1SDA103068R1 |  |  | 1SDA107723R1
25 | Q | XT7VQ310DWFF000XXX | 1SDA103074R1+1SDA107723R1 | XT7V 1000 Ekip M Touch LRIU(MPCB)3pFF UL | 25:Q | XT7VQ310DWFF000XXX | https://new.abb.com/products/en/1SDA103074R1 |  |  | 1SDA107723R1
25 | Q | XT7VQ310DXFF000XXX | 1SDA103077R1+1SDA107723R1 | XT7V 1000 Ekip G Dip LS/I 1000 3p F F UL | 25:Q | XT7VQ310DXFF000XXX | https://new.abb.com/products/en/1SDA103077R1 |  |  | 1SDA107723R1
25 | Q | XT7VQ310DYFF000XXX | 1SDA103080R1+1SDA107723R1 | XT7V 1000 Ekip G Touch LSIG 1000 3pFF UL | 25:Q | XT7VQ310DYFF000XXX | https://new.abb.com/products/en/1SDA103080R1 |  |  | 1SDA107723R1
25 | Q | XT7VQ310DZFF000XXX | 1SDA103083R1+1SDA107723R1 | XT7V 1000 EkipGHi-TouchLSIG 1000 3pFF UL | 25:Q | XT7VQ310DZFF000XXX | https://new.abb.com/products/en/1SDA103083R1 |  |  | 1SDA107723R1
25 | Q | XT7VQ410DCFF000XXX | 1SDA103305R1+1SDA107724R1 | XT7V 1000 Ekip Dip LIG In1000A 4p FF UL | 25:Q | XT7VQ410DCFF000XXX | https://new.abb.com/products/en/1SDA103305R1 |  |  | 1SDA107724R1
25 | Q | XT7VQ410DEFF000XXX | 1SDA103266R1+1SDA107724R1 | XT7V 1000 Ekip Dip LS/I In1000A 4p FF UL | 25:Q | XT7VQ410DEFF000XXX | https://new.abb.com/products/en/1SDA103266R1 |  |  | 1SDA107724R1
25 | Q | XT7VQ410DFFF000XXX | 1SDA103269R1+1SDA107724R1 | XT7V 1000 Ekip Dip LSI In1000A 4p F F UL | 25:Q | XT7VQ410DFFF000XXX | https://new.abb.com/products/en/1SDA103269R1 |  |  | 1SDA107724R1
25 | Q | XT7VQ410DGFF000XXX | 1SDA103272R1+1SDA107724R1 | XT7V 1000 Ekip Dip LSIG In1000A 4p FF UL | 25:Q | XT7VQ410DGFF000XXX | https://new.abb.com/products/en/1SDA103272R1 |  |  | 1SDA107724R1
25 | Q | XT7VQ410DPFF000XXX | 1SDA103275R1+1SDA107724R1 | XT7V 1000 Ekip Touch LSI In1000 4p FF UL | 25:Q | XT7VQ410DPFF000XXX | https://new.abb.com/products/en/1SDA103275R1 |  |  | 1SDA107724R1
25 | Q | XT7VQ410DQFF000XXX | 1SDA103278R1+1SDA107724R1 | XT7V 1000 Ekip Touch LSIG 1000 4p FF UL | 25:Q | XT7VQ410DQFF000XXX | https://new.abb.com/products/en/1SDA103278R1 |  |  | 1SDA107724R1
25 | Q | XT7VQ410DRFF000XXX | 1SDA103281R1+1SDA107724R1 | XT7V 1000 EkipTouchMeas.LSI 1000 4pFF UL | 25:Q | XT7VQ410DRFF000XXX | https://new.abb.com/products/en/1SDA103281R1 |  |  | 1SDA107724R1
25 | Q | XT7VQ410DSFF000XXX | 1SDA103284R1+1SDA107724R1 | XT7V 1000 EkipTouchMeasLSIG 1000 4pFF UL | 25:Q | XT7VQ410DSFF000XXX | https://new.abb.com/products/en/1SDA103284R1 |  |  | 1SDA107724R1
25 | Q | XT7VQ410DTFF000XXX | 1SDA103287R1+1SDA107724R1 | XT7V 1000 Ekip Hi-TouchLSI 1000 4p FF UL | 25:Q | XT7VQ410DTFF000XXX | https://new.abb.com/products/en/1SDA103287R1 |  |  | 1SDA107724R1
25 | Q | XT7VQ410DUFF000XXX | 1SDA103290R1+1SDA107724R1 | XT7V 1000 Ekip Hi-TouchLSIG 1000 4pFF UL | 25:Q | XT7VQ410DUFF000XXX | https://new.abb.com/products/en/1SDA103290R1 |  |  | 1SDA107724R1
25 | Q | XT7VQ410DXFF000XXX | 1SDA103293R1+1SDA107724R1 | XT7V 1000 Ekip G Dip LS/I 1000 4p F F UL | 25:Q | XT7VQ410DXFF000XXX | https://new.abb.com/products/en/1SDA103293R1 |  |  | 1SDA107724R1
25 | Q | XT7VQ410DYFF000XXX | 1SDA103296R1+1SDA107724R1 | XT7V 1000 Ekip G Touch LSIG 1000 4pFF UL | 25:Q | XT7VQ410DYFF000XXX | https://new.abb.com/products/en/1SDA103296R1 |  |  | 1SDA107724R1
25 | Q | XT7VQ410DZFF000XXX | 1SDA103299R1+1SDA107724R1 | XT7V 1000 EkipGHi-TouchLSIG 1000 4pFF UL | 25:Q | XT7VQ410DZFF000XXX | https://new.abb.com/products/en/1SDA103299R1 |  |  | 1SDA107724R1
25 | Q | XT7HQ312ECFF000XXX | 1SDA102994R1+1SDA107723R1 | XT7H 1200 Ekip Dip LIG In1200A 3p FF UL | 25:Q | XT7HQ312ECFF000XXX | https://new.abb.com/products/en/1SDA102994R1 |  |  | 1SDA107723R1
25 | Q | XT7HQ312EEFF000XXX | 1SDA102949R1+1SDA107723R1 | XT7H 1200 Ekip Dip LS/I In1200A 3p FF UL | 25:Q | XT7HQ312EEFF000XXX | https://new.abb.com/products/en/1SDA102949R1 |  |  | 1SDA107723R1
25 | Q | XT7HQ312EFFF000XXX | 1SDA102952R1+1SDA107723R1 | XT7H 1200 Ekip Dip LSI In1200A 3p F F UL | 25:Q | XT7HQ312EFFF000XXX | https://new.abb.com/products/en/1SDA102952R1 |  |  | 1SDA107723R1
25 | Q | XT7HQ312EGFF000XXX | 1SDA102955R1+1SDA107723R1 | XT7H 1200 Ekip Dip LSIG In1200A 3p FF UL | 25:Q | XT7HQ312EGFF000XXX | https://new.abb.com/products/en/1SDA102955R1 |  |  | 1SDA107723R1
25 | Q | XT7HQ312EPFF000XXX | 1SDA102958R1+1SDA107723R1 | XT7H 1200 Ekip Touch LSI In1200 3p FF UL | 25:Q | XT7HQ312EPFF000XXX | https://new.abb.com/products/en/1SDA102958R1 |  |  | 1SDA107723R1
25 | Q | XT7HQ312EQFF000XXX | 1SDA102961R1+1SDA107723R1 | XT7H 1200 Ekip Touch LSIG 1200 3p FF UL | 25:Q | XT7HQ312EQFF000XXX | https://new.abb.com/products/en/1SDA102961R1 |  |  | 1SDA107723R1
25 | Q | XT7HQ312ERFF000XXX | 1SDA102964R1+1SDA107723R1 | XT7H 1200 EkipTouchMeas.LSI 1200 3pFF UL | 25:Q | XT7HQ312ERFF000XXX | https://new.abb.com/products/en/1SDA102964R1 |  |  | 1SDA107723R1
25 | Q | XT7HQ312ESFF000XXX | 1SDA102967R1+1SDA107723R1 | XT7H 1200 EkipTouchMeasLSIG 1200 3pFF UL | 25:Q | XT7HQ312ESFF000XXX | https://new.abb.com/products/en/1SDA102967R1 |  |  | 1SDA107723R1
25 | Q | XT7HQ312ETFF000XXX | 1SDA102970R1+1SDA107723R1 | XT7H 1200 Ekip Hi-TouchLSI 1200 3p FF UL | 25:Q | XT7HQ312ETFF000XXX | https://new.abb.com/products/en/1SDA102970R1 |  |  | 1SDA107723R1
25 | Q | XT7HQ312EUFF000XXX | 1SDA102973R1+1SDA107723R1 | XT7H 1200 Ekip Hi-TouchLSIG 1200 3pFF UL | 25:Q | XT7HQ312EUFF000XXX | https://new.abb.com/products/en/1SDA102973R1 |  |  | 1SDA107723R1
25 | Q | XT7HQ312EWFF000XXX | 1SDA102979R1+1SDA107723R1 | XT7H 1200 Ekip M Touch LRIU(MPCB)3pFF UL | 25:Q | XT7HQ312EWFF000XXX | https://new.abb.com/products/en/1SDA102979R1 |  |  | 1SDA107723R1
25 | Q | XT7HQ312EXFF000XXX | 1SDA102982R1+1SDA107723R1 | XT7H 1200 Ekip G Dip LS/I 1200 3p F F UL | 25:Q | XT7HQ312EXFF000XXX | https://new.abb.com/products/en/1SDA102982R1 |  |  | 1SDA107723R1
25 | Q | XT7HQ312EYFF000XXX | 1SDA102985R1+1SDA107723R1 | XT7H 1200 Ekip G Touch LSIG 1200 3pFF UL | 25:Q | XT7HQ312EYFF000XXX | https://new.abb.com/products/en/1SDA102985R1 |  |  | 1SDA107723R1
25 | Q | XT7HQ312EZFF000XXX | 1SDA102988R1+1SDA107723R1 | XT7H 1200 EkipGHi-TouchLSIG 1200 3pFF UL | 25:Q | XT7HQ312EZFF000XXX | https://new.abb.com/products/en/1SDA102988R1 |  |  | 1SDA107723R1
25 | Q | XT7HQ412ECFF000XXX | 1SDA103222R1+1SDA107724R1 | XT7H 1200 Ekip Dip LIG In1200A 4p FF UL | 25:Q | XT7HQ412ECFF000XXX | https://new.abb.com/products/en/1SDA103222R1 |  |  | 1SDA107724R1
25 | Q | XT7HQ412EEFF000XXX | 1SDA103183R1+1SDA107724R1 | XT7H 1200 Ekip Dip LS/I In1200A 4p FF UL | 25:Q | XT7HQ412EEFF000XXX | https://new.abb.com/products/en/1SDA103183R1 |  |  | 1SDA107724R1
25 | Q | XT7HQ412EFFF000XXX | 1SDA103186R1+1SDA107724R1 | XT7H 1200 Ekip Dip LSI In1200A 4p F F UL | 25:Q | XT7HQ412EFFF000XXX | https://new.abb.com/products/en/1SDA103186R1 |  |  | 1SDA107724R1
25 | Q | XT7HQ412EGFF000XXX | 1SDA103189R1+1SDA107724R1 | XT7H 1200 Ekip Dip LSIG In1200A 4p FF UL | 25:Q | XT7HQ412EGFF000XXX | https://new.abb.com/products/en/1SDA103189R1 |  |  | 1SDA107724R1
25 | Q | XT7HQ412EPFF000XXX | 1SDA103192R1+1SDA107724R1 | XT7H 1200 Ekip Touch LSI In1200 4p FF UL | 25:Q | XT7HQ412EPFF000XXX | https://new.abb.com/products/en/1SDA103192R1 |  |  | 1SDA107724R1
25 | Q | XT7HQ412EQFF000XXX | 1SDA103195R1+1SDA107724R1 | XT7H 1200 Ekip Touch LSIG 1200 4p FF UL | 25:Q | XT7HQ412EQFF000XXX | https://new.abb.com/products/en/1SDA103195R1 |  |  | 1SDA107724R1
25 | Q | XT7HQ412ERFF000XXX | 1SDA103198R1+1SDA107724R1 | XT7H 1200 EkipTouchMeas.LSI 1200 4pFF UL | 25:Q | XT7HQ412ERFF000XXX | https://new.abb.com/products/en/1SDA103198R1 |  |  | 1SDA107724R1
25 | Q | XT7HQ412ESFF000XXX | 1SDA103201R1+1SDA107724R1 | XT7H 1200 EkipTouchMeasLSIG 1200 4pFF UL | 25:Q | XT7HQ412ESFF000XXX | https://new.abb.com/products/en/1SDA103201R1 |  |  | 1SDA107724R1
25 | Q | XT7HQ412ETFF000XXX | 1SDA103204R1+1SDA107724R1 | XT7H 1200 Ekip Hi-TouchLSI 1200 4p FF UL | 25:Q | XT7HQ412ETFF000XXX | https://new.abb.com/products/en/1SDA103204R1 |  |  | 1SDA107724R1
25 | Q | XT7HQ412EUFF000XXX | 1SDA103207R1+1SDA107724R1 | XT7H 1200 Ekip Hi-TouchLSIG 1200 4pFF UL | 25:Q | XT7HQ412EUFF000XXX | https://new.abb.com/products/en/1SDA103207R1 |  |  | 1SDA107724R1
25 | Q | XT7HQ412EXFF000XXX | 1SDA103210R1+1SDA107724R1 | XT7H 1200 Ekip G Dip LS/I 1200 4p F F UL | 25:Q | XT7HQ412EXFF000XXX | https://new.abb.com/products/en/1SDA103210R1 |  |  | 1SDA107724R1
25 | Q | XT7HQ412EYFF000XXX | 1SDA103213R1+1SDA107724R1 | XT7H 1200 Ekip G Touch LSIG 1200 4pFF UL | 25:Q | XT7HQ412EYFF000XXX | https://new.abb.com/products/en/1SDA103213R1 |  |  | 1SDA107724R1
25 | Q | XT7HQ412EZFF000XXX | 1SDA103216R1+1SDA107724R1 | XT7H 1200 EkipGHi-TouchLSIG 1200 4pFF UL | 25:Q | XT7HQ412EZFF000XXX | https://new.abb.com/products/en/1SDA103216R1 |  |  | 1SDA107724R1
25 | Q | XT7LQ312ECFF000XXX | 1SDA103042R1+1SDA107723R1 | XT7L 1200 Ekip Dip LIG In1200A 3p FF UL | 25:Q | XT7LQ312ECFF000XXX | https://new.abb.com/products/en/1SDA103042R1 |  |  | 1SDA107723R1
25 | Q | XT7LQ312EEFF000XXX | 1SDA102997R1+1SDA107723R1 | XT7L 1200 Ekip Dip LS/I In1200A 3p FF UL | 25:Q | XT7LQ312EEFF000XXX | https://new.abb.com/products/en/1SDA102997R1 |  |  | 1SDA107723R1
25 | Q | XT7LQ312EFFF000XXX | 1SDA103000R1+1SDA107723R1 | XT7L 1200 Ekip Dip LSI In1200A 3p F F UL | 25:Q | XT7LQ312EFFF000XXX | https://new.abb.com/products/en/1SDA103000R1 |  |  | 1SDA107723R1
25 | Q | XT7LQ312EGFF000XXX | 1SDA103003R1+1SDA107723R1 | XT7L 1200 Ekip Dip LSIG In1200A 3p FF UL | 25:Q | XT7LQ312EGFF000XXX | https://new.abb.com/products/en/1SDA103003R1 |  |  | 1SDA107723R1
25 | Q | XT7LQ312EPFF000XXX | 1SDA103006R1+1SDA107723R1 | XT7L 1200 Ekip Touch LSI In1200 3p FF UL | 25:Q | XT7LQ312EPFF000XXX | https://new.abb.com/products/en/1SDA103006R1 |  |  | 1SDA107723R1
25 | Q | XT7LQ312EQFF000XXX | 1SDA103009R1+1SDA107723R1 | XT7L 1200 Ekip Touch LSIG 1200 3p FF UL | 25:Q | XT7LQ312EQFF000XXX | https://new.abb.com/products/en/1SDA103009R1 |  |  | 1SDA107723R1
25 | Q | XT7LQ312ERFF000XXX | 1SDA103012R1+1SDA107723R1 | XT7L 1200 EkipTouchMeas.LSI 1200 3pFF UL | 25:Q | XT7LQ312ERFF000XXX | https://new.abb.com/products/en/1SDA103012R1 |  |  | 1SDA107723R1
25 | Q | XT7LQ312ESFF000XXX | 1SDA103015R1+1SDA107723R1 | XT7L 1200 EkipTouchMeasLSIG 1200 3pFF UL | 25:Q | XT7LQ312ESFF000XXX | https://new.abb.com/products/en/1SDA103015R1 |  |  | 1SDA107723R1
25 | Q | XT7LQ312ETFF000XXX | 1SDA103018R1+1SDA107723R1 | XT7L 1200 Ekip Hi-TouchLSI 1200 3p FF UL | 25:Q | XT7LQ312ETFF000XXX | https://new.abb.com/products/en/1SDA103018R1 |  |  | 1SDA107723R1
25 | Q | XT7LQ312EUFF000XXX | 1SDA103021R1+1SDA107723R1 | XT7L 1200 Ekip Hi-TouchLSIG 1200 3pFF UL | 25:Q | XT7LQ312EUFF000XXX | https://new.abb.com/products/en/1SDA103021R1 |  |  | 1SDA107723R1
25 | Q | XT7LQ312EWFF000XXX | 1SDA103027R1+1SDA107723R1 | XT7L 1200 Ekip M Touch LRIU(MPCB)3pFF UL | 25:Q | XT7LQ312EWFF000XXX | https://new.abb.com/products/en/1SDA103027R1 |  |  | 1SDA107723R1
25 | Q | XT7LQ312EXFF000XXX | 1SDA103030R1+1SDA107723R1 | XT7L 1200 Ekip G Dip LS/I 1200 3p F F UL | 25:Q | XT7LQ312EXFF000XXX | https://new.abb.com/products/en/1SDA103030R1 |  |  | 1SDA107723R1
25 | Q | XT7LQ312EYFF000XXX | 1SDA103033R1+1SDA107723R1 | XT7L 1200 Ekip G Touch LSIG 1200 3pFF UL | 25:Q | XT7LQ312EYFF000XXX | https://new.abb.com/products/en/1SDA103033R1 |  |  | 1SDA107723R1
25 | Q | XT7LQ312EZFF000XXX | 1SDA103036R1+1SDA107723R1 | XT7L 1200 EkipGHi-TouchLSIG 1200 3pFF UL | 25:Q | XT7LQ312EZFF000XXX | https://new.abb.com/products/en/1SDA103036R1 |  |  | 1SDA107723R1
25 | Q | XT7LQ412ECFF000XXX | 1SDA103264R1+1SDA107724R1 | XT7L 1200 Ekip Dip LIG In1200A 4p FF UL | 25:Q | XT7LQ412ECFF000XXX | https://new.abb.com/products/en/1SDA103264R1 |  |  | 1SDA107724R1
25 | Q | XT7LQ412EEFF000XXX | 1SDA103225R1+1SDA107724R1 | XT7L 1200 Ekip Dip LS/I In1200A 4p FF UL | 25:Q | XT7LQ412EEFF000XXX | https://new.abb.com/products/en/1SDA103225R1 |  |  | 1SDA107724R1
25 | Q | XT7LQ412EFFF000XXX | 1SDA103228R1+1SDA107724R1 | XT7L 1200 Ekip Dip LSI In1200A 4p F F UL | 25:Q | XT7LQ412EFFF000XXX | https://new.abb.com/products/en/1SDA103228R1 |  |  | 1SDA107724R1
25 | Q | XT7LQ412EGFF000XXX | 1SDA103231R1+1SDA107724R1 | XT7L 1200 Ekip Dip LSIG In1200A 4p FF UL | 25:Q | XT7LQ412EGFF000XXX | https://new.abb.com/products/en/1SDA103231R1 |  |  | 1SDA107724R1
25 | Q | XT7LQ412EPFF000XXX | 1SDA103234R1+1SDA107724R1 | XT7L 1200 Ekip Touch LSI In1200 4p FF UL | 25:Q | XT7LQ412EPFF000XXX | https://new.abb.com/products/en/1SDA103234R1 |  |  | 1SDA107724R1
25 | Q | XT7LQ412EQFF000XXX | 1SDA103237R1+1SDA107724R1 | XT7L 1200 Ekip Touch LSIG 1200 4p FF UL | 25:Q | XT7LQ412EQFF000XXX | https://new.abb.com/products/en/1SDA103237R1 |  |  | 1SDA107724R1
25 | Q | XT7LQ412ERFF000XXX | 1SDA103240R1+1SDA107724R1 | XT7L 1200 EkipTouchMeas.LSI 1200 4pFF UL | 25:Q | XT7LQ412ERFF000XXX | https://new.abb.com/products/en/1SDA103240R1 |  |  | 1SDA107724R1
25 | Q | XT7LQ412ESFF000XXX | 1SDA103243R1+1SDA107724R1 | XT7L 1200 EkipTouchMeasLSIG 1200 4pFF UL | 25:Q | XT7LQ412ESFF000XXX | https://new.abb.com/products/en/1SDA103243R1 |  |  | 1SDA107724R1
25 | Q | XT7LQ412ETFF000XXX | 1SDA103246R1+1SDA107724R1 | XT7L 1200 Ekip Hi-TouchLSI 1200 4p FF UL | 25:Q | XT7LQ412ETFF000XXX | https://new.abb.com/products/en/1SDA103246R1 |  |  | 1SDA107724R1
25 | Q | XT7LQ412EUFF000XXX | 1SDA103249R1+1SDA107724R1 | XT7L 1200 Ekip Hi-TouchLSIG 1200 4pFF UL | 25:Q | XT7LQ412EUFF000XXX | https://new.abb.com/products/en/1SDA103249R1 |  |  | 1SDA107724R1
25 | Q | XT7LQ412EXFF000XXX | 1SDA103252R1+1SDA107724R1 | XT7L 1200 Ekip G Dip LS/I 1200 4p F F UL | 25:Q | XT7LQ412EXFF000XXX | https://new.abb.com/products/en/1SDA103252R1 |  |  | 1SDA107724R1
25 | Q | XT7LQ412EYFF000XXX | 1SDA103255R1+1SDA107724R1 | XT7L 1200 Ekip G Touch LSIG 1200 4pFF UL | 25:Q | XT7LQ412EYFF000XXX | https://new.abb.com/products/en/1SDA103255R1 |  |  | 1SDA107724R1
25 | Q | XT7LQ412EZFF000XXX | 1SDA103258R1+1SDA107724R1 | XT7L 1200 EkipGHi-TouchLSIG 1200 4pFF UL | 25:Q | XT7LQ412EZFF000XXX | https://new.abb.com/products/en/1SDA103258R1 |  |  | 1SDA107724R1
25 | Q | XT7SQ312ECFF000XXX | 1SDA102946R1+1SDA107723R1 | XT7S 1200 Ekip Dip LIG In1200A 3p FF UL | 25:Q | XT7SQ312ECFF000XXX | https://new.abb.com/products/en/1SDA102946R1 |  |  | 1SDA107723R1
25 | Q | XT7SQ312EEFF000XXX | 1SDA102901R1+1SDA107723R1 | XT7S 1200 Ekip Dip LS/I In1200A 3p FF UL | 25:Q | XT7SQ312EEFF000XXX | https://new.abb.com/products/en/1SDA102901R1 |  |  | 1SDA107723R1
25 | Q | XT7SQ312EFFF000XXX | 1SDA102904R1+1SDA107723R1 | XT7S 1200 Ekip Dip LSI In1200A 3p F F UL | 25:Q | XT7SQ312EFFF000XXX | https://new.abb.com/products/en/1SDA102904R1 |  |  | 1SDA107723R1
25 | Q | XT7SQ312EGFF000XXX | 1SDA102907R1+1SDA107723R1 | XT7S 1200 Ekip Dip LSIG In1200A 3p FF UL | 25:Q | XT7SQ312EGFF000XXX | https://new.abb.com/products/en/1SDA102907R1 |  |  | 1SDA107723R1
25 | Q | XT7SQ312EPFF000XXX | 1SDA102910R1+1SDA107723R1 | XT7S 1200 Ekip Touch LSI In1200 3p FF UL | 25:Q | XT7SQ312EPFF000XXX | https://new.abb.com/products/en/1SDA102910R1 |  |  | 1SDA107723R1
25 | Q | XT7SQ312EQFF000XXX | 1SDA102913R1+1SDA107723R1 | XT7S 1200 Ekip Touch LSIG 1200 3p FF UL | 25:Q | XT7SQ312EQFF000XXX | https://new.abb.com/products/en/1SDA102913R1 |  |  | 1SDA107723R1
25 | Q | XT7SQ312ERFF000XXX | 1SDA102916R1+1SDA107723R1 | XT7S 1200 EkipTouchMeas.LSI 1200 3pFF UL | 25:Q | XT7SQ312ERFF000XXX | https://new.abb.com/products/en/1SDA102916R1 |  |  | 1SDA107723R1
25 | Q | XT7SQ312ESFF000XXX | 1SDA102919R1+1SDA107723R1 | XT7S 1200 EkipTouchMeasLSIG 1200 3pFF UL | 25:Q | XT7SQ312ESFF000XXX | https://new.abb.com/products/en/1SDA102919R1 |  |  | 1SDA107723R1
25 | Q | XT7SQ312ETFF000XXX | 1SDA102922R1+1SDA107723R1 | XT7S 1200 Ekip Hi-TouchLSI 1200 3p FF UL | 25:Q | XT7SQ312ETFF000XXX | https://new.abb.com/products/en/1SDA102922R1 |  |  | 1SDA107723R1
25 | Q | XT7SQ312EUFF000XXX | 1SDA102925R1+1SDA107723R1 | XT7S 1200 Ekip Hi-TouchLSIG 1200 3pFF UL | 25:Q | XT7SQ312EUFF000XXX | https://new.abb.com/products/en/1SDA102925R1 |  |  | 1SDA107723R1
25 | Q | XT7SQ312EWFF000XXX | 1SDA102931R1+1SDA107723R1 | XT7S 1200 Ekip M Touch LRIU(MPCB)3pFF UL | 25:Q | XT7SQ312EWFF000XXX | https://new.abb.com/products/en/1SDA102931R1 |  |  | 1SDA107723R1
25 | Q | XT7SQ312EXFF000XXX | 1SDA102934R1+1SDA107723R1 | XT7S 1200 Ekip G Dip LS/I 1200 3p F F UL | 25:Q | XT7SQ312EXFF000XXX | https://new.abb.com/products/en/1SDA102934R1 |  |  | 1SDA107723R1
25 | Q | XT7SQ312EYFF000XXX | 1SDA102937R1+1SDA107723R1 | XT7S 1200 Ekip G Touch LSIG 1200 3pFF UL | 25:Q | XT7SQ312EYFF000XXX | https://new.abb.com/products/en/1SDA102937R1 |  |  | 1SDA107723R1
25 | Q | XT7SQ312EZFF000XXX | 1SDA102940R1+1SDA107723R1 | XT7S 1200 EkipGHi-TouchLSIG 1200 3pFF UL | 25:Q | XT7SQ312EZFF000XXX | https://new.abb.com/products/en/1SDA102940R1 |  |  | 1SDA107723R1
25 | Q | XT7SQ412ECFF000XXX | 1SDA103180R1+1SDA107724R1 | XT7S 1200 Ekip Dip LIG In1200A 4p FF UL | 25:Q | XT7SQ412ECFF000XXX | https://new.abb.com/products/en/1SDA103180R1 |  |  | 1SDA107724R1
25 | Q | XT7SQ412EEFF000XXX | 1SDA103141R1+1SDA107724R1 | XT7S 1200 Ekip Dip LS/I In1200A 4p FF UL | 25:Q | XT7SQ412EEFF000XXX | https://new.abb.com/products/en/1SDA103141R1 |  |  | 1SDA107724R1
25 | Q | XT7SQ412EFFF000XXX | 1SDA103144R1+1SDA107724R1 | XT7S 1200 Ekip Dip LSI In1200A 4p F F UL | 25:Q | XT7SQ412EFFF000XXX | https://new.abb.com/products/en/1SDA103144R1 |  |  | 1SDA107724R1
25 | Q | XT7SQ412EGFF000XXX | 1SDA103147R1+1SDA107724R1 | XT7S 1200 Ekip Dip LSIG In1200A 4p FF UL | 25:Q | XT7SQ412EGFF000XXX | https://new.abb.com/products/en/1SDA103147R1 |  |  | 1SDA107724R1
25 | Q | XT7SQ412EPFF000XXX | 1SDA103150R1+1SDA107724R1 | XT7S 1200 Ekip Touch LSI In1200 4p FF UL | 25:Q | XT7SQ412EPFF000XXX | https://new.abb.com/products/en/1SDA103150R1 |  |  | 1SDA107724R1
25 | Q | XT7SQ412EQFF000XXX | 1SDA103153R1+1SDA107724R1 | XT7S 1200 Ekip Touch LSIG 1200 4p FF UL | 25:Q | XT7SQ412EQFF000XXX | https://new.abb.com/products/en/1SDA103153R1 |  |  | 1SDA107724R1
25 | Q | XT7SQ412ERFF000XXX | 1SDA103156R1+1SDA107724R1 | XT7S 1200 EkipTouchMeas.LSI 1200 4pFF UL | 25:Q | XT7SQ412ERFF000XXX | https://new.abb.com/products/en/1SDA103156R1 |  |  | 1SDA107724R1
25 | Q | XT7SQ412ESFF000XXX | 1SDA103159R1+1SDA107724R1 | XT7S 1200 EkipTouchMeasLSIG 1200 4pFF UL | 25:Q | XT7SQ412ESFF000XXX | https://new.abb.com/products/en/1SDA103159R1 |  |  | 1SDA107724R1
25 | Q | XT7SQ412ETFF000XXX | 1SDA103162R1+1SDA107724R1 | XT7S 1200 Ekip Hi-TouchLSI 1200 4p FF UL | 25:Q | XT7SQ412ETFF000XXX | https://new.abb.com/products/en/1SDA103162R1 |  |  | 1SDA107724R1
25 | Q | XT7SQ412EUFF000XXX | 1SDA103165R1+1SDA107724R1 | XT7S 1200 Ekip Hi-TouchLSIG 1200 4pFF UL | 25:Q | XT7SQ412EUFF000XXX | https://new.abb.com/products/en/1SDA103165R1 |  |  | 1SDA107724R1
25 | Q | XT7SQ412EXFF000XXX | 1SDA103168R1+1SDA107724R1 | XT7S 1200 Ekip G Dip LS/I 1200 4p F F UL | 25:Q | XT7SQ412EXFF000XXX | https://new.abb.com/products/en/1SDA103168R1 |  |  | 1SDA107724R1
25 | Q | XT7SQ412EYFF000XXX | 1SDA103171R1+1SDA107724R1 | XT7S 1200 Ekip G Touch LSIG 1200 4pFF UL | 25:Q | XT7SQ412EYFF000XXX | https://new.abb.com/products/en/1SDA103171R1 |  |  | 1SDA107724R1
25 | Q | XT7SQ412EZFF000XXX | 1SDA103174R1+1SDA107724R1 | XT7S 1200 EkipGHi-TouchLSIG 1200 4pFF UL | 25:Q | XT7SQ412EZFF000XXX | https://new.abb.com/products/en/1SDA103174R1 |  |  | 1SDA107724R1
25 | Q | XT7VQ312ECFF000XXX | 1SDA103090R1+1SDA107723R1 | XT7V 1200 Ekip Dip LIG In1200A 3p FF UL | 25:Q | XT7VQ312ECFF000XXX | https://new.abb.com/products/en/1SDA103090R1 |  |  | 1SDA107723R1
25 | Q | XT7VQ312EEFF000XXX | 1SDA103045R1+1SDA107723R1 | XT7V 1200 Ekip Dip LS/I In1200A 3p FF UL | 25:Q | XT7VQ312EEFF000XXX | https://new.abb.com/products/en/1SDA103045R1 |  |  | 1SDA107723R1
25 | Q | XT7VQ312EFFF000XXX | 1SDA103048R1+1SDA107723R1 | XT7V 1200 Ekip Dip LSI In1200A 3p F F UL | 25:Q | XT7VQ312EFFF000XXX | https://new.abb.com/products/en/1SDA103048R1 |  |  | 1SDA107723R1
25 | Q | XT7VQ312EGFF000XXX | 1SDA103051R1+1SDA107723R1 | XT7V 1200 Ekip Dip LSIG In1200A 3p FF UL | 25:Q | XT7VQ312EGFF000XXX | https://new.abb.com/products/en/1SDA103051R1 |  |  | 1SDA107723R1
25 | Q | XT7VQ312EPFF000XXX | 1SDA103054R1+1SDA107723R1 | XT7V 1200 Ekip Touch LSI In1200 3p FF UL | 25:Q | XT7VQ312EPFF000XXX | https://new.abb.com/products/en/1SDA103054R1 |  |  | 1SDA107723R1
25 | Q | XT7VQ312EQFF000XXX | 1SDA103057R1+1SDA107723R1 | XT7V 1200 Ekip Touch LSIG 1200 3p FF UL | 25:Q | XT7VQ312EQFF000XXX | https://new.abb.com/products/en/1SDA103057R1 |  |  | 1SDA107723R1
25 | Q | XT7VQ312ERFF000XXX | 1SDA103060R1+1SDA107723R1 | XT7V 1200 EkipTouchMeas.LSI 1200 3pFF UL | 25:Q | XT7VQ312ERFF000XXX | https://new.abb.com/products/en/1SDA103060R1 |  |  | 1SDA107723R1
25 | Q | XT7VQ312ESFF000XXX | 1SDA103063R1+1SDA107723R1 | XT7V 1200 EkipTouchMeasLSIG 1200 3pFF UL | 25:Q | XT7VQ312ESFF000XXX | https://new.abb.com/products/en/1SDA103063R1 |  |  | 1SDA107723R1
25 | Q | XT7VQ312ETFF000XXX | 1SDA103066R1+1SDA107723R1 | XT7V 1200 Ekip Hi-TouchLSI 1200 3p FF UL | 25:Q | XT7VQ312ETFF000XXX | https://new.abb.com/products/en/1SDA103066R1 |  |  | 1SDA107723R1
25 | Q | XT7VQ312EUFF000XXX | 1SDA103069R1+1SDA107723R1 | XT7V 1200 Ekip Hi-TouchLSIG 1200 3pFF UL | 25:Q | XT7VQ312EUFF000XXX | https://new.abb.com/products/en/1SDA103069R1 |  |  | 1SDA107723R1
25 | Q | XT7VQ312EWFF000XXX | 1SDA103075R1+1SDA107723R1 | XT7V 1200 Ekip M Touch LRIU(MPCB)3pFF UL | 25:Q | XT7VQ312EWFF000XXX | https://new.abb.com/products/en/1SDA103075R1 |  |  | 1SDA107723R1
25 | Q | XT7VQ312EXFF000XXX | 1SDA103078R1+1SDA107723R1 | XT7V 1200 Ekip G Dip LS/I 1200 3p F F UL | 25:Q | XT7VQ312EXFF000XXX | https://new.abb.com/products/en/1SDA103078R1 |  |  | 1SDA107723R1
25 | Q | XT7VQ312EYFF000XXX | 1SDA103081R1+1SDA107723R1 | XT7V 1200 Ekip G Touch LSIG 1200 3pFF UL | 25:Q | XT7VQ312EYFF000XXX | https://new.abb.com/products/en/1SDA103081R1 |  |  | 1SDA107723R1
25 | Q | XT7VQ312EZFF000XXX | 1SDA103084R1+1SDA107723R1 | XT7V 1200 EkipGHi-TouchLSIG 1200 3pFF UL | 25:Q | XT7VQ312EZFF000XXX | https://new.abb.com/products/en/1SDA103084R1 |  |  | 1SDA107723R1
25 | Q | XT7VQ412ECFF000XXX | 1SDA103306R1+1SDA107724R1 | XT7V 1200 Ekip Dip LIG In1200A 4p FF UL | 25:Q | XT7VQ412ECFF000XXX | https://new.abb.com/products/en/1SDA103306R1 |  |  | 1SDA107724R1
25 | Q | XT7VQ412EEFF000XXX | 1SDA103267R1+1SDA107724R1 | XT7V 1200 Ekip Dip LS/I In1200A 4p FF UL | 25:Q | XT7VQ412EEFF000XXX | https://new.abb.com/products/en/1SDA103267R1 |  |  | 1SDA107724R1
25 | Q | XT7VQ412EFFF000XXX | 1SDA103270R1+1SDA107724R1 | XT7V 1200 Ekip Dip LSI In1200A 4p F F UL | 25:Q | XT7VQ412EFFF000XXX | https://new.abb.com/products/en/1SDA103270R1 |  |  | 1SDA107724R1
25 | Q | XT7VQ412EGFF000XXX | 1SDA103273R1+1SDA107724R1 | XT7V 1200 Ekip Dip LSIG In1200A 4p FF UL | 25:Q | XT7VQ412EGFF000XXX | https://new.abb.com/products/en/1SDA103273R1 |  |  | 1SDA107724R1
25 | Q | XT7VQ412EPFF000XXX | 1SDA103276R1+1SDA107724R1 | XT7V 1200 Ekip Touch LSI In1200 4p FF UL | 25:Q | XT7VQ412EPFF000XXX | https://new.abb.com/products/en/1SDA103276R1 |  |  | 1SDA107724R1
25 | Q | XT7VQ412EQFF000XXX | 1SDA103279R1+1SDA107724R1 | XT7V 1200 Ekip Touch LSIG 1200 4p FF UL | 25:Q | XT7VQ412EQFF000XXX | https://new.abb.com/products/en/1SDA103279R1 |  |  | 1SDA107724R1
25 | Q | XT7VQ412ERFF000XXX | 1SDA103282R1+1SDA107724R1 | XT7V 1200 EkipTouchMeas.LSI 1200 4pFF UL | 25:Q | XT7VQ412ERFF000XXX | https://new.abb.com/products/en/1SDA103282R1 |  |  | 1SDA107724R1
25 | Q | XT7VQ412ESFF000XXX | 1SDA103285R1+1SDA107724R1 | XT7V 1200 EkipTouchMeasLSIG 1200 4pFF UL | 25:Q | XT7VQ412ESFF000XXX | https://new.abb.com/products/en/1SDA103285R1 |  |  | 1SDA107724R1
25 | Q | XT7VQ412ETFF000XXX | 1SDA103288R1+1SDA107724R1 | XT7V 1200 Ekip Hi-TouchLSI 1200 4p FF UL | 25:Q | XT7VQ412ETFF000XXX | https://new.abb.com/products/en/1SDA103288R1 |  |  | 1SDA107724R1
25 | Q | XT7VQ412EUFF000XXX | 1SDA103291R1+1SDA107724R1 | XT7V 1200 Ekip Hi-TouchLSIG 1200 4pFF UL | 25:Q | XT7VQ412EUFF000XXX | https://new.abb.com/products/en/1SDA103291R1 |  |  | 1SDA107724R1
25 | Q | XT7VQ412EXFF000XXX | 1SDA103294R1+1SDA107724R1 | XT7V 1200 Ekip G Dip LS/I 1200 4p F F UL | 25:Q | XT7VQ412EXFF000XXX | https://new.abb.com/products/en/1SDA103294R1 |  |  | 1SDA107724R1
25 | Q | XT7VQ412EYFF000XXX | 1SDA103297R1+1SDA107724R1 | XT7V 1200 Ekip G Touch LSIG 1200 4pFF UL | 25:Q | XT7VQ412EYFF000XXX | https://new.abb.com/products/en/1SDA103297R1 |  |  | 1SDA107724R1
25 | Q | XT7VQ412EZFF000XXX | 1SDA103300R1+1SDA107724R1 | XT7V 1200 EkipGHi-TouchLSIG 1200 4pFF UL | 25:Q | XT7VQ412EZFF000XXX | https://new.abb.com/products/en/1SDA103300R1 |  |  | 1SDA107724R1
12 | U | XT7SU310DDFF000XXX | 1SDA103791R1 | XT7S-D 1000 MCS 3p F F UL/CSA | 12:U | XT7SU310DDFF000XXX | https://new.abb.com/products/en/1SDA103791R1
12 | U | XT7SU312EDFF000XXX | 1SDA103792R1 | XT7S-D 1200 MCS 3p F F UL/CSA | 12:U | XT7SU312EDFF000XXX | https://new.abb.com/products/en/1SDA103792R1
12 | U | XT7HU310DDFF000XXX | 1SDA103793R1 | XT7H-D 1000 MCS 3p F F UL/CSA | 12:U | XT7HU310DDFF000XXX | https://new.abb.com/products/en/1SDA103793R1
12 | U | XT7HU312EDFF000XXX | 1SDA103794R1 | XT7H-D 1200 MCS 3p F F UL/CSA | 12:U | XT7HU312EDFF000XXX | https://new.abb.com/products/en/1SDA103794R1
12 | U | XT7LU310DDFF000XXX | 1SDA103795R1 | XT7L-D 1000 MCS 3p F F UL/CSA | 12:U | XT7LU310DDFF000XXX | https://new.abb.com/products/en/1SDA103795R1
12 | U | XT7LU312EDFF000XXX | 1SDA103796R1 | XT7L-D 1200 MCS 3p F F UL/CSA | 12:U | XT7LU312EDFF000XXX | https://new.abb.com/products/en/1SDA103796R1
12 | U | XT7SU410DDFF000XXX | 1SDA103797R1 | XT7S-D 1000 MCS 4p F F UL/CSA | 12:U | XT7SU410DDFF000XXX | https://new.abb.com/products/en/1SDA103797R1
12 | U | XT7SU412EDFF000XXX | 1SDA103798R1 | XT7S-D 1200 MCS 4p F F UL/CSA | 12:U | XT7SU412EDFF000XXX | https://new.abb.com/products/en/1SDA103798R1
12 | U | XT7HU410DDFF000XXX | 1SDA103799R1 | XT7H-D 1000 MCS 4p F F UL/CSA | 12:U | XT7HU410DDFF000XXX | https://new.abb.com/products/en/1SDA103799R1
12 | U | XT7HU412EDFF000XXX | 1SDA103800R1 | XT7H-D 1200 MCS 4p F F UL/CSA | 12:U | XT7HU412EDFF000XXX | https://new.abb.com/products/en/1SDA103800R1
12 | U | XT7LU410DDFF000XXX | 1SDA103801R1 | XT7L-D 1000 MCS 4p F F UL/CSA | 12:U | XT7LU410DDFF000XXX | https://new.abb.com/products/en/1SDA103801R1
12 | U | XT7LU412EDFF000XXX | 1SDA103802R1 | XT7L-D 1200 MCS 4p F F UL/CSA | 12:U | XT7LU412EDFF000XXX | https://new.abb.com/products/en/1SDA103802R1
25 | U | XT4XU3025AFF000XXX | 1SDA102347R1+1SDA075698R1 | XT4X 250 BREAKING PART 3p F F UL/CSA + TMF 25-400 3p F F XT4 3p UL/CSA | 25:U | XT4XU3025AFF000XXX |  | https://new.abb.com/products/en/1SDA102347R1 | https://new.abb.com/products/en/1SDA075698R1
25 | U | XT4XU3030AFF000XXX | 1SDA102347R1+1SDA075699R1 | XT4X 250 BREAKING PART 3p F F UL/CSA + TMF 30-400 3p F F XT4 3p UL/CSA | 25:U | XT4XU3030AFF000XXX |  | https://new.abb.com/products/en/1SDA102347R1 | https://new.abb.com/products/en/1SDA075699R1
25 | U | XT4XU3035AFF000XXX | 1SDA102347R1+1SDA075700R1 | XT4X 250 BREAKING PART 3p F F UL/CSA + TMF 35-400 3p F F XT4 3p UL/CSA | 25:U | XT4XU3035AFF000XXX |  | https://new.abb.com/products/en/1SDA102347R1 | https://new.abb.com/products/en/1SDA075700R1
25 | U | XT4XU3040CFF000XXX | 1SDA102347R1+1SDA102389R1 | XT4X 250 BREAKING PART 3p F F UL/CSA + Ekip Dip LIG In=40A XT4 3p UL/CSA | 25:U | XT4XU3040CFF000XXX |  | https://new.abb.com/products/en/1SDA102347R1 | https://new.abb.com/products/en/1SDA102389R1
25 | U | XT4XU3040AFF000XXX | 1SDA102347R1+1SDA075701R1 | XT4X 250 BREAKING PART 3p F F UL/CSA + TMF 40-400 3p F F XT4 3p UL/CSA | 25:U | XT4XU3040AFF000XXX |  | https://new.abb.com/products/en/1SDA102347R1 | https://new.abb.com/products/en/1SDA075701R1
25 | U | XT4XU3040EFF000XXX | 1SDA102347R1+1SDA075743R1 | XT4X 250 BREAKING PART 3p F F UL/CSA + Ekip LS/I In=40A XT4 3p UL/CSA | 25:U | XT4XU3040EFF000XXX |  | https://new.abb.com/products/en/1SDA102347R1 | https://new.abb.com/products/en/1SDA075743R1
25 | U | XT4XU3040FFF000XXX | 1SDA102347R1+1SDA075755R1 | XT4X 250 BREAKING PART 3p F F UL/CSA + Ekip LSI In=40A XT4 3p UL/CSA | 25:U | XT4XU3040FFF000XXX |  | https://new.abb.com/products/en/1SDA102347R1 | https://new.abb.com/products/en/1SDA075755R1
25 | U | XT4XU3040GFF000XXX | 1SDA102347R1+1SDA075767R1 | XT4X 250 BREAKING PART 3p F F UL/CSA + Ekip LSIG In=40A XT4 3p UL/CSA | 25:U | XT4XU3040GFF000XXX |  | https://new.abb.com/products/en/1SDA102347R1 | https://new.abb.com/products/en/1SDA075767R1
25 | U | XT4XU3040HFF000XXX | 1SDA102347R1+1SDA080305R1 | XT4X 250 BREAKING PART 3p F F UL/CSA + SG.EL.Ekip E-LSIG In=40A XT4 3p UL/CSA | 25:U | XT4XU3040HFF000XXX |  | https://new.abb.com/products/en/1SDA102347R1 | https://new.abb.com/products/en/1SDA080305R1
25 | U | XT4XU3050AFF000XXX | 1SDA102347R1+1SDA075702R1 | XT4X 250 BREAKING PART 3p F F UL/CSA + TMF 50-500 3p F F XT4 3p UL/CSA | 25:U | XT4XU3050AFF000XXX |  | https://new.abb.com/products/en/1SDA102347R1 | https://new.abb.com/products/en/1SDA075702R1
25 | U | XT4XU3060CFF000XXX | 1SDA102347R1+1SDA102390R1 | XT4X 250 BREAKING PART 3p F F UL/CSA + Ekip Dip LIG In=60A XT4 3p UL/CSA | 25:U | XT4XU3060CFF000XXX |  | https://new.abb.com/products/en/1SDA102347R1 | https://new.abb.com/products/en/1SDA102390R1
25 | U | XT4XU3060AFF000XXX | 1SDA102347R1+1SDA075703R1 | XT4X 250 BREAKING PART 3p F F UL/CSA + TMF 60-600 3p F F XT4 3p UL/CSA | 25:U | XT4XU3060AFF000XXX |  | https://new.abb.com/products/en/1SDA102347R1 | https://new.abb.com/products/en/1SDA075703R1
25 | U | XT4XU3060EFF000XXX | 1SDA102347R1+1SDA075744R1 | XT4X 250 BREAKING PART 3p F F UL/CSA + Ekip LS/I In=60A XT4 3p UL/CSA | 25:U | XT4XU3060EFF000XXX |  | https://new.abb.com/products/en/1SDA102347R1 | https://new.abb.com/products/en/1SDA075744R1
25 | U | XT4XU3060FFF000XXX | 1SDA102347R1+1SDA075756R1 | XT4X 250 BREAKING PART 3p F F UL/CSA + Ekip LSI In=60A XT4 3p UL/CSA | 25:U | XT4XU3060FFF000XXX |  | https://new.abb.com/products/en/1SDA102347R1 | https://new.abb.com/products/en/1SDA075756R1
25 | U | XT4XU3060GFF000XXX | 1SDA102347R1+1SDA075768R1 | XT4X 250 BREAKING PART 3p F F UL/CSA + Ekip LSIG In=60A XT4 3p UL/CSA | 25:U | XT4XU3060GFF000XXX |  | https://new.abb.com/products/en/1SDA102347R1 | https://new.abb.com/products/en/1SDA075768R1
25 | U | XT4XU3060HFF000XXX | 1SDA102347R1+1SDA080307R1 | XT4X 250 BREAKING PART 3p F F UL/CSA + SG.EL.Ekip E-LSIG In=60A XT4 3p UL/CSA | 25:U | XT4XU3060HFF000XXX |  | https://new.abb.com/products/en/1SDA102347R1 | https://new.abb.com/products/en/1SDA080307R1
25 | U | XT4XU3070AFF000XXX | 1SDA102347R1+1SDA075704R1 | XT4X 250 BREAKING PART 3p F F UL/CSA + TMF 70-700 3p F F XT4 3p UL/CSA | 25:U | XT4XU3070AFF000XXX |  | https://new.abb.com/products/en/1SDA102347R1 | https://new.abb.com/products/en/1SDA075704R1
25 | U | XT4XU3080BFF000XXX | 1SDA102347R1+1SDA075705R1 | XT4X 250 BREAKING PART 3p F F UL/CSA + TMA 80 400..800 3p F F XT4 3p UL/CSA | 25:U | XT4XU3080BFF000XXX |  | https://new.abb.com/products/en/1SDA102347R1 | https://new.abb.com/products/en/1SDA075705R1
25 | U | XT4XU3080AFF000XXX | 1SDA102347R1+1SDA080301R1 | XT4X 250 BREAKING PART 3p F F UL/CSA + SG.TMF 80-800 3p F F XT4 3p UL/CSA | 25:U | XT4XU3080AFF000XXX |  | https://new.abb.com/products/en/1SDA102347R1 | https://new.abb.com/products/en/1SDA080301R1
25 | U | XT4XU3090BFF000XXX | 1SDA102347R1+1SDA075706R1 | XT4X 250 BREAKING PART 3p F F UL/CSA + TMA 90 450..900 3p F F XT4 3p UL/CSA | 25:U | XT4XU3090BFF000XXX |  | https://new.abb.com/products/en/1SDA102347R1 | https://new.abb.com/products/en/1SDA075706R1
25 | U | XT4XU3090AFF000XXX | 1SDA102347R1+1SDA080302R1 | XT4X 250 BREAKING PART 3p F F UL/CSA + SG.TMF 90-900 3p F F XT4 3p UL/CSA | 25:U | XT4XU3090AFF000XXX |  | https://new.abb.com/products/en/1SDA102347R1 | https://new.abb.com/products/en/1SDA080302R1
25 | U | XT4XU3100PFF000XXX | 1SDA102347R1+1SDA102364R1 | XT4X 250 BREAKING PART 3p F F UL/CSA + Ekip Touch LSI In=100A XT4 3p UL/CSA | 25:U | XT4XU3100PFF000XXX |  | https://new.abb.com/products/en/1SDA102347R1 | https://new.abb.com/products/en/1SDA102364R1
25 | U | XT4XU3100QFF000XXX | 1SDA102347R1+1SDA102368R1 | XT4X 250 BREAKING PART 3p F F UL/CSA + Ekip Touch LSIG In=100A XT4 3p UL/CSA | 25:U | XT4XU3100QFF000XXX |  | https://new.abb.com/products/en/1SDA102347R1 | https://new.abb.com/products/en/1SDA102368R1
25 | U | XT4XU3100RFF000XXX | 1SDA102347R1+1SDA102372R1 | XT4X 250 BREAKING PART 3p F F UL/CSA + Ekip Touch Meas.LSI In100 XT4 3p UL/CSA | 25:U | XT4XU3100RFF000XXX |  | https://new.abb.com/products/en/1SDA102347R1 | https://new.abb.com/products/en/1SDA102372R1
25 | U | XT4XU3100SFF000XXX | 1SDA102347R1+1SDA102376R1 | XT4X 250 BREAKING PART 3p F F UL/CSA + Ekip Touch Meas.LSIG In100 XT4 3p UL/CSA | 25:U | XT4XU3100SFF000XXX |  | https://new.abb.com/products/en/1SDA102347R1 | https://new.abb.com/products/en/1SDA102376R1
25 | U | XT4XU3100TFF000XXX | 1SDA102347R1+1SDA102380R1 | XT4X 250 BREAKING PART 3p F F UL/CSA + Ekip Hi-Touch LSI In=100A XT4 3p UL/CSA | 25:U | XT4XU3100TFF000XXX |  | https://new.abb.com/products/en/1SDA102347R1 | https://new.abb.com/products/en/1SDA102380R1
25 | U | XT4XU3100UFF000XXX | 1SDA102347R1+1SDA102384R1 | XT4X 250 BREAKING PART 3p F F UL/CSA + Ekip Hi-Touch LSIG In=100A XT4 3p UL/CSA | 25:U | XT4XU3100UFF000XXX |  | https://new.abb.com/products/en/1SDA102347R1 | https://new.abb.com/products/en/1SDA102384R1
25 | U | XT4XU3100CFF000XXX | 1SDA102347R1+1SDA102391R1 | XT4X 250 BREAKING PART 3p F F UL/CSA + Ekip Dip LIG In=100A XT4 3p UL/CSA | 25:U | XT4XU3100CFF000XXX |  | https://new.abb.com/products/en/1SDA102347R1 | https://new.abb.com/products/en/1SDA102391R1
25 | U | XT4XU3100BFF000XXX | 1SDA102347R1+1SDA075707R1 | XT4X 250 BREAKING PART 3p F F UL/CSA + TMA 100 500..1000 3p F F XT4 3p UL/CSA | 25:U | XT4XU3100BFF000XXX |  | https://new.abb.com/products/en/1SDA102347R1 | https://new.abb.com/products/en/1SDA075707R1
25 | U | XT4XU3100EFF000XXX | 1SDA102347R1+1SDA075745R1 | XT4X 250 BREAKING PART 3p F F UL/CSA + Ekip LS/I In=100A XT4 3p UL/CSA | 25:U | XT4XU3100EFF000XXX |  | https://new.abb.com/products/en/1SDA102347R1 | https://new.abb.com/products/en/1SDA075745R1
25 | U | XT4XU3100FFF000XXX | 1SDA102347R1+1SDA075757R1 | XT4X 250 BREAKING PART 3p F F UL/CSA + Ekip LSI In=100A XT4 3p UL/CSA | 25:U | XT4XU3100FFF000XXX |  | https://new.abb.com/products/en/1SDA102347R1 | https://new.abb.com/products/en/1SDA075757R1
25 | U | XT4XU3100GFF000XXX | 1SDA102347R1+1SDA075769R1 | XT4X 250 BREAKING PART 3p F F UL/CSA + Ekip LSIG In=100A XT4 3p UL/CSA | 25:U | XT4XU3100GFF000XXX |  | https://new.abb.com/products/en/1SDA102347R1 | https://new.abb.com/products/en/1SDA075769R1
25 | U | XT4XU3100AFF000XXX | 1SDA102347R1+1SDA080293R1 | XT4X 250 BREAKING PART 3p F F UL/CSA + SG.TMF 100-1000 3p F F XT4 3p UL/CSA | 25:U | XT4XU3100AFF000XXX |  | https://new.abb.com/products/en/1SDA102347R1 | https://new.abb.com/products/en/1SDA080293R1
25 | U | XT4XU3100HFF000XXX | 1SDA102347R1+1SDA080309R1 | XT4X 250 BREAKING PART 3p F F UL/CSA + SG.EL.Ekip E-LSIG In=100A XT4 3p UL/CSA | 25:U | XT4XU3100HFF000XXX |  | https://new.abb.com/products/en/1SDA102347R1 | https://new.abb.com/products/en/1SDA080309R1
25 | U | XT4XU3110BFF000XXX | 1SDA102347R1+1SDA075708R1 | XT4X 250 BREAKING PART 3p F F UL/CSA + TMA 110 550..1100 3p F F XT4 3p UL/CSA | 25:U | XT4XU3110BFF000XXX |  | https://new.abb.com/products/en/1SDA102347R1 | https://new.abb.com/products/en/1SDA075708R1
25 | U | XT4XU3110AFF000XXX | 1SDA102347R1+1SDA080294R1 | XT4X 250 BREAKING PART 3p F F UL/CSA + SG.TMF 110-1100 3p F F XT4 3p UL/CSA | 25:U | XT4XU3110AFF000XXX |  | https://new.abb.com/products/en/1SDA102347R1 | https://new.abb.com/products/en/1SDA080294R1
25 | U | XT4XU3125BFF000XXX | 1SDA102347R1+1SDA075709R1 | XT4X 250 BREAKING PART 3p F F UL/CSA + TMA 125 625..1250 3p F F XT4 3p UL/CSA | 25:U | XT4XU3125BFF000XXX |  | https://new.abb.com/products/en/1SDA102347R1 | https://new.abb.com/products/en/1SDA075709R1
25 | U | XT4XU3125AFF000XXX | 1SDA102347R1+1SDA080295R1 | XT4X 250 BREAKING PART 3p F F UL/CSA + SG.TMF 125-1250 3p F F XT4 3p UL/CSA | 25:U | XT4XU3125AFF000XXX |  | https://new.abb.com/products/en/1SDA102347R1 | https://new.abb.com/products/en/1SDA080295R1
25 | U | XT4XU3150PFF000XXX | 1SDA102347R1+1SDA102362R1 | XT4X 250 BREAKING PART 3p F F UL/CSA + Ekip Touch LSI In=150A XT4 3p UL/CSA | 25:U | XT4XU3150PFF000XXX |  | https://new.abb.com/products/en/1SDA102347R1 | https://new.abb.com/products/en/1SDA102362R1
25 | U | XT4XU3150QFF000XXX | 1SDA102347R1+1SDA102366R1 | XT4X 250 BREAKING PART 3p F F UL/CSA + Ekip Touch LSIG In=150A XT4 3p UL/CSA | 25:U | XT4XU3150QFF000XXX |  | https://new.abb.com/products/en/1SDA102347R1 | https://new.abb.com/products/en/1SDA102366R1
25 | U | XT4XU3150RFF000XXX | 1SDA102347R1+1SDA102370R1 | XT4X 250 BREAKING PART 3p F F UL/CSA + Ekip Touch Meas.LSI In150 XT4 3p UL/CSA | 25:U | XT4XU3150RFF000XXX |  | https://new.abb.com/products/en/1SDA102347R1 | https://new.abb.com/products/en/1SDA102370R1
25 | U | XT4XU3150SFF000XXX | 1SDA102347R1+1SDA102374R1 | XT4X 250 BREAKING PART 3p F F UL/CSA + Ekip Touch Meas.LSIG In150 XT4 3p UL/CSA | 25:U | XT4XU3150SFF000XXX |  | https://new.abb.com/products/en/1SDA102347R1 | https://new.abb.com/products/en/1SDA102374R1
25 | U | XT4XU3150TFF000XXX | 1SDA102347R1+1SDA102378R1 | XT4X 250 BREAKING PART 3p F F UL/CSA + Ekip Hi-Touch LSI In=150A XT4 3p UL/CSA | 25:U | XT4XU3150TFF000XXX |  | https://new.abb.com/products/en/1SDA102347R1 | https://new.abb.com/products/en/1SDA102378R1
25 | U | XT4XU3150UFF000XXX | 1SDA102347R1+1SDA102382R1 | XT4X 250 BREAKING PART 3p F F UL/CSA + Ekip Hi-Touch LSIG In=150A XT4 3p UL/CSA | 25:U | XT4XU3150UFF000XXX |  | https://new.abb.com/products/en/1SDA102347R1 | https://new.abb.com/products/en/1SDA102382R1
25 | U | XT4XU3150CFF000XXX | 1SDA102347R1+1SDA102392R1 | XT4X 250 BREAKING PART 3p F F UL/CSA + Ekip Dip LIG In=150A XT4 3p UL/CSA | 25:U | XT4XU3150CFF000XXX |  | https://new.abb.com/products/en/1SDA102347R1 | https://new.abb.com/products/en/1SDA102392R1
25 | U | XT4XU3150EFF000XXX | 1SDA102347R1+1SDA075746R1 | XT4X 250 BREAKING PART 3p F F UL/CSA + Ekip LS/I In=150A XT4 3p UL/CSA | 25:U | XT4XU3150EFF000XXX |  | https://new.abb.com/products/en/1SDA102347R1 | https://new.abb.com/products/en/1SDA075746R1
25 | U | XT4XU3150FFF000XXX | 1SDA102347R1+1SDA075758R1 | XT4X 250 BREAKING PART 3p F F UL/CSA + Ekip LSI In=150A XT4 3p UL/CSA | 25:U | XT4XU3150FFF000XXX |  | https://new.abb.com/products/en/1SDA102347R1 | https://new.abb.com/products/en/1SDA075758R1
25 | U | XT4XU3150GFF000XXX | 1SDA102347R1+1SDA075770R1 | XT4X 250 BREAKING PART 3p F F UL/CSA + Ekip LSIG In=150A XT4 3p UL/CSA | 25:U | XT4XU3150GFF000XXX |  | https://new.abb.com/products/en/1SDA102347R1 | https://new.abb.com/products/en/1SDA075770R1
25 | U | XT4XU3150HFF000XXX | 1SDA102347R1+1SDA080311R1 | XT4X 250 BREAKING PART 3p F F UL/CSA + SG.EL.Ekip E-LSIG In=150A XT4 3p UL/CSA | 25:U | XT4XU3150HFF000XXX |  | https://new.abb.com/products/en/1SDA102347R1 | https://new.abb.com/products/en/1SDA080311R1
25 | U | XT4XU3225PFF000XXX | 1SDA102347R1+1SDA102363R1 | XT4X 250 BREAKING PART 3p F F UL/CSA + Ekip Touch LSI In=225A XT4 3p UL/CSA | 25:U | XT4XU3225PFF000XXX |  | https://new.abb.com/products/en/1SDA102347R1 | https://new.abb.com/products/en/1SDA102363R1
25 | U | XT4XU3225QFF000XXX | 1SDA102347R1+1SDA102367R1 | XT4X 250 BREAKING PART 3p F F UL/CSA + Ekip Touch LSIG In=225A XT4 3p UL/CSA | 25:U | XT4XU3225QFF000XXX |  | https://new.abb.com/products/en/1SDA102347R1 | https://new.abb.com/products/en/1SDA102367R1
25 | U | XT4XU3225RFF000XXX | 1SDA102347R1+1SDA102371R1 | XT4X 250 BREAKING PART 3p F F UL/CSA + Ekip Touch Meas.LSI In225 XT4 3p UL/CSA | 25:U | XT4XU3225RFF000XXX |  | https://new.abb.com/products/en/1SDA102347R1 | https://new.abb.com/products/en/1SDA102371R1
25 | U | XT4XU3225SFF000XXX | 1SDA102347R1+1SDA102375R1 | XT4X 250 BREAKING PART 3p F F UL/CSA + Ekip Touch Meas.LSIG In225 XT4 3p UL/CSA | 25:U | XT4XU3225SFF000XXX |  | https://new.abb.com/products/en/1SDA102347R1 | https://new.abb.com/products/en/1SDA102375R1
25 | U | XT4XU3225TFF000XXX | 1SDA102347R1+1SDA102379R1 | XT4X 250 BREAKING PART 3p F F UL/CSA + Ekip Hi-Touch LSI In=225A XT4 3p UL/CSA | 25:U | XT4XU3225TFF000XXX |  | https://new.abb.com/products/en/1SDA102347R1 | https://new.abb.com/products/en/1SDA102379R1
25 | U | XT4XU3225UFF000XXX | 1SDA102347R1+1SDA102383R1 | XT4X 250 BREAKING PART 3p F F UL/CSA + Ekip Hi-Touch LSIG In=225A XT4 3p UL/CSA | 25:U | XT4XU3225UFF000XXX |  | https://new.abb.com/products/en/1SDA102347R1 | https://new.abb.com/products/en/1SDA102383R1
25 | U | XT4XU3225CFF000XXX | 1SDA102347R1+1SDA102393R1 | XT4X 250 BREAKING PART 3p F F UL/CSA + Ekip Dip LIG In=225A XT4 3p UL/CSA | 25:U | XT4XU3225CFF000XXX |  | https://new.abb.com/products/en/1SDA102347R1 | https://new.abb.com/products/en/1SDA102393R1
25 | U | XT4XU3225EFF000XXX | 1SDA102347R1+1SDA075747R1 | XT4X 250 BREAKING PART 3p F F UL/CSA + Ekip LS/I In=225A XT4 3p UL/CSA | 25:U | XT4XU3225EFF000XXX |  | https://new.abb.com/products/en/1SDA102347R1 | https://new.abb.com/products/en/1SDA075747R1
25 | U | XT4XU3225FFF000XXX | 1SDA102347R1+1SDA075759R1 | XT4X 250 BREAKING PART 3p F F UL/CSA + Ekip LSI In=225A XT4 3p UL/CSA | 25:U | XT4XU3225FFF000XXX |  | https://new.abb.com/products/en/1SDA102347R1 | https://new.abb.com/products/en/1SDA075759R1
25 | U | XT4XU3225GFF000XXX | 1SDA102347R1+1SDA075771R1 | XT4X 250 BREAKING PART 3p F F UL/CSA + Ekip LSIG In=225A XT4 3p UL/CSA | 25:U | XT4XU3225GFF000XXX |  | https://new.abb.com/products/en/1SDA102347R1 | https://new.abb.com/products/en/1SDA075771R1
25 | U | XT4XU3225HFF000XXX | 1SDA102347R1+1SDA080313R1 | XT4X 250 BREAKING PART 3p F F UL/CSA + SG.EL.Ekip E-LSIG In=225A XT4 3p UL/CSA | 25:U | XT4XU3225HFF000XXX |  | https://new.abb.com/products/en/1SDA102347R1 | https://new.abb.com/products/en/1SDA080313R1
25 | U | XT4XU3250PFF000XXX | 1SDA102347R1+1SDA102365R1 | XT4X 250 BREAKING PART 3p F F UL/CSA + Ekip Touch LSI In=250A XT4 3p UL/CSA | 25:U | XT4XU3250PFF000XXX |  | https://new.abb.com/products/en/1SDA102347R1 | https://new.abb.com/products/en/1SDA102365R1
25 | U | XT4XU3250QFF000XXX | 1SDA102347R1+1SDA102369R1 | XT4X 250 BREAKING PART 3p F F UL/CSA + Ekip Touch LSIG In=250A XT4 3p UL/CSA | 25:U | XT4XU3250QFF000XXX |  | https://new.abb.com/products/en/1SDA102347R1 | https://new.abb.com/products/en/1SDA102369R1
25 | U | XT4XU3250RFF000XXX | 1SDA102347R1+1SDA102373R1 | XT4X 250 BREAKING PART 3p F F UL/CSA + Ekip Touch Meas.LSI In250 XT4 3p UL/CSA | 25:U | XT4XU3250RFF000XXX |  | https://new.abb.com/products/en/1SDA102347R1 | https://new.abb.com/products/en/1SDA102373R1
25 | U | XT4XU3250SFF000XXX | 1SDA102347R1+1SDA102377R1 | XT4X 250 BREAKING PART 3p F F UL/CSA + Ekip Touch Meas.LSIG In250 XT4 3p UL/CSA | 25:U | XT4XU3250SFF000XXX |  | https://new.abb.com/products/en/1SDA102347R1 | https://new.abb.com/products/en/1SDA102377R1
25 | U | XT4XU3250TFF000XXX | 1SDA102347R1+1SDA102381R1 | XT4X 250 BREAKING PART 3p F F UL/CSA + Ekip Hi-Touch LSI In=250A XT4 3p UL/CSA | 25:U | XT4XU3250TFF000XXX |  | https://new.abb.com/products/en/1SDA102347R1 | https://new.abb.com/products/en/1SDA102381R1
25 | U | XT4XU3250UFF000XXX | 1SDA102347R1+1SDA102385R1 | XT4X 250 BREAKING PART 3p F F UL/CSA + Ekip Hi-Touch LSIG In=250A XT4 3p UL/CSA | 25:U | XT4XU3250UFF000XXX |  | https://new.abb.com/products/en/1SDA102347R1 | https://new.abb.com/products/en/1SDA102385R1
25 | U | XT4XU3250CFF000XXX | 1SDA102347R1+1SDA102394R1 | XT4X 250 BREAKING PART 3p F F UL/CSA + Ekip Dip LIG In=250A XT4 3p UL/CSA | 25:U | XT4XU3250CFF000XXX |  | https://new.abb.com/products/en/1SDA102347R1 | https://new.abb.com/products/en/1SDA102394R1
25 | U | XT4XU3250EFF000XXX | 1SDA102347R1+1SDA075748R1 | XT4X 250 BREAKING PART 3p F F UL/CSA + Ekip LS/I In=250A XT4 3p UL/CSA | 25:U | XT4XU3250EFF000XXX |  | https://new.abb.com/products/en/1SDA102347R1 | https://new.abb.com/products/en/1SDA075748R1
25 | U | XT4XU3250FFF000XXX | 1SDA102347R1+1SDA075760R1 | XT4X 250 BREAKING PART 3p F F UL/CSA + Ekip LSI In=250A XT4 3p UL/CSA | 25:U | XT4XU3250FFF000XXX |  | https://new.abb.com/products/en/1SDA102347R1 | https://new.abb.com/products/en/1SDA075760R1
25 | U | XT4XU3250GFF000XXX | 1SDA102347R1+1SDA075772R1 | XT4X 250 BREAKING PART 3p F F UL/CSA + Ekip LSIG In=250A XT4 3p UL/CSA | 25:U | XT4XU3250GFF000XXX |  | https://new.abb.com/products/en/1SDA102347R1 | https://new.abb.com/products/en/1SDA075772R1
25 | U | XT4XU3250HFF000XXX | 1SDA102347R1+1SDA080258R1 | XT4X 250 BREAKING PART 3p F F UL/CSA + SG.EL.Ekip E-LSIG In=250A XT4 3p UL/CSA | 25:U | XT4XU3250HFF000XXX |  | https://new.abb.com/products/en/1SDA102347R1 | https://new.abb.com/products/en/1SDA080258R1
25 | U | XT4XU4025AFF000XXX | 1SDA102349R1+1SDA075715R1 | XT4X 250 BREAKING PART 4p F F UL/CSA + TMF 25-400 4p F F XT4 4p UL/CSA | 25:U | XT4XU4025AFF000XXX |  | https://new.abb.com/products/en/1SDA102349R1 | https://new.abb.com/products/en/1SDA075715R1
25 | U | XT4XU4030AFF000XXX | 1SDA102349R1+1SDA075716R1 | XT4X 250 BREAKING PART 4p F F UL/CSA + TMF 30-400 4p F F XT4 4p UL/CSA | 25:U | XT4XU4030AFF000XXX |  | https://new.abb.com/products/en/1SDA102349R1 | https://new.abb.com/products/en/1SDA075716R1
25 | U | XT4XU4035AFF000XXX | 1SDA102349R1+1SDA075717R1 | XT4X 250 BREAKING PART 4p F F UL/CSA + TMF 35-400 4p F F XT4 4p UL/CSA | 25:U | XT4XU4035AFF000XXX |  | https://new.abb.com/products/en/1SDA102349R1 | https://new.abb.com/products/en/1SDA075717R1
25 | U | XT4XU4040CFF000XXX | 1SDA102349R1+1SDA102434R1 | XT4X 250 BREAKING PART 4p F F UL/CSA + Ekip Dip LIG In=40A XT4 4p UL/CSA | 25:U | XT4XU4040CFF000XXX |  | https://new.abb.com/products/en/1SDA102349R1 | https://new.abb.com/products/en/1SDA102434R1
25 | U | XT4XU4040AFF000XXX | 1SDA102349R1+1SDA075718R1 | XT4X 250 BREAKING PART 4p F F UL/CSA + TMF 40-400 4p F F XT4 4p UL/CSA | 25:U | XT4XU4040AFF000XXX |  | https://new.abb.com/products/en/1SDA102349R1 | https://new.abb.com/products/en/1SDA075718R1
25 | U | XT4XU4040EFF000XXX | 1SDA102349R1+1SDA075749R1 | XT4X 250 BREAKING PART 4p F F UL/CSA + Ekip LS/I In=40A XT4 4p UL/CSA | 25:U | XT4XU4040EFF000XXX |  | https://new.abb.com/products/en/1SDA102349R1 | https://new.abb.com/products/en/1SDA075749R1
25 | U | XT4XU4040FFF000XXX | 1SDA102349R1+1SDA075761R1 | XT4X 250 BREAKING PART 4p F F UL/CSA + Ekip LSI In=40A XT4 4p UL/CSA | 25:U | XT4XU4040FFF000XXX |  | https://new.abb.com/products/en/1SDA102349R1 | https://new.abb.com/products/en/1SDA075761R1
25 | U | XT4XU4040GFF000XXX | 1SDA102349R1+1SDA075773R1 | XT4X 250 BREAKING PART 4p F F UL/CSA + Ekip LSIG In=40A XT4 4p UL/CSA | 25:U | XT4XU4040GFF000XXX |  | https://new.abb.com/products/en/1SDA102349R1 | https://new.abb.com/products/en/1SDA075773R1
25 | U | XT4XU4040HFF000XXX | 1SDA102349R1+1SDA080306R1 | XT4X 250 BREAKING PART 4p F F UL/CSA + SG.EL.Ekip E-LSIG In=40A XT4 4p UL/CSA | 25:U | XT4XU4040HFF000XXX |  | https://new.abb.com/products/en/1SDA102349R1 | https://new.abb.com/products/en/1SDA080306R1
25 | U | XT4XU4050AFF000XXX | 1SDA102349R1+1SDA075719R1 | XT4X 250 BREAKING PART 4p F F UL/CSA + TMF 50-500 4p F F XT4 4p UL/CSA | 25:U | XT4XU4050AFF000XXX |  | https://new.abb.com/products/en/1SDA102349R1 | https://new.abb.com/products/en/1SDA075719R1
25 | U | XT4XU4060CFF000XXX | 1SDA102349R1+1SDA102435R1 | XT4X 250 BREAKING PART 4p F F UL/CSA + Ekip Dip LIG In=60A XT4 4p UL/CSA | 25:U | XT4XU4060CFF000XXX |  | https://new.abb.com/products/en/1SDA102349R1 | https://new.abb.com/products/en/1SDA102435R1
25 | U | XT4XU4060AFF000XXX | 1SDA102349R1+1SDA075720R1 | XT4X 250 BREAKING PART 4p F F UL/CSA + TMF 60-600 4p F F XT4 4p UL/CSA | 25:U | XT4XU4060AFF000XXX |  | https://new.abb.com/products/en/1SDA102349R1 | https://new.abb.com/products/en/1SDA075720R1
25 | U | XT4XU4060EFF000XXX | 1SDA102349R1+1SDA075750R1 | XT4X 250 BREAKING PART 4p F F UL/CSA + Ekip LS/I In=60A XT4 4p UL/CSA | 25:U | XT4XU4060EFF000XXX |  | https://new.abb.com/products/en/1SDA102349R1 | https://new.abb.com/products/en/1SDA075750R1
25 | U | XT4XU4060FFF000XXX | 1SDA102349R1+1SDA075762R1 | XT4X 250 BREAKING PART 4p F F UL/CSA + Ekip LSI In=60A XT4 4p UL/CSA | 25:U | XT4XU4060FFF000XXX |  | https://new.abb.com/products/en/1SDA102349R1 | https://new.abb.com/products/en/1SDA075762R1
25 | U | XT4XU4060GFF000XXX | 1SDA102349R1+1SDA075774R1 | XT4X 250 BREAKING PART 4p F F UL/CSA + Ekip LSIG In=60A XT4 4p UL/CSA | 25:U | XT4XU4060GFF000XXX |  | https://new.abb.com/products/en/1SDA102349R1 | https://new.abb.com/products/en/1SDA075774R1
25 | U | XT4XU4060HFF000XXX | 1SDA102349R1+1SDA080308R1 | XT4X 250 BREAKING PART 4p F F UL/CSA + SG.EL.Ekip E-LSIG In=60A XT4 4p UL/CSA | 25:U | XT4XU4060HFF000XXX |  | https://new.abb.com/products/en/1SDA102349R1 | https://new.abb.com/products/en/1SDA080308R1
25 | U | XT4XU4070AFF000XXX | 1SDA102349R1+1SDA075721R1 | XT4X 250 BREAKING PART 4p F F UL/CSA + TMF 70-700 4p F F XT4 4p UL/CSA | 25:U | XT4XU4070AFF000XXX |  | https://new.abb.com/products/en/1SDA102349R1 | https://new.abb.com/products/en/1SDA075721R1
25 | U | XT4XU4080BFF000XXX | 1SDA102349R1+1SDA075722R1 | XT4X 250 BREAKING PART 4p F F UL/CSA + TMA 80 400..800 4p F F XT4 4p UL/CSA | 25:U | XT4XU4080BFF000XXX |  | https://new.abb.com/products/en/1SDA102349R1 | https://new.abb.com/products/en/1SDA075722R1
25 | U | XT4XU4090BFF000XXX | 1SDA102349R1+1SDA075723R1 | XT4X 250 BREAKING PART 4p F F UL/CSA + TMA 90 450..900 4p F F XT4 4p UL/CSA | 25:U | XT4XU4090BFF000XXX |  | https://new.abb.com/products/en/1SDA102349R1 | https://new.abb.com/products/en/1SDA075723R1
25 | U | XT4XU4100PFF000XXX | 1SDA102349R1+1SDA102412R1 | XT4X 250 BREAKING PART 4p F F UL/CSA + Ekip Touch LSI In=100A XT4 4p UL/CSA | 25:U | XT4XU4100PFF000XXX |  | https://new.abb.com/products/en/1SDA102349R1 | https://new.abb.com/products/en/1SDA102412R1
25 | U | XT4XU4100QFF000XXX | 1SDA102349R1+1SDA102416R1 | XT4X 250 BREAKING PART 4p F F UL/CSA + Ekip Touch LSIG In=100A XT4 4p UL/CSA | 25:U | XT4XU4100QFF000XXX |  | https://new.abb.com/products/en/1SDA102349R1 | https://new.abb.com/products/en/1SDA102416R1
25 | U | XT4XU4100RFF000XXX | 1SDA102349R1+1SDA102420R1 | XT4X 250 BREAKING PART 4p F F UL/CSA + Ekip Touch Meas.LSI In100 XT4 4p UL/CSA | 25:U | XT4XU4100RFF000XXX |  | https://new.abb.com/products/en/1SDA102349R1 | https://new.abb.com/products/en/1SDA102420R1
25 | U | XT4XU4100SFF000XXX | 1SDA102349R1+1SDA102424R1 | XT4X 250 BREAKING PART 4p F F UL/CSA + Ekip Touch Meas.LSIG In100 XT4 4p UL/CSA | 25:U | XT4XU4100SFF000XXX |  | https://new.abb.com/products/en/1SDA102349R1 | https://new.abb.com/products/en/1SDA102424R1
25 | U | XT4XU4100TFF000XXX | 1SDA102349R1+1SDA102428R1 | XT4X 250 BREAKING PART 4p F F UL/CSA + Ekip Hi-Touch LSI In=100A XT4 4p UL/CSA | 25:U | XT4XU4100TFF000XXX |  | https://new.abb.com/products/en/1SDA102349R1 | https://new.abb.com/products/en/1SDA102428R1
25 | U | XT4XU4100UFF000XXX | 1SDA102349R1+1SDA102432R1 | XT4X 250 BREAKING PART 4p F F UL/CSA + Ekip Hi-Touch LSIG In=100A XT4 4p UL/CSA | 25:U | XT4XU4100UFF000XXX |  | https://new.abb.com/products/en/1SDA102349R1 | https://new.abb.com/products/en/1SDA102432R1
25 | U | XT4XU4100CFF000XXX | 1SDA102349R1+1SDA102436R1 | XT4X 250 BREAKING PART 4p F F UL/CSA + Ekip Dip LIG In=100A XT4 4p UL/CSA | 25:U | XT4XU4100CFF000XXX |  | https://new.abb.com/products/en/1SDA102349R1 | https://new.abb.com/products/en/1SDA102436R1
25 | U | XT4XU4100BFF000XXX | 1SDA102349R1+1SDA075724R1 | XT4X 250 BREAKING PART 4p F F UL/CSA + TMA 100 500..1000 4p F F XT4 4p UL/CSA | 25:U | XT4XU4100BFF000XXX |  | https://new.abb.com/products/en/1SDA102349R1 | https://new.abb.com/products/en/1SDA075724R1
25 | U | XT4XU4100EFF000XXX | 1SDA102349R1+1SDA075751R1 | XT4X 250 BREAKING PART 4p F F UL/CSA + Ekip LS/I In=100A XT4 4p UL/CSA | 25:U | XT4XU4100EFF000XXX |  | https://new.abb.com/products/en/1SDA102349R1 | https://new.abb.com/products/en/1SDA075751R1
25 | U | XT4XU4100FFF000XXX | 1SDA102349R1+1SDA075763R1 | XT4X 250 BREAKING PART 4p F F UL/CSA + Ekip LSI In=100A XT4 4p UL/CSA | 25:U | XT4XU4100FFF000XXX |  | https://new.abb.com/products/en/1SDA102349R1 | https://new.abb.com/products/en/1SDA075763R1
25 | U | XT4XU4100GFF000XXX | 1SDA102349R1+1SDA075775R1 | XT4X 250 BREAKING PART 4p F F UL/CSA + Ekip LSIG In=100A XT4 4p UL/CSA | 25:U | XT4XU4100GFF000XXX |  | https://new.abb.com/products/en/1SDA102349R1 | https://new.abb.com/products/en/1SDA075775R1
25 | U | XT4XU4100HFF000XXX | 1SDA102349R1+1SDA080310R1 | XT4X 250 BREAKING PART 4p F F UL/CSA + SG.EL.Ekip E-LSIG In=100A XT4 4p UL/CSA | 25:U | XT4XU4100HFF000XXX |  | https://new.abb.com/products/en/1SDA102349R1 | https://new.abb.com/products/en/1SDA080310R1
25 | U | XT4XU4110BFF000XXX | 1SDA102349R1+1SDA075725R1 | XT4X 250 BREAKING PART 4p F F UL/CSA + TMA 110 550..1100 4p F F XT4 4p UL/CSA | 25:U | XT4XU4110BFF000XXX |  | https://new.abb.com/products/en/1SDA102349R1 | https://new.abb.com/products/en/1SDA075725R1
25 | U | XT4XU4125BFF000XXX | 1SDA102349R1+1SDA075726R1 | XT4X 250 BREAKING PART 4p F F UL/CSA + TMA 125 625..1250 4p F F XT4 4p UL/CSA | 25:U | XT4XU4125BFF000XXX |  | https://new.abb.com/products/en/1SDA102349R1 | https://new.abb.com/products/en/1SDA075726R1
25 | U | XT4XU4150PFF000XXX | 1SDA102349R1+1SDA102410R1 | XT4X 250 BREAKING PART 4p F F UL/CSA + Ekip Touch LSI In=150A XT4 4p UL/CSA | 25:U | XT4XU4150PFF000XXX |  | https://new.abb.com/products/en/1SDA102349R1 | https://new.abb.com/products/en/1SDA102410R1
25 | U | XT4XU4150QFF000XXX | 1SDA102349R1+1SDA102414R1 | XT4X 250 BREAKING PART 4p F F UL/CSA + Ekip Touch LSIG In=150A XT4 4p UL/CSA | 25:U | XT4XU4150QFF000XXX |  | https://new.abb.com/products/en/1SDA102349R1 | https://new.abb.com/products/en/1SDA102414R1
25 | U | XT4XU4150RFF000XXX | 1SDA102349R1+1SDA102418R1 | XT4X 250 BREAKING PART 4p F F UL/CSA + Ekip Touch Meas.LSI In150 XT4 4p UL/CSA | 25:U | XT4XU4150RFF000XXX |  | https://new.abb.com/products/en/1SDA102349R1 | https://new.abb.com/products/en/1SDA102418R1
25 | U | XT4XU4150SFF000XXX | 1SDA102349R1+1SDA102422R1 | XT4X 250 BREAKING PART 4p F F UL/CSA + Ekip Touch Meas.LSIG In150 XT4 4p UL/CSA | 25:U | XT4XU4150SFF000XXX |  | https://new.abb.com/products/en/1SDA102349R1 | https://new.abb.com/products/en/1SDA102422R1
25 | U | XT4XU4150TFF000XXX | 1SDA102349R1+1SDA102426R1 | XT4X 250 BREAKING PART 4p F F UL/CSA + Ekip Hi-Touch LSI In=150A XT4 4p UL/CSA | 25:U | XT4XU4150TFF000XXX |  | https://new.abb.com/products/en/1SDA102349R1 | https://new.abb.com/products/en/1SDA102426R1
25 | U | XT4XU4150UFF000XXX | 1SDA102349R1+1SDA102430R1 | XT4X 250 BREAKING PART 4p F F UL/CSA + Ekip Hi-Touch LSIG In=150A XT4 4p UL/CSA | 25:U | XT4XU4150UFF000XXX |  | https://new.abb.com/products/en/1SDA102349R1 | https://new.abb.com/products/en/1SDA102430R1
25 | U | XT4XU4150CFF000XXX | 1SDA102349R1+1SDA102437R1 | XT4X 250 BREAKING PART 4p F F UL/CSA + Ekip Dip LIG In=150A XT4 4p UL/CSA | 25:U | XT4XU4150CFF000XXX |  | https://new.abb.com/products/en/1SDA102349R1 | https://new.abb.com/products/en/1SDA102437R1
25 | U | XT4XU4150EFF000XXX | 1SDA102349R1+1SDA075752R1 | XT4X 250 BREAKING PART 4p F F UL/CSA + Ekip LS/I In=150A XT4 4p UL/CSA | 25:U | XT4XU4150EFF000XXX |  | https://new.abb.com/products/en/1SDA102349R1 | https://new.abb.com/products/en/1SDA075752R1
25 | U | XT4XU4150FFF000XXX | 1SDA102349R1+1SDA075764R1 | XT4X 250 BREAKING PART 4p F F UL/CSA + Ekip LSI In=150A XT4 4p UL/CSA | 25:U | XT4XU4150FFF000XXX |  | https://new.abb.com/products/en/1SDA102349R1 | https://new.abb.com/products/en/1SDA075764R1
25 | U | XT4XU4150GFF000XXX | 1SDA102349R1+1SDA075776R1 | XT4X 250 BREAKING PART 4p F F UL/CSA + Ekip LSIG In=150A XT4 4p UL/CSA | 25:U | XT4XU4150GFF000XXX |  | https://new.abb.com/products/en/1SDA102349R1 | https://new.abb.com/products/en/1SDA075776R1
25 | U | XT4XU4150HFF000XXX | 1SDA102349R1+1SDA080312R1 | XT4X 250 BREAKING PART 4p F F UL/CSA + SG.EL.Ekip E-LSIG In=150A XT4 4p UL/CSA | 25:U | XT4XU4150HFF000XXX |  | https://new.abb.com/products/en/1SDA102349R1 | https://new.abb.com/products/en/1SDA080312R1
25 | U | XT4XU4225PFF000XXX | 1SDA102349R1+1SDA102411R1 | XT4X 250 BREAKING PART 4p F F UL/CSA + Ekip Touch LSI In=225A XT4 4p UL/CSA | 25:U | XT4XU4225PFF000XXX |  | https://new.abb.com/products/en/1SDA102349R1 | https://new.abb.com/products/en/1SDA102411R1
25 | U | XT4XU4225QFF000XXX | 1SDA102349R1+1SDA102415R1 | XT4X 250 BREAKING PART 4p F F UL/CSA + Ekip Touch LSIG In=225A XT4 4p UL/CSA | 25:U | XT4XU4225QFF000XXX |  | https://new.abb.com/products/en/1SDA102349R1 | https://new.abb.com/products/en/1SDA102415R1
25 | U | XT4XU4225RFF000XXX | 1SDA102349R1+1SDA102419R1 | XT4X 250 BREAKING PART 4p F F UL/CSA + Ekip Touch Meas.LSI In225 XT4 4p UL/CSA | 25:U | XT4XU4225RFF000XXX |  | https://new.abb.com/products/en/1SDA102349R1 | https://new.abb.com/products/en/1SDA102419R1
25 | U | XT4XU4225SFF000XXX | 1SDA102349R1+1SDA102423R1 | XT4X 250 BREAKING PART 4p F F UL/CSA + Ekip Touch Meas.LSIG In225 XT4 4p UL/CSA | 25:U | XT4XU4225SFF000XXX |  | https://new.abb.com/products/en/1SDA102349R1 | https://new.abb.com/products/en/1SDA102423R1
25 | U | XT4XU4225TFF000XXX | 1SDA102349R1+1SDA102427R1 | XT4X 250 BREAKING PART 4p F F UL/CSA + Ekip Hi-Touch LSI In=225A XT4 4p UL/CSA | 25:U | XT4XU4225TFF000XXX |  | https://new.abb.com/products/en/1SDA102349R1 | https://new.abb.com/products/en/1SDA102427R1
25 | U | XT4XU4225UFF000XXX | 1SDA102349R1+1SDA102431R1 | XT4X 250 BREAKING PART 4p F F UL/CSA + Ekip Hi-Touch LSIG In=225A XT4 4p UL/CSA | 25:U | XT4XU4225UFF000XXX |  | https://new.abb.com/products/en/1SDA102349R1 | https://new.abb.com/products/en/1SDA102431R1
25 | U | XT4XU4225CFF000XXX | 1SDA102349R1+1SDA102438R1 | XT4X 250 BREAKING PART 4p F F UL/CSA + Ekip Dip LIG In=225A XT4 4p UL/CSA | 25:U | XT4XU4225CFF000XXX |  | https://new.abb.com/products/en/1SDA102349R1 | https://new.abb.com/products/en/1SDA102438R1
25 | U | XT4XU4225EFF000XXX | 1SDA102349R1+1SDA075753R1 | XT4X 250 BREAKING PART 4p F F UL/CSA + Ekip LS/I In=225A XT4 4p UL/CSA | 25:U | XT4XU4225EFF000XXX |  | https://new.abb.com/products/en/1SDA102349R1 | https://new.abb.com/products/en/1SDA075753R1
25 | U | XT4XU4225FFF000XXX | 1SDA102349R1+1SDA075765R1 | XT4X 250 BREAKING PART 4p F F UL/CSA + Ekip LSI In=225A XT4 4p UL/CSA | 25:U | XT4XU4225FFF000XXX |  | https://new.abb.com/products/en/1SDA102349R1 | https://new.abb.com/products/en/1SDA075765R1
25 | U | XT4XU4225GFF000XXX | 1SDA102349R1+1SDA075777R1 | XT4X 250 BREAKING PART 4p F F UL/CSA + Ekip LSIG In=225A XT4 4p UL/CSA | 25:U | XT4XU4225GFF000XXX |  | https://new.abb.com/products/en/1SDA102349R1 | https://new.abb.com/products/en/1SDA075777R1
25 | U | XT4XU4225HFF000XXX | 1SDA102349R1+1SDA080257R1 | XT4X 250 BREAKING PART 4p F F UL/CSA + SG.EL.Ekip E-LSIG In=225A XT4 4p UL/CSA | 25:U | XT4XU4225HFF000XXX |  | https://new.abb.com/products/en/1SDA102349R1 | https://new.abb.com/products/en/1SDA080257R1
25 | U | XT4XU4250PFF000XXX | 1SDA102349R1+1SDA102413R1 | XT4X 250 BREAKING PART 4p F F UL/CSA + Ekip Touch LSI In=250A XT4 4p UL/CSA | 25:U | XT4XU4250PFF000XXX |  | https://new.abb.com/products/en/1SDA102349R1 | https://new.abb.com/products/en/1SDA102413R1
25 | U | XT4XU4250QFF000XXX | 1SDA102349R1+1SDA102417R1 | XT4X 250 BREAKING PART 4p F F UL/CSA + Ekip Touch LSIG In=250A XT4 4p UL/CSA | 25:U | XT4XU4250QFF000XXX |  | https://new.abb.com/products/en/1SDA102349R1 | https://new.abb.com/products/en/1SDA102417R1
25 | U | XT4XU4250RFF000XXX | 1SDA102349R1+1SDA102421R1 | XT4X 250 BREAKING PART 4p F F UL/CSA + Ekip Touch Meas.LSI In250 XT4 4p UL/CSA | 25:U | XT4XU4250RFF000XXX |  | https://new.abb.com/products/en/1SDA102349R1 | https://new.abb.com/products/en/1SDA102421R1
25 | U | XT4XU4250SFF000XXX | 1SDA102349R1+1SDA102425R1 | XT4X 250 BREAKING PART 4p F F UL/CSA + Ekip Touch Meas.LSIG In250 XT4 4p UL/CSA | 25:U | XT4XU4250SFF000XXX |  | https://new.abb.com/products/en/1SDA102349R1 | https://new.abb.com/products/en/1SDA102425R1
25 | U | XT4XU4250TFF000XXX | 1SDA102349R1+1SDA102429R1 | XT4X 250 BREAKING PART 4p F F UL/CSA + Ekip Hi-Touch LSI In=250A XT4 4p UL/CSA | 25:U | XT4XU4250TFF000XXX |  | https://new.abb.com/products/en/1SDA102349R1 | https://new.abb.com/products/en/1SDA102429R1
25 | U | XT4XU4250UFF000XXX | 1SDA102349R1+1SDA102433R1 | XT4X 250 BREAKING PART 4p F F UL/CSA + Ekip Hi-Touch LSIG In=250A XT4 4p UL/CSA | 25:U | XT4XU4250UFF000XXX |  | https://new.abb.com/products/en/1SDA102349R1 | https://new.abb.com/products/en/1SDA102433R1
25 | U | XT4XU4250CFF000XXX | 1SDA102349R1+1SDA102439R1 | XT4X 250 BREAKING PART 4p F F UL/CSA + Ekip Dip LIG In=250A XT4 4p UL/CSA | 25:U | XT4XU4250CFF000XXX |  | https://new.abb.com/products/en/1SDA102349R1 | https://new.abb.com/products/en/1SDA102439R1
25 | U | XT4XU4250EFF000XXX | 1SDA102349R1+1SDA075754R1 | XT4X 250 BREAKING PART 4p F F UL/CSA + Ekip LS/I In=250A XT4 4p UL/CSA | 25:U | XT4XU4250EFF000XXX |  | https://new.abb.com/products/en/1SDA102349R1 | https://new.abb.com/products/en/1SDA075754R1
25 | U | XT4XU4250FFF000XXX | 1SDA102349R1+1SDA075766R1 | XT4X 250 BREAKING PART 4p F F UL/CSA + Ekip LSI In=250A XT4 4p UL/CSA | 25:U | XT4XU4250FFF000XXX |  | https://new.abb.com/products/en/1SDA102349R1 | https://new.abb.com/products/en/1SDA075766R1
25 | U | XT4XU4250GFF000XXX | 1SDA102349R1+1SDA075778R1 | XT4X 250 BREAKING PART 4p F F UL/CSA + Ekip LSIG In=250A XT4 4p UL/CSA | 25:U | XT4XU4250GFF000XXX |  | https://new.abb.com/products/en/1SDA102349R1 | https://new.abb.com/products/en/1SDA075778R1
25 | U | XT4XU4250HFF000XXX | 1SDA102349R1+1SDA080259R1 | XT4X 250 BREAKING PART 4p F F UL/CSA + SG.EL.Ekip E-LSIG In=250A XT4 4p UL/CSA | 25:U | XT4XU4250HFF000XXX |  | https://new.abb.com/products/en/1SDA102349R1 | https://new.abb.com/products/en/1SDA080259R1
25 | U | XT5XU360BBFF000XXX | 1SDA102690R1+1SDA102706R1 | XT5X 600 BREAKING PART 3p F F UL/CSA + TMA 600-6000 XT5 3p UL/CSA | 25:U | XT5XU360BBFF000XXX |  | https://new.abb.com/products/en/1SDA102690R1 | https://new.abb.com/products/en/1SDA102706R1
25 | U | XT5XU360BEFF000XXX | 1SDA102690R1+1SDA102710R1 | XT5X 600 BREAKING PART 3p F F UL/CSA + Ekip Dip LS/I In=600 XT5 3p UL/CSA | 25:U | XT5XU360BEFF000XXX |  | https://new.abb.com/products/en/1SDA102690R1 | https://new.abb.com/products/en/1SDA102710R1
25 | U | XT5XU360BXFF000XXX | 1SDA102690R1+1SDA102764R1 | XT5X 600 BREAKING PART 3p F F UL/CSA + Ekip G Dip LS/I In=600 3p UL/CSA XT5 | 25:U | XT5XU360BXFF000XXX |  | https://new.abb.com/products/en/1SDA102690R1 | https://new.abb.com/products/en/1SDA102764R1
25 | U | XT5XU360BCFF000XXX | 1SDA102690R1+1SDA102776R1 | XT5X 600 BREAKING PART 3p F F UL/CSA + Ekip Dip LIG In=600 XT5 3p UL/CSA | 25:U | XT5XU360BCFF000XXX |  | https://new.abb.com/products/en/1SDA102690R1 | https://new.abb.com/products/en/1SDA102776R1
25 | U | XT5XU360BFFF000XXX | 1SDA102690R1+1SDA102714R1 | XT5X 600 BREAKING PART 3p F F UL/CSA + Ekip Dip LSI In=600 XT5 3p UL/CSA | 25:U | XT5XU360BFFF000XXX |  | https://new.abb.com/products/en/1SDA102690R1 | https://new.abb.com/products/en/1SDA102714R1
25 | U | XT5XU360BGFF000XXX | 1SDA102690R1+1SDA102718R1 | XT5X 600 BREAKING PART 3p F F UL/CSA + Ekip Dip LSIG In=600 XT5 3p UL/CSA | 25:U | XT5XU360BGFF000XXX |  | https://new.abb.com/products/en/1SDA102690R1 | https://new.abb.com/products/en/1SDA102718R1
25 | U | XT5XU360BPFF000XXX | 1SDA102690R1+1SDA102722R1 | XT5X 600 BREAKING PART 3p F F UL/CSA + Ekip Touch LSI In=600 XT5 3p UL/CSA | 25:U | XT5XU360BPFF000XXX |  | https://new.abb.com/products/en/1SDA102690R1 | https://new.abb.com/products/en/1SDA102722R1
25 | U | XT5XU360BQFF000XXX | 1SDA102690R1+1SDA102726R1 | XT5X 600 BREAKING PART 3p F F UL/CSA + Ekip Touch LSIG In=600 XT5 3p UL/CSA | 25:U | XT5XU360BQFF000XXX |  | https://new.abb.com/products/en/1SDA102690R1 | https://new.abb.com/products/en/1SDA102726R1
25 | U | XT5XU360BRFF000XXX | 1SDA102690R1+1SDA102730R1 | XT5X 600 BREAKING PART 3p F F UL/CSA + Ekip Touch Meas.LSI In600 XT5 3p UL/CSA | 25:U | XT5XU360BRFF000XXX |  | https://new.abb.com/products/en/1SDA102690R1 | https://new.abb.com/products/en/1SDA102730R1
25 | U | XT5XU360BSFF000XXX | 1SDA102690R1+1SDA102734R1 | XT5X 600 BREAKING PART 3p F F UL/CSA + Ekip Touch Meas.LSIG In600 XT5 3p UL/CSA | 25:U | XT5XU360BSFF000XXX |  | https://new.abb.com/products/en/1SDA102690R1 | https://new.abb.com/products/en/1SDA102734R1
25 | U | XT5XU360BTFF000XXX | 1SDA102690R1+1SDA102738R1 | XT5X 600 BREAKING PART 3p F F UL/CSA + Ekip Hi-Touch LSI In=600 XT5 3p UL/CSA | 25:U | XT5XU360BTFF000XXX |  | https://new.abb.com/products/en/1SDA102690R1 | https://new.abb.com/products/en/1SDA102738R1
25 | U | XT5XU360BUFF000XXX | 1SDA102690R1+1SDA102742R1 | XT5X 600 BREAKING PART 3p F F UL/CSA + Ekip Hi-Touch LSIG In=600 XT5 3p UL/CSA | 25:U | XT5XU360BUFF000XXX |  | https://new.abb.com/products/en/1SDA102690R1 | https://new.abb.com/products/en/1SDA102742R1
25 | U | XT5XU360BNFF000XXX | 1SDA102690R1+1SDA102760R1 | XT5X 600 BREAKING PART 3p F F UL/CSA + TMG 600-3000 XT5 3p UL/CSA | 25:U | XT5XU360BNFF000XXX |  | https://new.abb.com/products/en/1SDA102690R1 | https://new.abb.com/products/en/1SDA102760R1
25 | U | XT5XU360BYFF000XXX | 1SDA102690R1+1SDA102768R1 | XT5X 600 BREAKING PART 3p F F UL/CSA + Ekip G Touch LSIG In=600 XT5 3p UL/CSA | 25:U | XT5XU360BYFF000XXX |  | https://new.abb.com/products/en/1SDA102690R1 | https://new.abb.com/products/en/1SDA102768R1
25 | U | XT5XU360BZFF000XXX | 1SDA102690R1+1SDA102772R1 | XT5X 600 BREAKING PART 3p F F UL/CSA + Ekip G Hi-Touch LSIG In600 XT5 3p UL/CSA | 25:U | XT5XU360BZFF000XXX |  | https://new.abb.com/products/en/1SDA102690R1 | https://new.abb.com/products/en/1SDA102772R1
25 | U | XT5NU325APFF000XXX | 1SDA102679R1+1SDA102719R1 | XT5N 400 BREAKING PART 3p F F UL/CSA + Ekip Touch LSI In=250 XT5 3p UL/CSA | 25:U | XT5NU325APFF000XXX |  | https://new.abb.com/products/en/1SDA102679R1 | https://new.abb.com/products/en/1SDA102719R1
25 | U | XT5NU325AQFF000XXX | 1SDA102679R1+1SDA102723R1 | XT5N 400 BREAKING PART 3p F F UL/CSA + Ekip Touch LSIG In=250 XT5 3p UL/CSA | 25:U | XT5NU325AQFF000XXX |  | https://new.abb.com/products/en/1SDA102679R1 | https://new.abb.com/products/en/1SDA102723R1
25 | U | XT5NU325ARFF000XXX | 1SDA102679R1+1SDA102727R1 | XT5N 400 BREAKING PART 3p F F UL/CSA + Ekip Touch Meas.LSI In250 XT5 3p UL/CSA | 25:U | XT5NU325ARFF000XXX |  | https://new.abb.com/products/en/1SDA102679R1 | https://new.abb.com/products/en/1SDA102727R1
25 | U | XT5NU325ASFF000XXX | 1SDA102679R1+1SDA102731R1 | XT5N 400 BREAKING PART 3p F F UL/CSA + Ekip Touch Meas.LSIG In250 XT5 3p UL/CSA | 25:U | XT5NU325ASFF000XXX |  | https://new.abb.com/products/en/1SDA102679R1 | https://new.abb.com/products/en/1SDA102731R1
25 | U | XT5NU325ATFF000XXX | 1SDA102679R1+1SDA102735R1 | XT5N 400 BREAKING PART 3p F F UL/CSA + Ekip Hi-Touch LSI In=250 XT5 3p UL/CSA | 25:U | XT5NU325ATFF000XXX |  | https://new.abb.com/products/en/1SDA102679R1 | https://new.abb.com/products/en/1SDA102735R1
25 | U | XT5NU325AUFF000XXX | 1SDA102679R1+1SDA102739R1 | XT5N 400 BREAKING PART 3p F F UL/CSA + Ekip Hi-Touch LSIG In=250 XT5 3p UL/CSA | 25:U | XT5NU325AUFF000XXX |  | https://new.abb.com/products/en/1SDA102679R1 | https://new.abb.com/products/en/1SDA102739R1
25 | U | XT5NU325AXFF000XXX | 1SDA102679R1+1SDA102761R1 | XT5N 400 BREAKING PART 3p F F UL/CSA + Ekip G Dip LS/I In=250 3p UL/CSA XT5 | 25:U | XT5NU325AXFF000XXX |  | https://new.abb.com/products/en/1SDA102679R1 | https://new.abb.com/products/en/1SDA102761R1
25 | U | XT5NU325AYFF000XXX | 1SDA102679R1+1SDA102765R1 | XT5N 400 BREAKING PART 3p F F UL/CSA + Ekip G Touch LSIG In=250 XT5 3p UL/CSA | 25:U | XT5NU325AYFF000XXX |  | https://new.abb.com/products/en/1SDA102679R1 | https://new.abb.com/products/en/1SDA102765R1
25 | U | XT5NU325AZFF000XXX | 1SDA102679R1+1SDA102769R1 | XT5N 400 BREAKING PART 3p F F UL/CSA + Ekip G Hi-Touch LSIG In250 XT5 3p UL/CSA | 25:U | XT5NU325AZFF000XXX |  | https://new.abb.com/products/en/1SDA102679R1 | https://new.abb.com/products/en/1SDA102769R1
25 | U | XT5NU330APFF000XXX | 1SDA102679R1+1SDA102720R1 | XT5N 400 BREAKING PART 3p F F UL/CSA + Ekip Touch LSI In=300 XT5 3p UL/CSA | 25:U | XT5NU330APFF000XXX |  | https://new.abb.com/products/en/1SDA102679R1 | https://new.abb.com/products/en/1SDA102720R1
25 | U | XT5NU330AQFF000XXX | 1SDA102679R1+1SDA102724R1 | XT5N 400 BREAKING PART 3p F F UL/CSA + Ekip Touch LSIG In=300 XT5 3p UL/CSA | 25:U | XT5NU330AQFF000XXX |  | https://new.abb.com/products/en/1SDA102679R1 | https://new.abb.com/products/en/1SDA102724R1
25 | U | XT5NU330ARFF000XXX | 1SDA102679R1+1SDA102728R1 | XT5N 400 BREAKING PART 3p F F UL/CSA + Ekip Touch Meas.LSI In300 XT5 3p UL/CSA | 25:U | XT5NU330ARFF000XXX |  | https://new.abb.com/products/en/1SDA102679R1 | https://new.abb.com/products/en/1SDA102728R1
25 | U | XT5NU330ASFF000XXX | 1SDA102679R1+1SDA102732R1 | XT5N 400 BREAKING PART 3p F F UL/CSA + Ekip Touch Meas.LSIG In300 XT5 3p UL/CSA | 25:U | XT5NU330ASFF000XXX |  | https://new.abb.com/products/en/1SDA102679R1 | https://new.abb.com/products/en/1SDA102732R1
25 | U | XT5NU330ATFF000XXX | 1SDA102679R1+1SDA102736R1 | XT5N 400 BREAKING PART 3p F F UL/CSA + Ekip Hi-Touch LSI In=300 XT5 3p UL/CSA | 25:U | XT5NU330ATFF000XXX |  | https://new.abb.com/products/en/1SDA102679R1 | https://new.abb.com/products/en/1SDA102736R1
25 | U | XT5NU330AUFF000XXX | 1SDA102679R1+1SDA102740R1 | XT5N 400 BREAKING PART 3p F F UL/CSA + Ekip Hi-Touch LSIG In=300 XT5 3p UL/CSA | 25:U | XT5NU330AUFF000XXX |  | https://new.abb.com/products/en/1SDA102679R1 | https://new.abb.com/products/en/1SDA102740R1
25 | U | XT5NU330AXFF000XXX | 1SDA102679R1+1SDA102762R1 | XT5N 400 BREAKING PART 3p F F UL/CSA + Ekip G Dip LS/I In=300 3p UL/CSA XT5 | 25:U | XT5NU330AXFF000XXX |  | https://new.abb.com/products/en/1SDA102679R1 | https://new.abb.com/products/en/1SDA102762R1
25 | U | XT5NU330AYFF000XXX | 1SDA102679R1+1SDA102766R1 | XT5N 400 BREAKING PART 3p F F UL/CSA + Ekip G Touch LSIG In=300 XT5 3p UL/CSA | 25:U | XT5NU330AYFF000XXX |  | https://new.abb.com/products/en/1SDA102679R1 | https://new.abb.com/products/en/1SDA102766R1
25 | U | XT5NU330AZFF000XXX | 1SDA102679R1+1SDA102770R1 | XT5N 400 BREAKING PART 3p F F UL/CSA + Ekip G Hi-Touch LSIG In300 XT5 3p UL/CSA | 25:U | XT5NU330AZFF000XXX |  | https://new.abb.com/products/en/1SDA102679R1 | https://new.abb.com/products/en/1SDA102770R1
25 | U | XT5NU340APFF000XXX | 1SDA102679R1+1SDA102721R1 | XT5N 400 BREAKING PART 3p F F UL/CSA + Ekip Touch LSI In=400 XT5 3p UL/CSA | 25:U | XT5NU340APFF000XXX |  | https://new.abb.com/products/en/1SDA102679R1 | https://new.abb.com/products/en/1SDA102721R1
25 | U | XT5NU340AQFF000XXX | 1SDA102679R1+1SDA102725R1 | XT5N 400 BREAKING PART 3p F F UL/CSA + Ekip Touch LSIG In=400 XT5 3p UL/CSA | 25:U | XT5NU340AQFF000XXX |  | https://new.abb.com/products/en/1SDA102679R1 | https://new.abb.com/products/en/1SDA102725R1
25 | U | XT5NU340ARFF000XXX | 1SDA102679R1+1SDA102729R1 | XT5N 400 BREAKING PART 3p F F UL/CSA + Ekip Touch Meas.LSI In400 XT5 3p UL/CSA | 25:U | XT5NU340ARFF000XXX |  | https://new.abb.com/products/en/1SDA102679R1 | https://new.abb.com/products/en/1SDA102729R1
25 | U | XT5NU340ASFF000XXX | 1SDA102679R1+1SDA102733R1 | XT5N 400 BREAKING PART 3p F F UL/CSA + Ekip Touch Meas.LSIG In400 XT5 3p UL/CSA | 25:U | XT5NU340ASFF000XXX |  | https://new.abb.com/products/en/1SDA102679R1 | https://new.abb.com/products/en/1SDA102733R1
25 | U | XT5NU340ATFF000XXX | 1SDA102679R1+1SDA102737R1 | XT5N 400 BREAKING PART 3p F F UL/CSA + Ekip Hi-Touch LSI In=400 XT5 3p UL/CSA | 25:U | XT5NU340ATFF000XXX |  | https://new.abb.com/products/en/1SDA102679R1 | https://new.abb.com/products/en/1SDA102737R1
25 | U | XT5NU340AUFF000XXX | 1SDA102679R1+1SDA102741R1 | XT5N 400 BREAKING PART 3p F F UL/CSA + Ekip Hi-Touch LSIG In=400 XT5 3p UL/CSA | 25:U | XT5NU340AUFF000XXX |  | https://new.abb.com/products/en/1SDA102679R1 | https://new.abb.com/products/en/1SDA102741R1
25 | U | XT5NU340AXFF000XXX | 1SDA102679R1+1SDA102763R1 | XT5N 400 BREAKING PART 3p F F UL/CSA + Ekip G Dip LS/I In=400 3p UL/CSA XT5 | 25:U | XT5NU340AXFF000XXX |  | https://new.abb.com/products/en/1SDA102679R1 | https://new.abb.com/products/en/1SDA102763R1
25 | U | XT5NU340AYFF000XXX | 1SDA102679R1+1SDA102767R1 | XT5N 400 BREAKING PART 3p F F UL/CSA + Ekip G Touch LSIG In=400 XT5 3p UL/CSA | 25:U | XT5NU340AYFF000XXX |  | https://new.abb.com/products/en/1SDA102679R1 | https://new.abb.com/products/en/1SDA102767R1
25 | U | XT5NU340AZFF000XXX | 1SDA102679R1+1SDA102771R1 | XT5N 400 BREAKING PART 3p F F UL/CSA + Ekip G Hi-Touch LSIG In400 XT5 3p UL/CSA | 25:U | XT5NU340AZFF000XXX |  | https://new.abb.com/products/en/1SDA102679R1 | https://new.abb.com/products/en/1SDA102771R1
25 | U | XT5NU360BXFF000XXX | 1SDA102680R1+1SDA102764R1 | XT5N 600 BREAKING PART 3p F F UL/CSA + Ekip G Dip LS/I In=600 3p UL/CSA XT5 | 25:U | XT5NU360BXFF000XXX |  | https://new.abb.com/products/en/1SDA102680R1 | https://new.abb.com/products/en/1SDA102764R1
25 | U | XT5NU360BPFF000XXX | 1SDA102680R1+1SDA102722R1 | XT5N 600 BREAKING PART 3p F F UL/CSA + Ekip Touch LSI In=600 XT5 3p UL/CSA | 25:U | XT5NU360BPFF000XXX |  | https://new.abb.com/products/en/1SDA102680R1 | https://new.abb.com/products/en/1SDA102722R1
25 | U | XT5NU360BQFF000XXX | 1SDA102680R1+1SDA102726R1 | XT5N 600 BREAKING PART 3p F F UL/CSA + Ekip Touch LSIG In=600 XT5 3p UL/CSA | 25:U | XT5NU360BQFF000XXX |  | https://new.abb.com/products/en/1SDA102680R1 | https://new.abb.com/products/en/1SDA102726R1
25 | U | XT5NU360BRFF000XXX | 1SDA102680R1+1SDA102730R1 | XT5N 600 BREAKING PART 3p F F UL/CSA + Ekip Touch Meas.LSI In600 XT5 3p UL/CSA | 25:U | XT5NU360BRFF000XXX |  | https://new.abb.com/products/en/1SDA102680R1 | https://new.abb.com/products/en/1SDA102730R1
25 | U | XT5NU360BSFF000XXX | 1SDA102680R1+1SDA102734R1 | XT5N 600 BREAKING PART 3p F F UL/CSA + Ekip Touch Meas.LSIG In600 XT5 3p UL/CSA | 25:U | XT5NU360BSFF000XXX |  | https://new.abb.com/products/en/1SDA102680R1 | https://new.abb.com/products/en/1SDA102734R1
25 | U | XT5NU360BTFF000XXX | 1SDA102680R1+1SDA102738R1 | XT5N 600 BREAKING PART 3p F F UL/CSA + Ekip Hi-Touch LSI In=600 XT5 3p UL/CSA | 25:U | XT5NU360BTFF000XXX |  | https://new.abb.com/products/en/1SDA102680R1 | https://new.abb.com/products/en/1SDA102738R1
25 | U | XT5NU360BUFF000XXX | 1SDA102680R1+1SDA102742R1 | XT5N 600 BREAKING PART 3p F F UL/CSA + Ekip Hi-Touch LSIG In=600 XT5 3p UL/CSA | 25:U | XT5NU360BUFF000XXX |  | https://new.abb.com/products/en/1SDA102680R1 | https://new.abb.com/products/en/1SDA102742R1
25 | U | XT5NU360BYFF000XXX | 1SDA102680R1+1SDA102768R1 | XT5N 600 BREAKING PART 3p F F UL/CSA + Ekip G Touch LSIG In=600 XT5 3p UL/CSA | 25:U | XT5NU360BYFF000XXX |  | https://new.abb.com/products/en/1SDA102680R1 | https://new.abb.com/products/en/1SDA102768R1
25 | U | XT5NU360BZFF000XXX | 1SDA102680R1+1SDA102772R1 | XT5N 600 BREAKING PART 3p F F UL/CSA + Ekip G Hi-Touch LSIG In600 XT5 3p UL/CSA | 25:U | XT5NU360BZFF000XXX |  | https://new.abb.com/products/en/1SDA102680R1 | https://new.abb.com/products/en/1SDA102772R1
25 | U | XT5SU325APFF000XXX | 1SDA102681R1+1SDA102719R1 | XT5S 400 BREAKING PART 3p F F UL/CSA + Ekip Touch LSI In=250 XT5 3p UL/CSA | 25:U | XT5SU325APFF000XXX |  | https://new.abb.com/products/en/1SDA102681R1 | https://new.abb.com/products/en/1SDA102719R1
25 | U | XT5SU325AQFF000XXX | 1SDA102681R1+1SDA102723R1 | XT5S 400 BREAKING PART 3p F F UL/CSA + Ekip Touch LSIG In=250 XT5 3p UL/CSA | 25:U | XT5SU325AQFF000XXX |  | https://new.abb.com/products/en/1SDA102681R1 | https://new.abb.com/products/en/1SDA102723R1
25 | U | XT5SU325ARFF000XXX | 1SDA102681R1+1SDA102727R1 | XT5S 400 BREAKING PART 3p F F UL/CSA + Ekip Touch Meas.LSI In250 XT5 3p UL/CSA | 25:U | XT5SU325ARFF000XXX |  | https://new.abb.com/products/en/1SDA102681R1 | https://new.abb.com/products/en/1SDA102727R1
25 | U | XT5SU325ASFF000XXX | 1SDA102681R1+1SDA102731R1 | XT5S 400 BREAKING PART 3p F F UL/CSA + Ekip Touch Meas.LSIG In250 XT5 3p UL/CSA | 25:U | XT5SU325ASFF000XXX |  | https://new.abb.com/products/en/1SDA102681R1 | https://new.abb.com/products/en/1SDA102731R1
25 | U | XT5SU325ATFF000XXX | 1SDA102681R1+1SDA102735R1 | XT5S 400 BREAKING PART 3p F F UL/CSA + Ekip Hi-Touch LSI In=250 XT5 3p UL/CSA | 25:U | XT5SU325ATFF000XXX |  | https://new.abb.com/products/en/1SDA102681R1 | https://new.abb.com/products/en/1SDA102735R1
25 | U | XT5SU325AUFF000XXX | 1SDA102681R1+1SDA102739R1 | XT5S 400 BREAKING PART 3p F F UL/CSA + Ekip Hi-Touch LSIG In=250 XT5 3p UL/CSA | 25:U | XT5SU325AUFF000XXX |  | https://new.abb.com/products/en/1SDA102681R1 | https://new.abb.com/products/en/1SDA102739R1
25 | U | XT5SU325AXFF000XXX | 1SDA102681R1+1SDA102761R1 | XT5S 400 BREAKING PART 3p F F UL/CSA + Ekip G Dip LS/I In=250 3p UL/CSA XT5 | 25:U | XT5SU325AXFF000XXX |  | https://new.abb.com/products/en/1SDA102681R1 | https://new.abb.com/products/en/1SDA102761R1
25 | U | XT5SU325AYFF000XXX | 1SDA102681R1+1SDA102765R1 | XT5S 400 BREAKING PART 3p F F UL/CSA + Ekip G Touch LSIG In=250 XT5 3p UL/CSA | 25:U | XT5SU325AYFF000XXX |  | https://new.abb.com/products/en/1SDA102681R1 | https://new.abb.com/products/en/1SDA102765R1
25 | U | XT5SU325AZFF000XXX | 1SDA102681R1+1SDA102769R1 | XT5S 400 BREAKING PART 3p F F UL/CSA + Ekip G Hi-Touch LSIG In250 XT5 3p UL/CSA | 25:U | XT5SU325AZFF000XXX |  | https://new.abb.com/products/en/1SDA102681R1 | https://new.abb.com/products/en/1SDA102769R1
25 | U | XT5SU330APFF000XXX | 1SDA102681R1+1SDA102720R1 | XT5S 400 BREAKING PART 3p F F UL/CSA + Ekip Touch LSI In=300 XT5 3p UL/CSA | 25:U | XT5SU330APFF000XXX |  | https://new.abb.com/products/en/1SDA102681R1 | https://new.abb.com/products/en/1SDA102720R1
25 | U | XT5SU330AQFF000XXX | 1SDA102681R1+1SDA102724R1 | XT5S 400 BREAKING PART 3p F F UL/CSA + Ekip Touch LSIG In=300 XT5 3p UL/CSA | 25:U | XT5SU330AQFF000XXX |  | https://new.abb.com/products/en/1SDA102681R1 | https://new.abb.com/products/en/1SDA102724R1
25 | U | XT5SU330ARFF000XXX | 1SDA102681R1+1SDA102728R1 | XT5S 400 BREAKING PART 3p F F UL/CSA + Ekip Touch Meas.LSI In300 XT5 3p UL/CSA | 25:U | XT5SU330ARFF000XXX |  | https://new.abb.com/products/en/1SDA102681R1 | https://new.abb.com/products/en/1SDA102728R1
25 | U | XT5SU330ASFF000XXX | 1SDA102681R1+1SDA102732R1 | XT5S 400 BREAKING PART 3p F F UL/CSA + Ekip Touch Meas.LSIG In300 XT5 3p UL/CSA | 25:U | XT5SU330ASFF000XXX |  | https://new.abb.com/products/en/1SDA102681R1 | https://new.abb.com/products/en/1SDA102732R1
25 | U | XT5SU330ATFF000XXX | 1SDA102681R1+1SDA102736R1 | XT5S 400 BREAKING PART 3p F F UL/CSA + Ekip Hi-Touch LSI In=300 XT5 3p UL/CSA | 25:U | XT5SU330ATFF000XXX |  | https://new.abb.com/products/en/1SDA102681R1 | https://new.abb.com/products/en/1SDA102736R1
25 | U | XT5SU330AUFF000XXX | 1SDA102681R1+1SDA102740R1 | XT5S 400 BREAKING PART 3p F F UL/CSA + Ekip Hi-Touch LSIG In=300 XT5 3p UL/CSA | 25:U | XT5SU330AUFF000XXX |  | https://new.abb.com/products/en/1SDA102681R1 | https://new.abb.com/products/en/1SDA102740R1
25 | U | XT5SU330AXFF000XXX | 1SDA102681R1+1SDA102762R1 | XT5S 400 BREAKING PART 3p F F UL/CSA + Ekip G Dip LS/I In=300 3p UL/CSA XT5 | 25:U | XT5SU330AXFF000XXX |  | https://new.abb.com/products/en/1SDA102681R1 | https://new.abb.com/products/en/1SDA102762R1
25 | U | XT5SU330AYFF000XXX | 1SDA102681R1+1SDA102766R1 | XT5S 400 BREAKING PART 3p F F UL/CSA + Ekip G Touch LSIG In=300 XT5 3p UL/CSA | 25:U | XT5SU330AYFF000XXX |  | https://new.abb.com/products/en/1SDA102681R1 | https://new.abb.com/products/en/1SDA102766R1
25 | U | XT5SU330AZFF000XXX | 1SDA102681R1+1SDA102770R1 | XT5S 400 BREAKING PART 3p F F UL/CSA + Ekip G Hi-Touch LSIG In300 XT5 3p UL/CSA | 25:U | XT5SU330AZFF000XXX |  | https://new.abb.com/products/en/1SDA102681R1 | https://new.abb.com/products/en/1SDA102770R1
25 | U | XT5SU340APFF000XXX | 1SDA102681R1+1SDA102721R1 | XT5S 400 BREAKING PART 3p F F UL/CSA + Ekip Touch LSI In=400 XT5 3p UL/CSA | 25:U | XT5SU340APFF000XXX |  | https://new.abb.com/products/en/1SDA102681R1 | https://new.abb.com/products/en/1SDA102721R1
25 | U | XT5SU340AQFF000XXX | 1SDA102681R1+1SDA102725R1 | XT5S 400 BREAKING PART 3p F F UL/CSA + Ekip Touch LSIG In=400 XT5 3p UL/CSA | 25:U | XT5SU340AQFF000XXX |  | https://new.abb.com/products/en/1SDA102681R1 | https://new.abb.com/products/en/1SDA102725R1
25 | U | XT5SU340ARFF000XXX | 1SDA102681R1+1SDA102729R1 | XT5S 400 BREAKING PART 3p F F UL/CSA + Ekip Touch Meas.LSI In400 XT5 3p UL/CSA | 25:U | XT5SU340ARFF000XXX |  | https://new.abb.com/products/en/1SDA102681R1 | https://new.abb.com/products/en/1SDA102729R1
25 | U | XT5SU340ASFF000XXX | 1SDA102681R1+1SDA102733R1 | XT5S 400 BREAKING PART 3p F F UL/CSA + Ekip Touch Meas.LSIG In400 XT5 3p UL/CSA | 25:U | XT5SU340ASFF000XXX |  | https://new.abb.com/products/en/1SDA102681R1 | https://new.abb.com/products/en/1SDA102733R1
25 | U | XT5SU340ATFF000XXX | 1SDA102681R1+1SDA102737R1 | XT5S 400 BREAKING PART 3p F F UL/CSA + Ekip Hi-Touch LSI In=400 XT5 3p UL/CSA | 25:U | XT5SU340ATFF000XXX |  | https://new.abb.com/products/en/1SDA102681R1 | https://new.abb.com/products/en/1SDA102737R1
25 | U | XT5SU340AUFF000XXX | 1SDA102681R1+1SDA102741R1 | XT5S 400 BREAKING PART 3p F F UL/CSA + Ekip Hi-Touch LSIG In=400 XT5 3p UL/CSA | 25:U | XT5SU340AUFF000XXX |  | https://new.abb.com/products/en/1SDA102681R1 | https://new.abb.com/products/en/1SDA102741R1
25 | U | XT5SU340AXFF000XXX | 1SDA102681R1+1SDA102763R1 | XT5S 400 BREAKING PART 3p F F UL/CSA + Ekip G Dip LS/I In=400 3p UL/CSA XT5 | 25:U | XT5SU340AXFF000XXX |  | https://new.abb.com/products/en/1SDA102681R1 | https://new.abb.com/products/en/1SDA102763R1
25 | U | XT5SU340AYFF000XXX | 1SDA102681R1+1SDA102767R1 | XT5S 400 BREAKING PART 3p F F UL/CSA + Ekip G Touch LSIG In=400 XT5 3p UL/CSA | 25:U | XT5SU340AYFF000XXX |  | https://new.abb.com/products/en/1SDA102681R1 | https://new.abb.com/products/en/1SDA102767R1
25 | U | XT5SU340AZFF000XXX | 1SDA102681R1+1SDA102771R1 | XT5S 400 BREAKING PART 3p F F UL/CSA + Ekip G Hi-Touch LSIG In400 XT5 3p UL/CSA | 25:U | XT5SU340AZFF000XXX |  | https://new.abb.com/products/en/1SDA102681R1 | https://new.abb.com/products/en/1SDA102771R1
25 | U | XT5SU360BXFF000XXX | 1SDA102682R1+1SDA102764R1 | XT5S 600 BREAKING PART 3p F F UL/CSA + Ekip G Dip LS/I In=600 3p UL/CSA XT5 | 25:U | XT5SU360BXFF000XXX |  | https://new.abb.com/products/en/1SDA102682R1 | https://new.abb.com/products/en/1SDA102764R1
25 | U | XT5SU360BPFF000XXX | 1SDA102682R1+1SDA102722R1 | XT5S 600 BREAKING PART 3p F F UL/CSA + Ekip Touch LSI In=600 XT5 3p UL/CSA | 25:U | XT5SU360BPFF000XXX |  | https://new.abb.com/products/en/1SDA102682R1 | https://new.abb.com/products/en/1SDA102722R1
25 | U | XT5SU360BQFF000XXX | 1SDA102682R1+1SDA102726R1 | XT5S 600 BREAKING PART 3p F F UL/CSA + Ekip Touch LSIG In=600 XT5 3p UL/CSA | 25:U | XT5SU360BQFF000XXX |  | https://new.abb.com/products/en/1SDA102682R1 | https://new.abb.com/products/en/1SDA102726R1
25 | U | XT5SU360BRFF000XXX | 1SDA102682R1+1SDA102730R1 | XT5S 600 BREAKING PART 3p F F UL/CSA + Ekip Touch Meas.LSI In600 XT5 3p UL/CSA | 25:U | XT5SU360BRFF000XXX |  | https://new.abb.com/products/en/1SDA102682R1 | https://new.abb.com/products/en/1SDA102730R1
25 | U | XT5SU360BSFF000XXX | 1SDA102682R1+1SDA102734R1 | XT5S 600 BREAKING PART 3p F F UL/CSA + Ekip Touch Meas.LSIG In600 XT5 3p UL/CSA | 25:U | XT5SU360BSFF000XXX |  | https://new.abb.com/products/en/1SDA102682R1 | https://new.abb.com/products/en/1SDA102734R1
25 | U | XT5SU360BTFF000XXX | 1SDA102682R1+1SDA102738R1 | XT5S 600 BREAKING PART 3p F F UL/CSA + Ekip Hi-Touch LSI In=600 XT5 3p UL/CSA | 25:U | XT5SU360BTFF000XXX |  | https://new.abb.com/products/en/1SDA102682R1 | https://new.abb.com/products/en/1SDA102738R1
25 | U | XT5SU360BUFF000XXX | 1SDA102682R1+1SDA102742R1 | XT5S 600 BREAKING PART 3p F F UL/CSA + Ekip Hi-Touch LSIG In=600 XT5 3p UL/CSA | 25:U | XT5SU360BUFF000XXX |  | https://new.abb.com/products/en/1SDA102682R1 | https://new.abb.com/products/en/1SDA102742R1
25 | U | XT5SU360BYFF000XXX | 1SDA102682R1+1SDA102768R1 | XT5S 600 BREAKING PART 3p F F UL/CSA + Ekip G Touch LSIG In=600 XT5 3p UL/CSA | 25:U | XT5SU360BYFF000XXX |  | https://new.abb.com/products/en/1SDA102682R1 | https://new.abb.com/products/en/1SDA102768R1
25 | U | XT5SU360BZFF000XXX | 1SDA102682R1+1SDA102772R1 | XT5S 600 BREAKING PART 3p F F UL/CSA + Ekip G Hi-Touch LSIG In600 XT5 3p UL/CSA | 25:U | XT5SU360BZFF000XXX |  | https://new.abb.com/products/en/1SDA102682R1 | https://new.abb.com/products/en/1SDA102772R1
25 | U | XT5HU325APFF000XXX | 1SDA102683R1+1SDA102719R1 | XT5H 400 BREAKING PART 3p F F UL/CSA + Ekip Touch LSI In=250 XT5 3p UL/CSA | 25:U | XT5HU325APFF000XXX |  | https://new.abb.com/products/en/1SDA102683R1 | https://new.abb.com/products/en/1SDA102719R1
25 | U | XT5HU325AQFF000XXX | 1SDA102683R1+1SDA102723R1 | XT5H 400 BREAKING PART 3p F F UL/CSA + Ekip Touch LSIG In=250 XT5 3p UL/CSA | 25:U | XT5HU325AQFF000XXX |  | https://new.abb.com/products/en/1SDA102683R1 | https://new.abb.com/products/en/1SDA102723R1
25 | U | XT5HU325ARFF000XXX | 1SDA102683R1+1SDA102727R1 | XT5H 400 BREAKING PART 3p F F UL/CSA + Ekip Touch Meas.LSI In250 XT5 3p UL/CSA | 25:U | XT5HU325ARFF000XXX |  | https://new.abb.com/products/en/1SDA102683R1 | https://new.abb.com/products/en/1SDA102727R1
25 | U | XT5HU325ASFF000XXX | 1SDA102683R1+1SDA102731R1 | XT5H 400 BREAKING PART 3p F F UL/CSA + Ekip Touch Meas.LSIG In250 XT5 3p UL/CSA | 25:U | XT5HU325ASFF000XXX |  | https://new.abb.com/products/en/1SDA102683R1 | https://new.abb.com/products/en/1SDA102731R1
25 | U | XT5HU325ATFF000XXX | 1SDA102683R1+1SDA102735R1 | XT5H 400 BREAKING PART 3p F F UL/CSA + Ekip Hi-Touch LSI In=250 XT5 3p UL/CSA | 25:U | XT5HU325ATFF000XXX |  | https://new.abb.com/products/en/1SDA102683R1 | https://new.abb.com/products/en/1SDA102735R1
25 | U | XT5HU325AUFF000XXX | 1SDA102683R1+1SDA102739R1 | XT5H 400 BREAKING PART 3p F F UL/CSA + Ekip Hi-Touch LSIG In=250 XT5 3p UL/CSA | 25:U | XT5HU325AUFF000XXX |  | https://new.abb.com/products/en/1SDA102683R1 | https://new.abb.com/products/en/1SDA102739R1
25 | U | XT5HU325AXFF000XXX | 1SDA102683R1+1SDA102761R1 | XT5H 400 BREAKING PART 3p F F UL/CSA + Ekip G Dip LS/I In=250 3p UL/CSA XT5 | 25:U | XT5HU325AXFF000XXX |  | https://new.abb.com/products/en/1SDA102683R1 | https://new.abb.com/products/en/1SDA102761R1
25 | U | XT5HU325AYFF000XXX | 1SDA102683R1+1SDA102765R1 | XT5H 400 BREAKING PART 3p F F UL/CSA + Ekip G Touch LSIG In=250 XT5 3p UL/CSA | 25:U | XT5HU325AYFF000XXX |  | https://new.abb.com/products/en/1SDA102683R1 | https://new.abb.com/products/en/1SDA102765R1
25 | U | XT5HU325AZFF000XXX | 1SDA102683R1+1SDA102769R1 | XT5H 400 BREAKING PART 3p F F UL/CSA + Ekip G Hi-Touch LSIG In250 XT5 3p UL/CSA | 25:U | XT5HU325AZFF000XXX |  | https://new.abb.com/products/en/1SDA102683R1 | https://new.abb.com/products/en/1SDA102769R1
25 | U | XT5HU330APFF000XXX | 1SDA102683R1+1SDA102720R1 | XT5H 400 BREAKING PART 3p F F UL/CSA + Ekip Touch LSI In=300 XT5 3p UL/CSA | 25:U | XT5HU330APFF000XXX |  | https://new.abb.com/products/en/1SDA102683R1 | https://new.abb.com/products/en/1SDA102720R1
25 | U | XT5HU330AQFF000XXX | 1SDA102683R1+1SDA102724R1 | XT5H 400 BREAKING PART 3p F F UL/CSA + Ekip Touch LSIG In=300 XT5 3p UL/CSA | 25:U | XT5HU330AQFF000XXX |  | https://new.abb.com/products/en/1SDA102683R1 | https://new.abb.com/products/en/1SDA102724R1
25 | U | XT5HU330ARFF000XXX | 1SDA102683R1+1SDA102728R1 | XT5H 400 BREAKING PART 3p F F UL/CSA + Ekip Touch Meas.LSI In300 XT5 3p UL/CSA | 25:U | XT5HU330ARFF000XXX |  | https://new.abb.com/products/en/1SDA102683R1 | https://new.abb.com/products/en/1SDA102728R1
25 | U | XT5HU330ASFF000XXX | 1SDA102683R1+1SDA102732R1 | XT5H 400 BREAKING PART 3p F F UL/CSA + Ekip Touch Meas.LSIG In300 XT5 3p UL/CSA | 25:U | XT5HU330ASFF000XXX |  | https://new.abb.com/products/en/1SDA102683R1 | https://new.abb.com/products/en/1SDA102732R1
25 | U | XT5HU330ATFF000XXX | 1SDA102683R1+1SDA102736R1 | XT5H 400 BREAKING PART 3p F F UL/CSA + Ekip Hi-Touch LSI In=300 XT5 3p UL/CSA | 25:U | XT5HU330ATFF000XXX |  | https://new.abb.com/products/en/1SDA102683R1 | https://new.abb.com/products/en/1SDA102736R1
25 | U | XT5HU330AUFF000XXX | 1SDA102683R1+1SDA102740R1 | XT5H 400 BREAKING PART 3p F F UL/CSA + Ekip Hi-Touch LSIG In=300 XT5 3p UL/CSA | 25:U | XT5HU330AUFF000XXX |  | https://new.abb.com/products/en/1SDA102683R1 | https://new.abb.com/products/en/1SDA102740R1
25 | U | XT5HU330AXFF000XXX | 1SDA102683R1+1SDA102762R1 | XT5H 400 BREAKING PART 3p F F UL/CSA + Ekip G Dip LS/I In=300 3p UL/CSA XT5 | 25:U | XT5HU330AXFF000XXX |  | https://new.abb.com/products/en/1SDA102683R1 | https://new.abb.com/products/en/1SDA102762R1
25 | U | XT5HU330AYFF000XXX | 1SDA102683R1+1SDA102766R1 | XT5H 400 BREAKING PART 3p F F UL/CSA + Ekip G Touch LSIG In=300 XT5 3p UL/CSA | 25:U | XT5HU330AYFF000XXX |  | https://new.abb.com/products/en/1SDA102683R1 | https://new.abb.com/products/en/1SDA102766R1
25 | U | XT5HU330AZFF000XXX | 1SDA102683R1+1SDA102770R1 | XT5H 400 BREAKING PART 3p F F UL/CSA + Ekip G Hi-Touch LSIG In300 XT5 3p UL/CSA | 25:U | XT5HU330AZFF000XXX |  | https://new.abb.com/products/en/1SDA102683R1 | https://new.abb.com/products/en/1SDA102770R1
25 | U | XT5HU340APFF000XXX | 1SDA102683R1+1SDA102721R1 | XT5H 400 BREAKING PART 3p F F UL/CSA + Ekip Touch LSI In=400 XT5 3p UL/CSA | 25:U | XT5HU340APFF000XXX |  | https://new.abb.com/products/en/1SDA102683R1 | https://new.abb.com/products/en/1SDA102721R1
25 | U | XT5HU340AQFF000XXX | 1SDA102683R1+1SDA102725R1 | XT5H 400 BREAKING PART 3p F F UL/CSA + Ekip Touch LSIG In=400 XT5 3p UL/CSA | 25:U | XT5HU340AQFF000XXX |  | https://new.abb.com/products/en/1SDA102683R1 | https://new.abb.com/products/en/1SDA102725R1
25 | U | XT5HU340ARFF000XXX | 1SDA102683R1+1SDA102729R1 | XT5H 400 BREAKING PART 3p F F UL/CSA + Ekip Touch Meas.LSI In400 XT5 3p UL/CSA | 25:U | XT5HU340ARFF000XXX |  | https://new.abb.com/products/en/1SDA102683R1 | https://new.abb.com/products/en/1SDA102729R1
25 | U | XT5HU340ASFF000XXX | 1SDA102683R1+1SDA102733R1 | XT5H 400 BREAKING PART 3p F F UL/CSA + Ekip Touch Meas.LSIG In400 XT5 3p UL/CSA | 25:U | XT5HU340ASFF000XXX |  | https://new.abb.com/products/en/1SDA102683R1 | https://new.abb.com/products/en/1SDA102733R1
25 | U | XT5HU340ATFF000XXX | 1SDA102683R1+1SDA102737R1 | XT5H 400 BREAKING PART 3p F F UL/CSA + Ekip Hi-Touch LSI In=400 XT5 3p UL/CSA | 25:U | XT5HU340ATFF000XXX |  | https://new.abb.com/products/en/1SDA102683R1 | https://new.abb.com/products/en/1SDA102737R1
25 | U | XT5HU340AUFF000XXX | 1SDA102683R1+1SDA102741R1 | XT5H 400 BREAKING PART 3p F F UL/CSA + Ekip Hi-Touch LSIG In=400 XT5 3p UL/CSA | 25:U | XT5HU340AUFF000XXX |  | https://new.abb.com/products/en/1SDA102683R1 | https://new.abb.com/products/en/1SDA102741R1
25 | U | XT5HU340AXFF000XXX | 1SDA102683R1+1SDA102763R1 | XT5H 400 BREAKING PART 3p F F UL/CSA + Ekip G Dip LS/I In=400 3p UL/CSA XT5 | 25:U | XT5HU340AXFF000XXX |  | https://new.abb.com/products/en/1SDA102683R1 | https://new.abb.com/products/en/1SDA102763R1
25 | U | XT5HU340AYFF000XXX | 1SDA102683R1+1SDA102767R1 | XT5H 400 BREAKING PART 3p F F UL/CSA + Ekip G Touch LSIG In=400 XT5 3p UL/CSA | 25:U | XT5HU340AYFF000XXX |  | https://new.abb.com/products/en/1SDA102683R1 | https://new.abb.com/products/en/1SDA102767R1
25 | U | XT5HU340AZFF000XXX | 1SDA102683R1+1SDA102771R1 | XT5H 400 BREAKING PART 3p F F UL/CSA + Ekip G Hi-Touch LSIG In400 XT5 3p UL/CSA | 25:U | XT5HU340AZFF000XXX |  | https://new.abb.com/products/en/1SDA102683R1 | https://new.abb.com/products/en/1SDA102771R1
25 | U | XT5HU360BXFF000XXX | 1SDA102684R1+1SDA102764R1 | XT5H 600 BREAKING PART 3p F F UL/CSA + Ekip G Dip LS/I In=600 3p UL/CSA XT5 | 25:U | XT5HU360BXFF000XXX |  | https://new.abb.com/products/en/1SDA102684R1 | https://new.abb.com/products/en/1SDA102764R1
25 | U | XT5HU360BPFF000XXX | 1SDA102684R1+1SDA102722R1 | XT5H 600 BREAKING PART 3p F F UL/CSA + Ekip Touch LSI In=600 XT5 3p UL/CSA | 25:U | XT5HU360BPFF000XXX |  | https://new.abb.com/products/en/1SDA102684R1 | https://new.abb.com/products/en/1SDA102722R1
25 | U | XT5HU360BQFF000XXX | 1SDA102684R1+1SDA102726R1 | XT5H 600 BREAKING PART 3p F F UL/CSA + Ekip Touch LSIG In=600 XT5 3p UL/CSA | 25:U | XT5HU360BQFF000XXX |  | https://new.abb.com/products/en/1SDA102684R1 | https://new.abb.com/products/en/1SDA102726R1
25 | U | XT5HU360BRFF000XXX | 1SDA102684R1+1SDA102730R1 | XT5H 600 BREAKING PART 3p F F UL/CSA + Ekip Touch Meas.LSI In600 XT5 3p UL/CSA | 25:U | XT5HU360BRFF000XXX |  | https://new.abb.com/products/en/1SDA102684R1 | https://new.abb.com/products/en/1SDA102730R1
25 | U | XT5HU360BSFF000XXX | 1SDA102684R1+1SDA102734R1 | XT5H 600 BREAKING PART 3p F F UL/CSA + Ekip Touch Meas.LSIG In600 XT5 3p UL/CSA | 25:U | XT5HU360BSFF000XXX |  | https://new.abb.com/products/en/1SDA102684R1 | https://new.abb.com/products/en/1SDA102734R1
25 | U | XT5HU360BTFF000XXX | 1SDA102684R1+1SDA102738R1 | XT5H 600 BREAKING PART 3p F F UL/CSA + Ekip Hi-Touch LSI In=600 XT5 3p UL/CSA | 25:U | XT5HU360BTFF000XXX |  | https://new.abb.com/products/en/1SDA102684R1 | https://new.abb.com/products/en/1SDA102738R1
25 | U | XT5HU360BUFF000XXX | 1SDA102684R1+1SDA102742R1 | XT5H 600 BREAKING PART 3p F F UL/CSA + Ekip Hi-Touch LSIG In=600 XT5 3p UL/CSA | 25:U | XT5HU360BUFF000XXX |  | https://new.abb.com/products/en/1SDA102684R1 | https://new.abb.com/products/en/1SDA102742R1
25 | U | XT5HU360BYFF000XXX | 1SDA102684R1+1SDA102768R1 | XT5H 600 BREAKING PART 3p F F UL/CSA + Ekip G Touch LSIG In=600 XT5 3p UL/CSA | 25:U | XT5HU360BYFF000XXX |  | https://new.abb.com/products/en/1SDA102684R1 | https://new.abb.com/products/en/1SDA102768R1
25 | U | XT5HU360BZFF000XXX | 1SDA102684R1+1SDA102772R1 | XT5H 600 BREAKING PART 3p F F UL/CSA + Ekip G Hi-Touch LSIG In600 XT5 3p UL/CSA | 25:U | XT5HU360BZFF000XXX |  | https://new.abb.com/products/en/1SDA102684R1 | https://new.abb.com/products/en/1SDA102772R1
25 | U | XT5LU325AEFF000XXX | 1SDA102685R1+1SDA102707R1 | XT5L 400 BREAKING PART 3p F F UL/CSA + Ekip Dip LS/I In=250 XT5 3p UL/CSA | 25:U | XT5LU325AEFF000XXX |  | https://new.abb.com/products/en/1SDA102685R1 | https://new.abb.com/products/en/1SDA102707R1
25 | U | XT5LU325AFFF000XXX | 1SDA102685R1+1SDA102711R1 | XT5L 400 BREAKING PART 3p F F UL/CSA + Ekip Dip LSI In=250 XT5 3p UL/CSA | 25:U | XT5LU325AFFF000XXX |  | https://new.abb.com/products/en/1SDA102685R1 | https://new.abb.com/products/en/1SDA102711R1
25 | U | XT5LU325AGFF000XXX | 1SDA102685R1+1SDA102715R1 | XT5L 400 BREAKING PART 3p F F UL/CSA + Ekip Dip LSIG In=250 XT5 3p UL/CSA | 25:U | XT5LU325AGFF000XXX |  | https://new.abb.com/products/en/1SDA102685R1 | https://new.abb.com/products/en/1SDA102715R1
25 | U | XT5LU325APFF000XXX | 1SDA102685R1+1SDA102719R1 | XT5L 400 BREAKING PART 3p F F UL/CSA + Ekip Touch LSI In=250 XT5 3p UL/CSA | 25:U | XT5LU325APFF000XXX |  | https://new.abb.com/products/en/1SDA102685R1 | https://new.abb.com/products/en/1SDA102719R1
25 | U | XT5LU325AQFF000XXX | 1SDA102685R1+1SDA102723R1 | XT5L 400 BREAKING PART 3p F F UL/CSA + Ekip Touch LSIG In=250 XT5 3p UL/CSA | 25:U | XT5LU325AQFF000XXX |  | https://new.abb.com/products/en/1SDA102685R1 | https://new.abb.com/products/en/1SDA102723R1
25 | U | XT5LU325ARFF000XXX | 1SDA102685R1+1SDA102727R1 | XT5L 400 BREAKING PART 3p F F UL/CSA + Ekip Touch Meas.LSI In250 XT5 3p UL/CSA | 25:U | XT5LU325ARFF000XXX |  | https://new.abb.com/products/en/1SDA102685R1 | https://new.abb.com/products/en/1SDA102727R1
25 | U | XT5LU325ASFF000XXX | 1SDA102685R1+1SDA102731R1 | XT5L 400 BREAKING PART 3p F F UL/CSA + Ekip Touch Meas.LSIG In250 XT5 3p UL/CSA | 25:U | XT5LU325ASFF000XXX |  | https://new.abb.com/products/en/1SDA102685R1 | https://new.abb.com/products/en/1SDA102731R1
25 | U | XT5LU325ATFF000XXX | 1SDA102685R1+1SDA102735R1 | XT5L 400 BREAKING PART 3p F F UL/CSA + Ekip Hi-Touch LSI In=250 XT5 3p UL/CSA | 25:U | XT5LU325ATFF000XXX |  | https://new.abb.com/products/en/1SDA102685R1 | https://new.abb.com/products/en/1SDA102735R1
25 | U | XT5LU325AUFF000XXX | 1SDA102685R1+1SDA102739R1 | XT5L 400 BREAKING PART 3p F F UL/CSA + Ekip Hi-Touch LSIG In=250 XT5 3p UL/CSA | 25:U | XT5LU325AUFF000XXX |  | https://new.abb.com/products/en/1SDA102685R1 | https://new.abb.com/products/en/1SDA102739R1
25 | U | XT5LU325AXFF000XXX | 1SDA102685R1+1SDA102761R1 | XT5L 400 BREAKING PART 3p F F UL/CSA + Ekip G Dip LS/I In=250 3p UL/CSA XT5 | 25:U | XT5LU325AXFF000XXX |  | https://new.abb.com/products/en/1SDA102685R1 | https://new.abb.com/products/en/1SDA102761R1
25 | U | XT5LU325AYFF000XXX | 1SDA102685R1+1SDA102765R1 | XT5L 400 BREAKING PART 3p F F UL/CSA + Ekip G Touch LSIG In=250 XT5 3p UL/CSA | 25:U | XT5LU325AYFF000XXX |  | https://new.abb.com/products/en/1SDA102685R1 | https://new.abb.com/products/en/1SDA102765R1
25 | U | XT5LU325AZFF000XXX | 1SDA102685R1+1SDA102769R1 | XT5L 400 BREAKING PART 3p F F UL/CSA + Ekip G Hi-Touch LSIG In250 XT5 3p UL/CSA | 25:U | XT5LU325AZFF000XXX |  | https://new.abb.com/products/en/1SDA102685R1 | https://new.abb.com/products/en/1SDA102769R1
25 | U | XT5LU325ACFF000XXX | 1SDA102685R1+1SDA102773R1 | XT5L 400 BREAKING PART 3p F F UL/CSA + Ekip Dip LIG In=250 XT5 3p UL/CSA | 25:U | XT5LU325ACFF000XXX |  | https://new.abb.com/products/en/1SDA102685R1 | https://new.abb.com/products/en/1SDA102773R1
25 | U | XT5LU330AGFF000XXX | 1SDA102685R1+1SDA102716R1 | XT5L 400 BREAKING PART 3p F F UL/CSA + Ekip Dip LSIG In=300 XT5 3p UL/CSA | 25:U | XT5LU330AGFF000XXX |  | https://new.abb.com/products/en/1SDA102685R1 | https://new.abb.com/products/en/1SDA102716R1
25 | U | XT5LU330ABFF000XXX | 1SDA102685R1+1SDA102703R1 | XT5L 400 BREAKING PART 3p F F UL/CSA + TMA 300-3000 XT5 3p UL/CSA | 25:U | XT5LU330ABFF000XXX |  | https://new.abb.com/products/en/1SDA102685R1 | https://new.abb.com/products/en/1SDA102703R1
25 | U | XT5LU330AEFF000XXX | 1SDA102685R1+1SDA102708R1 | XT5L 400 BREAKING PART 3p F F UL/CSA + Ekip Dip LS/I In=300 XT5 3p UL/CSA | 25:U | XT5LU330AEFF000XXX |  | https://new.abb.com/products/en/1SDA102685R1 | https://new.abb.com/products/en/1SDA102708R1
25 | U | XT5LU330AFFF000XXX | 1SDA102685R1+1SDA102712R1 | XT5L 400 BREAKING PART 3p F F UL/CSA + Ekip Dip LSI In=300 XT5 3p UL/CSA | 25:U | XT5LU330AFFF000XXX |  | https://new.abb.com/products/en/1SDA102685R1 | https://new.abb.com/products/en/1SDA102712R1
25 | U | XT5LU330APFF000XXX | 1SDA102685R1+1SDA102720R1 | XT5L 400 BREAKING PART 3p F F UL/CSA + Ekip Touch LSI In=300 XT5 3p UL/CSA | 25:U | XT5LU330APFF000XXX |  | https://new.abb.com/products/en/1SDA102685R1 | https://new.abb.com/products/en/1SDA102720R1
25 | U | XT5LU330AQFF000XXX | 1SDA102685R1+1SDA102724R1 | XT5L 400 BREAKING PART 3p F F UL/CSA + Ekip Touch LSIG In=300 XT5 3p UL/CSA | 25:U | XT5LU330AQFF000XXX |  | https://new.abb.com/products/en/1SDA102685R1 | https://new.abb.com/products/en/1SDA102724R1
25 | U | XT5LU330ARFF000XXX | 1SDA102685R1+1SDA102728R1 | XT5L 400 BREAKING PART 3p F F UL/CSA + Ekip Touch Meas.LSI In300 XT5 3p UL/CSA | 25:U | XT5LU330ARFF000XXX |  | https://new.abb.com/products/en/1SDA102685R1 | https://new.abb.com/products/en/1SDA102728R1
25 | U | XT5LU330ASFF000XXX | 1SDA102685R1+1SDA102732R1 | XT5L 400 BREAKING PART 3p F F UL/CSA + Ekip Touch Meas.LSIG In300 XT5 3p UL/CSA | 25:U | XT5LU330ASFF000XXX |  | https://new.abb.com/products/en/1SDA102685R1 | https://new.abb.com/products/en/1SDA102732R1
25 | U | XT5LU330ATFF000XXX | 1SDA102685R1+1SDA102736R1 | XT5L 400 BREAKING PART 3p F F UL/CSA + Ekip Hi-Touch LSI In=300 XT5 3p UL/CSA | 25:U | XT5LU330ATFF000XXX |  | https://new.abb.com/products/en/1SDA102685R1 | https://new.abb.com/products/en/1SDA102736R1
25 | U | XT5LU330AUFF000XXX | 1SDA102685R1+1SDA102740R1 | XT5L 400 BREAKING PART 3p F F UL/CSA + Ekip Hi-Touch LSIG In=300 XT5 3p UL/CSA | 25:U | XT5LU330AUFF000XXX |  | https://new.abb.com/products/en/1SDA102685R1 | https://new.abb.com/products/en/1SDA102740R1
25 | U | XT5LU330ANFF000XXX | 1SDA102685R1+1SDA102757R1 | XT5L 400 BREAKING PART 3p F F UL/CSA + TMG 300-1500 XT5 3p UL/CSA | 25:U | XT5LU330ANFF000XXX |  | https://new.abb.com/products/en/1SDA102685R1 | https://new.abb.com/products/en/1SDA102757R1
25 | U | XT5LU330AXFF000XXX | 1SDA102685R1+1SDA102762R1 | XT5L 400 BREAKING PART 3p F F UL/CSA + Ekip G Dip LS/I In=300 3p UL/CSA XT5 | 25:U | XT5LU330AXFF000XXX |  | https://new.abb.com/products/en/1SDA102685R1 | https://new.abb.com/products/en/1SDA102762R1
25 | U | XT5LU330AYFF000XXX | 1SDA102685R1+1SDA102766R1 | XT5L 400 BREAKING PART 3p F F UL/CSA + Ekip G Touch LSIG In=300 XT5 3p UL/CSA | 25:U | XT5LU330AYFF000XXX |  | https://new.abb.com/products/en/1SDA102685R1 | https://new.abb.com/products/en/1SDA102766R1
25 | U | XT5LU330AZFF000XXX | 1SDA102685R1+1SDA102770R1 | XT5L 400 BREAKING PART 3p F F UL/CSA + Ekip G Hi-Touch LSIG In300 XT5 3p UL/CSA | 25:U | XT5LU330AZFF000XXX |  | https://new.abb.com/products/en/1SDA102685R1 | https://new.abb.com/products/en/1SDA102770R1
25 | U | XT5LU330ACFF000XXX | 1SDA102685R1+1SDA102774R1 | XT5L 400 BREAKING PART 3p F F UL/CSA + Ekip Dip LIG In=300 XT5 3p UL/CSA | 25:U | XT5LU330ACFF000XXX |  | https://new.abb.com/products/en/1SDA102685R1 | https://new.abb.com/products/en/1SDA102774R1
25 | U | XT5LU340ABFF000XXX | 1SDA102685R1+1SDA102704R1 | XT5L 400 BREAKING PART 3p F F UL/CSA + TMA 400-4000 XT5 3p UL/CSA | 25:U | XT5LU340ABFF000XXX |  | https://new.abb.com/products/en/1SDA102685R1 | https://new.abb.com/products/en/1SDA102704R1
25 | U | XT5LU340AEFF000XXX | 1SDA102685R1+1SDA102709R1 | XT5L 400 BREAKING PART 3p F F UL/CSA + Ekip Dip LS/I In=400 XT5 3p UL/CSA | 25:U | XT5LU340AEFF000XXX |  | https://new.abb.com/products/en/1SDA102685R1 | https://new.abb.com/products/en/1SDA102709R1
25 | U | XT5LU340ACFF000XXX | 1SDA102685R1+1SDA102775R1 | XT5L 400 BREAKING PART 3p F F UL/CSA + Ekip Dip LIG In=400 XT5 3p UL/CSA | 25:U | XT5LU340ACFF000XXX |  | https://new.abb.com/products/en/1SDA102685R1 | https://new.abb.com/products/en/1SDA102775R1
25 | U | XT5LU340AFFF000XXX | 1SDA102685R1+1SDA102713R1 | XT5L 400 BREAKING PART 3p F F UL/CSA + Ekip Dip LSI In=400 XT5 3p UL/CSA | 25:U | XT5LU340AFFF000XXX |  | https://new.abb.com/products/en/1SDA102685R1 | https://new.abb.com/products/en/1SDA102713R1
25 | U | XT5LU340AGFF000XXX | 1SDA102685R1+1SDA102717R1 | XT5L 400 BREAKING PART 3p F F UL/CSA + Ekip Dip LSIG In=400 XT5 3p UL/CSA | 25:U | XT5LU340AGFF000XXX |  | https://new.abb.com/products/en/1SDA102685R1 | https://new.abb.com/products/en/1SDA102717R1
25 | U | XT5LU340APFF000XXX | 1SDA102685R1+1SDA102721R1 | XT5L 400 BREAKING PART 3p F F UL/CSA + Ekip Touch LSI In=400 XT5 3p UL/CSA | 25:U | XT5LU340APFF000XXX |  | https://new.abb.com/products/en/1SDA102685R1 | https://new.abb.com/products/en/1SDA102721R1
25 | U | XT5LU340AQFF000XXX | 1SDA102685R1+1SDA102725R1 | XT5L 400 BREAKING PART 3p F F UL/CSA + Ekip Touch LSIG In=400 XT5 3p UL/CSA | 25:U | XT5LU340AQFF000XXX |  | https://new.abb.com/products/en/1SDA102685R1 | https://new.abb.com/products/en/1SDA102725R1
25 | U | XT5LU340ARFF000XXX | 1SDA102685R1+1SDA102729R1 | XT5L 400 BREAKING PART 3p F F UL/CSA + Ekip Touch Meas.LSI In400 XT5 3p UL/CSA | 25:U | XT5LU340ARFF000XXX |  | https://new.abb.com/products/en/1SDA102685R1 | https://new.abb.com/products/en/1SDA102729R1
25 | U | XT5LU340ASFF000XXX | 1SDA102685R1+1SDA102733R1 | XT5L 400 BREAKING PART 3p F F UL/CSA + Ekip Touch Meas.LSIG In400 XT5 3p UL/CSA | 25:U | XT5LU340ASFF000XXX |  | https://new.abb.com/products/en/1SDA102685R1 | https://new.abb.com/products/en/1SDA102733R1
25 | U | XT5LU340ATFF000XXX | 1SDA102685R1+1SDA102737R1 | XT5L 400 BREAKING PART 3p F F UL/CSA + Ekip Hi-Touch LSI In=400 XT5 3p UL/CSA | 25:U | XT5LU340ATFF000XXX |  | https://new.abb.com/products/en/1SDA102685R1 | https://new.abb.com/products/en/1SDA102737R1
25 | U | XT5LU340AUFF000XXX | 1SDA102685R1+1SDA102741R1 | XT5L 400 BREAKING PART 3p F F UL/CSA + Ekip Hi-Touch LSIG In=400 XT5 3p UL/CSA | 25:U | XT5LU340AUFF000XXX |  | https://new.abb.com/products/en/1SDA102685R1 | https://new.abb.com/products/en/1SDA102741R1
25 | U | XT5LU340ANFF000XXX | 1SDA102685R1+1SDA102758R1 | XT5L 400 BREAKING PART 3p F F UL/CSA + TMG 400-2000 XT5 3p UL/CSA | 25:U | XT5LU340ANFF000XXX |  | https://new.abb.com/products/en/1SDA102685R1 | https://new.abb.com/products/en/1SDA102758R1
25 | U | XT5LU340AXFF000XXX | 1SDA102685R1+1SDA102763R1 | XT5L 400 BREAKING PART 3p F F UL/CSA + Ekip G Dip LS/I In=400 3p UL/CSA XT5 | 25:U | XT5LU340AXFF000XXX |  | https://new.abb.com/products/en/1SDA102685R1 | https://new.abb.com/products/en/1SDA102763R1
25 | U | XT5LU340AYFF000XXX | 1SDA102685R1+1SDA102767R1 | XT5L 400 BREAKING PART 3p F F UL/CSA + Ekip G Touch LSIG In=400 XT5 3p UL/CSA | 25:U | XT5LU340AYFF000XXX |  | https://new.abb.com/products/en/1SDA102685R1 | https://new.abb.com/products/en/1SDA102767R1
25 | U | XT5LU340AZFF000XXX | 1SDA102685R1+1SDA102771R1 | XT5L 400 BREAKING PART 3p F F UL/CSA + Ekip G Hi-Touch LSIG In400 XT5 3p UL/CSA | 25:U | XT5LU340AZFF000XXX |  | https://new.abb.com/products/en/1SDA102685R1 | https://new.abb.com/products/en/1SDA102771R1
25 | U | XT5LU360BBFF000XXX | 1SDA102686R1+1SDA102706R1 | XT5L 600 BREAKING PART 3p F F UL/CSA + TMA 600-6000 XT5 3p UL/CSA | 25:U | XT5LU360BBFF000XXX |  | https://new.abb.com/products/en/1SDA102686R1 | https://new.abb.com/products/en/1SDA102706R1
25 | U | XT5LU360BEFF000XXX | 1SDA102686R1+1SDA102710R1 | XT5L 600 BREAKING PART 3p F F UL/CSA + Ekip Dip LS/I In=600 XT5 3p UL/CSA | 25:U | XT5LU360BEFF000XXX |  | https://new.abb.com/products/en/1SDA102686R1 | https://new.abb.com/products/en/1SDA102710R1
25 | U | XT5LU360BXFF000XXX | 1SDA102686R1+1SDA102764R1 | XT5L 600 BREAKING PART 3p F F UL/CSA + Ekip G Dip LS/I In=600 3p UL/CSA XT5 | 25:U | XT5LU360BXFF000XXX |  | https://new.abb.com/products/en/1SDA102686R1 | https://new.abb.com/products/en/1SDA102764R1
25 | U | XT5LU360BCFF000XXX | 1SDA102686R1+1SDA102776R1 | XT5L 600 BREAKING PART 3p F F UL/CSA + Ekip Dip LIG In=600 XT5 3p UL/CSA | 25:U | XT5LU360BCFF000XXX |  | https://new.abb.com/products/en/1SDA102686R1 | https://new.abb.com/products/en/1SDA102776R1
25 | U | XT5LU360BFFF000XXX | 1SDA102686R1+1SDA102714R1 | XT5L 600 BREAKING PART 3p F F UL/CSA + Ekip Dip LSI In=600 XT5 3p UL/CSA | 25:U | XT5LU360BFFF000XXX |  | https://new.abb.com/products/en/1SDA102686R1 | https://new.abb.com/products/en/1SDA102714R1
25 | U | XT5LU360BGFF000XXX | 1SDA102686R1+1SDA102718R1 | XT5L 600 BREAKING PART 3p F F UL/CSA + Ekip Dip LSIG In=600 XT5 3p UL/CSA | 25:U | XT5LU360BGFF000XXX |  | https://new.abb.com/products/en/1SDA102686R1 | https://new.abb.com/products/en/1SDA102718R1
25 | U | XT5LU360BPFF000XXX | 1SDA102686R1+1SDA102722R1 | XT5L 600 BREAKING PART 3p F F UL/CSA + Ekip Touch LSI In=600 XT5 3p UL/CSA | 25:U | XT5LU360BPFF000XXX |  | https://new.abb.com/products/en/1SDA102686R1 | https://new.abb.com/products/en/1SDA102722R1
25 | U | XT5LU360BQFF000XXX | 1SDA102686R1+1SDA102726R1 | XT5L 600 BREAKING PART 3p F F UL/CSA + Ekip Touch LSIG In=600 XT5 3p UL/CSA | 25:U | XT5LU360BQFF000XXX |  | https://new.abb.com/products/en/1SDA102686R1 | https://new.abb.com/products/en/1SDA102726R1
25 | U | XT5LU360BRFF000XXX | 1SDA102686R1+1SDA102730R1 | XT5L 600 BREAKING PART 3p F F UL/CSA + Ekip Touch Meas.LSI In600 XT5 3p UL/CSA | 25:U | XT5LU360BRFF000XXX |  | https://new.abb.com/products/en/1SDA102686R1 | https://new.abb.com/products/en/1SDA102730R1
25 | U | XT5LU360BSFF000XXX | 1SDA102686R1+1SDA102734R1 | XT5L 600 BREAKING PART 3p F F UL/CSA + Ekip Touch Meas.LSIG In600 XT5 3p UL/CSA | 25:U | XT5LU360BSFF000XXX |  | https://new.abb.com/products/en/1SDA102686R1 | https://new.abb.com/products/en/1SDA102734R1
25 | U | XT5LU360BTFF000XXX | 1SDA102686R1+1SDA102738R1 | XT5L 600 BREAKING PART 3p F F UL/CSA + Ekip Hi-Touch LSI In=600 XT5 3p UL/CSA | 25:U | XT5LU360BTFF000XXX |  | https://new.abb.com/products/en/1SDA102686R1 | https://new.abb.com/products/en/1SDA102738R1
25 | U | XT5LU360BUFF000XXX | 1SDA102686R1+1SDA102742R1 | XT5L 600 BREAKING PART 3p F F UL/CSA + Ekip Hi-Touch LSIG In=600 XT5 3p UL/CSA | 25:U | XT5LU360BUFF000XXX |  | https://new.abb.com/products/en/1SDA102686R1 | https://new.abb.com/products/en/1SDA102742R1
25 | U | XT5LU360BNFF000XXX | 1SDA102686R1+1SDA102760R1 | XT5L 600 BREAKING PART 3p F F UL/CSA + TMG 600-3000 XT5 3p UL/CSA | 25:U | XT5LU360BNFF000XXX |  | https://new.abb.com/products/en/1SDA102686R1 | https://new.abb.com/products/en/1SDA102760R1
25 | U | XT5LU360BYFF000XXX | 1SDA102686R1+1SDA102768R1 | XT5L 600 BREAKING PART 3p F F UL/CSA + Ekip G Touch LSIG In=600 XT5 3p UL/CSA | 25:U | XT5LU360BYFF000XXX |  | https://new.abb.com/products/en/1SDA102686R1 | https://new.abb.com/products/en/1SDA102768R1
25 | U | XT5LU360BZFF000XXX | 1SDA102686R1+1SDA102772R1 | XT5L 600 BREAKING PART 3p F F UL/CSA + Ekip G Hi-Touch LSIG In600 XT5 3p UL/CSA | 25:U | XT5LU360BZFF000XXX |  | https://new.abb.com/products/en/1SDA102686R1 | https://new.abb.com/products/en/1SDA102772R1
25 | U | XT5VU325AEFF000XXX | 1SDA102687R1+1SDA102707R1 | XT5V 400 BREAKING PART 3p F F UL/CSA + Ekip Dip LS/I In=250 XT5 3p UL/CSA | 25:U | XT5VU325AEFF000XXX |  | https://new.abb.com/products/en/1SDA102687R1 | https://new.abb.com/products/en/1SDA102707R1
25 | U | XT5VU325AFFF000XXX | 1SDA102687R1+1SDA102711R1 | XT5V 400 BREAKING PART 3p F F UL/CSA + Ekip Dip LSI In=250 XT5 3p UL/CSA | 25:U | XT5VU325AFFF000XXX |  | https://new.abb.com/products/en/1SDA102687R1 | https://new.abb.com/products/en/1SDA102711R1
25 | U | XT5VU325AGFF000XXX | 1SDA102687R1+1SDA102715R1 | XT5V 400 BREAKING PART 3p F F UL/CSA + Ekip Dip LSIG In=250 XT5 3p UL/CSA | 25:U | XT5VU325AGFF000XXX |  | https://new.abb.com/products/en/1SDA102687R1 | https://new.abb.com/products/en/1SDA102715R1
25 | U | XT5VU325APFF000XXX | 1SDA102687R1+1SDA102719R1 | XT5V 400 BREAKING PART 3p F F UL/CSA + Ekip Touch LSI In=250 XT5 3p UL/CSA | 25:U | XT5VU325APFF000XXX |  | https://new.abb.com/products/en/1SDA102687R1 | https://new.abb.com/products/en/1SDA102719R1
25 | U | XT5VU325AQFF000XXX | 1SDA102687R1+1SDA102723R1 | XT5V 400 BREAKING PART 3p F F UL/CSA + Ekip Touch LSIG In=250 XT5 3p UL/CSA | 25:U | XT5VU325AQFF000XXX |  | https://new.abb.com/products/en/1SDA102687R1 | https://new.abb.com/products/en/1SDA102723R1
25 | U | XT5VU325ARFF000XXX | 1SDA102687R1+1SDA102727R1 | XT5V 400 BREAKING PART 3p F F UL/CSA + Ekip Touch Meas.LSI In250 XT5 3p UL/CSA | 25:U | XT5VU325ARFF000XXX |  | https://new.abb.com/products/en/1SDA102687R1 | https://new.abb.com/products/en/1SDA102727R1
25 | U | XT5VU325ASFF000XXX | 1SDA102687R1+1SDA102731R1 | XT5V 400 BREAKING PART 3p F F UL/CSA + Ekip Touch Meas.LSIG In250 XT5 3p UL/CSA | 25:U | XT5VU325ASFF000XXX |  | https://new.abb.com/products/en/1SDA102687R1 | https://new.abb.com/products/en/1SDA102731R1
25 | U | XT5VU325ATFF000XXX | 1SDA102687R1+1SDA102735R1 | XT5V 400 BREAKING PART 3p F F UL/CSA + Ekip Hi-Touch LSI In=250 XT5 3p UL/CSA | 25:U | XT5VU325ATFF000XXX |  | https://new.abb.com/products/en/1SDA102687R1 | https://new.abb.com/products/en/1SDA102735R1
25 | U | XT5VU325AUFF000XXX | 1SDA102687R1+1SDA102739R1 | XT5V 400 BREAKING PART 3p F F UL/CSA + Ekip Hi-Touch LSIG In=250 XT5 3p UL/CSA | 25:U | XT5VU325AUFF000XXX |  | https://new.abb.com/products/en/1SDA102687R1 | https://new.abb.com/products/en/1SDA102739R1
25 | U | XT5VU325AXFF000XXX | 1SDA102687R1+1SDA102761R1 | XT5V 400 BREAKING PART 3p F F UL/CSA + Ekip G Dip LS/I In=250 3p UL/CSA XT5 | 25:U | XT5VU325AXFF000XXX |  | https://new.abb.com/products/en/1SDA102687R1 | https://new.abb.com/products/en/1SDA102761R1
25 | U | XT5VU325AYFF000XXX | 1SDA102687R1+1SDA102765R1 | XT5V 400 BREAKING PART 3p F F UL/CSA + Ekip G Touch LSIG In=250 XT5 3p UL/CSA | 25:U | XT5VU325AYFF000XXX |  | https://new.abb.com/products/en/1SDA102687R1 | https://new.abb.com/products/en/1SDA102765R1
25 | U | XT5VU325AZFF000XXX | 1SDA102687R1+1SDA102769R1 | XT5V 400 BREAKING PART 3p F F UL/CSA + Ekip G Hi-Touch LSIG In250 XT5 3p UL/CSA | 25:U | XT5VU325AZFF000XXX |  | https://new.abb.com/products/en/1SDA102687R1 | https://new.abb.com/products/en/1SDA102769R1
25 | U | XT5VU325ACFF000XXX | 1SDA102687R1+1SDA102773R1 | XT5V 400 BREAKING PART 3p F F UL/CSA + Ekip Dip LIG In=250 XT5 3p UL/CSA | 25:U | XT5VU325ACFF000XXX |  | https://new.abb.com/products/en/1SDA102687R1 | https://new.abb.com/products/en/1SDA102773R1
25 | U | XT5VU330AGFF000XXX | 1SDA102687R1+1SDA102716R1 | XT5V 400 BREAKING PART 3p F F UL/CSA + Ekip Dip LSIG In=300 XT5 3p UL/CSA | 25:U | XT5VU330AGFF000XXX |  | https://new.abb.com/products/en/1SDA102687R1 | https://new.abb.com/products/en/1SDA102716R1
25 | U | XT5VU330ABFF000XXX | 1SDA102687R1+1SDA102703R1 | XT5V 400 BREAKING PART 3p F F UL/CSA + TMA 300-3000 XT5 3p UL/CSA | 25:U | XT5VU330ABFF000XXX |  | https://new.abb.com/products/en/1SDA102687R1 | https://new.abb.com/products/en/1SDA102703R1
25 | U | XT5VU330AEFF000XXX | 1SDA102687R1+1SDA102708R1 | XT5V 400 BREAKING PART 3p F F UL/CSA + Ekip Dip LS/I In=300 XT5 3p UL/CSA | 25:U | XT5VU330AEFF000XXX |  | https://new.abb.com/products/en/1SDA102687R1 | https://new.abb.com/products/en/1SDA102708R1
25 | U | XT5VU330AFFF000XXX | 1SDA102687R1+1SDA102712R1 | XT5V 400 BREAKING PART 3p F F UL/CSA + Ekip Dip LSI In=300 XT5 3p UL/CSA | 25:U | XT5VU330AFFF000XXX |  | https://new.abb.com/products/en/1SDA102687R1 | https://new.abb.com/products/en/1SDA102712R1
25 | U | XT5VU330APFF000XXX | 1SDA102687R1+1SDA102720R1 | XT5V 400 BREAKING PART 3p F F UL/CSA + Ekip Touch LSI In=300 XT5 3p UL/CSA | 25:U | XT5VU330APFF000XXX |  | https://new.abb.com/products/en/1SDA102687R1 | https://new.abb.com/products/en/1SDA102720R1
25 | U | XT5VU330AQFF000XXX | 1SDA102687R1+1SDA102724R1 | XT5V 400 BREAKING PART 3p F F UL/CSA + Ekip Touch LSIG In=300 XT5 3p UL/CSA | 25:U | XT5VU330AQFF000XXX |  | https://new.abb.com/products/en/1SDA102687R1 | https://new.abb.com/products/en/1SDA102724R1
25 | U | XT5VU330ARFF000XXX | 1SDA102687R1+1SDA102728R1 | XT5V 400 BREAKING PART 3p F F UL/CSA + Ekip Touch Meas.LSI In300 XT5 3p UL/CSA | 25:U | XT5VU330ARFF000XXX |  | https://new.abb.com/products/en/1SDA102687R1 | https://new.abb.com/products/en/1SDA102728R1
25 | U | XT5VU330ASFF000XXX | 1SDA102687R1+1SDA102732R1 | XT5V 400 BREAKING PART 3p F F UL/CSA + Ekip Touch Meas.LSIG In300 XT5 3p UL/CSA | 25:U | XT5VU330ASFF000XXX |  | https://new.abb.com/products/en/1SDA102687R1 | https://new.abb.com/products/en/1SDA102732R1
25 | U | XT5VU330ATFF000XXX | 1SDA102687R1+1SDA102736R1 | XT5V 400 BREAKING PART 3p F F UL/CSA + Ekip Hi-Touch LSI In=300 XT5 3p UL/CSA | 25:U | XT5VU330ATFF000XXX |  | https://new.abb.com/products/en/1SDA102687R1 | https://new.abb.com/products/en/1SDA102736R1
25 | U | XT5VU330AUFF000XXX | 1SDA102687R1+1SDA102740R1 | XT5V 400 BREAKING PART 3p F F UL/CSA + Ekip Hi-Touch LSIG In=300 XT5 3p UL/CSA | 25:U | XT5VU330AUFF000XXX |  | https://new.abb.com/products/en/1SDA102687R1 | https://new.abb.com/products/en/1SDA102740R1
25 | U | XT5VU330ANFF000XXX | 1SDA102687R1+1SDA102757R1 | XT5V 400 BREAKING PART 3p F F UL/CSA + TMG 300-1500 XT5 3p UL/CSA | 25:U | XT5VU330ANFF000XXX |  | https://new.abb.com/products/en/1SDA102687R1 | https://new.abb.com/products/en/1SDA102757R1
25 | U | XT5VU330AXFF000XXX | 1SDA102687R1+1SDA102762R1 | XT5V 400 BREAKING PART 3p F F UL/CSA + Ekip G Dip LS/I In=300 3p UL/CSA XT5 | 25:U | XT5VU330AXFF000XXX |  | https://new.abb.com/products/en/1SDA102687R1 | https://new.abb.com/products/en/1SDA102762R1
25 | U | XT5VU330AYFF000XXX | 1SDA102687R1+1SDA102766R1 | XT5V 400 BREAKING PART 3p F F UL/CSA + Ekip G Touch LSIG In=300 XT5 3p UL/CSA | 25:U | XT5VU330AYFF000XXX |  | https://new.abb.com/products/en/1SDA102687R1 | https://new.abb.com/products/en/1SDA102766R1
25 | U | XT5VU330AZFF000XXX | 1SDA102687R1+1SDA102770R1 | XT5V 400 BREAKING PART 3p F F UL/CSA + Ekip G Hi-Touch LSIG In300 XT5 3p UL/CSA | 25:U | XT5VU330AZFF000XXX |  | https://new.abb.com/products/en/1SDA102687R1 | https://new.abb.com/products/en/1SDA102770R1
25 | U | XT5VU330ACFF000XXX | 1SDA102687R1+1SDA102774R1 | XT5V 400 BREAKING PART 3p F F UL/CSA + Ekip Dip LIG In=300 XT5 3p UL/CSA | 25:U | XT5VU330ACFF000XXX |  | https://new.abb.com/products/en/1SDA102687R1 | https://new.abb.com/products/en/1SDA102774R1
25 | U | XT5VU340ABFF000XXX | 1SDA102687R1+1SDA102704R1 | XT5V 400 BREAKING PART 3p F F UL/CSA + TMA 400-4000 XT5 3p UL/CSA | 25:U | XT5VU340ABFF000XXX |  | https://new.abb.com/products/en/1SDA102687R1 | https://new.abb.com/products/en/1SDA102704R1
25 | U | XT5VU340AEFF000XXX | 1SDA102687R1+1SDA102709R1 | XT5V 400 BREAKING PART 3p F F UL/CSA + Ekip Dip LS/I In=400 XT5 3p UL/CSA | 25:U | XT5VU340AEFF000XXX |  | https://new.abb.com/products/en/1SDA102687R1 | https://new.abb.com/products/en/1SDA102709R1
25 | U | XT5VU340ACFF000XXX | 1SDA102687R1+1SDA102775R1 | XT5V 400 BREAKING PART 3p F F UL/CSA + Ekip Dip LIG In=400 XT5 3p UL/CSA | 25:U | XT5VU340ACFF000XXX |  | https://new.abb.com/products/en/1SDA102687R1 | https://new.abb.com/products/en/1SDA102775R1
25 | U | XT5VU340AFFF000XXX | 1SDA102687R1+1SDA102713R1 | XT5V 400 BREAKING PART 3p F F UL/CSA + Ekip Dip LSI In=400 XT5 3p UL/CSA | 25:U | XT5VU340AFFF000XXX |  | https://new.abb.com/products/en/1SDA102687R1 | https://new.abb.com/products/en/1SDA102713R1
25 | U | XT5VU340AGFF000XXX | 1SDA102687R1+1SDA102717R1 | XT5V 400 BREAKING PART 3p F F UL/CSA + Ekip Dip LSIG In=400 XT5 3p UL/CSA | 25:U | XT5VU340AGFF000XXX |  | https://new.abb.com/products/en/1SDA102687R1 | https://new.abb.com/products/en/1SDA102717R1
25 | U | XT5VU340APFF000XXX | 1SDA102687R1+1SDA102721R1 | XT5V 400 BREAKING PART 3p F F UL/CSA + Ekip Touch LSI In=400 XT5 3p UL/CSA | 25:U | XT5VU340APFF000XXX |  | https://new.abb.com/products/en/1SDA102687R1 | https://new.abb.com/products/en/1SDA102721R1
25 | U | XT5VU340AQFF000XXX | 1SDA102687R1+1SDA102725R1 | XT5V 400 BREAKING PART 3p F F UL/CSA + Ekip Touch LSIG In=400 XT5 3p UL/CSA | 25:U | XT5VU340AQFF000XXX |  | https://new.abb.com/products/en/1SDA102687R1 | https://new.abb.com/products/en/1SDA102725R1
25 | U | XT5VU340ARFF000XXX | 1SDA102687R1+1SDA102729R1 | XT5V 400 BREAKING PART 3p F F UL/CSA + Ekip Touch Meas.LSI In400 XT5 3p UL/CSA | 25:U | XT5VU340ARFF000XXX |  | https://new.abb.com/products/en/1SDA102687R1 | https://new.abb.com/products/en/1SDA102729R1
25 | U | XT5VU340ASFF000XXX | 1SDA102687R1+1SDA102733R1 | XT5V 400 BREAKING PART 3p F F UL/CSA + Ekip Touch Meas.LSIG In400 XT5 3p UL/CSA | 25:U | XT5VU340ASFF000XXX |  | https://new.abb.com/products/en/1SDA102687R1 | https://new.abb.com/products/en/1SDA102733R1
25 | U | XT5VU340ATFF000XXX | 1SDA102687R1+1SDA102737R1 | XT5V 400 BREAKING PART 3p F F UL/CSA + Ekip Hi-Touch LSI In=400 XT5 3p UL/CSA | 25:U | XT5VU340ATFF000XXX |  | https://new.abb.com/products/en/1SDA102687R1 | https://new.abb.com/products/en/1SDA102737R1
25 | U | XT5VU340AUFF000XXX | 1SDA102687R1+1SDA102741R1 | XT5V 400 BREAKING PART 3p F F UL/CSA + Ekip Hi-Touch LSIG In=400 XT5 3p UL/CSA | 25:U | XT5VU340AUFF000XXX |  | https://new.abb.com/products/en/1SDA102687R1 | https://new.abb.com/products/en/1SDA102741R1
25 | U | XT5VU340ANFF000XXX | 1SDA102687R1+1SDA102758R1 | XT5V 400 BREAKING PART 3p F F UL/CSA + TMG 400-2000 XT5 3p UL/CSA | 25:U | XT5VU340ANFF000XXX |  | https://new.abb.com/products/en/1SDA102687R1 | https://new.abb.com/products/en/1SDA102758R1
25 | U | XT5VU340AXFF000XXX | 1SDA102687R1+1SDA102763R1 | XT5V 400 BREAKING PART 3p F F UL/CSA + Ekip G Dip LS/I In=400 3p UL/CSA XT5 | 25:U | XT5VU340AXFF000XXX |  | https://new.abb.com/products/en/1SDA102687R1 | https://new.abb.com/products/en/1SDA102763R1
25 | U | XT5VU340AYFF000XXX | 1SDA102687R1+1SDA102767R1 | XT5V 400 BREAKING PART 3p F F UL/CSA + Ekip G Touch LSIG In=400 XT5 3p UL/CSA | 25:U | XT5VU340AYFF000XXX |  | https://new.abb.com/products/en/1SDA102687R1 | https://new.abb.com/products/en/1SDA102767R1
25 | U | XT5VU340AZFF000XXX | 1SDA102687R1+1SDA102771R1 | XT5V 400 BREAKING PART 3p F F UL/CSA + Ekip G Hi-Touch LSIG In400 XT5 3p UL/CSA | 25:U | XT5VU340AZFF000XXX |  | https://new.abb.com/products/en/1SDA102687R1 | https://new.abb.com/products/en/1SDA102771R1
25 | U | XT5VU360BBFF000XXX | 1SDA102688R1+1SDA102706R1 | XT5V 600 BREAKING PART 3p F F UL/CSA + TMA 600-6000 XT5 3p UL/CSA | 25:U | XT5VU360BBFF000XXX |  | https://new.abb.com/products/en/1SDA102688R1 | https://new.abb.com/products/en/1SDA102706R1
25 | U | XT5VU360BEFF000XXX | 1SDA102688R1+1SDA102710R1 | XT5V 600 BREAKING PART 3p F F UL/CSA + Ekip Dip LS/I In=600 XT5 3p UL/CSA | 25:U | XT5VU360BEFF000XXX |  | https://new.abb.com/products/en/1SDA102688R1 | https://new.abb.com/products/en/1SDA102710R1
25 | U | XT5VU360BXFF000XXX | 1SDA102688R1+1SDA102764R1 | XT5V 600 BREAKING PART 3p F F UL/CSA + Ekip G Dip LS/I In=600 3p UL/CSA XT5 | 25:U | XT5VU360BXFF000XXX |  | https://new.abb.com/products/en/1SDA102688R1 | https://new.abb.com/products/en/1SDA102764R1
25 | U | XT5VU360BCFF000XXX | 1SDA102688R1+1SDA102776R1 | XT5V 600 BREAKING PART 3p F F UL/CSA + Ekip Dip LIG In=600 XT5 3p UL/CSA | 25:U | XT5VU360BCFF000XXX |  | https://new.abb.com/products/en/1SDA102688R1 | https://new.abb.com/products/en/1SDA102776R1
25 | U | XT5VU360BFFF000XXX | 1SDA102688R1+1SDA102714R1 | XT5V 600 BREAKING PART 3p F F UL/CSA + Ekip Dip LSI In=600 XT5 3p UL/CSA | 25:U | XT5VU360BFFF000XXX |  | https://new.abb.com/products/en/1SDA102688R1 | https://new.abb.com/products/en/1SDA102714R1
25 | U | XT5VU360BGFF000XXX | 1SDA102688R1+1SDA102718R1 | XT5V 600 BREAKING PART 3p F F UL/CSA + Ekip Dip LSIG In=600 XT5 3p UL/CSA | 25:U | XT5VU360BGFF000XXX |  | https://new.abb.com/products/en/1SDA102688R1 | https://new.abb.com/products/en/1SDA102718R1
25 | U | XT5VU360BPFF000XXX | 1SDA102688R1+1SDA102722R1 | XT5V 600 BREAKING PART 3p F F UL/CSA + Ekip Touch LSI In=600 XT5 3p UL/CSA | 25:U | XT5VU360BPFF000XXX |  | https://new.abb.com/products/en/1SDA102688R1 | https://new.abb.com/products/en/1SDA102722R1
25 | U | XT5VU360BQFF000XXX | 1SDA102688R1+1SDA102726R1 | XT5V 600 BREAKING PART 3p F F UL/CSA + Ekip Touch LSIG In=600 XT5 3p UL/CSA | 25:U | XT5VU360BQFF000XXX |  | https://new.abb.com/products/en/1SDA102688R1 | https://new.abb.com/products/en/1SDA102726R1
25 | U | XT5VU360BRFF000XXX | 1SDA102688R1+1SDA102730R1 | XT5V 600 BREAKING PART 3p F F UL/CSA + Ekip Touch Meas.LSI In600 XT5 3p UL/CSA | 25:U | XT5VU360BRFF000XXX |  | https://new.abb.com/products/en/1SDA102688R1 | https://new.abb.com/products/en/1SDA102730R1
25 | U | XT5VU360BSFF000XXX | 1SDA102688R1+1SDA102734R1 | XT5V 600 BREAKING PART 3p F F UL/CSA + Ekip Touch Meas.LSIG In600 XT5 3p UL/CSA | 25:U | XT5VU360BSFF000XXX |  | https://new.abb.com/products/en/1SDA102688R1 | https://new.abb.com/products/en/1SDA102734R1
25 | U | XT5VU360BTFF000XXX | 1SDA102688R1+1SDA102738R1 | XT5V 600 BREAKING PART 3p F F UL/CSA + Ekip Hi-Touch LSI In=600 XT5 3p UL/CSA | 25:U | XT5VU360BTFF000XXX |  | https://new.abb.com/products/en/1SDA102688R1 | https://new.abb.com/products/en/1SDA102738R1
25 | U | XT5VU360BUFF000XXX | 1SDA102688R1+1SDA102742R1 | XT5V 600 BREAKING PART 3p F F UL/CSA + Ekip Hi-Touch LSIG In=600 XT5 3p UL/CSA | 25:U | XT5VU360BUFF000XXX |  | https://new.abb.com/products/en/1SDA102688R1 | https://new.abb.com/products/en/1SDA102742R1
25 | U | XT5VU360BNFF000XXX | 1SDA102688R1+1SDA102760R1 | XT5V 600 BREAKING PART 3p F F UL/CSA + TMG 600-3000 XT5 3p UL/CSA | 25:U | XT5VU360BNFF000XXX |  | https://new.abb.com/products/en/1SDA102688R1 | https://new.abb.com/products/en/1SDA102760R1
25 | U | XT5VU360BYFF000XXX | 1SDA102688R1+1SDA102768R1 | XT5V 600 BREAKING PART 3p F F UL/CSA + Ekip G Touch LSIG In=600 XT5 3p UL/CSA | 25:U | XT5VU360BYFF000XXX |  | https://new.abb.com/products/en/1SDA102688R1 | https://new.abb.com/products/en/1SDA102768R1
25 | U | XT5VU360BZFF000XXX | 1SDA102688R1+1SDA102772R1 | XT5V 600 BREAKING PART 3p F F UL/CSA + Ekip G Hi-Touch LSIG In600 XT5 3p UL/CSA | 25:U | XT5VU360BZFF000XXX |  | https://new.abb.com/products/en/1SDA102688R1 | https://new.abb.com/products/en/1SDA102772R1
25 | U | XT5XU325AEFF000XXX | 1SDA102689R1+1SDA102707R1 | XT5X 400 BREAKING PART 3p F F UL/CSA + Ekip Dip LS/I In=250 XT5 3p UL/CSA | 25:U | XT5XU325AEFF000XXX |  | https://new.abb.com/products/en/1SDA102689R1 | https://new.abb.com/products/en/1SDA102707R1
25 | U | XT5XU325AFFF000XXX | 1SDA102689R1+1SDA102711R1 | XT5X 400 BREAKING PART 3p F F UL/CSA + Ekip Dip LSI In=250 XT5 3p UL/CSA | 25:U | XT5XU325AFFF000XXX |  | https://new.abb.com/products/en/1SDA102689R1 | https://new.abb.com/products/en/1SDA102711R1
25 | U | XT5XU325AGFF000XXX | 1SDA102689R1+1SDA102715R1 | XT5X 400 BREAKING PART 3p F F UL/CSA + Ekip Dip LSIG In=250 XT5 3p UL/CSA | 25:U | XT5XU325AGFF000XXX |  | https://new.abb.com/products/en/1SDA102689R1 | https://new.abb.com/products/en/1SDA102715R1
25 | U | XT5XU325APFF000XXX | 1SDA102689R1+1SDA102719R1 | XT5X 400 BREAKING PART 3p F F UL/CSA + Ekip Touch LSI In=250 XT5 3p UL/CSA | 25:U | XT5XU325APFF000XXX |  | https://new.abb.com/products/en/1SDA102689R1 | https://new.abb.com/products/en/1SDA102719R1
25 | U | XT5XU325AQFF000XXX | 1SDA102689R1+1SDA102723R1 | XT5X 400 BREAKING PART 3p F F UL/CSA + Ekip Touch LSIG In=250 XT5 3p UL/CSA | 25:U | XT5XU325AQFF000XXX |  | https://new.abb.com/products/en/1SDA102689R1 | https://new.abb.com/products/en/1SDA102723R1
25 | U | XT5XU325ARFF000XXX | 1SDA102689R1+1SDA102727R1 | XT5X 400 BREAKING PART 3p F F UL/CSA + Ekip Touch Meas.LSI In250 XT5 3p UL/CSA | 25:U | XT5XU325ARFF000XXX |  | https://new.abb.com/products/en/1SDA102689R1 | https://new.abb.com/products/en/1SDA102727R1
25 | U | XT5XU325ASFF000XXX | 1SDA102689R1+1SDA102731R1 | XT5X 400 BREAKING PART 3p F F UL/CSA + Ekip Touch Meas.LSIG In250 XT5 3p UL/CSA | 25:U | XT5XU325ASFF000XXX |  | https://new.abb.com/products/en/1SDA102689R1 | https://new.abb.com/products/en/1SDA102731R1
25 | U | XT5XU325ATFF000XXX | 1SDA102689R1+1SDA102735R1 | XT5X 400 BREAKING PART 3p F F UL/CSA + Ekip Hi-Touch LSI In=250 XT5 3p UL/CSA | 25:U | XT5XU325ATFF000XXX |  | https://new.abb.com/products/en/1SDA102689R1 | https://new.abb.com/products/en/1SDA102735R1
25 | U | XT5XU325AUFF000XXX | 1SDA102689R1+1SDA102739R1 | XT5X 400 BREAKING PART 3p F F UL/CSA + Ekip Hi-Touch LSIG In=250 XT5 3p UL/CSA | 25:U | XT5XU325AUFF000XXX |  | https://new.abb.com/products/en/1SDA102689R1 | https://new.abb.com/products/en/1SDA102739R1
25 | U | XT5XU325AXFF000XXX | 1SDA102689R1+1SDA102761R1 | XT5X 400 BREAKING PART 3p F F UL/CSA + Ekip G Dip LS/I In=250 3p UL/CSA XT5 | 25:U | XT5XU325AXFF000XXX |  | https://new.abb.com/products/en/1SDA102689R1 | https://new.abb.com/products/en/1SDA102761R1
25 | U | XT5XU325AYFF000XXX | 1SDA102689R1+1SDA102765R1 | XT5X 400 BREAKING PART 3p F F UL/CSA + Ekip G Touch LSIG In=250 XT5 3p UL/CSA | 25:U | XT5XU325AYFF000XXX |  | https://new.abb.com/products/en/1SDA102689R1 | https://new.abb.com/products/en/1SDA102765R1
25 | U | XT5XU325AZFF000XXX | 1SDA102689R1+1SDA102769R1 | XT5X 400 BREAKING PART 3p F F UL/CSA + Ekip G Hi-Touch LSIG In250 XT5 3p UL/CSA | 25:U | XT5XU325AZFF000XXX |  | https://new.abb.com/products/en/1SDA102689R1 | https://new.abb.com/products/en/1SDA102769R1
25 | U | XT5XU325ACFF000XXX | 1SDA102689R1+1SDA102773R1 | XT5X 400 BREAKING PART 3p F F UL/CSA + Ekip Dip LIG In=250 XT5 3p UL/CSA | 25:U | XT5XU325ACFF000XXX |  | https://new.abb.com/products/en/1SDA102689R1 | https://new.abb.com/products/en/1SDA102773R1
25 | U | XT5XU330AGFF000XXX | 1SDA102689R1+1SDA102716R1 | XT5X 400 BREAKING PART 3p F F UL/CSA + Ekip Dip LSIG In=300 XT5 3p UL/CSA | 25:U | XT5XU330AGFF000XXX |  | https://new.abb.com/products/en/1SDA102689R1 | https://new.abb.com/products/en/1SDA102716R1
25 | U | XT5XU330ABFF000XXX | 1SDA102689R1+1SDA102703R1 | XT5X 400 BREAKING PART 3p F F UL/CSA + TMA 300-3000 XT5 3p UL/CSA | 25:U | XT5XU330ABFF000XXX |  | https://new.abb.com/products/en/1SDA102689R1 | https://new.abb.com/products/en/1SDA102703R1
25 | U | XT5XU330AEFF000XXX | 1SDA102689R1+1SDA102708R1 | XT5X 400 BREAKING PART 3p F F UL/CSA + Ekip Dip LS/I In=300 XT5 3p UL/CSA | 25:U | XT5XU330AEFF000XXX |  | https://new.abb.com/products/en/1SDA102689R1 | https://new.abb.com/products/en/1SDA102708R1
25 | U | XT5XU330AFFF000XXX | 1SDA102689R1+1SDA102712R1 | XT5X 400 BREAKING PART 3p F F UL/CSA + Ekip Dip LSI In=300 XT5 3p UL/CSA | 25:U | XT5XU330AFFF000XXX |  | https://new.abb.com/products/en/1SDA102689R1 | https://new.abb.com/products/en/1SDA102712R1
25 | U | XT5XU330APFF000XXX | 1SDA102689R1+1SDA102720R1 | XT5X 400 BREAKING PART 3p F F UL/CSA + Ekip Touch LSI In=300 XT5 3p UL/CSA | 25:U | XT5XU330APFF000XXX |  | https://new.abb.com/products/en/1SDA102689R1 | https://new.abb.com/products/en/1SDA102720R1
25 | U | XT5XU330AQFF000XXX | 1SDA102689R1+1SDA102724R1 | XT5X 400 BREAKING PART 3p F F UL/CSA + Ekip Touch LSIG In=300 XT5 3p UL/CSA | 25:U | XT5XU330AQFF000XXX |  | https://new.abb.com/products/en/1SDA102689R1 | https://new.abb.com/products/en/1SDA102724R1
25 | U | XT5XU330ARFF000XXX | 1SDA102689R1+1SDA102728R1 | XT5X 400 BREAKING PART 3p F F UL/CSA + Ekip Touch Meas.LSI In300 XT5 3p UL/CSA | 25:U | XT5XU330ARFF000XXX |  | https://new.abb.com/products/en/1SDA102689R1 | https://new.abb.com/products/en/1SDA102728R1
25 | U | XT5XU330ASFF000XXX | 1SDA102689R1+1SDA102732R1 | XT5X 400 BREAKING PART 3p F F UL/CSA + Ekip Touch Meas.LSIG In300 XT5 3p UL/CSA | 25:U | XT5XU330ASFF000XXX |  | https://new.abb.com/products/en/1SDA102689R1 | https://new.abb.com/products/en/1SDA102732R1
25 | U | XT5XU330ATFF000XXX | 1SDA102689R1+1SDA102736R1 | XT5X 400 BREAKING PART 3p F F UL/CSA + Ekip Hi-Touch LSI In=300 XT5 3p UL/CSA | 25:U | XT5XU330ATFF000XXX |  | https://new.abb.com/products/en/1SDA102689R1 | https://new.abb.com/products/en/1SDA102736R1
25 | U | XT5XU330AUFF000XXX | 1SDA102689R1+1SDA102740R1 | XT5X 400 BREAKING PART 3p F F UL/CSA + Ekip Hi-Touch LSIG In=300 XT5 3p UL/CSA | 25:U | XT5XU330AUFF000XXX |  | https://new.abb.com/products/en/1SDA102689R1 | https://new.abb.com/products/en/1SDA102740R1
25 | U | XT5XU330ANFF000XXX | 1SDA102689R1+1SDA102757R1 | XT5X 400 BREAKING PART 3p F F UL/CSA + TMG 300-1500 XT5 3p UL/CSA | 25:U | XT5XU330ANFF000XXX |  | https://new.abb.com/products/en/1SDA102689R1 | https://new.abb.com/products/en/1SDA102757R1
25 | U | XT5XU330AXFF000XXX | 1SDA102689R1+1SDA102762R1 | XT5X 400 BREAKING PART 3p F F UL/CSA + Ekip G Dip LS/I In=300 3p UL/CSA XT5 | 25:U | XT5XU330AXFF000XXX |  | https://new.abb.com/products/en/1SDA102689R1 | https://new.abb.com/products/en/1SDA102762R1
25 | U | XT5XU330AYFF000XXX | 1SDA102689R1+1SDA102766R1 | XT5X 400 BREAKING PART 3p F F UL/CSA + Ekip G Touch LSIG In=300 XT5 3p UL/CSA | 25:U | XT5XU330AYFF000XXX |  | https://new.abb.com/products/en/1SDA102689R1 | https://new.abb.com/products/en/1SDA102766R1
25 | U | XT5XU330AZFF000XXX | 1SDA102689R1+1SDA102770R1 | XT5X 400 BREAKING PART 3p F F UL/CSA + Ekip G Hi-Touch LSIG In300 XT5 3p UL/CSA | 25:U | XT5XU330AZFF000XXX |  | https://new.abb.com/products/en/1SDA102689R1 | https://new.abb.com/products/en/1SDA102770R1
25 | U | XT5XU330ACFF000XXX | 1SDA102689R1+1SDA102774R1 | XT5X 400 BREAKING PART 3p F F UL/CSA + Ekip Dip LIG In=300 XT5 3p UL/CSA | 25:U | XT5XU330ACFF000XXX |  | https://new.abb.com/products/en/1SDA102689R1 | https://new.abb.com/products/en/1SDA102774R1
25 | U | XT5XU340ABFF000XXX | 1SDA102689R1+1SDA102704R1 | XT5X 400 BREAKING PART 3p F F UL/CSA + TMA 400-4000 XT5 3p UL/CSA | 25:U | XT5XU340ABFF000XXX |  | https://new.abb.com/products/en/1SDA102689R1 | https://new.abb.com/products/en/1SDA102704R1
25 | U | XT5XU340AEFF000XXX | 1SDA102689R1+1SDA102709R1 | XT5X 400 BREAKING PART 3p F F UL/CSA + Ekip Dip LS/I In=400 XT5 3p UL/CSA | 25:U | XT5XU340AEFF000XXX |  | https://new.abb.com/products/en/1SDA102689R1 | https://new.abb.com/products/en/1SDA102709R1
25 | U | XT5XU340ACFF000XXX | 1SDA102689R1+1SDA102775R1 | XT5X 400 BREAKING PART 3p F F UL/CSA + Ekip Dip LIG In=400 XT5 3p UL/CSA | 25:U | XT5XU340ACFF000XXX |  | https://new.abb.com/products/en/1SDA102689R1 | https://new.abb.com/products/en/1SDA102775R1
25 | U | XT5XU340AFFF000XXX | 1SDA102689R1+1SDA102713R1 | XT5X 400 BREAKING PART 3p F F UL/CSA + Ekip Dip LSI In=400 XT5 3p UL/CSA | 25:U | XT5XU340AFFF000XXX |  | https://new.abb.com/products/en/1SDA102689R1 | https://new.abb.com/products/en/1SDA102713R1
25 | U | XT5XU340AGFF000XXX | 1SDA102689R1+1SDA102717R1 | XT5X 400 BREAKING PART 3p F F UL/CSA + Ekip Dip LSIG In=400 XT5 3p UL/CSA | 25:U | XT5XU340AGFF000XXX |  | https://new.abb.com/products/en/1SDA102689R1 | https://new.abb.com/products/en/1SDA102717R1
25 | U | XT5XU340APFF000XXX | 1SDA102689R1+1SDA102721R1 | XT5X 400 BREAKING PART 3p F F UL/CSA + Ekip Touch LSI In=400 XT5 3p UL/CSA | 25:U | XT5XU340APFF000XXX |  | https://new.abb.com/products/en/1SDA102689R1 | https://new.abb.com/products/en/1SDA102721R1
25 | U | XT5XU340AQFF000XXX | 1SDA102689R1+1SDA102725R1 | XT5X 400 BREAKING PART 3p F F UL/CSA + Ekip Touch LSIG In=400 XT5 3p UL/CSA | 25:U | XT5XU340AQFF000XXX |  | https://new.abb.com/products/en/1SDA102689R1 | https://new.abb.com/products/en/1SDA102725R1
25 | U | XT5XU340ARFF000XXX | 1SDA102689R1+1SDA102729R1 | XT5X 400 BREAKING PART 3p F F UL/CSA + Ekip Touch Meas.LSI In400 XT5 3p UL/CSA | 25:U | XT5XU340ARFF000XXX |  | https://new.abb.com/products/en/1SDA102689R1 | https://new.abb.com/products/en/1SDA102729R1
25 | U | XT5XU340ASFF000XXX | 1SDA102689R1+1SDA102733R1 | XT5X 400 BREAKING PART 3p F F UL/CSA + Ekip Touch Meas.LSIG In400 XT5 3p UL/CSA | 25:U | XT5XU340ASFF000XXX |  | https://new.abb.com/products/en/1SDA102689R1 | https://new.abb.com/products/en/1SDA102733R1
25 | U | XT5XU340ATFF000XXX | 1SDA102689R1+1SDA102737R1 | XT5X 400 BREAKING PART 3p F F UL/CSA + Ekip Hi-Touch LSI In=400 XT5 3p UL/CSA | 25:U | XT5XU340ATFF000XXX |  | https://new.abb.com/products/en/1SDA102689R1 | https://new.abb.com/products/en/1SDA102737R1
25 | U | XT5XU340AUFF000XXX | 1SDA102689R1+1SDA102741R1 | XT5X 400 BREAKING PART 3p F F UL/CSA + Ekip Hi-Touch LSIG In=400 XT5 3p UL/CSA | 25:U | XT5XU340AUFF000XXX |  | https://new.abb.com/products/en/1SDA102689R1 | https://new.abb.com/products/en/1SDA102741R1
25 | U | XT5XU340ANFF000XXX | 1SDA102689R1+1SDA102758R1 | XT5X 400 BREAKING PART 3p F F UL/CSA + TMG 400-2000 XT5 3p UL/CSA | 25:U | XT5XU340ANFF000XXX |  | https://new.abb.com/products/en/1SDA102689R1 | https://new.abb.com/products/en/1SDA102758R1
25 | U | XT5XU340AXFF000XXX | 1SDA102689R1+1SDA102763R1 | XT5X 400 BREAKING PART 3p F F UL/CSA + Ekip G Dip LS/I In=400 3p UL/CSA XT5 | 25:U | XT5XU340AXFF000XXX |  | https://new.abb.com/products/en/1SDA102689R1 | https://new.abb.com/products/en/1SDA102763R1
25 | U | XT5XU340AYFF000XXX | 1SDA102689R1+1SDA102767R1 | XT5X 400 BREAKING PART 3p F F UL/CSA + Ekip G Touch LSIG In=400 XT5 3p UL/CSA | 25:U | XT5XU340AYFF000XXX |  | https://new.abb.com/products/en/1SDA102689R1 | https://new.abb.com/products/en/1SDA102767R1
25 | U | XT5XU340AZFF000XXX | 1SDA102689R1+1SDA102771R1 | XT5X 400 BREAKING PART 3p F F UL/CSA + Ekip G Hi-Touch LSIG In400 XT5 3p UL/CSA | 25:U | XT5XU340AZFF000XXX |  | https://new.abb.com/products/en/1SDA102689R1 | https://new.abb.com/products/en/1SDA102771R1
25 | U | XT5NU425APFF000XXX | 1SDA102691R1+1SDA102796R1 | XT5N 400 BREAKING PART 4p F F UL/CSA + Ekip Touch LSI In=250 XT5 4p UL/CSA | 25:U | XT5NU425APFF000XXX |  | https://new.abb.com/products/en/1SDA102691R1 | https://new.abb.com/products/en/1SDA102796R1
25 | U | XT5NU425AQFF000XXX | 1SDA102691R1+1SDA102800R1 | XT5N 400 BREAKING PART 4p F F UL/CSA + Ekip Touch LSIG In=250 XT5 4p UL/CSA | 25:U | XT5NU425AQFF000XXX |  | https://new.abb.com/products/en/1SDA102691R1 | https://new.abb.com/products/en/1SDA102800R1
25 | U | XT5NU425ARFF000XXX | 1SDA102691R1+1SDA102804R1 | XT5N 400 BREAKING PART 4p F F UL/CSA + Ekip Touch Meas.LSI In250 XT5 4p UL/CSA | 25:U | XT5NU425ARFF000XXX |  | https://new.abb.com/products/en/1SDA102691R1 | https://new.abb.com/products/en/1SDA102804R1
25 | U | XT5NU425ASFF000XXX | 1SDA102691R1+1SDA102808R1 | XT5N 400 BREAKING PART 4p F F UL/CSA + Ekip Touch Meas.LSIG In250 XT5 4p UL/CSA | 25:U | XT5NU425ASFF000XXX |  | https://new.abb.com/products/en/1SDA102691R1 | https://new.abb.com/products/en/1SDA102808R1
25 | U | XT5NU425ATFF000XXX | 1SDA102691R1+1SDA102812R1 | XT5N 400 BREAKING PART 4p F F UL/CSA + Ekip Hi-Touch LSI In=250 XT5 4p UL/CSA | 25:U | XT5NU425ATFF000XXX |  | https://new.abb.com/products/en/1SDA102691R1 | https://new.abb.com/products/en/1SDA102812R1
25 | U | XT5NU425AUFF000XXX | 1SDA102691R1+1SDA102816R1 | XT5N 400 BREAKING PART 4p F F UL/CSA + Ekip Hi-Touch LSIG In=250 XT5 4p UL/CSA | 25:U | XT5NU425AUFF000XXX |  | https://new.abb.com/products/en/1SDA102691R1 | https://new.abb.com/products/en/1SDA102816R1
25 | U | XT5NU425AXFF000XXX | 1SDA102691R1+1SDA102820R1 | XT5N 400 BREAKING PART 4p F F UL/CSA + Ekip G Dip LS/I In=250 4p UL/CSA XT5 | 25:U | XT5NU425AXFF000XXX |  | https://new.abb.com/products/en/1SDA102691R1 | https://new.abb.com/products/en/1SDA102820R1
25 | U | XT5NU425AYFF000XXX | 1SDA102691R1+1SDA102824R1 | XT5N 400 BREAKING PART 4p F F UL/CSA + Ekip G Touch LSIG In=250 XT5 4p UL/CSA | 25:U | XT5NU425AYFF000XXX |  | https://new.abb.com/products/en/1SDA102691R1 | https://new.abb.com/products/en/1SDA102824R1
25 | U | XT5NU425AZFF000XXX | 1SDA102691R1+1SDA102828R1 | XT5N 400 BREAKING PART 4p F F UL/CSA + Ekip G Hi-Touch LSIG In250 XT5 4p UL/CSA | 25:U | XT5NU425AZFF000XXX |  | https://new.abb.com/products/en/1SDA102691R1 | https://new.abb.com/products/en/1SDA102828R1
25 | U | XT5NU430APFF000XXX | 1SDA102691R1+1SDA102797R1 | XT5N 400 BREAKING PART 4p F F UL/CSA + Ekip Touch LSI In=300 XT5 4p UL/CSA | 25:U | XT5NU430APFF000XXX |  | https://new.abb.com/products/en/1SDA102691R1 | https://new.abb.com/products/en/1SDA102797R1
25 | U | XT5NU430AQFF000XXX | 1SDA102691R1+1SDA102801R1 | XT5N 400 BREAKING PART 4p F F UL/CSA + Ekip Touch LSIG In=300 XT5 4p UL/CSA | 25:U | XT5NU430AQFF000XXX |  | https://new.abb.com/products/en/1SDA102691R1 | https://new.abb.com/products/en/1SDA102801R1
25 | U | XT5NU430ARFF000XXX | 1SDA102691R1+1SDA102805R1 | XT5N 400 BREAKING PART 4p F F UL/CSA + Ekip Touch Meas.LSI In300 XT5 4p UL/CSA | 25:U | XT5NU430ARFF000XXX |  | https://new.abb.com/products/en/1SDA102691R1 | https://new.abb.com/products/en/1SDA102805R1
25 | U | XT5NU430ASFF000XXX | 1SDA102691R1+1SDA102809R1 | XT5N 400 BREAKING PART 4p F F UL/CSA + Ekip Touch Meas.LSIG In300 XT5 4p UL/CSA | 25:U | XT5NU430ASFF000XXX |  | https://new.abb.com/products/en/1SDA102691R1 | https://new.abb.com/products/en/1SDA102809R1
25 | U | XT5NU430ATFF000XXX | 1SDA102691R1+1SDA102813R1 | XT5N 400 BREAKING PART 4p F F UL/CSA + Ekip Hi-Touch LSI In=300 XT5 4p UL/CSA | 25:U | XT5NU430ATFF000XXX |  | https://new.abb.com/products/en/1SDA102691R1 | https://new.abb.com/products/en/1SDA102813R1
25 | U | XT5NU430AUFF000XXX | 1SDA102691R1+1SDA102817R1 | XT5N 400 BREAKING PART 4p F F UL/CSA + Ekip Hi-Touch LSIG In=300 XT5 4p UL/CSA | 25:U | XT5NU430AUFF000XXX |  | https://new.abb.com/products/en/1SDA102691R1 | https://new.abb.com/products/en/1SDA102817R1
25 | U | XT5NU430AXFF000XXX | 1SDA102691R1+1SDA102821R1 | XT5N 400 BREAKING PART 4p F F UL/CSA + Ekip G Dip LS/I In=300 4p UL/CSA XT5 | 25:U | XT5NU430AXFF000XXX |  | https://new.abb.com/products/en/1SDA102691R1 | https://new.abb.com/products/en/1SDA102821R1
25 | U | XT5NU430AYFF000XXX | 1SDA102691R1+1SDA102825R1 | XT5N 400 BREAKING PART 4p F F UL/CSA + Ekip G Touch LSIG In=300 XT5 4p UL/CSA | 25:U | XT5NU430AYFF000XXX |  | https://new.abb.com/products/en/1SDA102691R1 | https://new.abb.com/products/en/1SDA102825R1
25 | U | XT5NU430AZFF000XXX | 1SDA102691R1+1SDA102829R1 | XT5N 400 BREAKING PART 4p F F UL/CSA + Ekip G Hi-Touch LSIG In300 XT5 4p UL/CSA | 25:U | XT5NU430AZFF000XXX |  | https://new.abb.com/products/en/1SDA102691R1 | https://new.abb.com/products/en/1SDA102829R1
25 | U | XT5NU440APFF000XXX | 1SDA102691R1+1SDA102798R1 | XT5N 400 BREAKING PART 4p F F UL/CSA + Ekip Touch LSI In=400 XT5 4p UL/CSA | 25:U | XT5NU440APFF000XXX |  | https://new.abb.com/products/en/1SDA102691R1 | https://new.abb.com/products/en/1SDA102798R1
25 | U | XT5NU440AQFF000XXX | 1SDA102691R1+1SDA102802R1 | XT5N 400 BREAKING PART 4p F F UL/CSA + Ekip Touch LSIG In=400 XT5 4p UL/CSA | 25:U | XT5NU440AQFF000XXX |  | https://new.abb.com/products/en/1SDA102691R1 | https://new.abb.com/products/en/1SDA102802R1
25 | U | XT5NU440ARFF000XXX | 1SDA102691R1+1SDA102806R1 | XT5N 400 BREAKING PART 4p F F UL/CSA + Ekip Touch Meas.LSI In400 XT5 4p UL/CSA | 25:U | XT5NU440ARFF000XXX |  | https://new.abb.com/products/en/1SDA102691R1 | https://new.abb.com/products/en/1SDA102806R1
25 | U | XT5NU440ASFF000XXX | 1SDA102691R1+1SDA102810R1 | XT5N 400 BREAKING PART 4p F F UL/CSA + Ekip Touch Meas.LSIG In400 XT5 4p UL/CSA | 25:U | XT5NU440ASFF000XXX |  | https://new.abb.com/products/en/1SDA102691R1 | https://new.abb.com/products/en/1SDA102810R1
25 | U | XT5NU440ATFF000XXX | 1SDA102691R1+1SDA102814R1 | XT5N 400 BREAKING PART 4p F F UL/CSA + Ekip Hi-Touch LSI In=400 XT5 4p UL/CSA | 25:U | XT5NU440ATFF000XXX |  | https://new.abb.com/products/en/1SDA102691R1 | https://new.abb.com/products/en/1SDA102814R1
25 | U | XT5NU440AUFF000XXX | 1SDA102691R1+1SDA102818R1 | XT5N 400 BREAKING PART 4p F F UL/CSA + Ekip Hi-Touch LSIG In=400 XT5 4p UL/CSA | 25:U | XT5NU440AUFF000XXX |  | https://new.abb.com/products/en/1SDA102691R1 | https://new.abb.com/products/en/1SDA102818R1
25 | U | XT5NU440AXFF000XXX | 1SDA102691R1+1SDA102822R1 | XT5N 400 BREAKING PART 4p F F UL/CSA + Ekip G Dip LS/I In=400 4p UL/CSA XT5 | 25:U | XT5NU440AXFF000XXX |  | https://new.abb.com/products/en/1SDA102691R1 | https://new.abb.com/products/en/1SDA102822R1
25 | U | XT5NU440AYFF000XXX | 1SDA102691R1+1SDA102826R1 | XT5N 400 BREAKING PART 4p F F UL/CSA + Ekip G Touch LSIG In=400 XT5 4p UL/CSA | 25:U | XT5NU440AYFF000XXX |  | https://new.abb.com/products/en/1SDA102691R1 | https://new.abb.com/products/en/1SDA102826R1
25 | U | XT5NU440AZFF000XXX | 1SDA102691R1+1SDA102830R1 | XT5N 400 BREAKING PART 4p F F UL/CSA + Ekip G Hi-Touch LSIG In400 XT5 4p UL/CSA | 25:U | XT5NU440AZFF000XXX |  | https://new.abb.com/products/en/1SDA102691R1 | https://new.abb.com/products/en/1SDA102830R1
25 | U | XT5NU460BPFF000XXX | 1SDA102692R1+1SDA102799R1 | XT5N 600 BREAKING PART 4p F F UL/CSA + Ekip Touch LSI In=600 XT5 4p UL/CSA | 25:U | XT5NU460BPFF000XXX |  | https://new.abb.com/products/en/1SDA102692R1 | https://new.abb.com/products/en/1SDA102799R1
25 | U | XT5NU460BQFF000XXX | 1SDA102692R1+1SDA102803R1 | XT5N 600 BREAKING PART 4p F F UL/CSA + Ekip Touch LSIG In=600 XT5 4p UL/CSA | 25:U | XT5NU460BQFF000XXX |  | https://new.abb.com/products/en/1SDA102692R1 | https://new.abb.com/products/en/1SDA102803R1
25 | U | XT5NU460BRFF000XXX | 1SDA102692R1+1SDA102807R1 | XT5N 600 BREAKING PART 4p F F UL/CSA + Ekip Touch Meas.LSI In600 XT5 4p UL/CSA | 25:U | XT5NU460BRFF000XXX |  | https://new.abb.com/products/en/1SDA102692R1 | https://new.abb.com/products/en/1SDA102807R1
25 | U | XT5NU460BSFF000XXX | 1SDA102692R1+1SDA102811R1 | XT5N 600 BREAKING PART 4p F F UL/CSA + Ekip Touch Meas.LSIG In600 XT5 4p UL/CSA | 25:U | XT5NU460BSFF000XXX |  | https://new.abb.com/products/en/1SDA102692R1 | https://new.abb.com/products/en/1SDA102811R1
25 | U | XT5NU460BTFF000XXX | 1SDA102692R1+1SDA102815R1 | XT5N 600 BREAKING PART 4p F F UL/CSA + Ekip Hi-Touch LSI In=600 XT5 4p UL/CSA | 25:U | XT5NU460BTFF000XXX |  | https://new.abb.com/products/en/1SDA102692R1 | https://new.abb.com/products/en/1SDA102815R1
25 | U | XT5NU460BUFF000XXX | 1SDA102692R1+1SDA102819R1 | XT5N 600 BREAKING PART 4p F F UL/CSA + Ekip Hi-Touch LSIG In=600 XT5 4p UL/CSA | 25:U | XT5NU460BUFF000XXX |  | https://new.abb.com/products/en/1SDA102692R1 | https://new.abb.com/products/en/1SDA102819R1
25 | U | XT5NU460BXFF000XXX | 1SDA102692R1+1SDA102823R1 | XT5N 600 BREAKING PART 4p F F UL/CSA + Ekip G Dip LS/I In=600 4p UL/CSA XT5 | 25:U | XT5NU460BXFF000XXX |  | https://new.abb.com/products/en/1SDA102692R1 | https://new.abb.com/products/en/1SDA102823R1
25 | U | XT5NU460BYFF000XXX | 1SDA102692R1+1SDA102827R1 | XT5N 600 BREAKING PART 4p F F UL/CSA + Ekip G Touch LSIG In=600 XT5 4p UL/CSA | 25:U | XT5NU460BYFF000XXX |  | https://new.abb.com/products/en/1SDA102692R1 | https://new.abb.com/products/en/1SDA102827R1
25 | U | XT5NU460BZFF000XXX | 1SDA102692R1+1SDA102831R1 | XT5N 600 BREAKING PART 4p F F UL/CSA + Ekip G Hi-Touch LSIG In600 XT5 4p UL/CSA | 25:U | XT5NU460BZFF000XXX |  | https://new.abb.com/products/en/1SDA102692R1 | https://new.abb.com/products/en/1SDA102831R1
25 | U | XT5SU425APFF000XXX | 1SDA102693R1+1SDA102796R1 | XT5S 400 BREAKING PART 4p F F UL/CSA + Ekip Touch LSI In=250 XT5 4p UL/CSA | 25:U | XT5SU425APFF000XXX |  | https://new.abb.com/products/en/1SDA102693R1 | https://new.abb.com/products/en/1SDA102796R1
25 | U | XT5SU425AQFF000XXX | 1SDA102693R1+1SDA102800R1 | XT5S 400 BREAKING PART 4p F F UL/CSA + Ekip Touch LSIG In=250 XT5 4p UL/CSA | 25:U | XT5SU425AQFF000XXX |  | https://new.abb.com/products/en/1SDA102693R1 | https://new.abb.com/products/en/1SDA102800R1
25 | U | XT5SU425ARFF000XXX | 1SDA102693R1+1SDA102804R1 | XT5S 400 BREAKING PART 4p F F UL/CSA + Ekip Touch Meas.LSI In250 XT5 4p UL/CSA | 25:U | XT5SU425ARFF000XXX |  | https://new.abb.com/products/en/1SDA102693R1 | https://new.abb.com/products/en/1SDA102804R1
25 | U | XT5SU425ASFF000XXX | 1SDA102693R1+1SDA102808R1 | XT5S 400 BREAKING PART 4p F F UL/CSA + Ekip Touch Meas.LSIG In250 XT5 4p UL/CSA | 25:U | XT5SU425ASFF000XXX |  | https://new.abb.com/products/en/1SDA102693R1 | https://new.abb.com/products/en/1SDA102808R1
25 | U | XT5SU425ATFF000XXX | 1SDA102693R1+1SDA102812R1 | XT5S 400 BREAKING PART 4p F F UL/CSA + Ekip Hi-Touch LSI In=250 XT5 4p UL/CSA | 25:U | XT5SU425ATFF000XXX |  | https://new.abb.com/products/en/1SDA102693R1 | https://new.abb.com/products/en/1SDA102812R1
25 | U | XT5SU425AUFF000XXX | 1SDA102693R1+1SDA102816R1 | XT5S 400 BREAKING PART 4p F F UL/CSA + Ekip Hi-Touch LSIG In=250 XT5 4p UL/CSA | 25:U | XT5SU425AUFF000XXX |  | https://new.abb.com/products/en/1SDA102693R1 | https://new.abb.com/products/en/1SDA102816R1
25 | U | XT5SU425AXFF000XXX | 1SDA102693R1+1SDA102820R1 | XT5S 400 BREAKING PART 4p F F UL/CSA + Ekip G Dip LS/I In=250 4p UL/CSA XT5 | 25:U | XT5SU425AXFF000XXX |  | https://new.abb.com/products/en/1SDA102693R1 | https://new.abb.com/products/en/1SDA102820R1
25 | U | XT5SU425AYFF000XXX | 1SDA102693R1+1SDA102824R1 | XT5S 400 BREAKING PART 4p F F UL/CSA + Ekip G Touch LSIG In=250 XT5 4p UL/CSA | 25:U | XT5SU425AYFF000XXX |  | https://new.abb.com/products/en/1SDA102693R1 | https://new.abb.com/products/en/1SDA102824R1
25 | U | XT5SU425AZFF000XXX | 1SDA102693R1+1SDA102828R1 | XT5S 400 BREAKING PART 4p F F UL/CSA + Ekip G Hi-Touch LSIG In250 XT5 4p UL/CSA | 25:U | XT5SU425AZFF000XXX |  | https://new.abb.com/products/en/1SDA102693R1 | https://new.abb.com/products/en/1SDA102828R1
25 | U | XT5SU430APFF000XXX | 1SDA102693R1+1SDA102797R1 | XT5S 400 BREAKING PART 4p F F UL/CSA + Ekip Touch LSI In=300 XT5 4p UL/CSA | 25:U | XT5SU430APFF000XXX |  | https://new.abb.com/products/en/1SDA102693R1 | https://new.abb.com/products/en/1SDA102797R1
25 | U | XT5SU430AQFF000XXX | 1SDA102693R1+1SDA102801R1 | XT5S 400 BREAKING PART 4p F F UL/CSA + Ekip Touch LSIG In=300 XT5 4p UL/CSA | 25:U | XT5SU430AQFF000XXX |  | https://new.abb.com/products/en/1SDA102693R1 | https://new.abb.com/products/en/1SDA102801R1
25 | U | XT5SU430ARFF000XXX | 1SDA102693R1+1SDA102805R1 | XT5S 400 BREAKING PART 4p F F UL/CSA + Ekip Touch Meas.LSI In300 XT5 4p UL/CSA | 25:U | XT5SU430ARFF000XXX |  | https://new.abb.com/products/en/1SDA102693R1 | https://new.abb.com/products/en/1SDA102805R1
25 | U | XT5SU430ASFF000XXX | 1SDA102693R1+1SDA102809R1 | XT5S 400 BREAKING PART 4p F F UL/CSA + Ekip Touch Meas.LSIG In300 XT5 4p UL/CSA | 25:U | XT5SU430ASFF000XXX |  | https://new.abb.com/products/en/1SDA102693R1 | https://new.abb.com/products/en/1SDA102809R1
25 | U | XT5SU430ATFF000XXX | 1SDA102693R1+1SDA102813R1 | XT5S 400 BREAKING PART 4p F F UL/CSA + Ekip Hi-Touch LSI In=300 XT5 4p UL/CSA | 25:U | XT5SU430ATFF000XXX |  | https://new.abb.com/products/en/1SDA102693R1 | https://new.abb.com/products/en/1SDA102813R1
25 | U | XT5SU430AUFF000XXX | 1SDA102693R1+1SDA102817R1 | XT5S 400 BREAKING PART 4p F F UL/CSA + Ekip Hi-Touch LSIG In=300 XT5 4p UL/CSA | 25:U | XT5SU430AUFF000XXX |  | https://new.abb.com/products/en/1SDA102693R1 | https://new.abb.com/products/en/1SDA102817R1
25 | U | XT5SU430AXFF000XXX | 1SDA102693R1+1SDA102821R1 | XT5S 400 BREAKING PART 4p F F UL/CSA + Ekip G Dip LS/I In=300 4p UL/CSA XT5 | 25:U | XT5SU430AXFF000XXX |  | https://new.abb.com/products/en/1SDA102693R1 | https://new.abb.com/products/en/1SDA102821R1
25 | U | XT5SU430AYFF000XXX | 1SDA102693R1+1SDA102825R1 | XT5S 400 BREAKING PART 4p F F UL/CSA + Ekip G Touch LSIG In=300 XT5 4p UL/CSA | 25:U | XT5SU430AYFF000XXX |  | https://new.abb.com/products/en/1SDA102693R1 | https://new.abb.com/products/en/1SDA102825R1
25 | U | XT5SU430AZFF000XXX | 1SDA102693R1+1SDA102829R1 | XT5S 400 BREAKING PART 4p F F UL/CSA + Ekip G Hi-Touch LSIG In300 XT5 4p UL/CSA | 25:U | XT5SU430AZFF000XXX |  | https://new.abb.com/products/en/1SDA102693R1 | https://new.abb.com/products/en/1SDA102829R1
25 | U | XT5SU440APFF000XXX | 1SDA102693R1+1SDA102798R1 | XT5S 400 BREAKING PART 4p F F UL/CSA + Ekip Touch LSI In=400 XT5 4p UL/CSA | 25:U | XT5SU440APFF000XXX |  | https://new.abb.com/products/en/1SDA102693R1 | https://new.abb.com/products/en/1SDA102798R1
25 | U | XT5SU440AQFF000XXX | 1SDA102693R1+1SDA102802R1 | XT5S 400 BREAKING PART 4p F F UL/CSA + Ekip Touch LSIG In=400 XT5 4p UL/CSA | 25:U | XT5SU440AQFF000XXX |  | https://new.abb.com/products/en/1SDA102693R1 | https://new.abb.com/products/en/1SDA102802R1
25 | U | XT5SU440ARFF000XXX | 1SDA102693R1+1SDA102806R1 | XT5S 400 BREAKING PART 4p F F UL/CSA + Ekip Touch Meas.LSI In400 XT5 4p UL/CSA | 25:U | XT5SU440ARFF000XXX |  | https://new.abb.com/products/en/1SDA102693R1 | https://new.abb.com/products/en/1SDA102806R1
25 | U | XT5SU440ASFF000XXX | 1SDA102693R1+1SDA102810R1 | XT5S 400 BREAKING PART 4p F F UL/CSA + Ekip Touch Meas.LSIG In400 XT5 4p UL/CSA | 25:U | XT5SU440ASFF000XXX |  | https://new.abb.com/products/en/1SDA102693R1 | https://new.abb.com/products/en/1SDA102810R1
25 | U | XT5SU440ATFF000XXX | 1SDA102693R1+1SDA102814R1 | XT5S 400 BREAKING PART 4p F F UL/CSA + Ekip Hi-Touch LSI In=400 XT5 4p UL/CSA | 25:U | XT5SU440ATFF000XXX |  | https://new.abb.com/products/en/1SDA102693R1 | https://new.abb.com/products/en/1SDA102814R1
25 | U | XT5SU440AUFF000XXX | 1SDA102693R1+1SDA102818R1 | XT5S 400 BREAKING PART 4p F F UL/CSA + Ekip Hi-Touch LSIG In=400 XT5 4p UL/CSA | 25:U | XT5SU440AUFF000XXX |  | https://new.abb.com/products/en/1SDA102693R1 | https://new.abb.com/products/en/1SDA102818R1
25 | U | XT5SU440AXFF000XXX | 1SDA102693R1+1SDA102822R1 | XT5S 400 BREAKING PART 4p F F UL/CSA + Ekip G Dip LS/I In=400 4p UL/CSA XT5 | 25:U | XT5SU440AXFF000XXX |  | https://new.abb.com/products/en/1SDA102693R1 | https://new.abb.com/products/en/1SDA102822R1
25 | U | XT5SU440AYFF000XXX | 1SDA102693R1+1SDA102826R1 | XT5S 400 BREAKING PART 4p F F UL/CSA + Ekip G Touch LSIG In=400 XT5 4p UL/CSA | 25:U | XT5SU440AYFF000XXX |  | https://new.abb.com/products/en/1SDA102693R1 | https://new.abb.com/products/en/1SDA102826R1
25 | U | XT5SU440AZFF000XXX | 1SDA102693R1+1SDA102830R1 | XT5S 400 BREAKING PART 4p F F UL/CSA + Ekip G Hi-Touch LSIG In400 XT5 4p UL/CSA | 25:U | XT5SU440AZFF000XXX |  | https://new.abb.com/products/en/1SDA102693R1 | https://new.abb.com/products/en/1SDA102830R1
25 | U | XT5SU460BPFF000XXX | 1SDA102694R1+1SDA102799R1 | XT5S 600 BREAKING PART 4p F F UL/CSA + Ekip Touch LSI In=600 XT5 4p UL/CSA | 25:U | XT5SU460BPFF000XXX |  | https://new.abb.com/products/en/1SDA102694R1 | https://new.abb.com/products/en/1SDA102799R1
25 | U | XT5SU460BQFF000XXX | 1SDA102694R1+1SDA102803R1 | XT5S 600 BREAKING PART 4p F F UL/CSA + Ekip Touch LSIG In=600 XT5 4p UL/CSA | 25:U | XT5SU460BQFF000XXX |  | https://new.abb.com/products/en/1SDA102694R1 | https://new.abb.com/products/en/1SDA102803R1
25 | U | XT5SU460BRFF000XXX | 1SDA102694R1+1SDA102807R1 | XT5S 600 BREAKING PART 4p F F UL/CSA + Ekip Touch Meas.LSI In600 XT5 4p UL/CSA | 25:U | XT5SU460BRFF000XXX |  | https://new.abb.com/products/en/1SDA102694R1 | https://new.abb.com/products/en/1SDA102807R1
25 | U | XT5SU460BSFF000XXX | 1SDA102694R1+1SDA102811R1 | XT5S 600 BREAKING PART 4p F F UL/CSA + Ekip Touch Meas.LSIG In600 XT5 4p UL/CSA | 25:U | XT5SU460BSFF000XXX |  | https://new.abb.com/products/en/1SDA102694R1 | https://new.abb.com/products/en/1SDA102811R1
25 | U | XT5SU460BTFF000XXX | 1SDA102694R1+1SDA102815R1 | XT5S 600 BREAKING PART 4p F F UL/CSA + Ekip Hi-Touch LSI In=600 XT5 4p UL/CSA | 25:U | XT5SU460BTFF000XXX |  | https://new.abb.com/products/en/1SDA102694R1 | https://new.abb.com/products/en/1SDA102815R1
25 | U | XT5SU460BUFF000XXX | 1SDA102694R1+1SDA102819R1 | XT5S 600 BREAKING PART 4p F F UL/CSA + Ekip Hi-Touch LSIG In=600 XT5 4p UL/CSA | 25:U | XT5SU460BUFF000XXX |  | https://new.abb.com/products/en/1SDA102694R1 | https://new.abb.com/products/en/1SDA102819R1
25 | U | XT5SU460BXFF000XXX | 1SDA102694R1+1SDA102823R1 | XT5S 600 BREAKING PART 4p F F UL/CSA + Ekip G Dip LS/I In=600 4p UL/CSA XT5 | 25:U | XT5SU460BXFF000XXX |  | https://new.abb.com/products/en/1SDA102694R1 | https://new.abb.com/products/en/1SDA102823R1
25 | U | XT5SU460BYFF000XXX | 1SDA102694R1+1SDA102827R1 | XT5S 600 BREAKING PART 4p F F UL/CSA + Ekip G Touch LSIG In=600 XT5 4p UL/CSA | 25:U | XT5SU460BYFF000XXX |  | https://new.abb.com/products/en/1SDA102694R1 | https://new.abb.com/products/en/1SDA102827R1
25 | U | XT5SU460BZFF000XXX | 1SDA102694R1+1SDA102831R1 | XT5S 600 BREAKING PART 4p F F UL/CSA + Ekip G Hi-Touch LSIG In600 XT5 4p UL/CSA | 25:U | XT5SU460BZFF000XXX |  | https://new.abb.com/products/en/1SDA102694R1 | https://new.abb.com/products/en/1SDA102831R1
25 | U | XT5HU425APFF000XXX | 1SDA102695R1+1SDA102796R1 | XT5H 400 BREAKING PART 4p F F UL/CSA + Ekip Touch LSI In=250 XT5 4p UL/CSA | 25:U | XT5HU425APFF000XXX |  | https://new.abb.com/products/en/1SDA102695R1 | https://new.abb.com/products/en/1SDA102796R1
25 | U | XT5HU425AQFF000XXX | 1SDA102695R1+1SDA102800R1 | XT5H 400 BREAKING PART 4p F F UL/CSA + Ekip Touch LSIG In=250 XT5 4p UL/CSA | 25:U | XT5HU425AQFF000XXX |  | https://new.abb.com/products/en/1SDA102695R1 | https://new.abb.com/products/en/1SDA102800R1
25 | U | XT5HU425ARFF000XXX | 1SDA102695R1+1SDA102804R1 | XT5H 400 BREAKING PART 4p F F UL/CSA + Ekip Touch Meas.LSI In250 XT5 4p UL/CSA | 25:U | XT5HU425ARFF000XXX |  | https://new.abb.com/products/en/1SDA102695R1 | https://new.abb.com/products/en/1SDA102804R1
25 | U | XT5HU425ASFF000XXX | 1SDA102695R1+1SDA102808R1 | XT5H 400 BREAKING PART 4p F F UL/CSA + Ekip Touch Meas.LSIG In250 XT5 4p UL/CSA | 25:U | XT5HU425ASFF000XXX |  | https://new.abb.com/products/en/1SDA102695R1 | https://new.abb.com/products/en/1SDA102808R1
25 | U | XT5HU425ATFF000XXX | 1SDA102695R1+1SDA102812R1 | XT5H 400 BREAKING PART 4p F F UL/CSA + Ekip Hi-Touch LSI In=250 XT5 4p UL/CSA | 25:U | XT5HU425ATFF000XXX |  | https://new.abb.com/products/en/1SDA102695R1 | https://new.abb.com/products/en/1SDA102812R1
25 | U | XT5HU425AUFF000XXX | 1SDA102695R1+1SDA102816R1 | XT5H 400 BREAKING PART 4p F F UL/CSA + Ekip Hi-Touch LSIG In=250 XT5 4p UL/CSA | 25:U | XT5HU425AUFF000XXX |  | https://new.abb.com/products/en/1SDA102695R1 | https://new.abb.com/products/en/1SDA102816R1
25 | U | XT5HU425AXFF000XXX | 1SDA102695R1+1SDA102820R1 | XT5H 400 BREAKING PART 4p F F UL/CSA + Ekip G Dip LS/I In=250 4p UL/CSA XT5 | 25:U | XT5HU425AXFF000XXX |  | https://new.abb.com/products/en/1SDA102695R1 | https://new.abb.com/products/en/1SDA102820R1
25 | U | XT5HU425AYFF000XXX | 1SDA102695R1+1SDA102824R1 | XT5H 400 BREAKING PART 4p F F UL/CSA + Ekip G Touch LSIG In=250 XT5 4p UL/CSA | 25:U | XT5HU425AYFF000XXX |  | https://new.abb.com/products/en/1SDA102695R1 | https://new.abb.com/products/en/1SDA102824R1
25 | U | XT5HU425AZFF000XXX | 1SDA102695R1+1SDA102828R1 | XT5H 400 BREAKING PART 4p F F UL/CSA + Ekip G Hi-Touch LSIG In250 XT5 4p UL/CSA | 25:U | XT5HU425AZFF000XXX |  | https://new.abb.com/products/en/1SDA102695R1 | https://new.abb.com/products/en/1SDA102828R1
25 | U | XT5HU430APFF000XXX | 1SDA102695R1+1SDA102797R1 | XT5H 400 BREAKING PART 4p F F UL/CSA + Ekip Touch LSI In=300 XT5 4p UL/CSA | 25:U | XT5HU430APFF000XXX |  | https://new.abb.com/products/en/1SDA102695R1 | https://new.abb.com/products/en/1SDA102797R1
25 | U | XT5HU430AQFF000XXX | 1SDA102695R1+1SDA102801R1 | XT5H 400 BREAKING PART 4p F F UL/CSA + Ekip Touch LSIG In=300 XT5 4p UL/CSA | 25:U | XT5HU430AQFF000XXX |  | https://new.abb.com/products/en/1SDA102695R1 | https://new.abb.com/products/en/1SDA102801R1
25 | U | XT5HU430ARFF000XXX | 1SDA102695R1+1SDA102805R1 | XT5H 400 BREAKING PART 4p F F UL/CSA + Ekip Touch Meas.LSI In300 XT5 4p UL/CSA | 25:U | XT5HU430ARFF000XXX |  | https://new.abb.com/products/en/1SDA102695R1 | https://new.abb.com/products/en/1SDA102805R1
25 | U | XT5HU430ASFF000XXX | 1SDA102695R1+1SDA102809R1 | XT5H 400 BREAKING PART 4p F F UL/CSA + Ekip Touch Meas.LSIG In300 XT5 4p UL/CSA | 25:U | XT5HU430ASFF000XXX |  | https://new.abb.com/products/en/1SDA102695R1 | https://new.abb.com/products/en/1SDA102809R1
25 | U | XT5HU430ATFF000XXX | 1SDA102695R1+1SDA102813R1 | XT5H 400 BREAKING PART 4p F F UL/CSA + Ekip Hi-Touch LSI In=300 XT5 4p UL/CSA | 25:U | XT5HU430ATFF000XXX |  | https://new.abb.com/products/en/1SDA102695R1 | https://new.abb.com/products/en/1SDA102813R1
25 | U | XT5HU430AUFF000XXX | 1SDA102695R1+1SDA102817R1 | XT5H 400 BREAKING PART 4p F F UL/CSA + Ekip Hi-Touch LSIG In=300 XT5 4p UL/CSA | 25:U | XT5HU430AUFF000XXX |  | https://new.abb.com/products/en/1SDA102695R1 | https://new.abb.com/products/en/1SDA102817R1
25 | U | XT5HU430AXFF000XXX | 1SDA102695R1+1SDA102821R1 | XT5H 400 BREAKING PART 4p F F UL/CSA + Ekip G Dip LS/I In=300 4p UL/CSA XT5 | 25:U | XT5HU430AXFF000XXX |  | https://new.abb.com/products/en/1SDA102695R1 | https://new.abb.com/products/en/1SDA102821R1
25 | U | XT5HU430AYFF000XXX | 1SDA102695R1+1SDA102825R1 | XT5H 400 BREAKING PART 4p F F UL/CSA + Ekip G Touch LSIG In=300 XT5 4p UL/CSA | 25:U | XT5HU430AYFF000XXX |  | https://new.abb.com/products/en/1SDA102695R1 | https://new.abb.com/products/en/1SDA102825R1
25 | U | XT5HU430AZFF000XXX | 1SDA102695R1+1SDA102829R1 | XT5H 400 BREAKING PART 4p F F UL/CSA + Ekip G Hi-Touch LSIG In300 XT5 4p UL/CSA | 25:U | XT5HU430AZFF000XXX |  | https://new.abb.com/products/en/1SDA102695R1 | https://new.abb.com/products/en/1SDA102829R1
25 | U | XT5HU440APFF000XXX | 1SDA102695R1+1SDA102798R1 | XT5H 400 BREAKING PART 4p F F UL/CSA + Ekip Touch LSI In=400 XT5 4p UL/CSA | 25:U | XT5HU440APFF000XXX |  | https://new.abb.com/products/en/1SDA102695R1 | https://new.abb.com/products/en/1SDA102798R1
25 | U | XT5HU440AQFF000XXX | 1SDA102695R1+1SDA102802R1 | XT5H 400 BREAKING PART 4p F F UL/CSA + Ekip Touch LSIG In=400 XT5 4p UL/CSA | 25:U | XT5HU440AQFF000XXX |  | https://new.abb.com/products/en/1SDA102695R1 | https://new.abb.com/products/en/1SDA102802R1
25 | U | XT5HU440ARFF000XXX | 1SDA102695R1+1SDA102806R1 | XT5H 400 BREAKING PART 4p F F UL/CSA + Ekip Touch Meas.LSI In400 XT5 4p UL/CSA | 25:U | XT5HU440ARFF000XXX |  | https://new.abb.com/products/en/1SDA102695R1 | https://new.abb.com/products/en/1SDA102806R1
25 | U | XT5HU440ASFF000XXX | 1SDA102695R1+1SDA102810R1 | XT5H 400 BREAKING PART 4p F F UL/CSA + Ekip Touch Meas.LSIG In400 XT5 4p UL/CSA | 25:U | XT5HU440ASFF000XXX |  | https://new.abb.com/products/en/1SDA102695R1 | https://new.abb.com/products/en/1SDA102810R1
25 | U | XT5HU440ATFF000XXX | 1SDA102695R1+1SDA102814R1 | XT5H 400 BREAKING PART 4p F F UL/CSA + Ekip Hi-Touch LSI In=400 XT5 4p UL/CSA | 25:U | XT5HU440ATFF000XXX |  | https://new.abb.com/products/en/1SDA102695R1 | https://new.abb.com/products/en/1SDA102814R1
25 | U | XT5HU440AUFF000XXX | 1SDA102695R1+1SDA102818R1 | XT5H 400 BREAKING PART 4p F F UL/CSA + Ekip Hi-Touch LSIG In=400 XT5 4p UL/CSA | 25:U | XT5HU440AUFF000XXX |  | https://new.abb.com/products/en/1SDA102695R1 | https://new.abb.com/products/en/1SDA102818R1
25 | U | XT5HU440AXFF000XXX | 1SDA102695R1+1SDA102822R1 | XT5H 400 BREAKING PART 4p F F UL/CSA + Ekip G Dip LS/I In=400 4p UL/CSA XT5 | 25:U | XT5HU440AXFF000XXX |  | https://new.abb.com/products/en/1SDA102695R1 | https://new.abb.com/products/en/1SDA102822R1
25 | U | XT5HU440AYFF000XXX | 1SDA102695R1+1SDA102826R1 | XT5H 400 BREAKING PART 4p F F UL/CSA + Ekip G Touch LSIG In=400 XT5 4p UL/CSA | 25:U | XT5HU440AYFF000XXX |  | https://new.abb.com/products/en/1SDA102695R1 | https://new.abb.com/products/en/1SDA102826R1
25 | U | XT5HU440AZFF000XXX | 1SDA102695R1+1SDA102830R1 | XT5H 400 BREAKING PART 4p F F UL/CSA + Ekip G Hi-Touch LSIG In400 XT5 4p UL/CSA | 25:U | XT5HU440AZFF000XXX |  | https://new.abb.com/products/en/1SDA102695R1 | https://new.abb.com/products/en/1SDA102830R1
25 | U | XT5HU460BPFF000XXX | 1SDA102696R1+1SDA102799R1 | XT5H 600 BREAKING PART 4p F F UL/CSA + Ekip Touch LSI In=600 XT5 4p UL/CSA | 25:U | XT5HU460BPFF000XXX |  | https://new.abb.com/products/en/1SDA102696R1 | https://new.abb.com/products/en/1SDA102799R1
25 | U | XT5HU460BQFF000XXX | 1SDA102696R1+1SDA102803R1 | XT5H 600 BREAKING PART 4p F F UL/CSA + Ekip Touch LSIG In=600 XT5 4p UL/CSA | 25:U | XT5HU460BQFF000XXX |  | https://new.abb.com/products/en/1SDA102696R1 | https://new.abb.com/products/en/1SDA102803R1
25 | U | XT5HU460BRFF000XXX | 1SDA102696R1+1SDA102807R1 | XT5H 600 BREAKING PART 4p F F UL/CSA + Ekip Touch Meas.LSI In600 XT5 4p UL/CSA | 25:U | XT5HU460BRFF000XXX |  | https://new.abb.com/products/en/1SDA102696R1 | https://new.abb.com/products/en/1SDA102807R1
25 | U | XT5HU460BSFF000XXX | 1SDA102696R1+1SDA102811R1 | XT5H 600 BREAKING PART 4p F F UL/CSA + Ekip Touch Meas.LSIG In600 XT5 4p UL/CSA | 25:U | XT5HU460BSFF000XXX |  | https://new.abb.com/products/en/1SDA102696R1 | https://new.abb.com/products/en/1SDA102811R1
25 | U | XT5HU460BTFF000XXX | 1SDA102696R1+1SDA102815R1 | XT5H 600 BREAKING PART 4p F F UL/CSA + Ekip Hi-Touch LSI In=600 XT5 4p UL/CSA | 25:U | XT5HU460BTFF000XXX |  | https://new.abb.com/products/en/1SDA102696R1 | https://new.abb.com/products/en/1SDA102815R1
25 | U | XT5HU460BUFF000XXX | 1SDA102696R1+1SDA102819R1 | XT5H 600 BREAKING PART 4p F F UL/CSA + Ekip Hi-Touch LSIG In=600 XT5 4p UL/CSA | 25:U | XT5HU460BUFF000XXX |  | https://new.abb.com/products/en/1SDA102696R1 | https://new.abb.com/products/en/1SDA102819R1
25 | U | XT5HU460BXFF000XXX | 1SDA102696R1+1SDA102823R1 | XT5H 600 BREAKING PART 4p F F UL/CSA + Ekip G Dip LS/I In=600 4p UL/CSA XT5 | 25:U | XT5HU460BXFF000XXX |  | https://new.abb.com/products/en/1SDA102696R1 | https://new.abb.com/products/en/1SDA102823R1
25 | U | XT5HU460BYFF000XXX | 1SDA102696R1+1SDA102827R1 | XT5H 600 BREAKING PART 4p F F UL/CSA + Ekip G Touch LSIG In=600 XT5 4p UL/CSA | 25:U | XT5HU460BYFF000XXX |  | https://new.abb.com/products/en/1SDA102696R1 | https://new.abb.com/products/en/1SDA102827R1
25 | U | XT5HU460BZFF000XXX | 1SDA102696R1+1SDA102831R1 | XT5H 600 BREAKING PART 4p F F UL/CSA + Ekip G Hi-Touch LSIG In600 XT5 4p UL/CSA | 25:U | XT5HU460BZFF000XXX |  | https://new.abb.com/products/en/1SDA102696R1 | https://new.abb.com/products/en/1SDA102831R1
25 | U | XT5LU425AEFF000XXX | 1SDA102697R1+1SDA102784R1 | XT5L 400 BREAKING PART 4p F F UL/CSA + Ekip Dip LS/I In=250 XT5 4p UL/CSA | 25:U | XT5LU425AEFF000XXX |  | https://new.abb.com/products/en/1SDA102697R1 | https://new.abb.com/products/en/1SDA102784R1
25 | U | XT5LU425AFFF000XXX | 1SDA102697R1+1SDA102788R1 | XT5L 400 BREAKING PART 4p F F UL/CSA + Ekip Dip LSI In=250 XT5 4p UL/CSA | 25:U | XT5LU425AFFF000XXX |  | https://new.abb.com/products/en/1SDA102697R1 | https://new.abb.com/products/en/1SDA102788R1
25 | U | XT5LU425AGFF000XXX | 1SDA102697R1+1SDA102792R1 | XT5L 400 BREAKING PART 4p F F UL/CSA + Ekip Dip LSIG In=250 XT5 4p UL/CSA | 25:U | XT5LU425AGFF000XXX |  | https://new.abb.com/products/en/1SDA102697R1 | https://new.abb.com/products/en/1SDA102792R1
25 | U | XT5LU425APFF000XXX | 1SDA102697R1+1SDA102796R1 | XT5L 400 BREAKING PART 4p F F UL/CSA + Ekip Touch LSI In=250 XT5 4p UL/CSA | 25:U | XT5LU425APFF000XXX |  | https://new.abb.com/products/en/1SDA102697R1 | https://new.abb.com/products/en/1SDA102796R1
25 | U | XT5LU425AQFF000XXX | 1SDA102697R1+1SDA102800R1 | XT5L 400 BREAKING PART 4p F F UL/CSA + Ekip Touch LSIG In=250 XT5 4p UL/CSA | 25:U | XT5LU425AQFF000XXX |  | https://new.abb.com/products/en/1SDA102697R1 | https://new.abb.com/products/en/1SDA102800R1
25 | U | XT5LU425ARFF000XXX | 1SDA102697R1+1SDA102804R1 | XT5L 400 BREAKING PART 4p F F UL/CSA + Ekip Touch Meas.LSI In250 XT5 4p UL/CSA | 25:U | XT5LU425ARFF000XXX |  | https://new.abb.com/products/en/1SDA102697R1 | https://new.abb.com/products/en/1SDA102804R1
25 | U | XT5LU425ASFF000XXX | 1SDA102697R1+1SDA102808R1 | XT5L 400 BREAKING PART 4p F F UL/CSA + Ekip Touch Meas.LSIG In250 XT5 4p UL/CSA | 25:U | XT5LU425ASFF000XXX |  | https://new.abb.com/products/en/1SDA102697R1 | https://new.abb.com/products/en/1SDA102808R1
25 | U | XT5LU425ATFF000XXX | 1SDA102697R1+1SDA102812R1 | XT5L 400 BREAKING PART 4p F F UL/CSA + Ekip Hi-Touch LSI In=250 XT5 4p UL/CSA | 25:U | XT5LU425ATFF000XXX |  | https://new.abb.com/products/en/1SDA102697R1 | https://new.abb.com/products/en/1SDA102812R1
25 | U | XT5LU425AUFF000XXX | 1SDA102697R1+1SDA102816R1 | XT5L 400 BREAKING PART 4p F F UL/CSA + Ekip Hi-Touch LSIG In=250 XT5 4p UL/CSA | 25:U | XT5LU425AUFF000XXX |  | https://new.abb.com/products/en/1SDA102697R1 | https://new.abb.com/products/en/1SDA102816R1
25 | U | XT5LU425AXFF000XXX | 1SDA102697R1+1SDA102820R1 | XT5L 400 BREAKING PART 4p F F UL/CSA + Ekip G Dip LS/I In=250 4p UL/CSA XT5 | 25:U | XT5LU425AXFF000XXX |  | https://new.abb.com/products/en/1SDA102697R1 | https://new.abb.com/products/en/1SDA102820R1
25 | U | XT5LU425AYFF000XXX | 1SDA102697R1+1SDA102824R1 | XT5L 400 BREAKING PART 4p F F UL/CSA + Ekip G Touch LSIG In=250 XT5 4p UL/CSA | 25:U | XT5LU425AYFF000XXX |  | https://new.abb.com/products/en/1SDA102697R1 | https://new.abb.com/products/en/1SDA102824R1
25 | U | XT5LU425AZFF000XXX | 1SDA102697R1+1SDA102828R1 | XT5L 400 BREAKING PART 4p F F UL/CSA + Ekip G Hi-Touch LSIG In250 XT5 4p UL/CSA | 25:U | XT5LU425AZFF000XXX |  | https://new.abb.com/products/en/1SDA102697R1 | https://new.abb.com/products/en/1SDA102828R1
25 | U | XT5LU425ACFF000XXX | 1SDA102697R1+1SDA102832R1 | XT5L 400 BREAKING PART 4p F F UL/CSA + Ekip Dip LIG In=250 XT5 4p UL/CSA | 25:U | XT5LU425ACFF000XXX |  | https://new.abb.com/products/en/1SDA102697R1 | https://new.abb.com/products/en/1SDA102832R1
25 | U | XT5LU430ABFF000XXX | 1SDA102697R1+1SDA102780R1 | XT5L 400 BREAKING PART 4p F F UL/CSA + TMA 300-3000 XT5 4p InN=100%In UL/CSA | 25:U | XT5LU430ABFF000XXX |  | https://new.abb.com/products/en/1SDA102697R1 | https://new.abb.com/products/en/1SDA102780R1
25 | U | XT5LU430AEFF000XXX | 1SDA102697R1+1SDA102785R1 | XT5L 400 BREAKING PART 4p F F UL/CSA + Ekip Dip LS/I In=300 XT5 4p UL/CSA | 25:U | XT5LU430AEFF000XXX |  | https://new.abb.com/products/en/1SDA102697R1 | https://new.abb.com/products/en/1SDA102785R1
25 | U | XT5LU430AFFF000XXX | 1SDA102697R1+1SDA102789R1 | XT5L 400 BREAKING PART 4p F F UL/CSA + Ekip Dip LSI In=300 XT5 4p UL/CSA | 25:U | XT5LU430AFFF000XXX |  | https://new.abb.com/products/en/1SDA102697R1 | https://new.abb.com/products/en/1SDA102789R1
25 | U | XT5LU430AGFF000XXX | 1SDA102697R1+1SDA102793R1 | XT5L 400 BREAKING PART 4p F F UL/CSA + Ekip Dip LSIG In=300 XT5 4p UL/CSA | 25:U | XT5LU430AGFF000XXX |  | https://new.abb.com/products/en/1SDA102697R1 | https://new.abb.com/products/en/1SDA102793R1
25 | U | XT5LU430APFF000XXX | 1SDA102697R1+1SDA102797R1 | XT5L 400 BREAKING PART 4p F F UL/CSA + Ekip Touch LSI In=300 XT5 4p UL/CSA | 25:U | XT5LU430APFF000XXX |  | https://new.abb.com/products/en/1SDA102697R1 | https://new.abb.com/products/en/1SDA102797R1
25 | U | XT5LU430AQFF000XXX | 1SDA102697R1+1SDA102801R1 | XT5L 400 BREAKING PART 4p F F UL/CSA + Ekip Touch LSIG In=300 XT5 4p UL/CSA | 25:U | XT5LU430AQFF000XXX |  | https://new.abb.com/products/en/1SDA102697R1 | https://new.abb.com/products/en/1SDA102801R1
25 | U | XT5LU430ARFF000XXX | 1SDA102697R1+1SDA102805R1 | XT5L 400 BREAKING PART 4p F F UL/CSA + Ekip Touch Meas.LSI In300 XT5 4p UL/CSA | 25:U | XT5LU430ARFF000XXX |  | https://new.abb.com/products/en/1SDA102697R1 | https://new.abb.com/products/en/1SDA102805R1
25 | U | XT5LU430ASFF000XXX | 1SDA102697R1+1SDA102809R1 | XT5L 400 BREAKING PART 4p F F UL/CSA + Ekip Touch Meas.LSIG In300 XT5 4p UL/CSA | 25:U | XT5LU430ASFF000XXX |  | https://new.abb.com/products/en/1SDA102697R1 | https://new.abb.com/products/en/1SDA102809R1
25 | U | XT5LU430ATFF000XXX | 1SDA102697R1+1SDA102813R1 | XT5L 400 BREAKING PART 4p F F UL/CSA + Ekip Hi-Touch LSI In=300 XT5 4p UL/CSA | 25:U | XT5LU430ATFF000XXX |  | https://new.abb.com/products/en/1SDA102697R1 | https://new.abb.com/products/en/1SDA102813R1
25 | U | XT5LU430AUFF000XXX | 1SDA102697R1+1SDA102817R1 | XT5L 400 BREAKING PART 4p F F UL/CSA + Ekip Hi-Touch LSIG In=300 XT5 4p UL/CSA | 25:U | XT5LU430AUFF000XXX |  | https://new.abb.com/products/en/1SDA102697R1 | https://new.abb.com/products/en/1SDA102817R1
25 | U | XT5LU430AXFF000XXX | 1SDA102697R1+1SDA102821R1 | XT5L 400 BREAKING PART 4p F F UL/CSA + Ekip G Dip LS/I In=300 4p UL/CSA XT5 | 25:U | XT5LU430AXFF000XXX |  | https://new.abb.com/products/en/1SDA102697R1 | https://new.abb.com/products/en/1SDA102821R1
25 | U | XT5LU430AYFF000XXX | 1SDA102697R1+1SDA102825R1 | XT5L 400 BREAKING PART 4p F F UL/CSA + Ekip G Touch LSIG In=300 XT5 4p UL/CSA | 25:U | XT5LU430AYFF000XXX |  | https://new.abb.com/products/en/1SDA102697R1 | https://new.abb.com/products/en/1SDA102825R1
25 | U | XT5LU430AZFF000XXX | 1SDA102697R1+1SDA102829R1 | XT5L 400 BREAKING PART 4p F F UL/CSA + Ekip G Hi-Touch LSIG In300 XT5 4p UL/CSA | 25:U | XT5LU430AZFF000XXX |  | https://new.abb.com/products/en/1SDA102697R1 | https://new.abb.com/products/en/1SDA102829R1
25 | U | XT5LU430ACFF000XXX | 1SDA102697R1+1SDA102833R1 | XT5L 400 BREAKING PART 4p F F UL/CSA + Ekip Dip LIG In=300 XT5 4p UL/CSA | 25:U | XT5LU430ACFF000XXX |  | https://new.abb.com/products/en/1SDA102697R1 | https://new.abb.com/products/en/1SDA102833R1
25 | U | XT5LU430ANFF000XXX | 1SDA102697R1+1SDA107795R1 | XT5L 400 BREAKING PART 4p F F UL/CSA + TMG 300-3000 XT5 4p InN=100%In UL/CSA | 25:U | XT5LU430ANFF000XXX |  | https://new.abb.com/products/en/1SDA102697R1 | https://new.abb.com/products/en/1SDA107795R1
25 | U | XT5LU440ABFF000XXX | 1SDA102697R1+1SDA102781R1 | XT5L 400 BREAKING PART 4p F F UL/CSA + TMA 400-4000 XT5 4p InN=100%In UL/CSA | 25:U | XT5LU440ABFF000XXX |  | https://new.abb.com/products/en/1SDA102697R1 | https://new.abb.com/products/en/1SDA102781R1
25 | U | XT5LU440AFFF000XXX | 1SDA102697R1+1SDA102790R1 | XT5L 400 BREAKING PART 4p F F UL/CSA + Ekip Dip LSI In=400 XT5 4p UL/CSA | 25:U | XT5LU440AFFF000XXX |  | https://new.abb.com/products/en/1SDA102697R1 | https://new.abb.com/products/en/1SDA102790R1
25 | U | XT5LU440AEFF000XXX | 1SDA102697R1+1SDA102786R1 | XT5L 400 BREAKING PART 4p F F UL/CSA + Ekip Dip LS/I In=400 XT5 4p UL/CSA | 25:U | XT5LU440AEFF000XXX |  | https://new.abb.com/products/en/1SDA102697R1 | https://new.abb.com/products/en/1SDA102786R1
25 | U | XT5LU440AGFF000XXX | 1SDA102697R1+1SDA102794R1 | XT5L 400 BREAKING PART 4p F F UL/CSA + Ekip Dip LSIG In=400 XT5 4p UL/CSA | 25:U | XT5LU440AGFF000XXX |  | https://new.abb.com/products/en/1SDA102697R1 | https://new.abb.com/products/en/1SDA102794R1
25 | U | XT5LU440APFF000XXX | 1SDA102697R1+1SDA102798R1 | XT5L 400 BREAKING PART 4p F F UL/CSA + Ekip Touch LSI In=400 XT5 4p UL/CSA | 25:U | XT5LU440APFF000XXX |  | https://new.abb.com/products/en/1SDA102697R1 | https://new.abb.com/products/en/1SDA102798R1
25 | U | XT5LU440AQFF000XXX | 1SDA102697R1+1SDA102802R1 | XT5L 400 BREAKING PART 4p F F UL/CSA + Ekip Touch LSIG In=400 XT5 4p UL/CSA | 25:U | XT5LU440AQFF000XXX |  | https://new.abb.com/products/en/1SDA102697R1 | https://new.abb.com/products/en/1SDA102802R1
25 | U | XT5LU440ARFF000XXX | 1SDA102697R1+1SDA102806R1 | XT5L 400 BREAKING PART 4p F F UL/CSA + Ekip Touch Meas.LSI In400 XT5 4p UL/CSA | 25:U | XT5LU440ARFF000XXX |  | https://new.abb.com/products/en/1SDA102697R1 | https://new.abb.com/products/en/1SDA102806R1
25 | U | XT5LU440ASFF000XXX | 1SDA102697R1+1SDA102810R1 | XT5L 400 BREAKING PART 4p F F UL/CSA + Ekip Touch Meas.LSIG In400 XT5 4p UL/CSA | 25:U | XT5LU440ASFF000XXX |  | https://new.abb.com/products/en/1SDA102697R1 | https://new.abb.com/products/en/1SDA102810R1
25 | U | XT5LU440ATFF000XXX | 1SDA102697R1+1SDA102814R1 | XT5L 400 BREAKING PART 4p F F UL/CSA + Ekip Hi-Touch LSI In=400 XT5 4p UL/CSA | 25:U | XT5LU440ATFF000XXX |  | https://new.abb.com/products/en/1SDA102697R1 | https://new.abb.com/products/en/1SDA102814R1
25 | U | XT5LU440AUFF000XXX | 1SDA102697R1+1SDA102818R1 | XT5L 400 BREAKING PART 4p F F UL/CSA + Ekip Hi-Touch LSIG In=400 XT5 4p UL/CSA | 25:U | XT5LU440AUFF000XXX |  | https://new.abb.com/products/en/1SDA102697R1 | https://new.abb.com/products/en/1SDA102818R1
25 | U | XT5LU440AXFF000XXX | 1SDA102697R1+1SDA102822R1 | XT5L 400 BREAKING PART 4p F F UL/CSA + Ekip G Dip LS/I In=400 4p UL/CSA XT5 | 25:U | XT5LU440AXFF000XXX |  | https://new.abb.com/products/en/1SDA102697R1 | https://new.abb.com/products/en/1SDA102822R1
25 | U | XT5LU440AYFF000XXX | 1SDA102697R1+1SDA102826R1 | XT5L 400 BREAKING PART 4p F F UL/CSA + Ekip G Touch LSIG In=400 XT5 4p UL/CSA | 25:U | XT5LU440AYFF000XXX |  | https://new.abb.com/products/en/1SDA102697R1 | https://new.abb.com/products/en/1SDA102826R1
25 | U | XT5LU440AZFF000XXX | 1SDA102697R1+1SDA102830R1 | XT5L 400 BREAKING PART 4p F F UL/CSA + Ekip G Hi-Touch LSIG In400 XT5 4p UL/CSA | 25:U | XT5LU440AZFF000XXX |  | https://new.abb.com/products/en/1SDA102697R1 | https://new.abb.com/products/en/1SDA102830R1
25 | U | XT5LU440ACFF000XXX | 1SDA102697R1+1SDA102834R1 | XT5L 400 BREAKING PART 4p F F UL/CSA + Ekip Dip LIG In=400 XT5 4p UL/CSA | 25:U | XT5LU440ACFF000XXX |  | https://new.abb.com/products/en/1SDA102697R1 | https://new.abb.com/products/en/1SDA102834R1
25 | U | XT5LU440ANFF000XXX | 1SDA102697R1+1SDA107796R1 | XT5L 400 BREAKING PART 4p F F UL/CSA + TMG 400-4000 XT5 4p InN=100%In UL/CSA | 25:U | XT5LU440ANFF000XXX |  | https://new.abb.com/products/en/1SDA102697R1 | https://new.abb.com/products/en/1SDA107796R1
25 | U | XT5LU460BBFF000XXX | 1SDA102698R1+1SDA102783R1 | XT5L 600 BREAKING PART 4p F F UL/CSA + TMA 600-6000 XT5 4p InN=100%In UL/CSA | 25:U | XT5LU460BBFF000XXX |  | https://new.abb.com/products/en/1SDA102698R1 | https://new.abb.com/products/en/1SDA102783R1
25 | U | XT5LU460BEFF000XXX | 1SDA102698R1+1SDA102787R1 | XT5L 600 BREAKING PART 4p F F UL/CSA + Ekip Dip LS/I In=600 XT5 4p UL/CSA | 25:U | XT5LU460BEFF000XXX |  | https://new.abb.com/products/en/1SDA102698R1 | https://new.abb.com/products/en/1SDA102787R1
25 | U | XT5LU460BFFF000XXX | 1SDA102698R1+1SDA102791R1 | XT5L 600 BREAKING PART 4p F F UL/CSA + Ekip Dip LSI In=600 XT5 4p UL/CSA | 25:U | XT5LU460BFFF000XXX |  | https://new.abb.com/products/en/1SDA102698R1 | https://new.abb.com/products/en/1SDA102791R1
25 | U | XT5LU460BGFF000XXX | 1SDA102698R1+1SDA102795R1 | XT5L 600 BREAKING PART 4p F F UL/CSA + Ekip Dip LSIG In=600 XT5 4p UL/CSA | 25:U | XT5LU460BGFF000XXX |  | https://new.abb.com/products/en/1SDA102698R1 | https://new.abb.com/products/en/1SDA102795R1
25 | U | XT5LU460BPFF000XXX | 1SDA102698R1+1SDA102799R1 | XT5L 600 BREAKING PART 4p F F UL/CSA + Ekip Touch LSI In=600 XT5 4p UL/CSA | 25:U | XT5LU460BPFF000XXX |  | https://new.abb.com/products/en/1SDA102698R1 | https://new.abb.com/products/en/1SDA102799R1
25 | U | XT5LU460BQFF000XXX | 1SDA102698R1+1SDA102803R1 | XT5L 600 BREAKING PART 4p F F UL/CSA + Ekip Touch LSIG In=600 XT5 4p UL/CSA | 25:U | XT5LU460BQFF000XXX |  | https://new.abb.com/products/en/1SDA102698R1 | https://new.abb.com/products/en/1SDA102803R1
25 | U | XT5LU460BRFF000XXX | 1SDA102698R1+1SDA102807R1 | XT5L 600 BREAKING PART 4p F F UL/CSA + Ekip Touch Meas.LSI In600 XT5 4p UL/CSA | 25:U | XT5LU460BRFF000XXX |  | https://new.abb.com/products/en/1SDA102698R1 | https://new.abb.com/products/en/1SDA102807R1
25 | U | XT5LU460BSFF000XXX | 1SDA102698R1+1SDA102811R1 | XT5L 600 BREAKING PART 4p F F UL/CSA + Ekip Touch Meas.LSIG In600 XT5 4p UL/CSA | 25:U | XT5LU460BSFF000XXX |  | https://new.abb.com/products/en/1SDA102698R1 | https://new.abb.com/products/en/1SDA102811R1
25 | U | XT5LU460BTFF000XXX | 1SDA102698R1+1SDA102815R1 | XT5L 600 BREAKING PART 4p F F UL/CSA + Ekip Hi-Touch LSI In=600 XT5 4p UL/CSA | 25:U | XT5LU460BTFF000XXX |  | https://new.abb.com/products/en/1SDA102698R1 | https://new.abb.com/products/en/1SDA102815R1
25 | U | XT5LU460BUFF000XXX | 1SDA102698R1+1SDA102819R1 | XT5L 600 BREAKING PART 4p F F UL/CSA + Ekip Hi-Touch LSIG In=600 XT5 4p UL/CSA | 25:U | XT5LU460BUFF000XXX |  | https://new.abb.com/products/en/1SDA102698R1 | https://new.abb.com/products/en/1SDA102819R1
25 | U | XT5LU460BXFF000XXX | 1SDA102698R1+1SDA102823R1 | XT5L 600 BREAKING PART 4p F F UL/CSA + Ekip G Dip LS/I In=600 4p UL/CSA XT5 | 25:U | XT5LU460BXFF000XXX |  | https://new.abb.com/products/en/1SDA102698R1 | https://new.abb.com/products/en/1SDA102823R1
25 | U | XT5LU460BYFF000XXX | 1SDA102698R1+1SDA102827R1 | XT5L 600 BREAKING PART 4p F F UL/CSA + Ekip G Touch LSIG In=600 XT5 4p UL/CSA | 25:U | XT5LU460BYFF000XXX |  | https://new.abb.com/products/en/1SDA102698R1 | https://new.abb.com/products/en/1SDA102827R1
25 | U | XT5LU460BZFF000XXX | 1SDA102698R1+1SDA102831R1 | XT5L 600 BREAKING PART 4p F F UL/CSA + Ekip G Hi-Touch LSIG In600 XT5 4p UL/CSA | 25:U | XT5LU460BZFF000XXX |  | https://new.abb.com/products/en/1SDA102698R1 | https://new.abb.com/products/en/1SDA102831R1
25 | U | XT5LU460BCFF000XXX | 1SDA102698R1+1SDA102835R1 | XT5L 600 BREAKING PART 4p F F UL/CSA + Ekip Dip LIG In=600 XT5 4p UL/CSA | 25:U | XT5LU460BCFF000XXX |  | https://new.abb.com/products/en/1SDA102698R1 | https://new.abb.com/products/en/1SDA102835R1
25 | U | XT5LU460BNFF000XXX | 1SDA102698R1+1SDA107797R1 | XT5L 600 BREAKING PART 4p F F UL/CSA + TMG 600-6000 XT5 4p InN=100%In UL/CSA | 25:U | XT5LU460BNFF000XXX |  | https://new.abb.com/products/en/1SDA102698R1 | https://new.abb.com/products/en/1SDA107797R1
25 | U | XT5VU425AEFF000XXX | 1SDA102699R1+1SDA102784R1 | XT5V 400 BREAKING PART 4p F F UL/CSA + Ekip Dip LS/I In=250 XT5 4p UL/CSA | 25:U | XT5VU425AEFF000XXX |  | https://new.abb.com/products/en/1SDA102699R1 | https://new.abb.com/products/en/1SDA102784R1
25 | U | XT5VU425AFFF000XXX | 1SDA102699R1+1SDA102788R1 | XT5V 400 BREAKING PART 4p F F UL/CSA + Ekip Dip LSI In=250 XT5 4p UL/CSA | 25:U | XT5VU425AFFF000XXX |  | https://new.abb.com/products/en/1SDA102699R1 | https://new.abb.com/products/en/1SDA102788R1
25 | U | XT5VU425AGFF000XXX | 1SDA102699R1+1SDA102792R1 | XT5V 400 BREAKING PART 4p F F UL/CSA + Ekip Dip LSIG In=250 XT5 4p UL/CSA | 25:U | XT5VU425AGFF000XXX |  | https://new.abb.com/products/en/1SDA102699R1 | https://new.abb.com/products/en/1SDA102792R1
25 | U | XT5VU425APFF000XXX | 1SDA102699R1+1SDA102796R1 | XT5V 400 BREAKING PART 4p F F UL/CSA + Ekip Touch LSI In=250 XT5 4p UL/CSA | 25:U | XT5VU425APFF000XXX |  | https://new.abb.com/products/en/1SDA102699R1 | https://new.abb.com/products/en/1SDA102796R1
25 | U | XT5VU425AQFF000XXX | 1SDA102699R1+1SDA102800R1 | XT5V 400 BREAKING PART 4p F F UL/CSA + Ekip Touch LSIG In=250 XT5 4p UL/CSA | 25:U | XT5VU425AQFF000XXX |  | https://new.abb.com/products/en/1SDA102699R1 | https://new.abb.com/products/en/1SDA102800R1
25 | U | XT5VU425ARFF000XXX | 1SDA102699R1+1SDA102804R1 | XT5V 400 BREAKING PART 4p F F UL/CSA + Ekip Touch Meas.LSI In250 XT5 4p UL/CSA | 25:U | XT5VU425ARFF000XXX |  | https://new.abb.com/products/en/1SDA102699R1 | https://new.abb.com/products/en/1SDA102804R1
25 | U | XT5VU425ASFF000XXX | 1SDA102699R1+1SDA102808R1 | XT5V 400 BREAKING PART 4p F F UL/CSA + Ekip Touch Meas.LSIG In250 XT5 4p UL/CSA | 25:U | XT5VU425ASFF000XXX |  | https://new.abb.com/products/en/1SDA102699R1 | https://new.abb.com/products/en/1SDA102808R1
25 | U | XT5VU425ATFF000XXX | 1SDA102699R1+1SDA102812R1 | XT5V 400 BREAKING PART 4p F F UL/CSA + Ekip Hi-Touch LSI In=250 XT5 4p UL/CSA | 25:U | XT5VU425ATFF000XXX |  | https://new.abb.com/products/en/1SDA102699R1 | https://new.abb.com/products/en/1SDA102812R1
25 | U | XT5VU425AUFF000XXX | 1SDA102699R1+1SDA102816R1 | XT5V 400 BREAKING PART 4p F F UL/CSA + Ekip Hi-Touch LSIG In=250 XT5 4p UL/CSA | 25:U | XT5VU425AUFF000XXX |  | https://new.abb.com/products/en/1SDA102699R1 | https://new.abb.com/products/en/1SDA102816R1
25 | U | XT5VU425AXFF000XXX | 1SDA102699R1+1SDA102820R1 | XT5V 400 BREAKING PART 4p F F UL/CSA + Ekip G Dip LS/I In=250 4p UL/CSA XT5 | 25:U | XT5VU425AXFF000XXX |  | https://new.abb.com/products/en/1SDA102699R1 | https://new.abb.com/products/en/1SDA102820R1
25 | U | XT5VU425AYFF000XXX | 1SDA102699R1+1SDA102824R1 | XT5V 400 BREAKING PART 4p F F UL/CSA + Ekip G Touch LSIG In=250 XT5 4p UL/CSA | 25:U | XT5VU425AYFF000XXX |  | https://new.abb.com/products/en/1SDA102699R1 | https://new.abb.com/products/en/1SDA102824R1
25 | U | XT5VU425AZFF000XXX | 1SDA102699R1+1SDA102828R1 | XT5V 400 BREAKING PART 4p F F UL/CSA + Ekip G Hi-Touch LSIG In250 XT5 4p UL/CSA | 25:U | XT5VU425AZFF000XXX |  | https://new.abb.com/products/en/1SDA102699R1 | https://new.abb.com/products/en/1SDA102828R1
25 | U | XT5VU425ACFF000XXX | 1SDA102699R1+1SDA102832R1 | XT5V 400 BREAKING PART 4p F F UL/CSA + Ekip Dip LIG In=250 XT5 4p UL/CSA | 25:U | XT5VU425ACFF000XXX |  | https://new.abb.com/products/en/1SDA102699R1 | https://new.abb.com/products/en/1SDA102832R1
25 | U | XT5VU430ABFF000XXX | 1SDA102699R1+1SDA102780R1 | XT5V 400 BREAKING PART 4p F F UL/CSA + TMA 300-3000 XT5 4p InN=100%In UL/CSA | 25:U | XT5VU430ABFF000XXX |  | https://new.abb.com/products/en/1SDA102699R1 | https://new.abb.com/products/en/1SDA102780R1
25 | U | XT5VU430AEFF000XXX | 1SDA102699R1+1SDA102785R1 | XT5V 400 BREAKING PART 4p F F UL/CSA + Ekip Dip LS/I In=300 XT5 4p UL/CSA | 25:U | XT5VU430AEFF000XXX |  | https://new.abb.com/products/en/1SDA102699R1 | https://new.abb.com/products/en/1SDA102785R1
25 | U | XT5VU430AFFF000XXX | 1SDA102699R1+1SDA102789R1 | XT5V 400 BREAKING PART 4p F F UL/CSA + Ekip Dip LSI In=300 XT5 4p UL/CSA | 25:U | XT5VU430AFFF000XXX |  | https://new.abb.com/products/en/1SDA102699R1 | https://new.abb.com/products/en/1SDA102789R1
25 | U | XT5VU430AGFF000XXX | 1SDA102699R1+1SDA102793R1 | XT5V 400 BREAKING PART 4p F F UL/CSA + Ekip Dip LSIG In=300 XT5 4p UL/CSA | 25:U | XT5VU430AGFF000XXX |  | https://new.abb.com/products/en/1SDA102699R1 | https://new.abb.com/products/en/1SDA102793R1
25 | U | XT5VU430APFF000XXX | 1SDA102699R1+1SDA102797R1 | XT5V 400 BREAKING PART 4p F F UL/CSA + Ekip Touch LSI In=300 XT5 4p UL/CSA | 25:U | XT5VU430APFF000XXX |  | https://new.abb.com/products/en/1SDA102699R1 | https://new.abb.com/products/en/1SDA102797R1
25 | U | XT5VU430AQFF000XXX | 1SDA102699R1+1SDA102801R1 | XT5V 400 BREAKING PART 4p F F UL/CSA + Ekip Touch LSIG In=300 XT5 4p UL/CSA | 25:U | XT5VU430AQFF000XXX |  | https://new.abb.com/products/en/1SDA102699R1 | https://new.abb.com/products/en/1SDA102801R1
25 | U | XT5VU430ARFF000XXX | 1SDA102699R1+1SDA102805R1 | XT5V 400 BREAKING PART 4p F F UL/CSA + Ekip Touch Meas.LSI In300 XT5 4p UL/CSA | 25:U | XT5VU430ARFF000XXX |  | https://new.abb.com/products/en/1SDA102699R1 | https://new.abb.com/products/en/1SDA102805R1
25 | U | XT5VU430ASFF000XXX | 1SDA102699R1+1SDA102809R1 | XT5V 400 BREAKING PART 4p F F UL/CSA + Ekip Touch Meas.LSIG In300 XT5 4p UL/CSA | 25:U | XT5VU430ASFF000XXX |  | https://new.abb.com/products/en/1SDA102699R1 | https://new.abb.com/products/en/1SDA102809R1
25 | U | XT5VU430ATFF000XXX | 1SDA102699R1+1SDA102813R1 | XT5V 400 BREAKING PART 4p F F UL/CSA + Ekip Hi-Touch LSI In=300 XT5 4p UL/CSA | 25:U | XT5VU430ATFF000XXX |  | https://new.abb.com/products/en/1SDA102699R1 | https://new.abb.com/products/en/1SDA102813R1
25 | U | XT5VU430AUFF000XXX | 1SDA102699R1+1SDA102817R1 | XT5V 400 BREAKING PART 4p F F UL/CSA + Ekip Hi-Touch LSIG In=300 XT5 4p UL/CSA | 25:U | XT5VU430AUFF000XXX |  | https://new.abb.com/products/en/1SDA102699R1 | https://new.abb.com/products/en/1SDA102817R1
25 | U | XT5VU430AXFF000XXX | 1SDA102699R1+1SDA102821R1 | XT5V 400 BREAKING PART 4p F F UL/CSA + Ekip G Dip LS/I In=300 4p UL/CSA XT5 | 25:U | XT5VU430AXFF000XXX |  | https://new.abb.com/products/en/1SDA102699R1 | https://new.abb.com/products/en/1SDA102821R1
25 | U | XT5VU430AYFF000XXX | 1SDA102699R1+1SDA102825R1 | XT5V 400 BREAKING PART 4p F F UL/CSA + Ekip G Touch LSIG In=300 XT5 4p UL/CSA | 25:U | XT5VU430AYFF000XXX |  | https://new.abb.com/products/en/1SDA102699R1 | https://new.abb.com/products/en/1SDA102825R1
25 | U | XT5VU430AZFF000XXX | 1SDA102699R1+1SDA102829R1 | XT5V 400 BREAKING PART 4p F F UL/CSA + Ekip G Hi-Touch LSIG In300 XT5 4p UL/CSA | 25:U | XT5VU430AZFF000XXX |  | https://new.abb.com/products/en/1SDA102699R1 | https://new.abb.com/products/en/1SDA102829R1
25 | U | XT5VU430ACFF000XXX | 1SDA102699R1+1SDA102833R1 | XT5V 400 BREAKING PART 4p F F UL/CSA + Ekip Dip LIG In=300 XT5 4p UL/CSA | 25:U | XT5VU430ACFF000XXX |  | https://new.abb.com/products/en/1SDA102699R1 | https://new.abb.com/products/en/1SDA102833R1
25 | U | XT5VU430ANFF000XXX | 1SDA102699R1+1SDA107795R1 | XT5V 400 BREAKING PART 4p F F UL/CSA + TMG 300-3000 XT5 4p InN=100%In UL/CSA | 25:U | XT5VU430ANFF000XXX |  | https://new.abb.com/products/en/1SDA102699R1 | https://new.abb.com/products/en/1SDA107795R1
25 | U | XT5VU440ABFF000XXX | 1SDA102699R1+1SDA102781R1 | XT5V 400 BREAKING PART 4p F F UL/CSA + TMA 400-4000 XT5 4p InN=100%In UL/CSA | 25:U | XT5VU440ABFF000XXX |  | https://new.abb.com/products/en/1SDA102699R1 | https://new.abb.com/products/en/1SDA102781R1
25 | U | XT5VU440AFFF000XXX | 1SDA102699R1+1SDA102790R1 | XT5V 400 BREAKING PART 4p F F UL/CSA + Ekip Dip LSI In=400 XT5 4p UL/CSA | 25:U | XT5VU440AFFF000XXX |  | https://new.abb.com/products/en/1SDA102699R1 | https://new.abb.com/products/en/1SDA102790R1
25 | U | XT5VU440AEFF000XXX | 1SDA102699R1+1SDA102786R1 | XT5V 400 BREAKING PART 4p F F UL/CSA + Ekip Dip LS/I In=400 XT5 4p UL/CSA | 25:U | XT5VU440AEFF000XXX |  | https://new.abb.com/products/en/1SDA102699R1 | https://new.abb.com/products/en/1SDA102786R1
25 | U | XT5VU440AGFF000XXX | 1SDA102699R1+1SDA102794R1 | XT5V 400 BREAKING PART 4p F F UL/CSA + Ekip Dip LSIG In=400 XT5 4p UL/CSA | 25:U | XT5VU440AGFF000XXX |  | https://new.abb.com/products/en/1SDA102699R1 | https://new.abb.com/products/en/1SDA102794R1
25 | U | XT5VU440APFF000XXX | 1SDA102699R1+1SDA102798R1 | XT5V 400 BREAKING PART 4p F F UL/CSA + Ekip Touch LSI In=400 XT5 4p UL/CSA | 25:U | XT5VU440APFF000XXX |  | https://new.abb.com/products/en/1SDA102699R1 | https://new.abb.com/products/en/1SDA102798R1
25 | U | XT5VU440AQFF000XXX | 1SDA102699R1+1SDA102802R1 | XT5V 400 BREAKING PART 4p F F UL/CSA + Ekip Touch LSIG In=400 XT5 4p UL/CSA | 25:U | XT5VU440AQFF000XXX |  | https://new.abb.com/products/en/1SDA102699R1 | https://new.abb.com/products/en/1SDA102802R1
25 | U | XT5VU440ARFF000XXX | 1SDA102699R1+1SDA102806R1 | XT5V 400 BREAKING PART 4p F F UL/CSA + Ekip Touch Meas.LSI In400 XT5 4p UL/CSA | 25:U | XT5VU440ARFF000XXX |  | https://new.abb.com/products/en/1SDA102699R1 | https://new.abb.com/products/en/1SDA102806R1
25 | U | XT5VU440ASFF000XXX | 1SDA102699R1+1SDA102810R1 | XT5V 400 BREAKING PART 4p F F UL/CSA + Ekip Touch Meas.LSIG In400 XT5 4p UL/CSA | 25:U | XT5VU440ASFF000XXX |  | https://new.abb.com/products/en/1SDA102699R1 | https://new.abb.com/products/en/1SDA102810R1
25 | U | XT5VU440ATFF000XXX | 1SDA102699R1+1SDA102814R1 | XT5V 400 BREAKING PART 4p F F UL/CSA + Ekip Hi-Touch LSI In=400 XT5 4p UL/CSA | 25:U | XT5VU440ATFF000XXX |  | https://new.abb.com/products/en/1SDA102699R1 | https://new.abb.com/products/en/1SDA102814R1
25 | U | XT5VU440AUFF000XXX | 1SDA102699R1+1SDA102818R1 | XT5V 400 BREAKING PART 4p F F UL/CSA + Ekip Hi-Touch LSIG In=400 XT5 4p UL/CSA | 25:U | XT5VU440AUFF000XXX |  | https://new.abb.com/products/en/1SDA102699R1 | https://new.abb.com/products/en/1SDA102818R1
25 | U | XT5VU440AXFF000XXX | 1SDA102699R1+1SDA102822R1 | XT5V 400 BREAKING PART 4p F F UL/CSA + Ekip G Dip LS/I In=400 4p UL/CSA XT5 | 25:U | XT5VU440AXFF000XXX |  | https://new.abb.com/products/en/1SDA102699R1 | https://new.abb.com/products/en/1SDA102822R1
25 | U | XT5VU440AYFF000XXX | 1SDA102699R1+1SDA102826R1 | XT5V 400 BREAKING PART 4p F F UL/CSA + Ekip G Touch LSIG In=400 XT5 4p UL/CSA | 25:U | XT5VU440AYFF000XXX |  | https://new.abb.com/products/en/1SDA102699R1 | https://new.abb.com/products/en/1SDA102826R1
25 | U | XT5VU440AZFF000XXX | 1SDA102699R1+1SDA102830R1 | XT5V 400 BREAKING PART 4p F F UL/CSA + Ekip G Hi-Touch LSIG In400 XT5 4p UL/CSA | 25:U | XT5VU440AZFF000XXX |  | https://new.abb.com/products/en/1SDA102699R1 | https://new.abb.com/products/en/1SDA102830R1
25 | U | XT5VU440ACFF000XXX | 1SDA102699R1+1SDA102834R1 | XT5V 400 BREAKING PART 4p F F UL/CSA + Ekip Dip LIG In=400 XT5 4p UL/CSA | 25:U | XT5VU440ACFF000XXX |  | https://new.abb.com/products/en/1SDA102699R1 | https://new.abb.com/products/en/1SDA102834R1
25 | U | XT5VU440ANFF000XXX | 1SDA102699R1+1SDA107796R1 | XT5V 400 BREAKING PART 4p F F UL/CSA + TMG 400-4000 XT5 4p InN=100%In UL/CSA | 25:U | XT5VU440ANFF000XXX |  | https://new.abb.com/products/en/1SDA102699R1 | https://new.abb.com/products/en/1SDA107796R1
25 | U | XT5VU460BBFF000XXX | 1SDA102700R1+1SDA102783R1 | XT5V 600 BREAKING PART 4p F F UL/CSA + TMA 600-6000 XT5 4p InN=100%In UL/CSA | 25:U | XT5VU460BBFF000XXX |  | https://new.abb.com/products/en/1SDA102700R1 | https://new.abb.com/products/en/1SDA102783R1
25 | U | XT5VU460BEFF000XXX | 1SDA102700R1+1SDA102787R1 | XT5V 600 BREAKING PART 4p F F UL/CSA + Ekip Dip LS/I In=600 XT5 4p UL/CSA | 25:U | XT5VU460BEFF000XXX |  | https://new.abb.com/products/en/1SDA102700R1 | https://new.abb.com/products/en/1SDA102787R1
25 | U | XT5VU460BFFF000XXX | 1SDA102700R1+1SDA102791R1 | XT5V 600 BREAKING PART 4p F F UL/CSA + Ekip Dip LSI In=600 XT5 4p UL/CSA | 25:U | XT5VU460BFFF000XXX |  | https://new.abb.com/products/en/1SDA102700R1 | https://new.abb.com/products/en/1SDA102791R1
25 | U | XT5VU460BGFF000XXX | 1SDA102700R1+1SDA102795R1 | XT5V 600 BREAKING PART 4p F F UL/CSA + Ekip Dip LSIG In=600 XT5 4p UL/CSA | 25:U | XT5VU460BGFF000XXX |  | https://new.abb.com/products/en/1SDA102700R1 | https://new.abb.com/products/en/1SDA102795R1
25 | U | XT5VU460BPFF000XXX | 1SDA102700R1+1SDA102799R1 | XT5V 600 BREAKING PART 4p F F UL/CSA + Ekip Touch LSI In=600 XT5 4p UL/CSA | 25:U | XT5VU460BPFF000XXX |  | https://new.abb.com/products/en/1SDA102700R1 | https://new.abb.com/products/en/1SDA102799R1
25 | U | XT5VU460BQFF000XXX | 1SDA102700R1+1SDA102803R1 | XT5V 600 BREAKING PART 4p F F UL/CSA + Ekip Touch LSIG In=600 XT5 4p UL/CSA | 25:U | XT5VU460BQFF000XXX |  | https://new.abb.com/products/en/1SDA102700R1 | https://new.abb.com/products/en/1SDA102803R1
25 | U | XT5VU460BRFF000XXX | 1SDA102700R1+1SDA102807R1 | XT5V 600 BREAKING PART 4p F F UL/CSA + Ekip Touch Meas.LSI In600 XT5 4p UL/CSA | 25:U | XT5VU460BRFF000XXX |  | https://new.abb.com/products/en/1SDA102700R1 | https://new.abb.com/products/en/1SDA102807R1
25 | U | XT5VU460BSFF000XXX | 1SDA102700R1+1SDA102811R1 | XT5V 600 BREAKING PART 4p F F UL/CSA + Ekip Touch Meas.LSIG In600 XT5 4p UL/CSA | 25:U | XT5VU460BSFF000XXX |  | https://new.abb.com/products/en/1SDA102700R1 | https://new.abb.com/products/en/1SDA102811R1
25 | U | XT5VU460BTFF000XXX | 1SDA102700R1+1SDA102815R1 | XT5V 600 BREAKING PART 4p F F UL/CSA + Ekip Hi-Touch LSI In=600 XT5 4p UL/CSA | 25:U | XT5VU460BTFF000XXX |  | https://new.abb.com/products/en/1SDA102700R1 | https://new.abb.com/products/en/1SDA102815R1
25 | U | XT5VU460BUFF000XXX | 1SDA102700R1+1SDA102819R1 | XT5V 600 BREAKING PART 4p F F UL/CSA + Ekip Hi-Touch LSIG In=600 XT5 4p UL/CSA | 25:U | XT5VU460BUFF000XXX |  | https://new.abb.com/products/en/1SDA102700R1 | https://new.abb.com/products/en/1SDA102819R1
25 | U | XT5VU460BXFF000XXX | 1SDA102700R1+1SDA102823R1 | XT5V 600 BREAKING PART 4p F F UL/CSA + Ekip G Dip LS/I In=600 4p UL/CSA XT5 | 25:U | XT5VU460BXFF000XXX |  | https://new.abb.com/products/en/1SDA102700R1 | https://new.abb.com/products/en/1SDA102823R1
25 | U | XT5VU460BYFF000XXX | 1SDA102700R1+1SDA102827R1 | XT5V 600 BREAKING PART 4p F F UL/CSA + Ekip G Touch LSIG In=600 XT5 4p UL/CSA | 25:U | XT5VU460BYFF000XXX |  | https://new.abb.com/products/en/1SDA102700R1 | https://new.abb.com/products/en/1SDA102827R1
25 | U | XT5VU460BZFF000XXX | 1SDA102700R1+1SDA102831R1 | XT5V 600 BREAKING PART 4p F F UL/CSA + Ekip G Hi-Touch LSIG In600 XT5 4p UL/CSA | 25:U | XT5VU460BZFF000XXX |  | https://new.abb.com/products/en/1SDA102700R1 | https://new.abb.com/products/en/1SDA102831R1
25 | U | XT5VU460BCFF000XXX | 1SDA102700R1+1SDA102835R1 | XT5V 600 BREAKING PART 4p F F UL/CSA + Ekip Dip LIG In=600 XT5 4p UL/CSA | 25:U | XT5VU460BCFF000XXX |  | https://new.abb.com/products/en/1SDA102700R1 | https://new.abb.com/products/en/1SDA102835R1
25 | U | XT5VU460BNFF000XXX | 1SDA102700R1+1SDA107797R1 | XT5V 600 BREAKING PART 4p F F UL/CSA + TMG 600-6000 XT5 4p InN=100%In UL/CSA | 25:U | XT5VU460BNFF000XXX |  | https://new.abb.com/products/en/1SDA102700R1 | https://new.abb.com/products/en/1SDA107797R1
25 | U | XT5XU425AEFF000XXX | 1SDA102701R1+1SDA102784R1 | XT5X 400 BREAKING PART 4p F F UL/CSA + Ekip Dip LS/I In=250 XT5 4p UL/CSA | 25:U | XT5XU425AEFF000XXX |  | https://new.abb.com/products/en/1SDA102701R1 | https://new.abb.com/products/en/1SDA102784R1
25 | U | XT5XU425AFFF000XXX | 1SDA102701R1+1SDA102788R1 | XT5X 400 BREAKING PART 4p F F UL/CSA + Ekip Dip LSI In=250 XT5 4p UL/CSA | 25:U | XT5XU425AFFF000XXX |  | https://new.abb.com/products/en/1SDA102701R1 | https://new.abb.com/products/en/1SDA102788R1
25 | U | XT5XU425AGFF000XXX | 1SDA102701R1+1SDA102792R1 | XT5X 400 BREAKING PART 4p F F UL/CSA + Ekip Dip LSIG In=250 XT5 4p UL/CSA | 25:U | XT5XU425AGFF000XXX |  | https://new.abb.com/products/en/1SDA102701R1 | https://new.abb.com/products/en/1SDA102792R1
25 | U | XT5XU425APFF000XXX | 1SDA102701R1+1SDA102796R1 | XT5X 400 BREAKING PART 4p F F UL/CSA + Ekip Touch LSI In=250 XT5 4p UL/CSA | 25:U | XT5XU425APFF000XXX |  | https://new.abb.com/products/en/1SDA102701R1 | https://new.abb.com/products/en/1SDA102796R1
25 | U | XT5XU425AQFF000XXX | 1SDA102701R1+1SDA102800R1 | XT5X 400 BREAKING PART 4p F F UL/CSA + Ekip Touch LSIG In=250 XT5 4p UL/CSA | 25:U | XT5XU425AQFF000XXX |  | https://new.abb.com/products/en/1SDA102701R1 | https://new.abb.com/products/en/1SDA102800R1
25 | U | XT5XU425ARFF000XXX | 1SDA102701R1+1SDA102804R1 | XT5X 400 BREAKING PART 4p F F UL/CSA + Ekip Touch Meas.LSI In250 XT5 4p UL/CSA | 25:U | XT5XU425ARFF000XXX |  | https://new.abb.com/products/en/1SDA102701R1 | https://new.abb.com/products/en/1SDA102804R1
25 | U | XT5XU425ASFF000XXX | 1SDA102701R1+1SDA102808R1 | XT5X 400 BREAKING PART 4p F F UL/CSA + Ekip Touch Meas.LSIG In250 XT5 4p UL/CSA | 25:U | XT5XU425ASFF000XXX |  | https://new.abb.com/products/en/1SDA102701R1 | https://new.abb.com/products/en/1SDA102808R1
25 | U | XT5XU425ATFF000XXX | 1SDA102701R1+1SDA102812R1 | XT5X 400 BREAKING PART 4p F F UL/CSA + Ekip Hi-Touch LSI In=250 XT5 4p UL/CSA | 25:U | XT5XU425ATFF000XXX |  | https://new.abb.com/products/en/1SDA102701R1 | https://new.abb.com/products/en/1SDA102812R1
25 | U | XT5XU425AUFF000XXX | 1SDA102701R1+1SDA102816R1 | XT5X 400 BREAKING PART 4p F F UL/CSA + Ekip Hi-Touch LSIG In=250 XT5 4p UL/CSA | 25:U | XT5XU425AUFF000XXX |  | https://new.abb.com/products/en/1SDA102701R1 | https://new.abb.com/products/en/1SDA102816R1
25 | U | XT5XU425AXFF000XXX | 1SDA102701R1+1SDA102820R1 | XT5X 400 BREAKING PART 4p F F UL/CSA + Ekip G Dip LS/I In=250 4p UL/CSA XT5 | 25:U | XT5XU425AXFF000XXX |  | https://new.abb.com/products/en/1SDA102701R1 | https://new.abb.com/products/en/1SDA102820R1
25 | U | XT5XU425AYFF000XXX | 1SDA102701R1+1SDA102824R1 | XT5X 400 BREAKING PART 4p F F UL/CSA + Ekip G Touch LSIG In=250 XT5 4p UL/CSA | 25:U | XT5XU425AYFF000XXX |  | https://new.abb.com/products/en/1SDA102701R1 | https://new.abb.com/products/en/1SDA102824R1
25 | U | XT5XU425AZFF000XXX | 1SDA102701R1+1SDA102828R1 | XT5X 400 BREAKING PART 4p F F UL/CSA + Ekip G Hi-Touch LSIG In250 XT5 4p UL/CSA | 25:U | XT5XU425AZFF000XXX |  | https://new.abb.com/products/en/1SDA102701R1 | https://new.abb.com/products/en/1SDA102828R1
25 | U | XT5XU425ACFF000XXX | 1SDA102701R1+1SDA102832R1 | XT5X 400 BREAKING PART 4p F F UL/CSA + Ekip Dip LIG In=250 XT5 4p UL/CSA | 25:U | XT5XU425ACFF000XXX |  | https://new.abb.com/products/en/1SDA102701R1 | https://new.abb.com/products/en/1SDA102832R1
25 | U | XT5XU430ABFF000XXX | 1SDA102701R1+1SDA102780R1 | XT5X 400 BREAKING PART 4p F F UL/CSA + TMA 300-3000 XT5 4p InN=100%In UL/CSA | 25:U | XT5XU430ABFF000XXX |  | https://new.abb.com/products/en/1SDA102701R1 | https://new.abb.com/products/en/1SDA102780R1
25 | U | XT5XU430AEFF000XXX | 1SDA102701R1+1SDA102785R1 | XT5X 400 BREAKING PART 4p F F UL/CSA + Ekip Dip LS/I In=300 XT5 4p UL/CSA | 25:U | XT5XU430AEFF000XXX |  | https://new.abb.com/products/en/1SDA102701R1 | https://new.abb.com/products/en/1SDA102785R1
25 | U | XT5XU430AFFF000XXX | 1SDA102701R1+1SDA102789R1 | XT5X 400 BREAKING PART 4p F F UL/CSA + Ekip Dip LSI In=300 XT5 4p UL/CSA | 25:U | XT5XU430AFFF000XXX |  | https://new.abb.com/products/en/1SDA102701R1 | https://new.abb.com/products/en/1SDA102789R1
25 | U | XT5XU430AGFF000XXX | 1SDA102701R1+1SDA102793R1 | XT5X 400 BREAKING PART 4p F F UL/CSA + Ekip Dip LSIG In=300 XT5 4p UL/CSA | 25:U | XT5XU430AGFF000XXX |  | https://new.abb.com/products/en/1SDA102701R1 | https://new.abb.com/products/en/1SDA102793R1
25 | U | XT5XU430APFF000XXX | 1SDA102701R1+1SDA102797R1 | XT5X 400 BREAKING PART 4p F F UL/CSA + Ekip Touch LSI In=300 XT5 4p UL/CSA | 25:U | XT5XU430APFF000XXX |  | https://new.abb.com/products/en/1SDA102701R1 | https://new.abb.com/products/en/1SDA102797R1
25 | U | XT5XU430AQFF000XXX | 1SDA102701R1+1SDA102801R1 | XT5X 400 BREAKING PART 4p F F UL/CSA + Ekip Touch LSIG In=300 XT5 4p UL/CSA | 25:U | XT5XU430AQFF000XXX |  | https://new.abb.com/products/en/1SDA102701R1 | https://new.abb.com/products/en/1SDA102801R1
25 | U | XT5XU430ARFF000XXX | 1SDA102701R1+1SDA102805R1 | XT5X 400 BREAKING PART 4p F F UL/CSA + Ekip Touch Meas.LSI In300 XT5 4p UL/CSA | 25:U | XT5XU430ARFF000XXX |  | https://new.abb.com/products/en/1SDA102701R1 | https://new.abb.com/products/en/1SDA102805R1
25 | U | XT5XU430ASFF000XXX | 1SDA102701R1+1SDA102809R1 | XT5X 400 BREAKING PART 4p F F UL/CSA + Ekip Touch Meas.LSIG In300 XT5 4p UL/CSA | 25:U | XT5XU430ASFF000XXX |  | https://new.abb.com/products/en/1SDA102701R1 | https://new.abb.com/products/en/1SDA102809R1
25 | U | XT5XU430ATFF000XXX | 1SDA102701R1+1SDA102813R1 | XT5X 400 BREAKING PART 4p F F UL/CSA + Ekip Hi-Touch LSI In=300 XT5 4p UL/CSA | 25:U | XT5XU430ATFF000XXX |  | https://new.abb.com/products/en/1SDA102701R1 | https://new.abb.com/products/en/1SDA102813R1
25 | U | XT5XU430AUFF000XXX | 1SDA102701R1+1SDA102817R1 | XT5X 400 BREAKING PART 4p F F UL/CSA + Ekip Hi-Touch LSIG In=300 XT5 4p UL/CSA | 25:U | XT5XU430AUFF000XXX |  | https://new.abb.com/products/en/1SDA102701R1 | https://new.abb.com/products/en/1SDA102817R1
25 | U | XT5XU430AXFF000XXX | 1SDA102701R1+1SDA102821R1 | XT5X 400 BREAKING PART 4p F F UL/CSA + Ekip G Dip LS/I In=300 4p UL/CSA XT5 | 25:U | XT5XU430AXFF000XXX |  | https://new.abb.com/products/en/1SDA102701R1 | https://new.abb.com/products/en/1SDA102821R1
25 | U | XT5XU430AYFF000XXX | 1SDA102701R1+1SDA102825R1 | XT5X 400 BREAKING PART 4p F F UL/CSA + Ekip G Touch LSIG In=300 XT5 4p UL/CSA | 25:U | XT5XU430AYFF000XXX |  | https://new.abb.com/products/en/1SDA102701R1 | https://new.abb.com/products/en/1SDA102825R1
25 | U | XT5XU430AZFF000XXX | 1SDA102701R1+1SDA102829R1 | XT5X 400 BREAKING PART 4p F F UL/CSA + Ekip G Hi-Touch LSIG In300 XT5 4p UL/CSA | 25:U | XT5XU430AZFF000XXX |  | https://new.abb.com/products/en/1SDA102701R1 | https://new.abb.com/products/en/1SDA102829R1
25 | U | XT5XU430ACFF000XXX | 1SDA102701R1+1SDA102833R1 | XT5X 400 BREAKING PART 4p F F UL/CSA + Ekip Dip LIG In=300 XT5 4p UL/CSA | 25:U | XT5XU430ACFF000XXX |  | https://new.abb.com/products/en/1SDA102701R1 | https://new.abb.com/products/en/1SDA102833R1
25 | U | XT5XU430ANFF000XXX | 1SDA102701R1+1SDA107795R1 | XT5X 400 BREAKING PART 4p F F UL/CSA + TMG 300-3000 XT5 4p InN=100%In UL/CSA | 25:U | XT5XU430ANFF000XXX |  | https://new.abb.com/products/en/1SDA102701R1 | https://new.abb.com/products/en/1SDA107795R1
25 | U | XT5XU440ABFF000XXX | 1SDA102701R1+1SDA102781R1 | XT5X 400 BREAKING PART 4p F F UL/CSA + TMA 400-4000 XT5 4p InN=100%In UL/CSA | 25:U | XT5XU440ABFF000XXX |  | https://new.abb.com/products/en/1SDA102701R1 | https://new.abb.com/products/en/1SDA102781R1
25 | U | XT5XU440AFFF000XXX | 1SDA102701R1+1SDA102790R1 | XT5X 400 BREAKING PART 4p F F UL/CSA + Ekip Dip LSI In=400 XT5 4p UL/CSA | 25:U | XT5XU440AFFF000XXX |  | https://new.abb.com/products/en/1SDA102701R1 | https://new.abb.com/products/en/1SDA102790R1
25 | U | XT5XU440AEFF000XXX | 1SDA102701R1+1SDA102786R1 | XT5X 400 BREAKING PART 4p F F UL/CSA + Ekip Dip LS/I In=400 XT5 4p UL/CSA | 25:U | XT5XU440AEFF000XXX |  | https://new.abb.com/products/en/1SDA102701R1 | https://new.abb.com/products/en/1SDA102786R1
25 | U | XT5XU440AGFF000XXX | 1SDA102701R1+1SDA102794R1 | XT5X 400 BREAKING PART 4p F F UL/CSA + Ekip Dip LSIG In=400 XT5 4p UL/CSA | 25:U | XT5XU440AGFF000XXX |  | https://new.abb.com/products/en/1SDA102701R1 | https://new.abb.com/products/en/1SDA102794R1
25 | U | XT5XU440APFF000XXX | 1SDA102701R1+1SDA102798R1 | XT5X 400 BREAKING PART 4p F F UL/CSA + Ekip Touch LSI In=400 XT5 4p UL/CSA | 25:U | XT5XU440APFF000XXX |  | https://new.abb.com/products/en/1SDA102701R1 | https://new.abb.com/products/en/1SDA102798R1
25 | U | XT5XU440AQFF000XXX | 1SDA102701R1+1SDA102802R1 | XT5X 400 BREAKING PART 4p F F UL/CSA + Ekip Touch LSIG In=400 XT5 4p UL/CSA | 25:U | XT5XU440AQFF000XXX |  | https://new.abb.com/products/en/1SDA102701R1 | https://new.abb.com/products/en/1SDA102802R1
25 | U | XT5XU440ARFF000XXX | 1SDA102701R1+1SDA102806R1 | XT5X 400 BREAKING PART 4p F F UL/CSA + Ekip Touch Meas.LSI In400 XT5 4p UL/CSA | 25:U | XT5XU440ARFF000XXX |  | https://new.abb.com/products/en/1SDA102701R1 | https://new.abb.com/products/en/1SDA102806R1
25 | U | XT5XU440ASFF000XXX | 1SDA102701R1+1SDA102810R1 | XT5X 400 BREAKING PART 4p F F UL/CSA + Ekip Touch Meas.LSIG In400 XT5 4p UL/CSA | 25:U | XT5XU440ASFF000XXX |  | https://new.abb.com/products/en/1SDA102701R1 | https://new.abb.com/products/en/1SDA102810R1
25 | U | XT5XU440ATFF000XXX | 1SDA102701R1+1SDA102814R1 | XT5X 400 BREAKING PART 4p F F UL/CSA + Ekip Hi-Touch LSI In=400 XT5 4p UL/CSA | 25:U | XT5XU440ATFF000XXX |  | https://new.abb.com/products/en/1SDA102701R1 | https://new.abb.com/products/en/1SDA102814R1
25 | U | XT5XU440AUFF000XXX | 1SDA102701R1+1SDA102818R1 | XT5X 400 BREAKING PART 4p F F UL/CSA + Ekip Hi-Touch LSIG In=400 XT5 4p UL/CSA | 25:U | XT5XU440AUFF000XXX |  | https://new.abb.com/products/en/1SDA102701R1 | https://new.abb.com/products/en/1SDA102818R1
25 | U | XT5XU440AXFF000XXX | 1SDA102701R1+1SDA102822R1 | XT5X 400 BREAKING PART 4p F F UL/CSA + Ekip G Dip LS/I In=400 4p UL/CSA XT5 | 25:U | XT5XU440AXFF000XXX |  | https://new.abb.com/products/en/1SDA102701R1 | https://new.abb.com/products/en/1SDA102822R1
25 | U | XT5XU440AYFF000XXX | 1SDA102701R1+1SDA102826R1 | XT5X 400 BREAKING PART 4p F F UL/CSA + Ekip G Touch LSIG In=400 XT5 4p UL/CSA | 25:U | XT5XU440AYFF000XXX |  | https://new.abb.com/products/en/1SDA102701R1 | https://new.abb.com/products/en/1SDA102826R1
25 | U | XT5XU440AZFF000XXX | 1SDA102701R1+1SDA102830R1 | XT5X 400 BREAKING PART 4p F F UL/CSA + Ekip G Hi-Touch LSIG In400 XT5 4p UL/CSA | 25:U | XT5XU440AZFF000XXX |  | https://new.abb.com/products/en/1SDA102701R1 | https://new.abb.com/products/en/1SDA102830R1
25 | U | XT5XU440ACFF000XXX | 1SDA102701R1+1SDA102834R1 | XT5X 400 BREAKING PART 4p F F UL/CSA + Ekip Dip LIG In=400 XT5 4p UL/CSA | 25:U | XT5XU440ACFF000XXX |  | https://new.abb.com/products/en/1SDA102701R1 | https://new.abb.com/products/en/1SDA102834R1
25 | U | XT5XU440ANFF000XXX | 1SDA102701R1+1SDA107796R1 | XT5X 400 BREAKING PART 4p F F UL/CSA + TMG 400-4000 XT5 4p InN=100%In UL/CSA | 25:U | XT5XU440ANFF000XXX |  | https://new.abb.com/products/en/1SDA102701R1 | https://new.abb.com/products/en/1SDA107796R1
25 | U | XT5XU460BBFF000XXX | 1SDA102702R1+1SDA102783R1 | XT5X 600 BREAKING PART 4p F F UL/CSA + TMA 600-6000 XT5 4p InN=100%In UL/CSA | 25:U | XT5XU460BBFF000XXX |  | https://new.abb.com/products/en/1SDA102702R1 | https://new.abb.com/products/en/1SDA102783R1
25 | U | XT5XU460BEFF000XXX | 1SDA102702R1+1SDA102787R1 | XT5X 600 BREAKING PART 4p F F UL/CSA + Ekip Dip LS/I In=600 XT5 4p UL/CSA | 25:U | XT5XU460BEFF000XXX |  | https://new.abb.com/products/en/1SDA102702R1 | https://new.abb.com/products/en/1SDA102787R1
25 | U | XT5XU460BFFF000XXX | 1SDA102702R1+1SDA102791R1 | XT5X 600 BREAKING PART 4p F F UL/CSA + Ekip Dip LSI In=600 XT5 4p UL/CSA | 25:U | XT5XU460BFFF000XXX |  | https://new.abb.com/products/en/1SDA102702R1 | https://new.abb.com/products/en/1SDA102791R1
25 | U | XT5XU460BGFF000XXX | 1SDA102702R1+1SDA102795R1 | XT5X 600 BREAKING PART 4p F F UL/CSA + Ekip Dip LSIG In=600 XT5 4p UL/CSA | 25:U | XT5XU460BGFF000XXX |  | https://new.abb.com/products/en/1SDA102702R1 | https://new.abb.com/products/en/1SDA102795R1
25 | U | XT5XU460BPFF000XXX | 1SDA102702R1+1SDA102799R1 | XT5X 600 BREAKING PART 4p F F UL/CSA + Ekip Touch LSI In=600 XT5 4p UL/CSA | 25:U | XT5XU460BPFF000XXX |  | https://new.abb.com/products/en/1SDA102702R1 | https://new.abb.com/products/en/1SDA102799R1
25 | U | XT5XU460BQFF000XXX | 1SDA102702R1+1SDA102803R1 | XT5X 600 BREAKING PART 4p F F UL/CSA + Ekip Touch LSIG In=600 XT5 4p UL/CSA | 25:U | XT5XU460BQFF000XXX |  | https://new.abb.com/products/en/1SDA102702R1 | https://new.abb.com/products/en/1SDA102803R1
25 | U | XT5XU460BRFF000XXX | 1SDA102702R1+1SDA102807R1 | XT5X 600 BREAKING PART 4p F F UL/CSA + Ekip Touch Meas.LSI In600 XT5 4p UL/CSA | 25:U | XT5XU460BRFF000XXX |  | https://new.abb.com/products/en/1SDA102702R1 | https://new.abb.com/products/en/1SDA102807R1
25 | U | XT5XU460BSFF000XXX | 1SDA102702R1+1SDA102811R1 | XT5X 600 BREAKING PART 4p F F UL/CSA + Ekip Touch Meas.LSIG In600 XT5 4p UL/CSA | 25:U | XT5XU460BSFF000XXX |  | https://new.abb.com/products/en/1SDA102702R1 | https://new.abb.com/products/en/1SDA102811R1
25 | U | XT5XU460BTFF000XXX | 1SDA102702R1+1SDA102815R1 | XT5X 600 BREAKING PART 4p F F UL/CSA + Ekip Hi-Touch LSI In=600 XT5 4p UL/CSA | 25:U | XT5XU460BTFF000XXX |  | https://new.abb.com/products/en/1SDA102702R1 | https://new.abb.com/products/en/1SDA102815R1
25 | U | XT5XU460BUFF000XXX | 1SDA102702R1+1SDA102819R1 | XT5X 600 BREAKING PART 4p F F UL/CSA + Ekip Hi-Touch LSIG In=600 XT5 4p UL/CSA | 25:U | XT5XU460BUFF000XXX |  | https://new.abb.com/products/en/1SDA102702R1 | https://new.abb.com/products/en/1SDA102819R1
25 | U | XT5XU460BXFF000XXX | 1SDA102702R1+1SDA102823R1 | XT5X 600 BREAKING PART 4p F F UL/CSA + Ekip G Dip LS/I In=600 4p UL/CSA XT5 | 25:U | XT5XU460BXFF000XXX |  | https://new.abb.com/products/en/1SDA102702R1 | https://new.abb.com/products/en/1SDA102823R1
25 | U | XT5XU460BYFF000XXX | 1SDA102702R1+1SDA102827R1 | XT5X 600 BREAKING PART 4p F F UL/CSA + Ekip G Touch LSIG In=600 XT5 4p UL/CSA | 25:U | XT5XU460BYFF000XXX |  | https://new.abb.com/products/en/1SDA102702R1 | https://new.abb.com/products/en/1SDA102827R1
25 | U | XT5XU460BZFF000XXX | 1SDA102702R1+1SDA102831R1 | XT5X 600 BREAKING PART 4p F F UL/CSA + Ekip G Hi-Touch LSIG In600 XT5 4p UL/CSA | 25:U | XT5XU460BZFF000XXX |  | https://new.abb.com/products/en/1SDA102702R1 | https://new.abb.com/products/en/1SDA102831R1
25 | U | XT5XU460BCFF000XXX | 1SDA102702R1+1SDA102835R1 | XT5X 600 BREAKING PART 4p F F UL/CSA + Ekip Dip LIG In=600 XT5 4p UL/CSA | 25:U | XT5XU460BCFF000XXX |  | https://new.abb.com/products/en/1SDA102702R1 | https://new.abb.com/products/en/1SDA102835R1
25 | U | XT5XU460BNFF000XXX | 1SDA102702R1+1SDA107797R1 | XT5X 600 BREAKING PART 4p F F UL/CSA + TMG 600-6000 XT5 4p InN=100%In UL/CSA | 25:U | XT5XU460BNFF000XXX |  | https://new.abb.com/products/en/1SDA102702R1 | https://new.abb.com/products/en/1SDA107797R1
25 | U | XT6NU3600XFF000XXX | 1SDA102881R1+1SDA107673R1 | XT6N 800 BREAKING PART 3p F F UL/CSA + Ekip G Dip LS/I In=600 XT6 3p UL/CSA | 25:U | XT6NU3600XFF000XXX |  | https://new.abb.com/products/en/1SDA102881R1 | https://new.abb.com/products/en/1SDA107673R1
25 | U | XT6NU3800XFF000XXX | 1SDA102881R1+1SDA107484R1 | XT6N 800 BREAKING PART 3p F F UL/CSA + Ekip G Dip LS/I In=800 XT6 3p UL/CSA | 25:U | XT6NU3800XFF000XXX |  | https://new.abb.com/products/en/1SDA102881R1 | https://new.abb.com/products/en/1SDA107484R1
25 | U | XT6SU3600XFF000XXX | 1SDA102882R1+1SDA107673R1 | XT6S 800 BREAKING PART 3p F F UL/CSA + Ekip G Dip LS/I In=600 XT6 3p UL/CSA | 25:U | XT6SU3600XFF000XXX |  | https://new.abb.com/products/en/1SDA102882R1 | https://new.abb.com/products/en/1SDA107673R1
25 | U | XT6SU3800XFF000XXX | 1SDA102882R1+1SDA107484R1 | XT6S 800 BREAKING PART 3p F F UL/CSA + Ekip G Dip LS/I In=800 XT6 3p UL/CSA | 25:U | XT6SU3800XFF000XXX |  | https://new.abb.com/products/en/1SDA102882R1 | https://new.abb.com/products/en/1SDA107484R1
25 | U | XT6HU3600XFF000XXX | 1SDA102883R1+1SDA107673R1 | XT6H 800 BREAKING PART 3p F F UL/CSA + Ekip G Dip LS/I In=600 XT6 3p UL/CSA | 25:U | XT6HU3600XFF000XXX |  | https://new.abb.com/products/en/1SDA102883R1 | https://new.abb.com/products/en/1SDA107673R1
25 | U | XT6HU3800XFF000XXX | 1SDA102883R1+1SDA107484R1 | XT6H 800 BREAKING PART 3p F F UL/CSA + Ekip G Dip LS/I In=800 XT6 3p UL/CSA | 25:U | XT6HU3800XFF000XXX |  | https://new.abb.com/products/en/1SDA102883R1 | https://new.abb.com/products/en/1SDA107484R1
25 | U | XT6NU4600XFF000XXX | 1SDA102884R1+1SDA107674R1 | XT6N 800 BREAKING PART 4p F F UL/CSA + Ekip G Dip LS/I In=600 XT6 4p UL/CSA | 25:U | XT6NU4600XFF000XXX |  | https://new.abb.com/products/en/1SDA102884R1 | https://new.abb.com/products/en/1SDA107674R1
25 | U | XT6NU4800XFF000XXX | 1SDA102884R1+1SDA107485R1 | XT6N 800 BREAKING PART 4p F F UL/CSA + Ekip G Dip LS/I In=800 XT6 4p UL/CSA | 25:U | XT6NU4800XFF000XXX |  | https://new.abb.com/products/en/1SDA102884R1 | https://new.abb.com/products/en/1SDA107485R1
25 | U | XT6SU4600XFF000XXX | 1SDA102885R1+1SDA107674R1 | XT6S 800 BREAKING PART 4p F F UL/CSA + Ekip G Dip LS/I In=600 XT6 4p UL/CSA | 25:U | XT6SU4600XFF000XXX |  | https://new.abb.com/products/en/1SDA102885R1 | https://new.abb.com/products/en/1SDA107674R1
25 | U | XT6SU4800XFF000XXX | 1SDA102885R1+1SDA107485R1 | XT6S 800 BREAKING PART 4p F F UL/CSA + Ekip G Dip LS/I In=800 XT6 4p UL/CSA | 25:U | XT6SU4800XFF000XXX |  | https://new.abb.com/products/en/1SDA102885R1 | https://new.abb.com/products/en/1SDA107485R1
25 | U | XT6HU4600XFF000XXX | 1SDA102886R1+1SDA107674R1 | XT6H 800 BREAKING PART 4p F F UL/CSA + Ekip G Dip LS/I In=600 XT6 4p UL/CSA | 25:U | XT6HU4600XFF000XXX |  | https://new.abb.com/products/en/1SDA102886R1 | https://new.abb.com/products/en/1SDA107674R1
25 | U | XT6HU4800XFF000XXX | 1SDA102886R1+1SDA107485R1 | XT6H 800 BREAKING PART 4p F F UL/CSA + Ekip G Dip LS/I In=800 XT6 4p UL/CSA | 25:U | XT6HU4800XFF000XXX |  | https://new.abb.com/products/en/1SDA102886R1 | https://new.abb.com/products/en/1SDA107485R1
25 | U | XT2NU3040PFF000XXX | 1SDA075630R1+1SDA102159R1 | XT2N 125 BREAKING PART 3p F F UL/CSA + Ekip Touch LSI In=40A XT2 3p UL/CSA | 25:U | XT2NU3040PFF000XXX |  | https://new.abb.com/products/en/1SDA075630R1 | https://new.abb.com/products/en/1SDA102159R1
25 | U | XT2NU3040QFF000XXX | 1SDA075630R1+1SDA102163R1 | XT2N 125 BREAKING PART 3p F F UL/CSA + Ekip Touch LSIG In=40A XT2 3p UL/CSA | 25:U | XT2NU3040QFF000XXX |  | https://new.abb.com/products/en/1SDA075630R1 | https://new.abb.com/products/en/1SDA102163R1
25 | U | XT2NU3040RFF000XXX | 1SDA075630R1+1SDA102167R1 | XT2N 125 BREAKING PART 3p F F UL/CSA + Ekip Touch Meas.LSI In40 XT2 3p UL/CSA | 25:U | XT2NU3040RFF000XXX |  | https://new.abb.com/products/en/1SDA075630R1 | https://new.abb.com/products/en/1SDA102167R1
25 | U | XT2NU3040SFF000XXX | 1SDA075630R1+1SDA102171R1 | XT2N 125 BREAKING PART 3p F F UL/CSA + Ekip Touch Meas.LSIG In40 XT2 3p UL/CSA | 25:U | XT2NU3040SFF000XXX |  | https://new.abb.com/products/en/1SDA075630R1 | https://new.abb.com/products/en/1SDA102171R1
25 | U | XT2NU3040TFF000XXX | 1SDA075630R1+1SDA102175R1 | XT2N 125 BREAKING PART 3p F F UL/CSA + Ekip Hi-Touch LSI In=40A XT2 3p UL/CSA | 25:U | XT2NU3040TFF000XXX |  | https://new.abb.com/products/en/1SDA075630R1 | https://new.abb.com/products/en/1SDA102175R1
25 | U | XT2NU3040UFF000XXX | 1SDA075630R1+1SDA102179R1 | XT2N 125 BREAKING PART 3p F F UL/CSA + Ekip Hi-Touch LSIG In=40A XT2 3p UL/CSA | 25:U | XT2NU3040UFF000XXX |  | https://new.abb.com/products/en/1SDA075630R1 | https://new.abb.com/products/en/1SDA102179R1
25 | U | XT2NU3060PFF000XXX | 1SDA075630R1+1SDA102160R1 | XT2N 125 BREAKING PART 3p F F UL/CSA + Ekip Touch LSI In=60A XT2 3p UL/CSA | 25:U | XT2NU3060PFF000XXX |  | https://new.abb.com/products/en/1SDA075630R1 | https://new.abb.com/products/en/1SDA102160R1
25 | U | XT2NU3060QFF000XXX | 1SDA075630R1+1SDA102164R1 | XT2N 125 BREAKING PART 3p F F UL/CSA + Ekip Touch LSIG In=60A XT2 3p UL/CSA | 25:U | XT2NU3060QFF000XXX |  | https://new.abb.com/products/en/1SDA075630R1 | https://new.abb.com/products/en/1SDA102164R1
25 | U | XT2NU3060RFF000XXX | 1SDA075630R1+1SDA102168R1 | XT2N 125 BREAKING PART 3p F F UL/CSA + Ekip Touch Meas.LSI In60 XT2 3p UL/CSA | 25:U | XT2NU3060RFF000XXX |  | https://new.abb.com/products/en/1SDA075630R1 | https://new.abb.com/products/en/1SDA102168R1
25 | U | XT2NU3060SFF000XXX | 1SDA075630R1+1SDA102172R1 | XT2N 125 BREAKING PART 3p F F UL/CSA + Ekip Touch Meas.LSIG In60 XT2 3p UL/CSA | 25:U | XT2NU3060SFF000XXX |  | https://new.abb.com/products/en/1SDA075630R1 | https://new.abb.com/products/en/1SDA102172R1
25 | U | XT2NU3060TFF000XXX | 1SDA075630R1+1SDA102176R1 | XT2N 125 BREAKING PART 3p F F UL/CSA + Ekip Hi-Touch LSI In=60A XT2 3p UL/CSA | 25:U | XT2NU3060TFF000XXX |  | https://new.abb.com/products/en/1SDA075630R1 | https://new.abb.com/products/en/1SDA102176R1
25 | U | XT2NU3060UFF000XXX | 1SDA075630R1+1SDA102180R1 | XT2N 125 BREAKING PART 3p F F UL/CSA + Ekip Hi-Touch LSIG In=60A XT2 3p UL/CSA | 25:U | XT2NU3060UFF000XXX |  | https://new.abb.com/products/en/1SDA075630R1 | https://new.abb.com/products/en/1SDA102180R1
25 | U | XT2NU3100PFF000XXX | 1SDA075630R1+1SDA102161R1 | XT2N 125 BREAKING PART 3p F F UL/CSA + Ekip Touch LSI In=100A XT2 3p UL/CSA | 25:U | XT2NU3100PFF000XXX |  | https://new.abb.com/products/en/1SDA075630R1 | https://new.abb.com/products/en/1SDA102161R1
25 | U | XT2NU3100QFF000XXX | 1SDA075630R1+1SDA102165R1 | XT2N 125 BREAKING PART 3p F F UL/CSA + Ekip Touch LSIG In=100A XT2 3p UL/CSA | 25:U | XT2NU3100QFF000XXX |  | https://new.abb.com/products/en/1SDA075630R1 | https://new.abb.com/products/en/1SDA102165R1
25 | U | XT2NU3100RFF000XXX | 1SDA075630R1+1SDA102169R1 | XT2N 125 BREAKING PART 3p F F UL/CSA + Ekip Touch Meas.LSI In100 XT2 3p UL/CSA | 25:U | XT2NU3100RFF000XXX |  | https://new.abb.com/products/en/1SDA075630R1 | https://new.abb.com/products/en/1SDA102169R1
25 | U | XT2NU3100SFF000XXX | 1SDA075630R1+1SDA102173R1 | XT2N 125 BREAKING PART 3p F F UL/CSA + Ekip Touch Meas.LSIG In100 XT2 3p UL/CSA | 25:U | XT2NU3100SFF000XXX |  | https://new.abb.com/products/en/1SDA075630R1 | https://new.abb.com/products/en/1SDA102173R1
25 | U | XT2NU3100TFF000XXX | 1SDA075630R1+1SDA102177R1 | XT2N 125 BREAKING PART 3p F F UL/CSA + Ekip Hi-Touch LSI In=100A XT2 3p UL/CSA | 25:U | XT2NU3100TFF000XXX |  | https://new.abb.com/products/en/1SDA075630R1 | https://new.abb.com/products/en/1SDA102177R1
25 | U | XT2NU3100UFF000XXX | 1SDA075630R1+1SDA102181R1 | XT2N 125 BREAKING PART 3p F F UL/CSA + Ekip Hi-Touch LSIG In=100A XT2 3p UL/CSA | 25:U | XT2NU3100UFF000XXX |  | https://new.abb.com/products/en/1SDA075630R1 | https://new.abb.com/products/en/1SDA102181R1
25 | U | XT2NU3125PFF000XXX | 1SDA075630R1+1SDA102162R1 | XT2N 125 BREAKING PART 3p F F UL/CSA + Ekip Touch LSI In=125A XT2 3p UL/CSA | 25:U | XT2NU3125PFF000XXX |  | https://new.abb.com/products/en/1SDA075630R1 | https://new.abb.com/products/en/1SDA102162R1
25 | U | XT2NU3125QFF000XXX | 1SDA075630R1+1SDA102166R1 | XT2N 125 BREAKING PART 3p F F UL/CSA + Ekip Touch LSIG In=125A XT2 3p UL/CSA | 25:U | XT2NU3125QFF000XXX |  | https://new.abb.com/products/en/1SDA075630R1 | https://new.abb.com/products/en/1SDA102166R1
25 | U | XT2NU3125RFF000XXX | 1SDA075630R1+1SDA102170R1 | XT2N 125 BREAKING PART 3p F F UL/CSA + Ekip Touch Meas.LSI In125 XT2 3p UL/CSA | 25:U | XT2NU3125RFF000XXX |  | https://new.abb.com/products/en/1SDA075630R1 | https://new.abb.com/products/en/1SDA102170R1
25 | U | XT2NU3125SFF000XXX | 1SDA075630R1+1SDA102174R1 | XT2N 125 BREAKING PART 3p F F UL/CSA + Ekip Touch Meas.LSIG In125 XT2 3p UL/CSA | 25:U | XT2NU3125SFF000XXX |  | https://new.abb.com/products/en/1SDA075630R1 | https://new.abb.com/products/en/1SDA102174R1
25 | U | XT2NU3125TFF000XXX | 1SDA075630R1+1SDA102178R1 | XT2N 125 BREAKING PART 3p F F UL/CSA + Ekip Hi-Touch LSI In=125A XT2 3p UL/CSA | 25:U | XT2NU3125TFF000XXX |  | https://new.abb.com/products/en/1SDA075630R1 | https://new.abb.com/products/en/1SDA102178R1
25 | U | XT2NU3125UFF000XXX | 1SDA075630R1+1SDA102182R1 | XT2N 125 BREAKING PART 3p F F UL/CSA + Ekip Hi-Touch LSIG In=125A XT2 3p UL/CSA | 25:U | XT2NU3125UFF000XXX |  | https://new.abb.com/products/en/1SDA075630R1 | https://new.abb.com/products/en/1SDA102182R1
25 | U | XT2SU3040PFF000XXX | 1SDA075631R1+1SDA102159R1 | XT2S 125 BREAKING PART 3p F F UL/CSA + Ekip Touch LSI In=40A XT2 3p UL/CSA | 25:U | XT2SU3040PFF000XXX |  | https://new.abb.com/products/en/1SDA075631R1 | https://new.abb.com/products/en/1SDA102159R1
25 | U | XT2SU3040QFF000XXX | 1SDA075631R1+1SDA102163R1 | XT2S 125 BREAKING PART 3p F F UL/CSA + Ekip Touch LSIG In=40A XT2 3p UL/CSA | 25:U | XT2SU3040QFF000XXX |  | https://new.abb.com/products/en/1SDA075631R1 | https://new.abb.com/products/en/1SDA102163R1
25 | U | XT2SU3040RFF000XXX | 1SDA075631R1+1SDA102167R1 | XT2S 125 BREAKING PART 3p F F UL/CSA + Ekip Touch Meas.LSI In40 XT2 3p UL/CSA | 25:U | XT2SU3040RFF000XXX |  | https://new.abb.com/products/en/1SDA075631R1 | https://new.abb.com/products/en/1SDA102167R1
25 | U | XT2SU3040SFF000XXX | 1SDA075631R1+1SDA102171R1 | XT2S 125 BREAKING PART 3p F F UL/CSA + Ekip Touch Meas.LSIG In40 XT2 3p UL/CSA | 25:U | XT2SU3040SFF000XXX |  | https://new.abb.com/products/en/1SDA075631R1 | https://new.abb.com/products/en/1SDA102171R1
25 | U | XT2SU3040TFF000XXX | 1SDA075631R1+1SDA102175R1 | XT2S 125 BREAKING PART 3p F F UL/CSA + Ekip Hi-Touch LSI In=40A XT2 3p UL/CSA | 25:U | XT2SU3040TFF000XXX |  | https://new.abb.com/products/en/1SDA075631R1 | https://new.abb.com/products/en/1SDA102175R1
25 | U | XT2SU3040UFF000XXX | 1SDA075631R1+1SDA102179R1 | XT2S 125 BREAKING PART 3p F F UL/CSA + Ekip Hi-Touch LSIG In=40A XT2 3p UL/CSA | 25:U | XT2SU3040UFF000XXX |  | https://new.abb.com/products/en/1SDA075631R1 | https://new.abb.com/products/en/1SDA102179R1
25 | U | XT2SU3060PFF000XXX | 1SDA075631R1+1SDA102160R1 | XT2S 125 BREAKING PART 3p F F UL/CSA + Ekip Touch LSI In=60A XT2 3p UL/CSA | 25:U | XT2SU3060PFF000XXX |  | https://new.abb.com/products/en/1SDA075631R1 | https://new.abb.com/products/en/1SDA102160R1
25 | U | XT2SU3060QFF000XXX | 1SDA075631R1+1SDA102164R1 | XT2S 125 BREAKING PART 3p F F UL/CSA + Ekip Touch LSIG In=60A XT2 3p UL/CSA | 25:U | XT2SU3060QFF000XXX |  | https://new.abb.com/products/en/1SDA075631R1 | https://new.abb.com/products/en/1SDA102164R1
25 | U | XT2SU3060RFF000XXX | 1SDA075631R1+1SDA102168R1 | XT2S 125 BREAKING PART 3p F F UL/CSA + Ekip Touch Meas.LSI In60 XT2 3p UL/CSA | 25:U | XT2SU3060RFF000XXX |  | https://new.abb.com/products/en/1SDA075631R1 | https://new.abb.com/products/en/1SDA102168R1
25 | U | XT2SU3060SFF000XXX | 1SDA075631R1+1SDA102172R1 | XT2S 125 BREAKING PART 3p F F UL/CSA + Ekip Touch Meas.LSIG In60 XT2 3p UL/CSA | 25:U | XT2SU3060SFF000XXX |  | https://new.abb.com/products/en/1SDA075631R1 | https://new.abb.com/products/en/1SDA102172R1
25 | U | XT2SU3060TFF000XXX | 1SDA075631R1+1SDA102176R1 | XT2S 125 BREAKING PART 3p F F UL/CSA + Ekip Hi-Touch LSI In=60A XT2 3p UL/CSA | 25:U | XT2SU3060TFF000XXX |  | https://new.abb.com/products/en/1SDA075631R1 | https://new.abb.com/products/en/1SDA102176R1
25 | U | XT2SU3060UFF000XXX | 1SDA075631R1+1SDA102180R1 | XT2S 125 BREAKING PART 3p F F UL/CSA + Ekip Hi-Touch LSIG In=60A XT2 3p UL/CSA | 25:U | XT2SU3060UFF000XXX |  | https://new.abb.com/products/en/1SDA075631R1 | https://new.abb.com/products/en/1SDA102180R1
25 | U | XT2SU3100PFF000XXX | 1SDA075631R1+1SDA102161R1 | XT2S 125 BREAKING PART 3p F F UL/CSA + Ekip Touch LSI In=100A XT2 3p UL/CSA | 25:U | XT2SU3100PFF000XXX |  | https://new.abb.com/products/en/1SDA075631R1 | https://new.abb.com/products/en/1SDA102161R1
25 | U | XT2SU3100QFF000XXX | 1SDA075631R1+1SDA102165R1 | XT2S 125 BREAKING PART 3p F F UL/CSA + Ekip Touch LSIG In=100A XT2 3p UL/CSA | 25:U | XT2SU3100QFF000XXX |  | https://new.abb.com/products/en/1SDA075631R1 | https://new.abb.com/products/en/1SDA102165R1
25 | U | XT2SU3100RFF000XXX | 1SDA075631R1+1SDA102169R1 | XT2S 125 BREAKING PART 3p F F UL/CSA + Ekip Touch Meas.LSI In100 XT2 3p UL/CSA | 25:U | XT2SU3100RFF000XXX |  | https://new.abb.com/products/en/1SDA075631R1 | https://new.abb.com/products/en/1SDA102169R1
25 | U | XT2SU3100SFF000XXX | 1SDA075631R1+1SDA102173R1 | XT2S 125 BREAKING PART 3p F F UL/CSA + Ekip Touch Meas.LSIG In100 XT2 3p UL/CSA | 25:U | XT2SU3100SFF000XXX |  | https://new.abb.com/products/en/1SDA075631R1 | https://new.abb.com/products/en/1SDA102173R1
25 | U | XT2SU3100TFF000XXX | 1SDA075631R1+1SDA102177R1 | XT2S 125 BREAKING PART 3p F F UL/CSA + Ekip Hi-Touch LSI In=100A XT2 3p UL/CSA | 25:U | XT2SU3100TFF000XXX |  | https://new.abb.com/products/en/1SDA075631R1 | https://new.abb.com/products/en/1SDA102177R1
25 | U | XT2SU3100UFF000XXX | 1SDA075631R1+1SDA102181R1 | XT2S 125 BREAKING PART 3p F F UL/CSA + Ekip Hi-Touch LSIG In=100A XT2 3p UL/CSA | 25:U | XT2SU3100UFF000XXX |  | https://new.abb.com/products/en/1SDA075631R1 | https://new.abb.com/products/en/1SDA102181R1
25 | U | XT2SU3125PFF000XXX | 1SDA075631R1+1SDA102162R1 | XT2S 125 BREAKING PART 3p F F UL/CSA + Ekip Touch LSI In=125A XT2 3p UL/CSA | 25:U | XT2SU3125PFF000XXX |  | https://new.abb.com/products/en/1SDA075631R1 | https://new.abb.com/products/en/1SDA102162R1
25 | U | XT2SU3125QFF000XXX | 1SDA075631R1+1SDA102166R1 | XT2S 125 BREAKING PART 3p F F UL/CSA + Ekip Touch LSIG In=125A XT2 3p UL/CSA | 25:U | XT2SU3125QFF000XXX |  | https://new.abb.com/products/en/1SDA075631R1 | https://new.abb.com/products/en/1SDA102166R1
25 | U | XT2SU3125RFF000XXX | 1SDA075631R1+1SDA102170R1 | XT2S 125 BREAKING PART 3p F F UL/CSA + Ekip Touch Meas.LSI In125 XT2 3p UL/CSA | 25:U | XT2SU3125RFF000XXX |  | https://new.abb.com/products/en/1SDA075631R1 | https://new.abb.com/products/en/1SDA102170R1
25 | U | XT2SU3125SFF000XXX | 1SDA075631R1+1SDA102174R1 | XT2S 125 BREAKING PART 3p F F UL/CSA + Ekip Touch Meas.LSIG In125 XT2 3p UL/CSA | 25:U | XT2SU3125SFF000XXX |  | https://new.abb.com/products/en/1SDA075631R1 | https://new.abb.com/products/en/1SDA102174R1
25 | U | XT2SU3125TFF000XXX | 1SDA075631R1+1SDA102178R1 | XT2S 125 BREAKING PART 3p F F UL/CSA + Ekip Hi-Touch LSI In=125A XT2 3p UL/CSA | 25:U | XT2SU3125TFF000XXX |  | https://new.abb.com/products/en/1SDA075631R1 | https://new.abb.com/products/en/1SDA102178R1
25 | U | XT2SU3125UFF000XXX | 1SDA075631R1+1SDA102182R1 | XT2S 125 BREAKING PART 3p F F UL/CSA + Ekip Hi-Touch LSIG In=125A XT2 3p UL/CSA | 25:U | XT2SU3125UFF000XXX |  | https://new.abb.com/products/en/1SDA075631R1 | https://new.abb.com/products/en/1SDA102182R1
25 | U | XT2HU3040PFF000XXX | 1SDA075632R1+1SDA102159R1 | XT2H 125 BREAKING PART 3p F F UL/CSA + Ekip Touch LSI In=40A XT2 3p UL/CSA | 25:U | XT2HU3040PFF000XXX |  | https://new.abb.com/products/en/1SDA075632R1 | https://new.abb.com/products/en/1SDA102159R1
25 | U | XT2HU3040QFF000XXX | 1SDA075632R1+1SDA102163R1 | XT2H 125 BREAKING PART 3p F F UL/CSA + Ekip Touch LSIG In=40A XT2 3p UL/CSA | 25:U | XT2HU3040QFF000XXX |  | https://new.abb.com/products/en/1SDA075632R1 | https://new.abb.com/products/en/1SDA102163R1
25 | U | XT2HU3040RFF000XXX | 1SDA075632R1+1SDA102167R1 | XT2H 125 BREAKING PART 3p F F UL/CSA + Ekip Touch Meas.LSI In40 XT2 3p UL/CSA | 25:U | XT2HU3040RFF000XXX |  | https://new.abb.com/products/en/1SDA075632R1 | https://new.abb.com/products/en/1SDA102167R1
25 | U | XT2HU3040SFF000XXX | 1SDA075632R1+1SDA102171R1 | XT2H 125 BREAKING PART 3p F F UL/CSA + Ekip Touch Meas.LSIG In40 XT2 3p UL/CSA | 25:U | XT2HU3040SFF000XXX |  | https://new.abb.com/products/en/1SDA075632R1 | https://new.abb.com/products/en/1SDA102171R1
25 | U | XT2HU3040TFF000XXX | 1SDA075632R1+1SDA102175R1 | XT2H 125 BREAKING PART 3p F F UL/CSA + Ekip Hi-Touch LSI In=40A XT2 3p UL/CSA | 25:U | XT2HU3040TFF000XXX |  | https://new.abb.com/products/en/1SDA075632R1 | https://new.abb.com/products/en/1SDA102175R1
25 | U | XT2HU3040UFF000XXX | 1SDA075632R1+1SDA102179R1 | XT2H 125 BREAKING PART 3p F F UL/CSA + Ekip Hi-Touch LSIG In=40A XT2 3p UL/CSA | 25:U | XT2HU3040UFF000XXX |  | https://new.abb.com/products/en/1SDA075632R1 | https://new.abb.com/products/en/1SDA102179R1
25 | U | XT2HU3060PFF000XXX | 1SDA075632R1+1SDA102160R1 | XT2H 125 BREAKING PART 3p F F UL/CSA + Ekip Touch LSI In=60A XT2 3p UL/CSA | 25:U | XT2HU3060PFF000XXX |  | https://new.abb.com/products/en/1SDA075632R1 | https://new.abb.com/products/en/1SDA102160R1
25 | U | XT2HU3060QFF000XXX | 1SDA075632R1+1SDA102164R1 | XT2H 125 BREAKING PART 3p F F UL/CSA + Ekip Touch LSIG In=60A XT2 3p UL/CSA | 25:U | XT2HU3060QFF000XXX |  | https://new.abb.com/products/en/1SDA075632R1 | https://new.abb.com/products/en/1SDA102164R1
25 | U | XT2HU3060RFF000XXX | 1SDA075632R1+1SDA102168R1 | XT2H 125 BREAKING PART 3p F F UL/CSA + Ekip Touch Meas.LSI In60 XT2 3p UL/CSA | 25:U | XT2HU3060RFF000XXX |  | https://new.abb.com/products/en/1SDA075632R1 | https://new.abb.com/products/en/1SDA102168R1
25 | U | XT2HU3060SFF000XXX | 1SDA075632R1+1SDA102172R1 | XT2H 125 BREAKING PART 3p F F UL/CSA + Ekip Touch Meas.LSIG In60 XT2 3p UL/CSA | 25:U | XT2HU3060SFF000XXX |  | https://new.abb.com/products/en/1SDA075632R1 | https://new.abb.com/products/en/1SDA102172R1
25 | U | XT2HU3060TFF000XXX | 1SDA075632R1+1SDA102176R1 | XT2H 125 BREAKING PART 3p F F UL/CSA + Ekip Hi-Touch LSI In=60A XT2 3p UL/CSA | 25:U | XT2HU3060TFF000XXX |  | https://new.abb.com/products/en/1SDA075632R1 | https://new.abb.com/products/en/1SDA102176R1
25 | U | XT2HU3060UFF000XXX | 1SDA075632R1+1SDA102180R1 | XT2H 125 BREAKING PART 3p F F UL/CSA + Ekip Hi-Touch LSIG In=60A XT2 3p UL/CSA | 25:U | XT2HU3060UFF000XXX |  | https://new.abb.com/products/en/1SDA075632R1 | https://new.abb.com/products/en/1SDA102180R1
25 | U | XT2HU3100PFF000XXX | 1SDA075632R1+1SDA102161R1 | XT2H 125 BREAKING PART 3p F F UL/CSA + Ekip Touch LSI In=100A XT2 3p UL/CSA | 25:U | XT2HU3100PFF000XXX |  | https://new.abb.com/products/en/1SDA075632R1 | https://new.abb.com/products/en/1SDA102161R1
25 | U | XT2HU3100QFF000XXX | 1SDA075632R1+1SDA102165R1 | XT2H 125 BREAKING PART 3p F F UL/CSA + Ekip Touch LSIG In=100A XT2 3p UL/CSA | 25:U | XT2HU3100QFF000XXX |  | https://new.abb.com/products/en/1SDA075632R1 | https://new.abb.com/products/en/1SDA102165R1
25 | U | XT2HU3100RFF000XXX | 1SDA075632R1+1SDA102169R1 | XT2H 125 BREAKING PART 3p F F UL/CSA + Ekip Touch Meas.LSI In100 XT2 3p UL/CSA | 25:U | XT2HU3100RFF000XXX |  | https://new.abb.com/products/en/1SDA075632R1 | https://new.abb.com/products/en/1SDA102169R1
25 | U | XT2HU3100SFF000XXX | 1SDA075632R1+1SDA102173R1 | XT2H 125 BREAKING PART 3p F F UL/CSA + Ekip Touch Meas.LSIG In100 XT2 3p UL/CSA | 25:U | XT2HU3100SFF000XXX |  | https://new.abb.com/products/en/1SDA075632R1 | https://new.abb.com/products/en/1SDA102173R1
25 | U | XT2HU3100TFF000XXX | 1SDA075632R1+1SDA102177R1 | XT2H 125 BREAKING PART 3p F F UL/CSA + Ekip Hi-Touch LSI In=100A XT2 3p UL/CSA | 25:U | XT2HU3100TFF000XXX |  | https://new.abb.com/products/en/1SDA075632R1 | https://new.abb.com/products/en/1SDA102177R1
25 | U | XT2HU3100UFF000XXX | 1SDA075632R1+1SDA102181R1 | XT2H 125 BREAKING PART 3p F F UL/CSA + Ekip Hi-Touch LSIG In=100A XT2 3p UL/CSA | 25:U | XT2HU3100UFF000XXX |  | https://new.abb.com/products/en/1SDA075632R1 | https://new.abb.com/products/en/1SDA102181R1
25 | U | XT2HU3125PFF000XXX | 1SDA075632R1+1SDA102162R1 | XT2H 125 BREAKING PART 3p F F UL/CSA + Ekip Touch LSI In=125A XT2 3p UL/CSA | 25:U | XT2HU3125PFF000XXX |  | https://new.abb.com/products/en/1SDA075632R1 | https://new.abb.com/products/en/1SDA102162R1
25 | U | XT2HU3125QFF000XXX | 1SDA075632R1+1SDA102166R1 | XT2H 125 BREAKING PART 3p F F UL/CSA + Ekip Touch LSIG In=125A XT2 3p UL/CSA | 25:U | XT2HU3125QFF000XXX |  | https://new.abb.com/products/en/1SDA075632R1 | https://new.abb.com/products/en/1SDA102166R1
25 | U | XT2HU3125RFF000XXX | 1SDA075632R1+1SDA102170R1 | XT2H 125 BREAKING PART 3p F F UL/CSA + Ekip Touch Meas.LSI In125 XT2 3p UL/CSA | 25:U | XT2HU3125RFF000XXX |  | https://new.abb.com/products/en/1SDA075632R1 | https://new.abb.com/products/en/1SDA102170R1
25 | U | XT2HU3125SFF000XXX | 1SDA075632R1+1SDA102174R1 | XT2H 125 BREAKING PART 3p F F UL/CSA + Ekip Touch Meas.LSIG In125 XT2 3p UL/CSA | 25:U | XT2HU3125SFF000XXX |  | https://new.abb.com/products/en/1SDA075632R1 | https://new.abb.com/products/en/1SDA102174R1
25 | U | XT2HU3125TFF000XXX | 1SDA075632R1+1SDA102178R1 | XT2H 125 BREAKING PART 3p F F UL/CSA + Ekip Hi-Touch LSI In=125A XT2 3p UL/CSA | 25:U | XT2HU3125TFF000XXX |  | https://new.abb.com/products/en/1SDA075632R1 | https://new.abb.com/products/en/1SDA102178R1
25 | U | XT2HU3125UFF000XXX | 1SDA075632R1+1SDA102182R1 | XT2H 125 BREAKING PART 3p F F UL/CSA + Ekip Hi-Touch LSIG In=125A XT2 3p UL/CSA | 25:U | XT2HU3125UFF000XXX |  | https://new.abb.com/products/en/1SDA075632R1 | https://new.abb.com/products/en/1SDA102182R1
25 | U | XT2LU3040PFF000XXX | 1SDA075633R1+1SDA102159R1 | XT2L 125 BREAKING PART 3p F F UL/CSA + Ekip Touch LSI In=40A XT2 3p UL/CSA | 25:U | XT2LU3040PFF000XXX |  | https://new.abb.com/products/en/1SDA075633R1 | https://new.abb.com/products/en/1SDA102159R1
25 | U | XT2LU3040QFF000XXX | 1SDA075633R1+1SDA102163R1 | XT2L 125 BREAKING PART 3p F F UL/CSA + Ekip Touch LSIG In=40A XT2 3p UL/CSA | 25:U | XT2LU3040QFF000XXX |  | https://new.abb.com/products/en/1SDA075633R1 | https://new.abb.com/products/en/1SDA102163R1
25 | U | XT2LU3040RFF000XXX | 1SDA075633R1+1SDA102167R1 | XT2L 125 BREAKING PART 3p F F UL/CSA + Ekip Touch Meas.LSI In40 XT2 3p UL/CSA | 25:U | XT2LU3040RFF000XXX |  | https://new.abb.com/products/en/1SDA075633R1 | https://new.abb.com/products/en/1SDA102167R1
25 | U | XT2LU3040SFF000XXX | 1SDA075633R1+1SDA102171R1 | XT2L 125 BREAKING PART 3p F F UL/CSA + Ekip Touch Meas.LSIG In40 XT2 3p UL/CSA | 25:U | XT2LU3040SFF000XXX |  | https://new.abb.com/products/en/1SDA075633R1 | https://new.abb.com/products/en/1SDA102171R1
25 | U | XT2LU3040TFF000XXX | 1SDA075633R1+1SDA102175R1 | XT2L 125 BREAKING PART 3p F F UL/CSA + Ekip Hi-Touch LSI In=40A XT2 3p UL/CSA | 25:U | XT2LU3040TFF000XXX |  | https://new.abb.com/products/en/1SDA075633R1 | https://new.abb.com/products/en/1SDA102175R1
25 | U | XT2LU3040UFF000XXX | 1SDA075633R1+1SDA102179R1 | XT2L 125 BREAKING PART 3p F F UL/CSA + Ekip Hi-Touch LSIG In=40A XT2 3p UL/CSA | 25:U | XT2LU3040UFF000XXX |  | https://new.abb.com/products/en/1SDA075633R1 | https://new.abb.com/products/en/1SDA102179R1
25 | U | XT2LU3060PFF000XXX | 1SDA075633R1+1SDA102160R1 | XT2L 125 BREAKING PART 3p F F UL/CSA + Ekip Touch LSI In=60A XT2 3p UL/CSA | 25:U | XT2LU3060PFF000XXX |  | https://new.abb.com/products/en/1SDA075633R1 | https://new.abb.com/products/en/1SDA102160R1
25 | U | XT2LU3060QFF000XXX | 1SDA075633R1+1SDA102164R1 | XT2L 125 BREAKING PART 3p F F UL/CSA + Ekip Touch LSIG In=60A XT2 3p UL/CSA | 25:U | XT2LU3060QFF000XXX |  | https://new.abb.com/products/en/1SDA075633R1 | https://new.abb.com/products/en/1SDA102164R1
25 | U | XT2LU3060RFF000XXX | 1SDA075633R1+1SDA102168R1 | XT2L 125 BREAKING PART 3p F F UL/CSA + Ekip Touch Meas.LSI In60 XT2 3p UL/CSA | 25:U | XT2LU3060RFF000XXX |  | https://new.abb.com/products/en/1SDA075633R1 | https://new.abb.com/products/en/1SDA102168R1
25 | U | XT2LU3060SFF000XXX | 1SDA075633R1+1SDA102172R1 | XT2L 125 BREAKING PART 3p F F UL/CSA + Ekip Touch Meas.LSIG In60 XT2 3p UL/CSA | 25:U | XT2LU3060SFF000XXX |  | https://new.abb.com/products/en/1SDA075633R1 | https://new.abb.com/products/en/1SDA102172R1
25 | U | XT2LU3060TFF000XXX | 1SDA075633R1+1SDA102176R1 | XT2L 125 BREAKING PART 3p F F UL/CSA + Ekip Hi-Touch LSI In=60A XT2 3p UL/CSA | 25:U | XT2LU3060TFF000XXX |  | https://new.abb.com/products/en/1SDA075633R1 | https://new.abb.com/products/en/1SDA102176R1
25 | U | XT2LU3060UFF000XXX | 1SDA075633R1+1SDA102180R1 | XT2L 125 BREAKING PART 3p F F UL/CSA + Ekip Hi-Touch LSIG In=60A XT2 3p UL/CSA | 25:U | XT2LU3060UFF000XXX |  | https://new.abb.com/products/en/1SDA075633R1 | https://new.abb.com/products/en/1SDA102180R1
25 | U | XT2LU3060CFF000XXX | 1SDA075633R1+1SDA102188R1 | XT2L 125 BREAKING PART 3p F F UL/CSA + Ekip Dip LIG In=60A XT2 3p UL/CSA | 25:U | XT2LU3060CFF000XXX |  | https://new.abb.com/products/en/1SDA075633R1 | https://new.abb.com/products/en/1SDA102188R1
25 | U | XT2LU3100PFF000XXX | 1SDA075633R1+1SDA102161R1 | XT2L 125 BREAKING PART 3p F F UL/CSA + Ekip Touch LSI In=100A XT2 3p UL/CSA | 25:U | XT2LU3100PFF000XXX |  | https://new.abb.com/products/en/1SDA075633R1 | https://new.abb.com/products/en/1SDA102161R1
25 | U | XT2LU3100QFF000XXX | 1SDA075633R1+1SDA102165R1 | XT2L 125 BREAKING PART 3p F F UL/CSA + Ekip Touch LSIG In=100A XT2 3p UL/CSA | 25:U | XT2LU3100QFF000XXX |  | https://new.abb.com/products/en/1SDA075633R1 | https://new.abb.com/products/en/1SDA102165R1
25 | U | XT2LU3100RFF000XXX | 1SDA075633R1+1SDA102169R1 | XT2L 125 BREAKING PART 3p F F UL/CSA + Ekip Touch Meas.LSI In100 XT2 3p UL/CSA | 25:U | XT2LU3100RFF000XXX |  | https://new.abb.com/products/en/1SDA075633R1 | https://new.abb.com/products/en/1SDA102169R1
25 | U | XT2LU3100SFF000XXX | 1SDA075633R1+1SDA102173R1 | XT2L 125 BREAKING PART 3p F F UL/CSA + Ekip Touch Meas.LSIG In100 XT2 3p UL/CSA | 25:U | XT2LU3100SFF000XXX |  | https://new.abb.com/products/en/1SDA075633R1 | https://new.abb.com/products/en/1SDA102173R1
25 | U | XT2LU3100TFF000XXX | 1SDA075633R1+1SDA102177R1 | XT2L 125 BREAKING PART 3p F F UL/CSA + Ekip Hi-Touch LSI In=100A XT2 3p UL/CSA | 25:U | XT2LU3100TFF000XXX |  | https://new.abb.com/products/en/1SDA075633R1 | https://new.abb.com/products/en/1SDA102177R1
25 | U | XT2LU3100UFF000XXX | 1SDA075633R1+1SDA102181R1 | XT2L 125 BREAKING PART 3p F F UL/CSA + Ekip Hi-Touch LSIG In=100A XT2 3p UL/CSA | 25:U | XT2LU3100UFF000XXX |  | https://new.abb.com/products/en/1SDA075633R1 | https://new.abb.com/products/en/1SDA102181R1
25 | U | XT2LU3100CFF000XXX | 1SDA075633R1+1SDA102189R1 | XT2L 125 BREAKING PART 3p F F UL/CSA + Ekip Dip LIG In=100A XT2 3p UL/CSA | 25:U | XT2LU3100CFF000XXX |  | https://new.abb.com/products/en/1SDA075633R1 | https://new.abb.com/products/en/1SDA102189R1
25 | U | XT2LU3125PFF000XXX | 1SDA075633R1+1SDA102162R1 | XT2L 125 BREAKING PART 3p F F UL/CSA + Ekip Touch LSI In=125A XT2 3p UL/CSA | 25:U | XT2LU3125PFF000XXX |  | https://new.abb.com/products/en/1SDA075633R1 | https://new.abb.com/products/en/1SDA102162R1
25 | U | XT2LU3125QFF000XXX | 1SDA075633R1+1SDA102166R1 | XT2L 125 BREAKING PART 3p F F UL/CSA + Ekip Touch LSIG In=125A XT2 3p UL/CSA | 25:U | XT2LU3125QFF000XXX |  | https://new.abb.com/products/en/1SDA075633R1 | https://new.abb.com/products/en/1SDA102166R1
25 | U | XT2LU3125RFF000XXX | 1SDA075633R1+1SDA102170R1 | XT2L 125 BREAKING PART 3p F F UL/CSA + Ekip Touch Meas.LSI In125 XT2 3p UL/CSA | 25:U | XT2LU3125RFF000XXX |  | https://new.abb.com/products/en/1SDA075633R1 | https://new.abb.com/products/en/1SDA102170R1
25 | U | XT2LU3125SFF000XXX | 1SDA075633R1+1SDA102174R1 | XT2L 125 BREAKING PART 3p F F UL/CSA + Ekip Touch Meas.LSIG In125 XT2 3p UL/CSA | 25:U | XT2LU3125SFF000XXX |  | https://new.abb.com/products/en/1SDA075633R1 | https://new.abb.com/products/en/1SDA102174R1
25 | U | XT2LU3125TFF000XXX | 1SDA075633R1+1SDA102178R1 | XT2L 125 BREAKING PART 3p F F UL/CSA + Ekip Hi-Touch LSI In=125A XT2 3p UL/CSA | 25:U | XT2LU3125TFF000XXX |  | https://new.abb.com/products/en/1SDA075633R1 | https://new.abb.com/products/en/1SDA102178R1
25 | U | XT2LU3125UFF000XXX | 1SDA075633R1+1SDA102182R1 | XT2L 125 BREAKING PART 3p F F UL/CSA + Ekip Hi-Touch LSIG In=125A XT2 3p UL/CSA | 25:U | XT2LU3125UFF000XXX |  | https://new.abb.com/products/en/1SDA075633R1 | https://new.abb.com/products/en/1SDA102182R1
25 | U | XT2LU3125CFF000XXX | 1SDA075633R1+1SDA102190R1 | XT2L 125 BREAKING PART 3p F F UL/CSA + Ekip Dip LIG In=125A XT2 3p UL/CSA | 25:U | XT2LU3125CFF000XXX |  | https://new.abb.com/products/en/1SDA075633R1 | https://new.abb.com/products/en/1SDA102190R1
25 | U | XT2VU3040PFF000XXX | 1SDA075634R1+1SDA102159R1 | XT2V 125 BREAKING PART 3p F F UL/CSA + Ekip Touch LSI In=40A XT2 3p UL/CSA | 25:U | XT2VU3040PFF000XXX |  | https://new.abb.com/products/en/1SDA075634R1 | https://new.abb.com/products/en/1SDA102159R1
25 | U | XT2VU3040QFF000XXX | 1SDA075634R1+1SDA102163R1 | XT2V 125 BREAKING PART 3p F F UL/CSA + Ekip Touch LSIG In=40A XT2 3p UL/CSA | 25:U | XT2VU3040QFF000XXX |  | https://new.abb.com/products/en/1SDA075634R1 | https://new.abb.com/products/en/1SDA102163R1
25 | U | XT2VU3040RFF000XXX | 1SDA075634R1+1SDA102167R1 | XT2V 125 BREAKING PART 3p F F UL/CSA + Ekip Touch Meas.LSI In40 XT2 3p UL/CSA | 25:U | XT2VU3040RFF000XXX |  | https://new.abb.com/products/en/1SDA075634R1 | https://new.abb.com/products/en/1SDA102167R1
25 | U | XT2VU3040SFF000XXX | 1SDA075634R1+1SDA102171R1 | XT2V 125 BREAKING PART 3p F F UL/CSA + Ekip Touch Meas.LSIG In40 XT2 3p UL/CSA | 25:U | XT2VU3040SFF000XXX |  | https://new.abb.com/products/en/1SDA075634R1 | https://new.abb.com/products/en/1SDA102171R1
25 | U | XT2VU3040TFF000XXX | 1SDA075634R1+1SDA102175R1 | XT2V 125 BREAKING PART 3p F F UL/CSA + Ekip Hi-Touch LSI In=40A XT2 3p UL/CSA | 25:U | XT2VU3040TFF000XXX |  | https://new.abb.com/products/en/1SDA075634R1 | https://new.abb.com/products/en/1SDA102175R1
25 | U | XT2VU3040UFF000XXX | 1SDA075634R1+1SDA102179R1 | XT2V 125 BREAKING PART 3p F F UL/CSA + Ekip Hi-Touch LSIG In=40A XT2 3p UL/CSA | 25:U | XT2VU3040UFF000XXX |  | https://new.abb.com/products/en/1SDA075634R1 | https://new.abb.com/products/en/1SDA102179R1
25 | U | XT2VU3060PFF000XXX | 1SDA075634R1+1SDA102160R1 | XT2V 125 BREAKING PART 3p F F UL/CSA + Ekip Touch LSI In=60A XT2 3p UL/CSA | 25:U | XT2VU3060PFF000XXX |  | https://new.abb.com/products/en/1SDA075634R1 | https://new.abb.com/products/en/1SDA102160R1
25 | U | XT2VU3060QFF000XXX | 1SDA075634R1+1SDA102164R1 | XT2V 125 BREAKING PART 3p F F UL/CSA + Ekip Touch LSIG In=60A XT2 3p UL/CSA | 25:U | XT2VU3060QFF000XXX |  | https://new.abb.com/products/en/1SDA075634R1 | https://new.abb.com/products/en/1SDA102164R1
25 | U | XT2VU3060RFF000XXX | 1SDA075634R1+1SDA102168R1 | XT2V 125 BREAKING PART 3p F F UL/CSA + Ekip Touch Meas.LSI In60 XT2 3p UL/CSA | 25:U | XT2VU3060RFF000XXX |  | https://new.abb.com/products/en/1SDA075634R1 | https://new.abb.com/products/en/1SDA102168R1
25 | U | XT2VU3060SFF000XXX | 1SDA075634R1+1SDA102172R1 | XT2V 125 BREAKING PART 3p F F UL/CSA + Ekip Touch Meas.LSIG In60 XT2 3p UL/CSA | 25:U | XT2VU3060SFF000XXX |  | https://new.abb.com/products/en/1SDA075634R1 | https://new.abb.com/products/en/1SDA102172R1
25 | U | XT2VU3060TFF000XXX | 1SDA075634R1+1SDA102176R1 | XT2V 125 BREAKING PART 3p F F UL/CSA + Ekip Hi-Touch LSI In=60A XT2 3p UL/CSA | 25:U | XT2VU3060TFF000XXX |  | https://new.abb.com/products/en/1SDA075634R1 | https://new.abb.com/products/en/1SDA102176R1
25 | U | XT2VU3060UFF000XXX | 1SDA075634R1+1SDA102180R1 | XT2V 125 BREAKING PART 3p F F UL/CSA + Ekip Hi-Touch LSIG In=60A XT2 3p UL/CSA | 25:U | XT2VU3060UFF000XXX |  | https://new.abb.com/products/en/1SDA075634R1 | https://new.abb.com/products/en/1SDA102180R1
25 | U | XT2VU3060CFF000XXX | 1SDA075634R1+1SDA102188R1 | XT2V 125 BREAKING PART 3p F F UL/CSA + Ekip Dip LIG In=60A XT2 3p UL/CSA | 25:U | XT2VU3060CFF000XXX |  | https://new.abb.com/products/en/1SDA075634R1 | https://new.abb.com/products/en/1SDA102188R1
25 | U | XT2VU3100PFF000XXX | 1SDA075634R1+1SDA102161R1 | XT2V 125 BREAKING PART 3p F F UL/CSA + Ekip Touch LSI In=100A XT2 3p UL/CSA | 25:U | XT2VU3100PFF000XXX |  | https://new.abb.com/products/en/1SDA075634R1 | https://new.abb.com/products/en/1SDA102161R1
25 | U | XT2VU3100QFF000XXX | 1SDA075634R1+1SDA102165R1 | XT2V 125 BREAKING PART 3p F F UL/CSA + Ekip Touch LSIG In=100A XT2 3p UL/CSA | 25:U | XT2VU3100QFF000XXX |  | https://new.abb.com/products/en/1SDA075634R1 | https://new.abb.com/products/en/1SDA102165R1
25 | U | XT2VU3100RFF000XXX | 1SDA075634R1+1SDA102169R1 | XT2V 125 BREAKING PART 3p F F UL/CSA + Ekip Touch Meas.LSI In100 XT2 3p UL/CSA | 25:U | XT2VU3100RFF000XXX |  | https://new.abb.com/products/en/1SDA075634R1 | https://new.abb.com/products/en/1SDA102169R1
25 | U | XT2VU3100SFF000XXX | 1SDA075634R1+1SDA102173R1 | XT2V 125 BREAKING PART 3p F F UL/CSA + Ekip Touch Meas.LSIG In100 XT2 3p UL/CSA | 25:U | XT2VU3100SFF000XXX |  | https://new.abb.com/products/en/1SDA075634R1 | https://new.abb.com/products/en/1SDA102173R1
25 | U | XT2VU3100TFF000XXX | 1SDA075634R1+1SDA102177R1 | XT2V 125 BREAKING PART 3p F F UL/CSA + Ekip Hi-Touch LSI In=100A XT2 3p UL/CSA | 25:U | XT2VU3100TFF000XXX |  | https://new.abb.com/products/en/1SDA075634R1 | https://new.abb.com/products/en/1SDA102177R1
25 | U | XT2VU3100UFF000XXX | 1SDA075634R1+1SDA102181R1 | XT2V 125 BREAKING PART 3p F F UL/CSA + Ekip Hi-Touch LSIG In=100A XT2 3p UL/CSA | 25:U | XT2VU3100UFF000XXX |  | https://new.abb.com/products/en/1SDA075634R1 | https://new.abb.com/products/en/1SDA102181R1
25 | U | XT2VU3100CFF000XXX | 1SDA075634R1+1SDA102189R1 | XT2V 125 BREAKING PART 3p F F UL/CSA + Ekip Dip LIG In=100A XT2 3p UL/CSA | 25:U | XT2VU3100CFF000XXX |  | https://new.abb.com/products/en/1SDA075634R1 | https://new.abb.com/products/en/1SDA102189R1
25 | U | XT2VU3125PFF000XXX | 1SDA075634R1+1SDA102162R1 | XT2V 125 BREAKING PART 3p F F UL/CSA + Ekip Touch LSI In=125A XT2 3p UL/CSA | 25:U | XT2VU3125PFF000XXX |  | https://new.abb.com/products/en/1SDA075634R1 | https://new.abb.com/products/en/1SDA102162R1
25 | U | XT2VU3125QFF000XXX | 1SDA075634R1+1SDA102166R1 | XT2V 125 BREAKING PART 3p F F UL/CSA + Ekip Touch LSIG In=125A XT2 3p UL/CSA | 25:U | XT2VU3125QFF000XXX |  | https://new.abb.com/products/en/1SDA075634R1 | https://new.abb.com/products/en/1SDA102166R1
25 | U | XT2VU3125RFF000XXX | 1SDA075634R1+1SDA102170R1 | XT2V 125 BREAKING PART 3p F F UL/CSA + Ekip Touch Meas.LSI In125 XT2 3p UL/CSA | 25:U | XT2VU3125RFF000XXX |  | https://new.abb.com/products/en/1SDA075634R1 | https://new.abb.com/products/en/1SDA102170R1
25 | U | XT2VU3125SFF000XXX | 1SDA075634R1+1SDA102174R1 | XT2V 125 BREAKING PART 3p F F UL/CSA + Ekip Touch Meas.LSIG In125 XT2 3p UL/CSA | 25:U | XT2VU3125SFF000XXX |  | https://new.abb.com/products/en/1SDA075634R1 | https://new.abb.com/products/en/1SDA102174R1
25 | U | XT2VU3125TFF000XXX | 1SDA075634R1+1SDA102178R1 | XT2V 125 BREAKING PART 3p F F UL/CSA + Ekip Hi-Touch LSI In=125A XT2 3p UL/CSA | 25:U | XT2VU3125TFF000XXX |  | https://new.abb.com/products/en/1SDA075634R1 | https://new.abb.com/products/en/1SDA102178R1
25 | U | XT2VU3125UFF000XXX | 1SDA075634R1+1SDA102182R1 | XT2V 125 BREAKING PART 3p F F UL/CSA + Ekip Hi-Touch LSIG In=125A XT2 3p UL/CSA | 25:U | XT2VU3125UFF000XXX |  | https://new.abb.com/products/en/1SDA075634R1 | https://new.abb.com/products/en/1SDA102182R1
25 | U | XT2VU3125CFF000XXX | 1SDA075634R1+1SDA102190R1 | XT2V 125 BREAKING PART 3p F F UL/CSA + Ekip Dip LIG In=125A XT2 3p UL/CSA | 25:U | XT2VU3125CFF000XXX |  | https://new.abb.com/products/en/1SDA075634R1 | https://new.abb.com/products/en/1SDA102190R1
25 | U | XT2NU4040PFF000XXX | 1SDA075635R1+1SDA102205R1 | XT2N 125 BREAKING PART 4p F F UL/CSA + Ekip Touch LSI In=40A XT2 4p UL/CSA | 25:U | XT2NU4040PFF000XXX |  | https://new.abb.com/products/en/1SDA075635R1 | https://new.abb.com/products/en/1SDA102205R1
25 | U | XT2NU4040QFF000XXX | 1SDA075635R1+1SDA102209R1 | XT2N 125 BREAKING PART 4p F F UL/CSA + Ekip Touch LSIG In=40A XT2 4p UL/CSA | 25:U | XT2NU4040QFF000XXX |  | https://new.abb.com/products/en/1SDA075635R1 | https://new.abb.com/products/en/1SDA102209R1
25 | U | XT2NU4040RFF000XXX | 1SDA075635R1+1SDA102213R1 | XT2N 125 BREAKING PART 4p F F UL/CSA + Ekip Touch Meas.LSI In40 XT2 4p UL/CSA | 25:U | XT2NU4040RFF000XXX |  | https://new.abb.com/products/en/1SDA075635R1 | https://new.abb.com/products/en/1SDA102213R1
25 | U | XT2NU4040SFF000XXX | 1SDA075635R1+1SDA102217R1 | XT2N 125 BREAKING PART 4p F F UL/CSA + Ekip Touch Meas.LSIG In40 XT2 4p UL/CSA | 25:U | XT2NU4040SFF000XXX |  | https://new.abb.com/products/en/1SDA075635R1 | https://new.abb.com/products/en/1SDA102217R1
25 | U | XT2NU4040TFF000XXX | 1SDA075635R1+1SDA102221R1 | XT2N 125 BREAKING PART 4p F F UL/CSA + Ekip Hi-Touch LSI In=40A XT2 4p UL/CSA | 25:U | XT2NU4040TFF000XXX |  | https://new.abb.com/products/en/1SDA075635R1 | https://new.abb.com/products/en/1SDA102221R1
25 | U | XT2NU4040UFF000XXX | 1SDA075635R1+1SDA102225R1 | XT2N 125 BREAKING PART 4p F F UL/CSA + Ekip Hi-Touch LSIG In=40A XT2 4p UL/CSA | 25:U | XT2NU4040UFF000XXX |  | https://new.abb.com/products/en/1SDA075635R1 | https://new.abb.com/products/en/1SDA102225R1
25 | U | XT2NU4060PFF000XXX | 1SDA075635R1+1SDA102206R1 | XT2N 125 BREAKING PART 4p F F UL/CSA + Ekip Touch LSI In=60A XT2 4p UL/CSA | 25:U | XT2NU4060PFF000XXX |  | https://new.abb.com/products/en/1SDA075635R1 | https://new.abb.com/products/en/1SDA102206R1
25 | U | XT2NU4060QFF000XXX | 1SDA075635R1+1SDA102210R1 | XT2N 125 BREAKING PART 4p F F UL/CSA + Ekip Touch LSIG In=60A XT2 4p UL/CSA | 25:U | XT2NU4060QFF000XXX |  | https://new.abb.com/products/en/1SDA075635R1 | https://new.abb.com/products/en/1SDA102210R1
25 | U | XT2NU4060RFF000XXX | 1SDA075635R1+1SDA102214R1 | XT2N 125 BREAKING PART 4p F F UL/CSA + Ekip Touch Meas.LSI In60 XT2 4p UL/CSA | 25:U | XT2NU4060RFF000XXX |  | https://new.abb.com/products/en/1SDA075635R1 | https://new.abb.com/products/en/1SDA102214R1
25 | U | XT2NU4060SFF000XXX | 1SDA075635R1+1SDA102218R1 | XT2N 125 BREAKING PART 4p F F UL/CSA + Ekip Touch Meas.LSIG In60 XT2 4p UL/CSA | 25:U | XT2NU4060SFF000XXX |  | https://new.abb.com/products/en/1SDA075635R1 | https://new.abb.com/products/en/1SDA102218R1
25 | U | XT2NU4060TFF000XXX | 1SDA075635R1+1SDA102222R1 | XT2N 125 BREAKING PART 4p F F UL/CSA + Ekip Hi-Touch LSI In=60A XT2 4p UL/CSA | 25:U | XT2NU4060TFF000XXX |  | https://new.abb.com/products/en/1SDA075635R1 | https://new.abb.com/products/en/1SDA102222R1
25 | U | XT2NU4060UFF000XXX | 1SDA075635R1+1SDA102226R1 | XT2N 125 BREAKING PART 4p F F UL/CSA + Ekip Hi-Touch LSIG In=60A XT2 4p UL/CSA | 25:U | XT2NU4060UFF000XXX |  | https://new.abb.com/products/en/1SDA075635R1 | https://new.abb.com/products/en/1SDA102226R1
25 | U | XT2NU4100PFF000XXX | 1SDA075635R1+1SDA102207R1 | XT2N 125 BREAKING PART 4p F F UL/CSA + Ekip Touch LSI In=100A XT2 4p UL/CSA | 25:U | XT2NU4100PFF000XXX |  | https://new.abb.com/products/en/1SDA075635R1 | https://new.abb.com/products/en/1SDA102207R1
25 | U | XT2NU4100QFF000XXX | 1SDA075635R1+1SDA102211R1 | XT2N 125 BREAKING PART 4p F F UL/CSA + Ekip Touch LSIG In=100A XT2 4p UL/CSA | 25:U | XT2NU4100QFF000XXX |  | https://new.abb.com/products/en/1SDA075635R1 | https://new.abb.com/products/en/1SDA102211R1
25 | U | XT2NU4100RFF000XXX | 1SDA075635R1+1SDA102215R1 | XT2N 125 BREAKING PART 4p F F UL/CSA + Ekip Touch Meas.LSI In100 XT2 4p UL/CSA | 25:U | XT2NU4100RFF000XXX |  | https://new.abb.com/products/en/1SDA075635R1 | https://new.abb.com/products/en/1SDA102215R1
25 | U | XT2NU4100SFF000XXX | 1SDA075635R1+1SDA102219R1 | XT2N 125 BREAKING PART 4p F F UL/CSA + Ekip Touch Meas.LSIG In100 XT2 4p UL/CSA | 25:U | XT2NU4100SFF000XXX |  | https://new.abb.com/products/en/1SDA075635R1 | https://new.abb.com/products/en/1SDA102219R1
25 | U | XT2NU4100TFF000XXX | 1SDA075635R1+1SDA102223R1 | XT2N 125 BREAKING PART 4p F F UL/CSA + Ekip Hi-Touch LSI In=100A XT2 4p UL/CSA | 25:U | XT2NU4100TFF000XXX |  | https://new.abb.com/products/en/1SDA075635R1 | https://new.abb.com/products/en/1SDA102223R1
25 | U | XT2NU4100UFF000XXX | 1SDA075635R1+1SDA102227R1 | XT2N 125 BREAKING PART 4p F F UL/CSA + Ekip Hi-Touch LSIG In=100A XT2 4p UL/CSA | 25:U | XT2NU4100UFF000XXX |  | https://new.abb.com/products/en/1SDA075635R1 | https://new.abb.com/products/en/1SDA102227R1
25 | U | XT2NU4125PFF000XXX | 1SDA075635R1+1SDA102208R1 | XT2N 125 BREAKING PART 4p F F UL/CSA + Ekip Touch LSI In=125A XT2 4p UL/CSA | 25:U | XT2NU4125PFF000XXX |  | https://new.abb.com/products/en/1SDA075635R1 | https://new.abb.com/products/en/1SDA102208R1
25 | U | XT2NU4125QFF000XXX | 1SDA075635R1+1SDA102212R1 | XT2N 125 BREAKING PART 4p F F UL/CSA + Ekip Touch LSIG In=125A XT2 4p UL/CSA | 25:U | XT2NU4125QFF000XXX |  | https://new.abb.com/products/en/1SDA075635R1 | https://new.abb.com/products/en/1SDA102212R1
25 | U | XT2NU4125RFF000XXX | 1SDA075635R1+1SDA102216R1 | XT2N 125 BREAKING PART 4p F F UL/CSA + Ekip Touch Meas.LSI In125 XT2 4p UL/CSA | 25:U | XT2NU4125RFF000XXX |  | https://new.abb.com/products/en/1SDA075635R1 | https://new.abb.com/products/en/1SDA102216R1
25 | U | XT2NU4125SFF000XXX | 1SDA075635R1+1SDA102220R1 | XT2N 125 BREAKING PART 4p F F UL/CSA + Ekip Touch Meas.LSIG In125 XT2 4p UL/CSA | 25:U | XT2NU4125SFF000XXX |  | https://new.abb.com/products/en/1SDA075635R1 | https://new.abb.com/products/en/1SDA102220R1
25 | U | XT2NU4125TFF000XXX | 1SDA075635R1+1SDA102224R1 | XT2N 125 BREAKING PART 4p F F UL/CSA + Ekip Hi-Touch LSI In=125A XT2 4p UL/CSA | 25:U | XT2NU4125TFF000XXX |  | https://new.abb.com/products/en/1SDA075635R1 | https://new.abb.com/products/en/1SDA102224R1
25 | U | XT2NU4125UFF000XXX | 1SDA075635R1+1SDA102228R1 | XT2N 125 BREAKING PART 4p F F UL/CSA + Ekip Hi-Touch LSIG In=125A XT2 4p UL/CSA | 25:U | XT2NU4125UFF000XXX |  | https://new.abb.com/products/en/1SDA075635R1 | https://new.abb.com/products/en/1SDA102228R1
25 | U | XT2SU4040PFF000XXX | 1SDA075636R1+1SDA102205R1 | XT2S 125 BREAKING PART 4p F F UL/CSA + Ekip Touch LSI In=40A XT2 4p UL/CSA | 25:U | XT2SU4040PFF000XXX |  | https://new.abb.com/products/en/1SDA075636R1 | https://new.abb.com/products/en/1SDA102205R1
25 | U | XT2SU4040QFF000XXX | 1SDA075636R1+1SDA102209R1 | XT2S 125 BREAKING PART 4p F F UL/CSA + Ekip Touch LSIG In=40A XT2 4p UL/CSA | 25:U | XT2SU4040QFF000XXX |  | https://new.abb.com/products/en/1SDA075636R1 | https://new.abb.com/products/en/1SDA102209R1
25 | U | XT2SU4040RFF000XXX | 1SDA075636R1+1SDA102213R1 | XT2S 125 BREAKING PART 4p F F UL/CSA + Ekip Touch Meas.LSI In40 XT2 4p UL/CSA | 25:U | XT2SU4040RFF000XXX |  | https://new.abb.com/products/en/1SDA075636R1 | https://new.abb.com/products/en/1SDA102213R1
25 | U | XT2SU4040SFF000XXX | 1SDA075636R1+1SDA102217R1 | XT2S 125 BREAKING PART 4p F F UL/CSA + Ekip Touch Meas.LSIG In40 XT2 4p UL/CSA | 25:U | XT2SU4040SFF000XXX |  | https://new.abb.com/products/en/1SDA075636R1 | https://new.abb.com/products/en/1SDA102217R1
25 | U | XT2SU4040TFF000XXX | 1SDA075636R1+1SDA102221R1 | XT2S 125 BREAKING PART 4p F F UL/CSA + Ekip Hi-Touch LSI In=40A XT2 4p UL/CSA | 25:U | XT2SU4040TFF000XXX |  | https://new.abb.com/products/en/1SDA075636R1 | https://new.abb.com/products/en/1SDA102221R1
25 | U | XT2SU4040UFF000XXX | 1SDA075636R1+1SDA102225R1 | XT2S 125 BREAKING PART 4p F F UL/CSA + Ekip Hi-Touch LSIG In=40A XT2 4p UL/CSA | 25:U | XT2SU4040UFF000XXX |  | https://new.abb.com/products/en/1SDA075636R1 | https://new.abb.com/products/en/1SDA102225R1
25 | U | XT2SU4060PFF000XXX | 1SDA075636R1+1SDA102206R1 | XT2S 125 BREAKING PART 4p F F UL/CSA + Ekip Touch LSI In=60A XT2 4p UL/CSA | 25:U | XT2SU4060PFF000XXX |  | https://new.abb.com/products/en/1SDA075636R1 | https://new.abb.com/products/en/1SDA102206R1
25 | U | XT2SU4060QFF000XXX | 1SDA075636R1+1SDA102210R1 | XT2S 125 BREAKING PART 4p F F UL/CSA + Ekip Touch LSIG In=60A XT2 4p UL/CSA | 25:U | XT2SU4060QFF000XXX |  | https://new.abb.com/products/en/1SDA075636R1 | https://new.abb.com/products/en/1SDA102210R1
25 | U | XT2SU4060RFF000XXX | 1SDA075636R1+1SDA102214R1 | XT2S 125 BREAKING PART 4p F F UL/CSA + Ekip Touch Meas.LSI In60 XT2 4p UL/CSA | 25:U | XT2SU4060RFF000XXX |  | https://new.abb.com/products/en/1SDA075636R1 | https://new.abb.com/products/en/1SDA102214R1
25 | U | XT2SU4060SFF000XXX | 1SDA075636R1+1SDA102218R1 | XT2S 125 BREAKING PART 4p F F UL/CSA + Ekip Touch Meas.LSIG In60 XT2 4p UL/CSA | 25:U | XT2SU4060SFF000XXX |  | https://new.abb.com/products/en/1SDA075636R1 | https://new.abb.com/products/en/1SDA102218R1
25 | U | XT2SU4060TFF000XXX | 1SDA075636R1+1SDA102222R1 | XT2S 125 BREAKING PART 4p F F UL/CSA + Ekip Hi-Touch LSI In=60A XT2 4p UL/CSA | 25:U | XT2SU4060TFF000XXX |  | https://new.abb.com/products/en/1SDA075636R1 | https://new.abb.com/products/en/1SDA102222R1
25 | U | XT2SU4060UFF000XXX | 1SDA075636R1+1SDA102226R1 | XT2S 125 BREAKING PART 4p F F UL/CSA + Ekip Hi-Touch LSIG In=60A XT2 4p UL/CSA | 25:U | XT2SU4060UFF000XXX |  | https://new.abb.com/products/en/1SDA075636R1 | https://new.abb.com/products/en/1SDA102226R1
25 | U | XT2SU4100PFF000XXX | 1SDA075636R1+1SDA102207R1 | XT2S 125 BREAKING PART 4p F F UL/CSA + Ekip Touch LSI In=100A XT2 4p UL/CSA | 25:U | XT2SU4100PFF000XXX |  | https://new.abb.com/products/en/1SDA075636R1 | https://new.abb.com/products/en/1SDA102207R1
25 | U | XT2SU4100QFF000XXX | 1SDA075636R1+1SDA102211R1 | XT2S 125 BREAKING PART 4p F F UL/CSA + Ekip Touch LSIG In=100A XT2 4p UL/CSA | 25:U | XT2SU4100QFF000XXX |  | https://new.abb.com/products/en/1SDA075636R1 | https://new.abb.com/products/en/1SDA102211R1
25 | U | XT2SU4100RFF000XXX | 1SDA075636R1+1SDA102215R1 | XT2S 125 BREAKING PART 4p F F UL/CSA + Ekip Touch Meas.LSI In100 XT2 4p UL/CSA | 25:U | XT2SU4100RFF000XXX |  | https://new.abb.com/products/en/1SDA075636R1 | https://new.abb.com/products/en/1SDA102215R1
25 | U | XT2SU4100SFF000XXX | 1SDA075636R1+1SDA102219R1 | XT2S 125 BREAKING PART 4p F F UL/CSA + Ekip Touch Meas.LSIG In100 XT2 4p UL/CSA | 25:U | XT2SU4100SFF000XXX |  | https://new.abb.com/products/en/1SDA075636R1 | https://new.abb.com/products/en/1SDA102219R1
25 | U | XT2SU4100TFF000XXX | 1SDA075636R1+1SDA102223R1 | XT2S 125 BREAKING PART 4p F F UL/CSA + Ekip Hi-Touch LSI In=100A XT2 4p UL/CSA | 25:U | XT2SU4100TFF000XXX |  | https://new.abb.com/products/en/1SDA075636R1 | https://new.abb.com/products/en/1SDA102223R1
25 | U | XT2SU4100UFF000XXX | 1SDA075636R1+1SDA102227R1 | XT2S 125 BREAKING PART 4p F F UL/CSA + Ekip Hi-Touch LSIG In=100A XT2 4p UL/CSA | 25:U | XT2SU4100UFF000XXX |  | https://new.abb.com/products/en/1SDA075636R1 | https://new.abb.com/products/en/1SDA102227R1
25 | U | XT2SU4125PFF000XXX | 1SDA075636R1+1SDA102208R1 | XT2S 125 BREAKING PART 4p F F UL/CSA + Ekip Touch LSI In=125A XT2 4p UL/CSA | 25:U | XT2SU4125PFF000XXX |  | https://new.abb.com/products/en/1SDA075636R1 | https://new.abb.com/products/en/1SDA102208R1
25 | U | XT2SU4125QFF000XXX | 1SDA075636R1+1SDA102212R1 | XT2S 125 BREAKING PART 4p F F UL/CSA + Ekip Touch LSIG In=125A XT2 4p UL/CSA | 25:U | XT2SU4125QFF000XXX |  | https://new.abb.com/products/en/1SDA075636R1 | https://new.abb.com/products/en/1SDA102212R1
25 | U | XT2SU4125RFF000XXX | 1SDA075636R1+1SDA102216R1 | XT2S 125 BREAKING PART 4p F F UL/CSA + Ekip Touch Meas.LSI In125 XT2 4p UL/CSA | 25:U | XT2SU4125RFF000XXX |  | https://new.abb.com/products/en/1SDA075636R1 | https://new.abb.com/products/en/1SDA102216R1
25 | U | XT2SU4125SFF000XXX | 1SDA075636R1+1SDA102220R1 | XT2S 125 BREAKING PART 4p F F UL/CSA + Ekip Touch Meas.LSIG In125 XT2 4p UL/CSA | 25:U | XT2SU4125SFF000XXX |  | https://new.abb.com/products/en/1SDA075636R1 | https://new.abb.com/products/en/1SDA102220R1
25 | U | XT2SU4125TFF000XXX | 1SDA075636R1+1SDA102224R1 | XT2S 125 BREAKING PART 4p F F UL/CSA + Ekip Hi-Touch LSI In=125A XT2 4p UL/CSA | 25:U | XT2SU4125TFF000XXX |  | https://new.abb.com/products/en/1SDA075636R1 | https://new.abb.com/products/en/1SDA102224R1
25 | U | XT2SU4125UFF000XXX | 1SDA075636R1+1SDA102228R1 | XT2S 125 BREAKING PART 4p F F UL/CSA + Ekip Hi-Touch LSIG In=125A XT2 4p UL/CSA | 25:U | XT2SU4125UFF000XXX |  | https://new.abb.com/products/en/1SDA075636R1 | https://new.abb.com/products/en/1SDA102228R1
25 | U | XT2HU4040PFF000XXX | 1SDA075637R1+1SDA102205R1 | XT2H 125 BREAKING PART 4p F F UL/CSA + Ekip Touch LSI In=40A XT2 4p UL/CSA | 25:U | XT2HU4040PFF000XXX |  | https://new.abb.com/products/en/1SDA075637R1 | https://new.abb.com/products/en/1SDA102205R1
25 | U | XT2HU4040QFF000XXX | 1SDA075637R1+1SDA102209R1 | XT2H 125 BREAKING PART 4p F F UL/CSA + Ekip Touch LSIG In=40A XT2 4p UL/CSA | 25:U | XT2HU4040QFF000XXX |  | https://new.abb.com/products/en/1SDA075637R1 | https://new.abb.com/products/en/1SDA102209R1
25 | U | XT2HU4040RFF000XXX | 1SDA075637R1+1SDA102213R1 | XT2H 125 BREAKING PART 4p F F UL/CSA + Ekip Touch Meas.LSI In40 XT2 4p UL/CSA | 25:U | XT2HU4040RFF000XXX |  | https://new.abb.com/products/en/1SDA075637R1 | https://new.abb.com/products/en/1SDA102213R1
25 | U | XT2HU4040SFF000XXX | 1SDA075637R1+1SDA102217R1 | XT2H 125 BREAKING PART 4p F F UL/CSA + Ekip Touch Meas.LSIG In40 XT2 4p UL/CSA | 25:U | XT2HU4040SFF000XXX |  | https://new.abb.com/products/en/1SDA075637R1 | https://new.abb.com/products/en/1SDA102217R1
25 | U | XT2HU4040TFF000XXX | 1SDA075637R1+1SDA102221R1 | XT2H 125 BREAKING PART 4p F F UL/CSA + Ekip Hi-Touch LSI In=40A XT2 4p UL/CSA | 25:U | XT2HU4040TFF000XXX |  | https://new.abb.com/products/en/1SDA075637R1 | https://new.abb.com/products/en/1SDA102221R1
25 | U | XT2HU4040UFF000XXX | 1SDA075637R1+1SDA102225R1 | XT2H 125 BREAKING PART 4p F F UL/CSA + Ekip Hi-Touch LSIG In=40A XT2 4p UL/CSA | 25:U | XT2HU4040UFF000XXX |  | https://new.abb.com/products/en/1SDA075637R1 | https://new.abb.com/products/en/1SDA102225R1
25 | U | XT2HU4060PFF000XXX | 1SDA075637R1+1SDA102206R1 | XT2H 125 BREAKING PART 4p F F UL/CSA + Ekip Touch LSI In=60A XT2 4p UL/CSA | 25:U | XT2HU4060PFF000XXX |  | https://new.abb.com/products/en/1SDA075637R1 | https://new.abb.com/products/en/1SDA102206R1
25 | U | XT2HU4060QFF000XXX | 1SDA075637R1+1SDA102210R1 | XT2H 125 BREAKING PART 4p F F UL/CSA + Ekip Touch LSIG In=60A XT2 4p UL/CSA | 25:U | XT2HU4060QFF000XXX |  | https://new.abb.com/products/en/1SDA075637R1 | https://new.abb.com/products/en/1SDA102210R1
25 | U | XT2HU4060RFF000XXX | 1SDA075637R1+1SDA102214R1 | XT2H 125 BREAKING PART 4p F F UL/CSA + Ekip Touch Meas.LSI In60 XT2 4p UL/CSA | 25:U | XT2HU4060RFF000XXX |  | https://new.abb.com/products/en/1SDA075637R1 | https://new.abb.com/products/en/1SDA102214R1
25 | U | XT2HU4060SFF000XXX | 1SDA075637R1+1SDA102218R1 | XT2H 125 BREAKING PART 4p F F UL/CSA + Ekip Touch Meas.LSIG In60 XT2 4p UL/CSA | 25:U | XT2HU4060SFF000XXX |  | https://new.abb.com/products/en/1SDA075637R1 | https://new.abb.com/products/en/1SDA102218R1
25 | U | XT2HU4060TFF000XXX | 1SDA075637R1+1SDA102222R1 | XT2H 125 BREAKING PART 4p F F UL/CSA + Ekip Hi-Touch LSI In=60A XT2 4p UL/CSA | 25:U | XT2HU4060TFF000XXX |  | https://new.abb.com/products/en/1SDA075637R1 | https://new.abb.com/products/en/1SDA102222R1
25 | U | XT2HU4060UFF000XXX | 1SDA075637R1+1SDA102226R1 | XT2H 125 BREAKING PART 4p F F UL/CSA + Ekip Hi-Touch LSIG In=60A XT2 4p UL/CSA | 25:U | XT2HU4060UFF000XXX |  | https://new.abb.com/products/en/1SDA075637R1 | https://new.abb.com/products/en/1SDA102226R1
25 | U | XT2HU4100PFF000XXX | 1SDA075637R1+1SDA102207R1 | XT2H 125 BREAKING PART 4p F F UL/CSA + Ekip Touch LSI In=100A XT2 4p UL/CSA | 25:U | XT2HU4100PFF000XXX |  | https://new.abb.com/products/en/1SDA075637R1 | https://new.abb.com/products/en/1SDA102207R1
25 | U | XT2HU4100QFF000XXX | 1SDA075637R1+1SDA102211R1 | XT2H 125 BREAKING PART 4p F F UL/CSA + Ekip Touch LSIG In=100A XT2 4p UL/CSA | 25:U | XT2HU4100QFF000XXX |  | https://new.abb.com/products/en/1SDA075637R1 | https://new.abb.com/products/en/1SDA102211R1
25 | U | XT2HU4100RFF000XXX | 1SDA075637R1+1SDA102215R1 | XT2H 125 BREAKING PART 4p F F UL/CSA + Ekip Touch Meas.LSI In100 XT2 4p UL/CSA | 25:U | XT2HU4100RFF000XXX |  | https://new.abb.com/products/en/1SDA075637R1 | https://new.abb.com/products/en/1SDA102215R1
25 | U | XT2HU4100SFF000XXX | 1SDA075637R1+1SDA102219R1 | XT2H 125 BREAKING PART 4p F F UL/CSA + Ekip Touch Meas.LSIG In100 XT2 4p UL/CSA | 25:U | XT2HU4100SFF000XXX |  | https://new.abb.com/products/en/1SDA075637R1 | https://new.abb.com/products/en/1SDA102219R1
25 | U | XT2HU4100TFF000XXX | 1SDA075637R1+1SDA102223R1 | XT2H 125 BREAKING PART 4p F F UL/CSA + Ekip Hi-Touch LSI In=100A XT2 4p UL/CSA | 25:U | XT2HU4100TFF000XXX |  | https://new.abb.com/products/en/1SDA075637R1 | https://new.abb.com/products/en/1SDA102223R1
25 | U | XT2HU4100UFF000XXX | 1SDA075637R1+1SDA102227R1 | XT2H 125 BREAKING PART 4p F F UL/CSA + Ekip Hi-Touch LSIG In=100A XT2 4p UL/CSA | 25:U | XT2HU4100UFF000XXX |  | https://new.abb.com/products/en/1SDA075637R1 | https://new.abb.com/products/en/1SDA102227R1
25 | U | XT2HU4125PFF000XXX | 1SDA075637R1+1SDA102208R1 | XT2H 125 BREAKING PART 4p F F UL/CSA + Ekip Touch LSI In=125A XT2 4p UL/CSA | 25:U | XT2HU4125PFF000XXX |  | https://new.abb.com/products/en/1SDA075637R1 | https://new.abb.com/products/en/1SDA102208R1
25 | U | XT2HU4125QFF000XXX | 1SDA075637R1+1SDA102212R1 | XT2H 125 BREAKING PART 4p F F UL/CSA + Ekip Touch LSIG In=125A XT2 4p UL/CSA | 25:U | XT2HU4125QFF000XXX |  | https://new.abb.com/products/en/1SDA075637R1 | https://new.abb.com/products/en/1SDA102212R1
25 | U | XT2HU4125RFF000XXX | 1SDA075637R1+1SDA102216R1 | XT2H 125 BREAKING PART 4p F F UL/CSA + Ekip Touch Meas.LSI In125 XT2 4p UL/CSA | 25:U | XT2HU4125RFF000XXX |  | https://new.abb.com/products/en/1SDA075637R1 | https://new.abb.com/products/en/1SDA102216R1
25 | U | XT2HU4125SFF000XXX | 1SDA075637R1+1SDA102220R1 | XT2H 125 BREAKING PART 4p F F UL/CSA + Ekip Touch Meas.LSIG In125 XT2 4p UL/CSA | 25:U | XT2HU4125SFF000XXX |  | https://new.abb.com/products/en/1SDA075637R1 | https://new.abb.com/products/en/1SDA102220R1
25 | U | XT2HU4125TFF000XXX | 1SDA075637R1+1SDA102224R1 | XT2H 125 BREAKING PART 4p F F UL/CSA + Ekip Hi-Touch LSI In=125A XT2 4p UL/CSA | 25:U | XT2HU4125TFF000XXX |  | https://new.abb.com/products/en/1SDA075637R1 | https://new.abb.com/products/en/1SDA102224R1
25 | U | XT2HU4125UFF000XXX | 1SDA075637R1+1SDA102228R1 | XT2H 125 BREAKING PART 4p F F UL/CSA + Ekip Hi-Touch LSIG In=125A XT2 4p UL/CSA | 25:U | XT2HU4125UFF000XXX |  | https://new.abb.com/products/en/1SDA075637R1 | https://new.abb.com/products/en/1SDA102228R1
25 | U | XT2LU4040PFF000XXX | 1SDA075638R1+1SDA102205R1 | XT2L 125 BREAKING PART 4p F F UL/CSA + Ekip Touch LSI In=40A XT2 4p UL/CSA | 25:U | XT2LU4040PFF000XXX |  | https://new.abb.com/products/en/1SDA075638R1 | https://new.abb.com/products/en/1SDA102205R1
25 | U | XT2LU4040QFF000XXX | 1SDA075638R1+1SDA102209R1 | XT2L 125 BREAKING PART 4p F F UL/CSA + Ekip Touch LSIG In=40A XT2 4p UL/CSA | 25:U | XT2LU4040QFF000XXX |  | https://new.abb.com/products/en/1SDA075638R1 | https://new.abb.com/products/en/1SDA102209R1
25 | U | XT2LU4040RFF000XXX | 1SDA075638R1+1SDA102213R1 | XT2L 125 BREAKING PART 4p F F UL/CSA + Ekip Touch Meas.LSI In40 XT2 4p UL/CSA | 25:U | XT2LU4040RFF000XXX |  | https://new.abb.com/products/en/1SDA075638R1 | https://new.abb.com/products/en/1SDA102213R1
25 | U | XT2LU4040SFF000XXX | 1SDA075638R1+1SDA102217R1 | XT2L 125 BREAKING PART 4p F F UL/CSA + Ekip Touch Meas.LSIG In40 XT2 4p UL/CSA | 25:U | XT2LU4040SFF000XXX |  | https://new.abb.com/products/en/1SDA075638R1 | https://new.abb.com/products/en/1SDA102217R1
25 | U | XT2LU4040TFF000XXX | 1SDA075638R1+1SDA102221R1 | XT2L 125 BREAKING PART 4p F F UL/CSA + Ekip Hi-Touch LSI In=40A XT2 4p UL/CSA | 25:U | XT2LU4040TFF000XXX |  | https://new.abb.com/products/en/1SDA075638R1 | https://new.abb.com/products/en/1SDA102221R1
25 | U | XT2LU4040UFF000XXX | 1SDA075638R1+1SDA102225R1 | XT2L 125 BREAKING PART 4p F F UL/CSA + Ekip Hi-Touch LSIG In=40A XT2 4p UL/CSA | 25:U | XT2LU4040UFF000XXX |  | https://new.abb.com/products/en/1SDA075638R1 | https://new.abb.com/products/en/1SDA102225R1
25 | U | XT2LU4060PFF000XXX | 1SDA075638R1+1SDA102206R1 | XT2L 125 BREAKING PART 4p F F UL/CSA + Ekip Touch LSI In=60A XT2 4p UL/CSA | 25:U | XT2LU4060PFF000XXX |  | https://new.abb.com/products/en/1SDA075638R1 | https://new.abb.com/products/en/1SDA102206R1
25 | U | XT2LU4060QFF000XXX | 1SDA075638R1+1SDA102210R1 | XT2L 125 BREAKING PART 4p F F UL/CSA + Ekip Touch LSIG In=60A XT2 4p UL/CSA | 25:U | XT2LU4060QFF000XXX |  | https://new.abb.com/products/en/1SDA075638R1 | https://new.abb.com/products/en/1SDA102210R1
25 | U | XT2LU4060RFF000XXX | 1SDA075638R1+1SDA102214R1 | XT2L 125 BREAKING PART 4p F F UL/CSA + Ekip Touch Meas.LSI In60 XT2 4p UL/CSA | 25:U | XT2LU4060RFF000XXX |  | https://new.abb.com/products/en/1SDA075638R1 | https://new.abb.com/products/en/1SDA102214R1
25 | U | XT2LU4060SFF000XXX | 1SDA075638R1+1SDA102218R1 | XT2L 125 BREAKING PART 4p F F UL/CSA + Ekip Touch Meas.LSIG In60 XT2 4p UL/CSA | 25:U | XT2LU4060SFF000XXX |  | https://new.abb.com/products/en/1SDA075638R1 | https://new.abb.com/products/en/1SDA102218R1
25 | U | XT2LU4060TFF000XXX | 1SDA075638R1+1SDA102222R1 | XT2L 125 BREAKING PART 4p F F UL/CSA + Ekip Hi-Touch LSI In=60A XT2 4p UL/CSA | 25:U | XT2LU4060TFF000XXX |  | https://new.abb.com/products/en/1SDA075638R1 | https://new.abb.com/products/en/1SDA102222R1
25 | U | XT2LU4060UFF000XXX | 1SDA075638R1+1SDA102226R1 | XT2L 125 BREAKING PART 4p F F UL/CSA + Ekip Hi-Touch LSIG In=60A XT2 4p UL/CSA | 25:U | XT2LU4060UFF000XXX |  | https://new.abb.com/products/en/1SDA075638R1 | https://new.abb.com/products/en/1SDA102226R1
25 | U | XT2LU4060CFF000XXX | 1SDA075638R1+1SDA102230R1 | XT2L 125 BREAKING PART 4p F F UL/CSA + Ekip Dip LIG In=60A XT2 4p UL/CSA | 25:U | XT2LU4060CFF000XXX |  | https://new.abb.com/products/en/1SDA075638R1 | https://new.abb.com/products/en/1SDA102230R1
25 | U | XT2LU4100PFF000XXX | 1SDA075638R1+1SDA102207R1 | XT2L 125 BREAKING PART 4p F F UL/CSA + Ekip Touch LSI In=100A XT2 4p UL/CSA | 25:U | XT2LU4100PFF000XXX |  | https://new.abb.com/products/en/1SDA075638R1 | https://new.abb.com/products/en/1SDA102207R1
25 | U | XT2LU4100QFF000XXX | 1SDA075638R1+1SDA102211R1 | XT2L 125 BREAKING PART 4p F F UL/CSA + Ekip Touch LSIG In=100A XT2 4p UL/CSA | 25:U | XT2LU4100QFF000XXX |  | https://new.abb.com/products/en/1SDA075638R1 | https://new.abb.com/products/en/1SDA102211R1
25 | U | XT2LU4100RFF000XXX | 1SDA075638R1+1SDA102215R1 | XT2L 125 BREAKING PART 4p F F UL/CSA + Ekip Touch Meas.LSI In100 XT2 4p UL/CSA | 25:U | XT2LU4100RFF000XXX |  | https://new.abb.com/products/en/1SDA075638R1 | https://new.abb.com/products/en/1SDA102215R1
25 | U | XT2LU4100SFF000XXX | 1SDA075638R1+1SDA102219R1 | XT2L 125 BREAKING PART 4p F F UL/CSA + Ekip Touch Meas.LSIG In100 XT2 4p UL/CSA | 25:U | XT2LU4100SFF000XXX |  | https://new.abb.com/products/en/1SDA075638R1 | https://new.abb.com/products/en/1SDA102219R1
25 | U | XT2LU4100TFF000XXX | 1SDA075638R1+1SDA102223R1 | XT2L 125 BREAKING PART 4p F F UL/CSA + Ekip Hi-Touch LSI In=100A XT2 4p UL/CSA | 25:U | XT2LU4100TFF000XXX |  | https://new.abb.com/products/en/1SDA075638R1 | https://new.abb.com/products/en/1SDA102223R1
25 | U | XT2LU4100UFF000XXX | 1SDA075638R1+1SDA102227R1 | XT2L 125 BREAKING PART 4p F F UL/CSA + Ekip Hi-Touch LSIG In=100A XT2 4p UL/CSA | 25:U | XT2LU4100UFF000XXX |  | https://new.abb.com/products/en/1SDA075638R1 | https://new.abb.com/products/en/1SDA102227R1
25 | U | XT2LU4100CFF000XXX | 1SDA075638R1+1SDA102231R1 | XT2L 125 BREAKING PART 4p F F UL/CSA + Ekip Dip LIG In=100A XT2 4p UL/CSA | 25:U | XT2LU4100CFF000XXX |  | https://new.abb.com/products/en/1SDA075638R1 | https://new.abb.com/products/en/1SDA102231R1
25 | U | XT2LU4125PFF000XXX | 1SDA075638R1+1SDA102208R1 | XT2L 125 BREAKING PART 4p F F UL/CSA + Ekip Touch LSI In=125A XT2 4p UL/CSA | 25:U | XT2LU4125PFF000XXX |  | https://new.abb.com/products/en/1SDA075638R1 | https://new.abb.com/products/en/1SDA102208R1
25 | U | XT2LU4125QFF000XXX | 1SDA075638R1+1SDA102212R1 | XT2L 125 BREAKING PART 4p F F UL/CSA + Ekip Touch LSIG In=125A XT2 4p UL/CSA | 25:U | XT2LU4125QFF000XXX |  | https://new.abb.com/products/en/1SDA075638R1 | https://new.abb.com/products/en/1SDA102212R1
25 | U | XT2LU4125RFF000XXX | 1SDA075638R1+1SDA102216R1 | XT2L 125 BREAKING PART 4p F F UL/CSA + Ekip Touch Meas.LSI In125 XT2 4p UL/CSA | 25:U | XT2LU4125RFF000XXX |  | https://new.abb.com/products/en/1SDA075638R1 | https://new.abb.com/products/en/1SDA102216R1
25 | U | XT2LU4125SFF000XXX | 1SDA075638R1+1SDA102220R1 | XT2L 125 BREAKING PART 4p F F UL/CSA + Ekip Touch Meas.LSIG In125 XT2 4p UL/CSA | 25:U | XT2LU4125SFF000XXX |  | https://new.abb.com/products/en/1SDA075638R1 | https://new.abb.com/products/en/1SDA102220R1
25 | U | XT2LU4125TFF000XXX | 1SDA075638R1+1SDA102224R1 | XT2L 125 BREAKING PART 4p F F UL/CSA + Ekip Hi-Touch LSI In=125A XT2 4p UL/CSA | 25:U | XT2LU4125TFF000XXX |  | https://new.abb.com/products/en/1SDA075638R1 | https://new.abb.com/products/en/1SDA102224R1
25 | U | XT2LU4125UFF000XXX | 1SDA075638R1+1SDA102228R1 | XT2L 125 BREAKING PART 4p F F UL/CSA + Ekip Hi-Touch LSIG In=125A XT2 4p UL/CSA | 25:U | XT2LU4125UFF000XXX |  | https://new.abb.com/products/en/1SDA075638R1 | https://new.abb.com/products/en/1SDA102228R1
25 | U | XT2LU4125CFF000XXX | 1SDA075638R1+1SDA102232R1 | XT2L 125 BREAKING PART 4p F F UL/CSA + Ekip Dip LIG In=125A XT2 4p UL/CSA | 25:U | XT2LU4125CFF000XXX |  | https://new.abb.com/products/en/1SDA075638R1 | https://new.abb.com/products/en/1SDA102232R1
25 | U | XT2VU4040PFF000XXX | 1SDA075639R1+1SDA102205R1 | XT2V 125 BREAKING PART 4p F F UL/CSA + Ekip Touch LSI In=40A XT2 4p UL/CSA | 25:U | XT2VU4040PFF000XXX |  | https://new.abb.com/products/en/1SDA075639R1 | https://new.abb.com/products/en/1SDA102205R1
25 | U | XT2VU4040QFF000XXX | 1SDA075639R1+1SDA102209R1 | XT2V 125 BREAKING PART 4p F F UL/CSA + Ekip Touch LSIG In=40A XT2 4p UL/CSA | 25:U | XT2VU4040QFF000XXX |  | https://new.abb.com/products/en/1SDA075639R1 | https://new.abb.com/products/en/1SDA102209R1
25 | U | XT2VU4040RFF000XXX | 1SDA075639R1+1SDA102213R1 | XT2V 125 BREAKING PART 4p F F UL/CSA + Ekip Touch Meas.LSI In40 XT2 4p UL/CSA | 25:U | XT2VU4040RFF000XXX |  | https://new.abb.com/products/en/1SDA075639R1 | https://new.abb.com/products/en/1SDA102213R1
25 | U | XT2VU4040SFF000XXX | 1SDA075639R1+1SDA102217R1 | XT2V 125 BREAKING PART 4p F F UL/CSA + Ekip Touch Meas.LSIG In40 XT2 4p UL/CSA | 25:U | XT2VU4040SFF000XXX |  | https://new.abb.com/products/en/1SDA075639R1 | https://new.abb.com/products/en/1SDA102217R1
25 | U | XT2VU4040TFF000XXX | 1SDA075639R1+1SDA102221R1 | XT2V 125 BREAKING PART 4p F F UL/CSA + Ekip Hi-Touch LSI In=40A XT2 4p UL/CSA | 25:U | XT2VU4040TFF000XXX |  | https://new.abb.com/products/en/1SDA075639R1 | https://new.abb.com/products/en/1SDA102221R1
25 | U | XT2VU4040UFF000XXX | 1SDA075639R1+1SDA102225R1 | XT2V 125 BREAKING PART 4p F F UL/CSA + Ekip Hi-Touch LSIG In=40A XT2 4p UL/CSA | 25:U | XT2VU4040UFF000XXX |  | https://new.abb.com/products/en/1SDA075639R1 | https://new.abb.com/products/en/1SDA102225R1
25 | U | XT2VU4060PFF000XXX | 1SDA075639R1+1SDA102206R1 | XT2V 125 BREAKING PART 4p F F UL/CSA + Ekip Touch LSI In=60A XT2 4p UL/CSA | 25:U | XT2VU4060PFF000XXX |  | https://new.abb.com/products/en/1SDA075639R1 | https://new.abb.com/products/en/1SDA102206R1
25 | U | XT2VU4060QFF000XXX | 1SDA075639R1+1SDA102210R1 | XT2V 125 BREAKING PART 4p F F UL/CSA + Ekip Touch LSIG In=60A XT2 4p UL/CSA | 25:U | XT2VU4060QFF000XXX |  | https://new.abb.com/products/en/1SDA075639R1 | https://new.abb.com/products/en/1SDA102210R1
25 | U | XT2VU4060RFF000XXX | 1SDA075639R1+1SDA102214R1 | XT2V 125 BREAKING PART 4p F F UL/CSA + Ekip Touch Meas.LSI In60 XT2 4p UL/CSA | 25:U | XT2VU4060RFF000XXX |  | https://new.abb.com/products/en/1SDA075639R1 | https://new.abb.com/products/en/1SDA102214R1
25 | U | XT2VU4060SFF000XXX | 1SDA075639R1+1SDA102218R1 | XT2V 125 BREAKING PART 4p F F UL/CSA + Ekip Touch Meas.LSIG In60 XT2 4p UL/CSA | 25:U | XT2VU4060SFF000XXX |  | https://new.abb.com/products/en/1SDA075639R1 | https://new.abb.com/products/en/1SDA102218R1
25 | U | XT2VU4060TFF000XXX | 1SDA075639R1+1SDA102222R1 | XT2V 125 BREAKING PART 4p F F UL/CSA + Ekip Hi-Touch LSI In=60A XT2 4p UL/CSA | 25:U | XT2VU4060TFF000XXX |  | https://new.abb.com/products/en/1SDA075639R1 | https://new.abb.com/products/en/1SDA102222R1
25 | U | XT2VU4060UFF000XXX | 1SDA075639R1+1SDA102226R1 | XT2V 125 BREAKING PART 4p F F UL/CSA + Ekip Hi-Touch LSIG In=60A XT2 4p UL/CSA | 25:U | XT2VU4060UFF000XXX |  | https://new.abb.com/products/en/1SDA075639R1 | https://new.abb.com/products/en/1SDA102226R1
25 | U | XT2VU4060CFF000XXX | 1SDA075639R1+1SDA102230R1 | XT2V 125 BREAKING PART 4p F F UL/CSA + Ekip Dip LIG In=60A XT2 4p UL/CSA | 25:U | XT2VU4060CFF000XXX |  | https://new.abb.com/products/en/1SDA075639R1 | https://new.abb.com/products/en/1SDA102230R1
25 | U | XT2VU4100PFF000XXX | 1SDA075639R1+1SDA102207R1 | XT2V 125 BREAKING PART 4p F F UL/CSA + Ekip Touch LSI In=100A XT2 4p UL/CSA | 25:U | XT2VU4100PFF000XXX |  | https://new.abb.com/products/en/1SDA075639R1 | https://new.abb.com/products/en/1SDA102207R1
25 | U | XT2VU4100QFF000XXX | 1SDA075639R1+1SDA102211R1 | XT2V 125 BREAKING PART 4p F F UL/CSA + Ekip Touch LSIG In=100A XT2 4p UL/CSA | 25:U | XT2VU4100QFF000XXX |  | https://new.abb.com/products/en/1SDA075639R1 | https://new.abb.com/products/en/1SDA102211R1
25 | U | XT2VU4100RFF000XXX | 1SDA075639R1+1SDA102215R1 | XT2V 125 BREAKING PART 4p F F UL/CSA + Ekip Touch Meas.LSI In100 XT2 4p UL/CSA | 25:U | XT2VU4100RFF000XXX |  | https://new.abb.com/products/en/1SDA075639R1 | https://new.abb.com/products/en/1SDA102215R1
25 | U | XT2VU4100SFF000XXX | 1SDA075639R1+1SDA102219R1 | XT2V 125 BREAKING PART 4p F F UL/CSA + Ekip Touch Meas.LSIG In100 XT2 4p UL/CSA | 25:U | XT2VU4100SFF000XXX |  | https://new.abb.com/products/en/1SDA075639R1 | https://new.abb.com/products/en/1SDA102219R1
25 | U | XT2VU4100TFF000XXX | 1SDA075639R1+1SDA102223R1 | XT2V 125 BREAKING PART 4p F F UL/CSA + Ekip Hi-Touch LSI In=100A XT2 4p UL/CSA | 25:U | XT2VU4100TFF000XXX |  | https://new.abb.com/products/en/1SDA075639R1 | https://new.abb.com/products/en/1SDA102223R1
25 | U | XT2VU4100UFF000XXX | 1SDA075639R1+1SDA102227R1 | XT2V 125 BREAKING PART 4p F F UL/CSA + Ekip Hi-Touch LSIG In=100A XT2 4p UL/CSA | 25:U | XT2VU4100UFF000XXX |  | https://new.abb.com/products/en/1SDA075639R1 | https://new.abb.com/products/en/1SDA102227R1
25 | U | XT2VU4100CFF000XXX | 1SDA075639R1+1SDA102231R1 | XT2V 125 BREAKING PART 4p F F UL/CSA + Ekip Dip LIG In=100A XT2 4p UL/CSA | 25:U | XT2VU4100CFF000XXX |  | https://new.abb.com/products/en/1SDA075639R1 | https://new.abb.com/products/en/1SDA102231R1
25 | U | XT2VU4125PFF000XXX | 1SDA075639R1+1SDA102208R1 | XT2V 125 BREAKING PART 4p F F UL/CSA + Ekip Touch LSI In=125A XT2 4p UL/CSA | 25:U | XT2VU4125PFF000XXX |  | https://new.abb.com/products/en/1SDA075639R1 | https://new.abb.com/products/en/1SDA102208R1
25 | U | XT2VU4125QFF000XXX | 1SDA075639R1+1SDA102212R1 | XT2V 125 BREAKING PART 4p F F UL/CSA + Ekip Touch LSIG In=125A XT2 4p UL/CSA | 25:U | XT2VU4125QFF000XXX |  | https://new.abb.com/products/en/1SDA075639R1 | https://new.abb.com/products/en/1SDA102212R1
25 | U | XT2VU4125RFF000XXX | 1SDA075639R1+1SDA102216R1 | XT2V 125 BREAKING PART 4p F F UL/CSA + Ekip Touch Meas.LSI In125 XT2 4p UL/CSA | 25:U | XT2VU4125RFF000XXX |  | https://new.abb.com/products/en/1SDA075639R1 | https://new.abb.com/products/en/1SDA102216R1
25 | U | XT2VU4125SFF000XXX | 1SDA075639R1+1SDA102220R1 | XT2V 125 BREAKING PART 4p F F UL/CSA + Ekip Touch Meas.LSIG In125 XT2 4p UL/CSA | 25:U | XT2VU4125SFF000XXX |  | https://new.abb.com/products/en/1SDA075639R1 | https://new.abb.com/products/en/1SDA102220R1
25 | U | XT2VU4125TFF000XXX | 1SDA075639R1+1SDA102224R1 | XT2V 125 BREAKING PART 4p F F UL/CSA + Ekip Hi-Touch LSI In=125A XT2 4p UL/CSA | 25:U | XT2VU4125TFF000XXX |  | https://new.abb.com/products/en/1SDA075639R1 | https://new.abb.com/products/en/1SDA102224R1
25 | U | XT2VU4125UFF000XXX | 1SDA075639R1+1SDA102228R1 | XT2V 125 BREAKING PART 4p F F UL/CSA + Ekip Hi-Touch LSIG In=125A XT2 4p UL/CSA | 25:U | XT2VU4125UFF000XXX |  | https://new.abb.com/products/en/1SDA075639R1 | https://new.abb.com/products/en/1SDA102228R1
25 | U | XT2VU4125CFF000XXX | 1SDA075639R1+1SDA102232R1 | XT2V 125 BREAKING PART 4p F F UL/CSA + Ekip Dip LIG In=125A XT2 4p UL/CSA | 25:U | XT2VU4125CFF000XXX |  | https://new.abb.com/products/en/1SDA075639R1 | https://new.abb.com/products/en/1SDA102232R1
25 | U | XT4NU3100PFF000XXX | 1SDA075640R1+1SDA102364R1 | XT4N 250 BREAKING PART 3p F F UL/CSA + Ekip Touch LSI In=100A XT4 3p UL/CSA | 25:U | XT4NU3100PFF000XXX |  | https://new.abb.com/products/en/1SDA075640R1 | https://new.abb.com/products/en/1SDA102364R1
25 | U | XT4NU3100QFF000XXX | 1SDA075640R1+1SDA102368R1 | XT4N 250 BREAKING PART 3p F F UL/CSA + Ekip Touch LSIG In=100A XT4 3p UL/CSA | 25:U | XT4NU3100QFF000XXX |  | https://new.abb.com/products/en/1SDA075640R1 | https://new.abb.com/products/en/1SDA102368R1
25 | U | XT4NU3100RFF000XXX | 1SDA075640R1+1SDA102372R1 | XT4N 250 BREAKING PART 3p F F UL/CSA + Ekip Touch Meas.LSI In100 XT4 3p UL/CSA | 25:U | XT4NU3100RFF000XXX |  | https://new.abb.com/products/en/1SDA075640R1 | https://new.abb.com/products/en/1SDA102372R1
25 | U | XT4NU3100SFF000XXX | 1SDA075640R1+1SDA102376R1 | XT4N 250 BREAKING PART 3p F F UL/CSA + Ekip Touch Meas.LSIG In100 XT4 3p UL/CSA | 25:U | XT4NU3100SFF000XXX |  | https://new.abb.com/products/en/1SDA075640R1 | https://new.abb.com/products/en/1SDA102376R1
25 | U | XT4NU3100TFF000XXX | 1SDA075640R1+1SDA102380R1 | XT4N 250 BREAKING PART 3p F F UL/CSA + Ekip Hi-Touch LSI In=100A XT4 3p UL/CSA | 25:U | XT4NU3100TFF000XXX |  | https://new.abb.com/products/en/1SDA075640R1 | https://new.abb.com/products/en/1SDA102380R1
25 | U | XT4NU3100UFF000XXX | 1SDA075640R1+1SDA102384R1 | XT4N 250 BREAKING PART 3p F F UL/CSA + Ekip Hi-Touch LSIG In=100A XT4 3p UL/CSA | 25:U | XT4NU3100UFF000XXX |  | https://new.abb.com/products/en/1SDA075640R1 | https://new.abb.com/products/en/1SDA102384R1
25 | U | XT4NU3150PFF000XXX | 1SDA075640R1+1SDA102362R1 | XT4N 250 BREAKING PART 3p F F UL/CSA + Ekip Touch LSI In=150A XT4 3p UL/CSA | 25:U | XT4NU3150PFF000XXX |  | https://new.abb.com/products/en/1SDA075640R1 | https://new.abb.com/products/en/1SDA102362R1
25 | U | XT4NU3150QFF000XXX | 1SDA075640R1+1SDA102366R1 | XT4N 250 BREAKING PART 3p F F UL/CSA + Ekip Touch LSIG In=150A XT4 3p UL/CSA | 25:U | XT4NU3150QFF000XXX |  | https://new.abb.com/products/en/1SDA075640R1 | https://new.abb.com/products/en/1SDA102366R1
25 | U | XT4NU3150RFF000XXX | 1SDA075640R1+1SDA102370R1 | XT4N 250 BREAKING PART 3p F F UL/CSA + Ekip Touch Meas.LSI In150 XT4 3p UL/CSA | 25:U | XT4NU3150RFF000XXX |  | https://new.abb.com/products/en/1SDA075640R1 | https://new.abb.com/products/en/1SDA102370R1
25 | U | XT4NU3150SFF000XXX | 1SDA075640R1+1SDA102374R1 | XT4N 250 BREAKING PART 3p F F UL/CSA + Ekip Touch Meas.LSIG In150 XT4 3p UL/CSA | 25:U | XT4NU3150SFF000XXX |  | https://new.abb.com/products/en/1SDA075640R1 | https://new.abb.com/products/en/1SDA102374R1
25 | U | XT4NU3150TFF000XXX | 1SDA075640R1+1SDA102378R1 | XT4N 250 BREAKING PART 3p F F UL/CSA + Ekip Hi-Touch LSI In=150A XT4 3p UL/CSA | 25:U | XT4NU3150TFF000XXX |  | https://new.abb.com/products/en/1SDA075640R1 | https://new.abb.com/products/en/1SDA102378R1
25 | U | XT4NU3150UFF000XXX | 1SDA075640R1+1SDA102382R1 | XT4N 250 BREAKING PART 3p F F UL/CSA + Ekip Hi-Touch LSIG In=150A XT4 3p UL/CSA | 25:U | XT4NU3150UFF000XXX |  | https://new.abb.com/products/en/1SDA075640R1 | https://new.abb.com/products/en/1SDA102382R1
25 | U | XT4NU3225PFF000XXX | 1SDA075640R1+1SDA102363R1 | XT4N 250 BREAKING PART 3p F F UL/CSA + Ekip Touch LSI In=225A XT4 3p UL/CSA | 25:U | XT4NU3225PFF000XXX |  | https://new.abb.com/products/en/1SDA075640R1 | https://new.abb.com/products/en/1SDA102363R1
25 | U | XT4NU3225QFF000XXX | 1SDA075640R1+1SDA102367R1 | XT4N 250 BREAKING PART 3p F F UL/CSA + Ekip Touch LSIG In=225A XT4 3p UL/CSA | 25:U | XT4NU3225QFF000XXX |  | https://new.abb.com/products/en/1SDA075640R1 | https://new.abb.com/products/en/1SDA102367R1
25 | U | XT4NU3225RFF000XXX | 1SDA075640R1+1SDA102371R1 | XT4N 250 BREAKING PART 3p F F UL/CSA + Ekip Touch Meas.LSI In225 XT4 3p UL/CSA | 25:U | XT4NU3225RFF000XXX |  | https://new.abb.com/products/en/1SDA075640R1 | https://new.abb.com/products/en/1SDA102371R1
25 | U | XT4NU3225SFF000XXX | 1SDA075640R1+1SDA102375R1 | XT4N 250 BREAKING PART 3p F F UL/CSA + Ekip Touch Meas.LSIG In225 XT4 3p UL/CSA | 25:U | XT4NU3225SFF000XXX |  | https://new.abb.com/products/en/1SDA075640R1 | https://new.abb.com/products/en/1SDA102375R1
25 | U | XT4NU3225TFF000XXX | 1SDA075640R1+1SDA102379R1 | XT4N 250 BREAKING PART 3p F F UL/CSA + Ekip Hi-Touch LSI In=225A XT4 3p UL/CSA | 25:U | XT4NU3225TFF000XXX |  | https://new.abb.com/products/en/1SDA075640R1 | https://new.abb.com/products/en/1SDA102379R1
25 | U | XT4NU3225UFF000XXX | 1SDA075640R1+1SDA102383R1 | XT4N 250 BREAKING PART 3p F F UL/CSA + Ekip Hi-Touch LSIG In=225A XT4 3p UL/CSA | 25:U | XT4NU3225UFF000XXX |  | https://new.abb.com/products/en/1SDA075640R1 | https://new.abb.com/products/en/1SDA102383R1
25 | U | XT4NU3250PFF000XXX | 1SDA075640R1+1SDA102365R1 | XT4N 250 BREAKING PART 3p F F UL/CSA + Ekip Touch LSI In=250A XT4 3p UL/CSA | 25:U | XT4NU3250PFF000XXX |  | https://new.abb.com/products/en/1SDA075640R1 | https://new.abb.com/products/en/1SDA102365R1
25 | U | XT4NU3250QFF000XXX | 1SDA075640R1+1SDA102369R1 | XT4N 250 BREAKING PART 3p F F UL/CSA + Ekip Touch LSIG In=250A XT4 3p UL/CSA | 25:U | XT4NU3250QFF000XXX |  | https://new.abb.com/products/en/1SDA075640R1 | https://new.abb.com/products/en/1SDA102369R1
25 | U | XT4NU3250RFF000XXX | 1SDA075640R1+1SDA102373R1 | XT4N 250 BREAKING PART 3p F F UL/CSA + Ekip Touch Meas.LSI In250 XT4 3p UL/CSA | 25:U | XT4NU3250RFF000XXX |  | https://new.abb.com/products/en/1SDA075640R1 | https://new.abb.com/products/en/1SDA102373R1
25 | U | XT4NU3250SFF000XXX | 1SDA075640R1+1SDA102377R1 | XT4N 250 BREAKING PART 3p F F UL/CSA + Ekip Touch Meas.LSIG In250 XT4 3p UL/CSA | 25:U | XT4NU3250SFF000XXX |  | https://new.abb.com/products/en/1SDA075640R1 | https://new.abb.com/products/en/1SDA102377R1
25 | U | XT4NU3250TFF000XXX | 1SDA075640R1+1SDA102381R1 | XT4N 250 BREAKING PART 3p F F UL/CSA + Ekip Hi-Touch LSI In=250A XT4 3p UL/CSA | 25:U | XT4NU3250TFF000XXX |  | https://new.abb.com/products/en/1SDA075640R1 | https://new.abb.com/products/en/1SDA102381R1
25 | U | XT4NU3250UFF000XXX | 1SDA075640R1+1SDA102385R1 | XT4N 250 BREAKING PART 3p F F UL/CSA + Ekip Hi-Touch LSIG In=250A XT4 3p UL/CSA | 25:U | XT4NU3250UFF000XXX |  | https://new.abb.com/products/en/1SDA075640R1 | https://new.abb.com/products/en/1SDA102385R1
25 | U | XT4SU3100PFF000XXX | 1SDA075641R1+1SDA102364R1 | XT4S 250 BREAKING PART 3p F F UL/CSA + Ekip Touch LSI In=100A XT4 3p UL/CSA | 25:U | XT4SU3100PFF000XXX |  | https://new.abb.com/products/en/1SDA075641R1 | https://new.abb.com/products/en/1SDA102364R1
25 | U | XT4SU3100QFF000XXX | 1SDA075641R1+1SDA102368R1 | XT4S 250 BREAKING PART 3p F F UL/CSA + Ekip Touch LSIG In=100A XT4 3p UL/CSA | 25:U | XT4SU3100QFF000XXX |  | https://new.abb.com/products/en/1SDA075641R1 | https://new.abb.com/products/en/1SDA102368R1
25 | U | XT4SU3100RFF000XXX | 1SDA075641R1+1SDA102372R1 | XT4S 250 BREAKING PART 3p F F UL/CSA + Ekip Touch Meas.LSI In100 XT4 3p UL/CSA | 25:U | XT4SU3100RFF000XXX |  | https://new.abb.com/products/en/1SDA075641R1 | https://new.abb.com/products/en/1SDA102372R1
25 | U | XT4SU3100SFF000XXX | 1SDA075641R1+1SDA102376R1 | XT4S 250 BREAKING PART 3p F F UL/CSA + Ekip Touch Meas.LSIG In100 XT4 3p UL/CSA | 25:U | XT4SU3100SFF000XXX |  | https://new.abb.com/products/en/1SDA075641R1 | https://new.abb.com/products/en/1SDA102376R1
25 | U | XT4SU3100TFF000XXX | 1SDA075641R1+1SDA102380R1 | XT4S 250 BREAKING PART 3p F F UL/CSA + Ekip Hi-Touch LSI In=100A XT4 3p UL/CSA | 25:U | XT4SU3100TFF000XXX |  | https://new.abb.com/products/en/1SDA075641R1 | https://new.abb.com/products/en/1SDA102380R1
25 | U | XT4SU3100UFF000XXX | 1SDA075641R1+1SDA102384R1 | XT4S 250 BREAKING PART 3p F F UL/CSA + Ekip Hi-Touch LSIG In=100A XT4 3p UL/CSA | 25:U | XT4SU3100UFF000XXX |  | https://new.abb.com/products/en/1SDA075641R1 | https://new.abb.com/products/en/1SDA102384R1
25 | U | XT4SU3150PFF000XXX | 1SDA075641R1+1SDA102362R1 | XT4S 250 BREAKING PART 3p F F UL/CSA + Ekip Touch LSI In=150A XT4 3p UL/CSA | 25:U | XT4SU3150PFF000XXX |  | https://new.abb.com/products/en/1SDA075641R1 | https://new.abb.com/products/en/1SDA102362R1
25 | U | XT4SU3150QFF000XXX | 1SDA075641R1+1SDA102366R1 | XT4S 250 BREAKING PART 3p F F UL/CSA + Ekip Touch LSIG In=150A XT4 3p UL/CSA | 25:U | XT4SU3150QFF000XXX |  | https://new.abb.com/products/en/1SDA075641R1 | https://new.abb.com/products/en/1SDA102366R1
25 | U | XT4SU3150RFF000XXX | 1SDA075641R1+1SDA102370R1 | XT4S 250 BREAKING PART 3p F F UL/CSA + Ekip Touch Meas.LSI In150 XT4 3p UL/CSA | 25:U | XT4SU3150RFF000XXX |  | https://new.abb.com/products/en/1SDA075641R1 | https://new.abb.com/products/en/1SDA102370R1
25 | U | XT4SU3150SFF000XXX | 1SDA075641R1+1SDA102374R1 | XT4S 250 BREAKING PART 3p F F UL/CSA + Ekip Touch Meas.LSIG In150 XT4 3p UL/CSA | 25:U | XT4SU3150SFF000XXX |  | https://new.abb.com/products/en/1SDA075641R1 | https://new.abb.com/products/en/1SDA102374R1
25 | U | XT4SU3150TFF000XXX | 1SDA075641R1+1SDA102378R1 | XT4S 250 BREAKING PART 3p F F UL/CSA + Ekip Hi-Touch LSI In=150A XT4 3p UL/CSA | 25:U | XT4SU3150TFF000XXX |  | https://new.abb.com/products/en/1SDA075641R1 | https://new.abb.com/products/en/1SDA102378R1
25 | U | XT4SU3150UFF000XXX | 1SDA075641R1+1SDA102382R1 | XT4S 250 BREAKING PART 3p F F UL/CSA + Ekip Hi-Touch LSIG In=150A XT4 3p UL/CSA | 25:U | XT4SU3150UFF000XXX |  | https://new.abb.com/products/en/1SDA075641R1 | https://new.abb.com/products/en/1SDA102382R1
25 | U | XT4SU3225PFF000XXX | 1SDA075641R1+1SDA102363R1 | XT4S 250 BREAKING PART 3p F F UL/CSA + Ekip Touch LSI In=225A XT4 3p UL/CSA | 25:U | XT4SU3225PFF000XXX |  | https://new.abb.com/products/en/1SDA075641R1 | https://new.abb.com/products/en/1SDA102363R1
25 | U | XT4SU3225QFF000XXX | 1SDA075641R1+1SDA102367R1 | XT4S 250 BREAKING PART 3p F F UL/CSA + Ekip Touch LSIG In=225A XT4 3p UL/CSA | 25:U | XT4SU3225QFF000XXX |  | https://new.abb.com/products/en/1SDA075641R1 | https://new.abb.com/products/en/1SDA102367R1
25 | U | XT4SU3225RFF000XXX | 1SDA075641R1+1SDA102371R1 | XT4S 250 BREAKING PART 3p F F UL/CSA + Ekip Touch Meas.LSI In225 XT4 3p UL/CSA | 25:U | XT4SU3225RFF000XXX |  | https://new.abb.com/products/en/1SDA075641R1 | https://new.abb.com/products/en/1SDA102371R1
25 | U | XT4SU3225SFF000XXX | 1SDA075641R1+1SDA102375R1 | XT4S 250 BREAKING PART 3p F F UL/CSA + Ekip Touch Meas.LSIG In225 XT4 3p UL/CSA | 25:U | XT4SU3225SFF000XXX |  | https://new.abb.com/products/en/1SDA075641R1 | https://new.abb.com/products/en/1SDA102375R1
25 | U | XT4SU3225TFF000XXX | 1SDA075641R1+1SDA102379R1 | XT4S 250 BREAKING PART 3p F F UL/CSA + Ekip Hi-Touch LSI In=225A XT4 3p UL/CSA | 25:U | XT4SU3225TFF000XXX |  | https://new.abb.com/products/en/1SDA075641R1 | https://new.abb.com/products/en/1SDA102379R1
25 | U | XT4SU3225UFF000XXX | 1SDA075641R1+1SDA102383R1 | XT4S 250 BREAKING PART 3p F F UL/CSA + Ekip Hi-Touch LSIG In=225A XT4 3p UL/CSA | 25:U | XT4SU3225UFF000XXX |  | https://new.abb.com/products/en/1SDA075641R1 | https://new.abb.com/products/en/1SDA102383R1
25 | U | XT4SU3250PFF000XXX | 1SDA075641R1+1SDA102365R1 | XT4S 250 BREAKING PART 3p F F UL/CSA + Ekip Touch LSI In=250A XT4 3p UL/CSA | 25:U | XT4SU3250PFF000XXX |  | https://new.abb.com/products/en/1SDA075641R1 | https://new.abb.com/products/en/1SDA102365R1
25 | U | XT4SU3250QFF000XXX | 1SDA075641R1+1SDA102369R1 | XT4S 250 BREAKING PART 3p F F UL/CSA + Ekip Touch LSIG In=250A XT4 3p UL/CSA | 25:U | XT4SU3250QFF000XXX |  | https://new.abb.com/products/en/1SDA075641R1 | https://new.abb.com/products/en/1SDA102369R1
25 | U | XT4SU3250RFF000XXX | 1SDA075641R1+1SDA102373R1 | XT4S 250 BREAKING PART 3p F F UL/CSA + Ekip Touch Meas.LSI In250 XT4 3p UL/CSA | 25:U | XT4SU3250RFF000XXX |  | https://new.abb.com/products/en/1SDA075641R1 | https://new.abb.com/products/en/1SDA102373R1
25 | U | XT4SU3250SFF000XXX | 1SDA075641R1+1SDA102377R1 | XT4S 250 BREAKING PART 3p F F UL/CSA + Ekip Touch Meas.LSIG In250 XT4 3p UL/CSA | 25:U | XT4SU3250SFF000XXX |  | https://new.abb.com/products/en/1SDA075641R1 | https://new.abb.com/products/en/1SDA102377R1
25 | U | XT4SU3250TFF000XXX | 1SDA075641R1+1SDA102381R1 | XT4S 250 BREAKING PART 3p F F UL/CSA + Ekip Hi-Touch LSI In=250A XT4 3p UL/CSA | 25:U | XT4SU3250TFF000XXX |  | https://new.abb.com/products/en/1SDA075641R1 | https://new.abb.com/products/en/1SDA102381R1
25 | U | XT4SU3250UFF000XXX | 1SDA075641R1+1SDA102385R1 | XT4S 250 BREAKING PART 3p F F UL/CSA + Ekip Hi-Touch LSIG In=250A XT4 3p UL/CSA | 25:U | XT4SU3250UFF000XXX |  | https://new.abb.com/products/en/1SDA075641R1 | https://new.abb.com/products/en/1SDA102385R1
25 | U | XT4HU3100PFF000XXX | 1SDA075642R1+1SDA102364R1 | XT4H 250 BREAKING PART 3p F F UL/CSA + Ekip Touch LSI In=100A XT4 3p UL/CSA | 25:U | XT4HU3100PFF000XXX |  | https://new.abb.com/products/en/1SDA075642R1 | https://new.abb.com/products/en/1SDA102364R1
25 | U | XT4HU3100QFF000XXX | 1SDA075642R1+1SDA102368R1 | XT4H 250 BREAKING PART 3p F F UL/CSA + Ekip Touch LSIG In=100A XT4 3p UL/CSA | 25:U | XT4HU3100QFF000XXX |  | https://new.abb.com/products/en/1SDA075642R1 | https://new.abb.com/products/en/1SDA102368R1
25 | U | XT4HU3100RFF000XXX | 1SDA075642R1+1SDA102372R1 | XT4H 250 BREAKING PART 3p F F UL/CSA + Ekip Touch Meas.LSI In100 XT4 3p UL/CSA | 25:U | XT4HU3100RFF000XXX |  | https://new.abb.com/products/en/1SDA075642R1 | https://new.abb.com/products/en/1SDA102372R1
25 | U | XT4HU3100SFF000XXX | 1SDA075642R1+1SDA102376R1 | XT4H 250 BREAKING PART 3p F F UL/CSA + Ekip Touch Meas.LSIG In100 XT4 3p UL/CSA | 25:U | XT4HU3100SFF000XXX |  | https://new.abb.com/products/en/1SDA075642R1 | https://new.abb.com/products/en/1SDA102376R1
25 | U | XT4HU3100TFF000XXX | 1SDA075642R1+1SDA102380R1 | XT4H 250 BREAKING PART 3p F F UL/CSA + Ekip Hi-Touch LSI In=100A XT4 3p UL/CSA | 25:U | XT4HU3100TFF000XXX |  | https://new.abb.com/products/en/1SDA075642R1 | https://new.abb.com/products/en/1SDA102380R1
25 | U | XT4HU3100UFF000XXX | 1SDA075642R1+1SDA102384R1 | XT4H 250 BREAKING PART 3p F F UL/CSA + Ekip Hi-Touch LSIG In=100A XT4 3p UL/CSA | 25:U | XT4HU3100UFF000XXX |  | https://new.abb.com/products/en/1SDA075642R1 | https://new.abb.com/products/en/1SDA102384R1
25 | U | XT4HU3150PFF000XXX | 1SDA075642R1+1SDA102362R1 | XT4H 250 BREAKING PART 3p F F UL/CSA + Ekip Touch LSI In=150A XT4 3p UL/CSA | 25:U | XT4HU3150PFF000XXX |  | https://new.abb.com/products/en/1SDA075642R1 | https://new.abb.com/products/en/1SDA102362R1
25 | U | XT4HU3150QFF000XXX | 1SDA075642R1+1SDA102366R1 | XT4H 250 BREAKING PART 3p F F UL/CSA + Ekip Touch LSIG In=150A XT4 3p UL/CSA | 25:U | XT4HU3150QFF000XXX |  | https://new.abb.com/products/en/1SDA075642R1 | https://new.abb.com/products/en/1SDA102366R1
25 | U | XT4HU3150RFF000XXX | 1SDA075642R1+1SDA102370R1 | XT4H 250 BREAKING PART 3p F F UL/CSA + Ekip Touch Meas.LSI In150 XT4 3p UL/CSA | 25:U | XT4HU3150RFF000XXX |  | https://new.abb.com/products/en/1SDA075642R1 | https://new.abb.com/products/en/1SDA102370R1
25 | U | XT4HU3150SFF000XXX | 1SDA075642R1+1SDA102374R1 | XT4H 250 BREAKING PART 3p F F UL/CSA + Ekip Touch Meas.LSIG In150 XT4 3p UL/CSA | 25:U | XT4HU3150SFF000XXX |  | https://new.abb.com/products/en/1SDA075642R1 | https://new.abb.com/products/en/1SDA102374R1
25 | U | XT4HU3150TFF000XXX | 1SDA075642R1+1SDA102378R1 | XT4H 250 BREAKING PART 3p F F UL/CSA + Ekip Hi-Touch LSI In=150A XT4 3p UL/CSA | 25:U | XT4HU3150TFF000XXX |  | https://new.abb.com/products/en/1SDA075642R1 | https://new.abb.com/products/en/1SDA102378R1
25 | U | XT4HU3150UFF000XXX | 1SDA075642R1+1SDA102382R1 | XT4H 250 BREAKING PART 3p F F UL/CSA + Ekip Hi-Touch LSIG In=150A XT4 3p UL/CSA | 25:U | XT4HU3150UFF000XXX |  | https://new.abb.com/products/en/1SDA075642R1 | https://new.abb.com/products/en/1SDA102382R1
25 | U | XT4HU3225PFF000XXX | 1SDA075642R1+1SDA102363R1 | XT4H 250 BREAKING PART 3p F F UL/CSA + Ekip Touch LSI In=225A XT4 3p UL/CSA | 25:U | XT4HU3225PFF000XXX |  | https://new.abb.com/products/en/1SDA075642R1 | https://new.abb.com/products/en/1SDA102363R1
25 | U | XT4HU3225QFF000XXX | 1SDA075642R1+1SDA102367R1 | XT4H 250 BREAKING PART 3p F F UL/CSA + Ekip Touch LSIG In=225A XT4 3p UL/CSA | 25:U | XT4HU3225QFF000XXX |  | https://new.abb.com/products/en/1SDA075642R1 | https://new.abb.com/products/en/1SDA102367R1
25 | U | XT4HU3225RFF000XXX | 1SDA075642R1+1SDA102371R1 | XT4H 250 BREAKING PART 3p F F UL/CSA + Ekip Touch Meas.LSI In225 XT4 3p UL/CSA | 25:U | XT4HU3225RFF000XXX |  | https://new.abb.com/products/en/1SDA075642R1 | https://new.abb.com/products/en/1SDA102371R1
25 | U | XT4HU3225SFF000XXX | 1SDA075642R1+1SDA102375R1 | XT4H 250 BREAKING PART 3p F F UL/CSA + Ekip Touch Meas.LSIG In225 XT4 3p UL/CSA | 25:U | XT4HU3225SFF000XXX |  | https://new.abb.com/products/en/1SDA075642R1 | https://new.abb.com/products/en/1SDA102375R1
25 | U | XT4HU3225TFF000XXX | 1SDA075642R1+1SDA102379R1 | XT4H 250 BREAKING PART 3p F F UL/CSA + Ekip Hi-Touch LSI In=225A XT4 3p UL/CSA | 25:U | XT4HU3225TFF000XXX |  | https://new.abb.com/products/en/1SDA075642R1 | https://new.abb.com/products/en/1SDA102379R1
25 | U | XT4HU3225UFF000XXX | 1SDA075642R1+1SDA102383R1 | XT4H 250 BREAKING PART 3p F F UL/CSA + Ekip Hi-Touch LSIG In=225A XT4 3p UL/CSA | 25:U | XT4HU3225UFF000XXX |  | https://new.abb.com/products/en/1SDA075642R1 | https://new.abb.com/products/en/1SDA102383R1
25 | U | XT4HU3250PFF000XXX | 1SDA075642R1+1SDA102365R1 | XT4H 250 BREAKING PART 3p F F UL/CSA + Ekip Touch LSI In=250A XT4 3p UL/CSA | 25:U | XT4HU3250PFF000XXX |  | https://new.abb.com/products/en/1SDA075642R1 | https://new.abb.com/products/en/1SDA102365R1
25 | U | XT4HU3250QFF000XXX | 1SDA075642R1+1SDA102369R1 | XT4H 250 BREAKING PART 3p F F UL/CSA + Ekip Touch LSIG In=250A XT4 3p UL/CSA | 25:U | XT4HU3250QFF000XXX |  | https://new.abb.com/products/en/1SDA075642R1 | https://new.abb.com/products/en/1SDA102369R1
25 | U | XT4HU3250RFF000XXX | 1SDA075642R1+1SDA102373R1 | XT4H 250 BREAKING PART 3p F F UL/CSA + Ekip Touch Meas.LSI In250 XT4 3p UL/CSA | 25:U | XT4HU3250RFF000XXX |  | https://new.abb.com/products/en/1SDA075642R1 | https://new.abb.com/products/en/1SDA102373R1
25 | U | XT4HU3250SFF000XXX | 1SDA075642R1+1SDA102377R1 | XT4H 250 BREAKING PART 3p F F UL/CSA + Ekip Touch Meas.LSIG In250 XT4 3p UL/CSA | 25:U | XT4HU3250SFF000XXX |  | https://new.abb.com/products/en/1SDA075642R1 | https://new.abb.com/products/en/1SDA102377R1
25 | U | XT4HU3250TFF000XXX | 1SDA075642R1+1SDA102381R1 | XT4H 250 BREAKING PART 3p F F UL/CSA + Ekip Hi-Touch LSI In=250A XT4 3p UL/CSA | 25:U | XT4HU3250TFF000XXX |  | https://new.abb.com/products/en/1SDA075642R1 | https://new.abb.com/products/en/1SDA102381R1
25 | U | XT4HU3250UFF000XXX | 1SDA075642R1+1SDA102385R1 | XT4H 250 BREAKING PART 3p F F UL/CSA + Ekip Hi-Touch LSIG In=250A XT4 3p UL/CSA | 25:U | XT4HU3250UFF000XXX |  | https://new.abb.com/products/en/1SDA075642R1 | https://new.abb.com/products/en/1SDA102385R1
25 | U | XT4LU3040CFF000XXX | 1SDA075643R1+1SDA102389R1 | XT4L 250 BREAKING PART 3p F F UL/CSA + Ekip Dip LIG In=40A XT4 3p UL/CSA | 25:U | XT4LU3040CFF000XXX |  | https://new.abb.com/products/en/1SDA075643R1 | https://new.abb.com/products/en/1SDA102389R1
25 | U | XT4LU3060CFF000XXX | 1SDA075643R1+1SDA102390R1 | XT4L 250 BREAKING PART 3p F F UL/CSA + Ekip Dip LIG In=60A XT4 3p UL/CSA | 25:U | XT4LU3060CFF000XXX |  | https://new.abb.com/products/en/1SDA075643R1 | https://new.abb.com/products/en/1SDA102390R1
25 | U | XT4LU3100PFF000XXX | 1SDA075643R1+1SDA102364R1 | XT4L 250 BREAKING PART 3p F F UL/CSA + Ekip Touch LSI In=100A XT4 3p UL/CSA | 25:U | XT4LU3100PFF000XXX |  | https://new.abb.com/products/en/1SDA075643R1 | https://new.abb.com/products/en/1SDA102364R1
25 | U | XT4LU3100QFF000XXX | 1SDA075643R1+1SDA102368R1 | XT4L 250 BREAKING PART 3p F F UL/CSA + Ekip Touch LSIG In=100A XT4 3p UL/CSA | 25:U | XT4LU3100QFF000XXX |  | https://new.abb.com/products/en/1SDA075643R1 | https://new.abb.com/products/en/1SDA102368R1
25 | U | XT4LU3100RFF000XXX | 1SDA075643R1+1SDA102372R1 | XT4L 250 BREAKING PART 3p F F UL/CSA + Ekip Touch Meas.LSI In100 XT4 3p UL/CSA | 25:U | XT4LU3100RFF000XXX |  | https://new.abb.com/products/en/1SDA075643R1 | https://new.abb.com/products/en/1SDA102372R1
25 | U | XT4LU3100SFF000XXX | 1SDA075643R1+1SDA102376R1 | XT4L 250 BREAKING PART 3p F F UL/CSA + Ekip Touch Meas.LSIG In100 XT4 3p UL/CSA | 25:U | XT4LU3100SFF000XXX |  | https://new.abb.com/products/en/1SDA075643R1 | https://new.abb.com/products/en/1SDA102376R1
25 | U | XT4LU3100TFF000XXX | 1SDA075643R1+1SDA102380R1 | XT4L 250 BREAKING PART 3p F F UL/CSA + Ekip Hi-Touch LSI In=100A XT4 3p UL/CSA | 25:U | XT4LU3100TFF000XXX |  | https://new.abb.com/products/en/1SDA075643R1 | https://new.abb.com/products/en/1SDA102380R1
25 | U | XT4LU3100UFF000XXX | 1SDA075643R1+1SDA102384R1 | XT4L 250 BREAKING PART 3p F F UL/CSA + Ekip Hi-Touch LSIG In=100A XT4 3p UL/CSA | 25:U | XT4LU3100UFF000XXX |  | https://new.abb.com/products/en/1SDA075643R1 | https://new.abb.com/products/en/1SDA102384R1
25 | U | XT4LU3100CFF000XXX | 1SDA075643R1+1SDA102391R1 | XT4L 250 BREAKING PART 3p F F UL/CSA + Ekip Dip LIG In=100A XT4 3p UL/CSA | 25:U | XT4LU3100CFF000XXX |  | https://new.abb.com/products/en/1SDA075643R1 | https://new.abb.com/products/en/1SDA102391R1
25 | U | XT4LU3150PFF000XXX | 1SDA075643R1+1SDA102362R1 | XT4L 250 BREAKING PART 3p F F UL/CSA + Ekip Touch LSI In=150A XT4 3p UL/CSA | 25:U | XT4LU3150PFF000XXX |  | https://new.abb.com/products/en/1SDA075643R1 | https://new.abb.com/products/en/1SDA102362R1
25 | U | XT4LU3150QFF000XXX | 1SDA075643R1+1SDA102366R1 | XT4L 250 BREAKING PART 3p F F UL/CSA + Ekip Touch LSIG In=150A XT4 3p UL/CSA | 25:U | XT4LU3150QFF000XXX |  | https://new.abb.com/products/en/1SDA075643R1 | https://new.abb.com/products/en/1SDA102366R1
25 | U | XT4LU3150RFF000XXX | 1SDA075643R1+1SDA102370R1 | XT4L 250 BREAKING PART 3p F F UL/CSA + Ekip Touch Meas.LSI In150 XT4 3p UL/CSA | 25:U | XT4LU3150RFF000XXX |  | https://new.abb.com/products/en/1SDA075643R1 | https://new.abb.com/products/en/1SDA102370R1
25 | U | XT4LU3150SFF000XXX | 1SDA075643R1+1SDA102374R1 | XT4L 250 BREAKING PART 3p F F UL/CSA + Ekip Touch Meas.LSIG In150 XT4 3p UL/CSA | 25:U | XT4LU3150SFF000XXX |  | https://new.abb.com/products/en/1SDA075643R1 | https://new.abb.com/products/en/1SDA102374R1
25 | U | XT4LU3150TFF000XXX | 1SDA075643R1+1SDA102378R1 | XT4L 250 BREAKING PART 3p F F UL/CSA + Ekip Hi-Touch LSI In=150A XT4 3p UL/CSA | 25:U | XT4LU3150TFF000XXX |  | https://new.abb.com/products/en/1SDA075643R1 | https://new.abb.com/products/en/1SDA102378R1
25 | U | XT4LU3150UFF000XXX | 1SDA075643R1+1SDA102382R1 | XT4L 250 BREAKING PART 3p F F UL/CSA + Ekip Hi-Touch LSIG In=150A XT4 3p UL/CSA | 25:U | XT4LU3150UFF000XXX |  | https://new.abb.com/products/en/1SDA075643R1 | https://new.abb.com/products/en/1SDA102382R1
25 | U | XT4LU3150CFF000XXX | 1SDA075643R1+1SDA102392R1 | XT4L 250 BREAKING PART 3p F F UL/CSA + Ekip Dip LIG In=150A XT4 3p UL/CSA | 25:U | XT4LU3150CFF000XXX |  | https://new.abb.com/products/en/1SDA075643R1 | https://new.abb.com/products/en/1SDA102392R1
25 | U | XT4LU3225PFF000XXX | 1SDA075643R1+1SDA102363R1 | XT4L 250 BREAKING PART 3p F F UL/CSA + Ekip Touch LSI In=225A XT4 3p UL/CSA | 25:U | XT4LU3225PFF000XXX |  | https://new.abb.com/products/en/1SDA075643R1 | https://new.abb.com/products/en/1SDA102363R1
25 | U | XT4LU3225QFF000XXX | 1SDA075643R1+1SDA102367R1 | XT4L 250 BREAKING PART 3p F F UL/CSA + Ekip Touch LSIG In=225A XT4 3p UL/CSA | 25:U | XT4LU3225QFF000XXX |  | https://new.abb.com/products/en/1SDA075643R1 | https://new.abb.com/products/en/1SDA102367R1
25 | U | XT4LU3225RFF000XXX | 1SDA075643R1+1SDA102371R1 | XT4L 250 BREAKING PART 3p F F UL/CSA + Ekip Touch Meas.LSI In225 XT4 3p UL/CSA | 25:U | XT4LU3225RFF000XXX |  | https://new.abb.com/products/en/1SDA075643R1 | https://new.abb.com/products/en/1SDA102371R1
25 | U | XT4LU3225SFF000XXX | 1SDA075643R1+1SDA102375R1 | XT4L 250 BREAKING PART 3p F F UL/CSA + Ekip Touch Meas.LSIG In225 XT4 3p UL/CSA | 25:U | XT4LU3225SFF000XXX |  | https://new.abb.com/products/en/1SDA075643R1 | https://new.abb.com/products/en/1SDA102375R1
25 | U | XT4LU3225TFF000XXX | 1SDA075643R1+1SDA102379R1 | XT4L 250 BREAKING PART 3p F F UL/CSA + Ekip Hi-Touch LSI In=225A XT4 3p UL/CSA | 25:U | XT4LU3225TFF000XXX |  | https://new.abb.com/products/en/1SDA075643R1 | https://new.abb.com/products/en/1SDA102379R1
25 | U | XT4LU3225UFF000XXX | 1SDA075643R1+1SDA102383R1 | XT4L 250 BREAKING PART 3p F F UL/CSA + Ekip Hi-Touch LSIG In=225A XT4 3p UL/CSA | 25:U | XT4LU3225UFF000XXX |  | https://new.abb.com/products/en/1SDA075643R1 | https://new.abb.com/products/en/1SDA102383R1
25 | U | XT4LU3225CFF000XXX | 1SDA075643R1+1SDA102393R1 | XT4L 250 BREAKING PART 3p F F UL/CSA + Ekip Dip LIG In=225A XT4 3p UL/CSA | 25:U | XT4LU3225CFF000XXX |  | https://new.abb.com/products/en/1SDA075643R1 | https://new.abb.com/products/en/1SDA102393R1
25 | U | XT4LU3250PFF000XXX | 1SDA075643R1+1SDA102365R1 | XT4L 250 BREAKING PART 3p F F UL/CSA + Ekip Touch LSI In=250A XT4 3p UL/CSA | 25:U | XT4LU3250PFF000XXX |  | https://new.abb.com/products/en/1SDA075643R1 | https://new.abb.com/products/en/1SDA102365R1
25 | U | XT4LU3250QFF000XXX | 1SDA075643R1+1SDA102369R1 | XT4L 250 BREAKING PART 3p F F UL/CSA + Ekip Touch LSIG In=250A XT4 3p UL/CSA | 25:U | XT4LU3250QFF000XXX |  | https://new.abb.com/products/en/1SDA075643R1 | https://new.abb.com/products/en/1SDA102369R1
25 | U | XT4LU3250RFF000XXX | 1SDA075643R1+1SDA102373R1 | XT4L 250 BREAKING PART 3p F F UL/CSA + Ekip Touch Meas.LSI In250 XT4 3p UL/CSA | 25:U | XT4LU3250RFF000XXX |  | https://new.abb.com/products/en/1SDA075643R1 | https://new.abb.com/products/en/1SDA102373R1
25 | U | XT4LU3250SFF000XXX | 1SDA075643R1+1SDA102377R1 | XT4L 250 BREAKING PART 3p F F UL/CSA + Ekip Touch Meas.LSIG In250 XT4 3p UL/CSA | 25:U | XT4LU3250SFF000XXX |  | https://new.abb.com/products/en/1SDA075643R1 | https://new.abb.com/products/en/1SDA102377R1
25 | U | XT4LU3250TFF000XXX | 1SDA075643R1+1SDA102381R1 | XT4L 250 BREAKING PART 3p F F UL/CSA + Ekip Hi-Touch LSI In=250A XT4 3p UL/CSA | 25:U | XT4LU3250TFF000XXX |  | https://new.abb.com/products/en/1SDA075643R1 | https://new.abb.com/products/en/1SDA102381R1
25 | U | XT4LU3250UFF000XXX | 1SDA075643R1+1SDA102385R1 | XT4L 250 BREAKING PART 3p F F UL/CSA + Ekip Hi-Touch LSIG In=250A XT4 3p UL/CSA | 25:U | XT4LU3250UFF000XXX |  | https://new.abb.com/products/en/1SDA075643R1 | https://new.abb.com/products/en/1SDA102385R1
25 | U | XT4LU3250CFF000XXX | 1SDA075643R1+1SDA102394R1 | XT4L 250 BREAKING PART 3p F F UL/CSA + Ekip Dip LIG In=250A XT4 3p UL/CSA | 25:U | XT4LU3250CFF000XXX |  | https://new.abb.com/products/en/1SDA075643R1 | https://new.abb.com/products/en/1SDA102394R1
25 | U | XT4VU3040CFF000XXX | 1SDA075644R1+1SDA102389R1 | XT4V 250 BREAKING PART 3p F F UL/CSA + Ekip Dip LIG In=40A XT4 3p UL/CSA | 25:U | XT4VU3040CFF000XXX |  | https://new.abb.com/products/en/1SDA075644R1 | https://new.abb.com/products/en/1SDA102389R1
25 | U | XT4VU3060CFF000XXX | 1SDA075644R1+1SDA102390R1 | XT4V 250 BREAKING PART 3p F F UL/CSA + Ekip Dip LIG In=60A XT4 3p UL/CSA | 25:U | XT4VU3060CFF000XXX |  | https://new.abb.com/products/en/1SDA075644R1 | https://new.abb.com/products/en/1SDA102390R1
25 | U | XT4VU3100PFF000XXX | 1SDA075644R1+1SDA102364R1 | XT4V 250 BREAKING PART 3p F F UL/CSA + Ekip Touch LSI In=100A XT4 3p UL/CSA | 25:U | XT4VU3100PFF000XXX |  | https://new.abb.com/products/en/1SDA075644R1 | https://new.abb.com/products/en/1SDA102364R1
25 | U | XT4VU3100QFF000XXX | 1SDA075644R1+1SDA102368R1 | XT4V 250 BREAKING PART 3p F F UL/CSA + Ekip Touch LSIG In=100A XT4 3p UL/CSA | 25:U | XT4VU3100QFF000XXX |  | https://new.abb.com/products/en/1SDA075644R1 | https://new.abb.com/products/en/1SDA102368R1
25 | U | XT4VU3100RFF000XXX | 1SDA075644R1+1SDA102372R1 | XT4V 250 BREAKING PART 3p F F UL/CSA + Ekip Touch Meas.LSI In100 XT4 3p UL/CSA | 25:U | XT4VU3100RFF000XXX |  | https://new.abb.com/products/en/1SDA075644R1 | https://new.abb.com/products/en/1SDA102372R1
25 | U | XT4VU3100SFF000XXX | 1SDA075644R1+1SDA102376R1 | XT4V 250 BREAKING PART 3p F F UL/CSA + Ekip Touch Meas.LSIG In100 XT4 3p UL/CSA | 25:U | XT4VU3100SFF000XXX |  | https://new.abb.com/products/en/1SDA075644R1 | https://new.abb.com/products/en/1SDA102376R1
25 | U | XT4VU3100TFF000XXX | 1SDA075644R1+1SDA102380R1 | XT4V 250 BREAKING PART 3p F F UL/CSA + Ekip Hi-Touch LSI In=100A XT4 3p UL/CSA | 25:U | XT4VU3100TFF000XXX |  | https://new.abb.com/products/en/1SDA075644R1 | https://new.abb.com/products/en/1SDA102380R1
25 | U | XT4VU3100UFF000XXX | 1SDA075644R1+1SDA102384R1 | XT4V 250 BREAKING PART 3p F F UL/CSA + Ekip Hi-Touch LSIG In=100A XT4 3p UL/CSA | 25:U | XT4VU3100UFF000XXX |  | https://new.abb.com/products/en/1SDA075644R1 | https://new.abb.com/products/en/1SDA102384R1
25 | U | XT4VU3100CFF000XXX | 1SDA075644R1+1SDA102391R1 | XT4V 250 BREAKING PART 3p F F UL/CSA + Ekip Dip LIG In=100A XT4 3p UL/CSA | 25:U | XT4VU3100CFF000XXX |  | https://new.abb.com/products/en/1SDA075644R1 | https://new.abb.com/products/en/1SDA102391R1
25 | U | XT4VU3150PFF000XXX | 1SDA075644R1+1SDA102362R1 | XT4V 250 BREAKING PART 3p F F UL/CSA + Ekip Touch LSI In=150A XT4 3p UL/CSA | 25:U | XT4VU3150PFF000XXX |  | https://new.abb.com/products/en/1SDA075644R1 | https://new.abb.com/products/en/1SDA102362R1
25 | U | XT4VU3150QFF000XXX | 1SDA075644R1+1SDA102366R1 | XT4V 250 BREAKING PART 3p F F UL/CSA + Ekip Touch LSIG In=150A XT4 3p UL/CSA | 25:U | XT4VU3150QFF000XXX |  | https://new.abb.com/products/en/1SDA075644R1 | https://new.abb.com/products/en/1SDA102366R1
25 | U | XT4VU3150RFF000XXX | 1SDA075644R1+1SDA102370R1 | XT4V 250 BREAKING PART 3p F F UL/CSA + Ekip Touch Meas.LSI In150 XT4 3p UL/CSA | 25:U | XT4VU3150RFF000XXX |  | https://new.abb.com/products/en/1SDA075644R1 | https://new.abb.com/products/en/1SDA102370R1
25 | U | XT4VU3150SFF000XXX | 1SDA075644R1+1SDA102374R1 | XT4V 250 BREAKING PART 3p F F UL/CSA + Ekip Touch Meas.LSIG In150 XT4 3p UL/CSA | 25:U | XT4VU3150SFF000XXX |  | https://new.abb.com/products/en/1SDA075644R1 | https://new.abb.com/products/en/1SDA102374R1
25 | U | XT4VU3150TFF000XXX | 1SDA075644R1+1SDA102378R1 | XT4V 250 BREAKING PART 3p F F UL/CSA + Ekip Hi-Touch LSI In=150A XT4 3p UL/CSA | 25:U | XT4VU3150TFF000XXX |  | https://new.abb.com/products/en/1SDA075644R1 | https://new.abb.com/products/en/1SDA102378R1
25 | U | XT4VU3150UFF000XXX | 1SDA075644R1+1SDA102382R1 | XT4V 250 BREAKING PART 3p F F UL/CSA + Ekip Hi-Touch LSIG In=150A XT4 3p UL/CSA | 25:U | XT4VU3150UFF000XXX |  | https://new.abb.com/products/en/1SDA075644R1 | https://new.abb.com/products/en/1SDA102382R1
25 | U | XT4VU3150CFF000XXX | 1SDA075644R1+1SDA102392R1 | XT4V 250 BREAKING PART 3p F F UL/CSA + Ekip Dip LIG In=150A XT4 3p UL/CSA | 25:U | XT4VU3150CFF000XXX |  | https://new.abb.com/products/en/1SDA075644R1 | https://new.abb.com/products/en/1SDA102392R1
25 | U | XT4VU3225PFF000XXX | 1SDA075644R1+1SDA102363R1 | XT4V 250 BREAKING PART 3p F F UL/CSA + Ekip Touch LSI In=225A XT4 3p UL/CSA | 25:U | XT4VU3225PFF000XXX |  | https://new.abb.com/products/en/1SDA075644R1 | https://new.abb.com/products/en/1SDA102363R1
25 | U | XT4VU3225QFF000XXX | 1SDA075644R1+1SDA102367R1 | XT4V 250 BREAKING PART 3p F F UL/CSA + Ekip Touch LSIG In=225A XT4 3p UL/CSA | 25:U | XT4VU3225QFF000XXX |  | https://new.abb.com/products/en/1SDA075644R1 | https://new.abb.com/products/en/1SDA102367R1
25 | U | XT4VU3225RFF000XXX | 1SDA075644R1+1SDA102371R1 | XT4V 250 BREAKING PART 3p F F UL/CSA + Ekip Touch Meas.LSI In225 XT4 3p UL/CSA | 25:U | XT4VU3225RFF000XXX |  | https://new.abb.com/products/en/1SDA075644R1 | https://new.abb.com/products/en/1SDA102371R1
25 | U | XT4VU3225SFF000XXX | 1SDA075644R1+1SDA102375R1 | XT4V 250 BREAKING PART 3p F F UL/CSA + Ekip Touch Meas.LSIG In225 XT4 3p UL/CSA | 25:U | XT4VU3225SFF000XXX |  | https://new.abb.com/products/en/1SDA075644R1 | https://new.abb.com/products/en/1SDA102375R1
25 | U | XT4VU3225TFF000XXX | 1SDA075644R1+1SDA102379R1 | XT4V 250 BREAKING PART 3p F F UL/CSA + Ekip Hi-Touch LSI In=225A XT4 3p UL/CSA | 25:U | XT4VU3225TFF000XXX |  | https://new.abb.com/products/en/1SDA075644R1 | https://new.abb.com/products/en/1SDA102379R1
25 | U | XT4VU3225UFF000XXX | 1SDA075644R1+1SDA102383R1 | XT4V 250 BREAKING PART 3p F F UL/CSA + Ekip Hi-Touch LSIG In=225A XT4 3p UL/CSA | 25:U | XT4VU3225UFF000XXX |  | https://new.abb.com/products/en/1SDA075644R1 | https://new.abb.com/products/en/1SDA102383R1
25 | U | XT4VU3225CFF000XXX | 1SDA075644R1+1SDA102393R1 | XT4V 250 BREAKING PART 3p F F UL/CSA + Ekip Dip LIG In=225A XT4 3p UL/CSA | 25:U | XT4VU3225CFF000XXX |  | https://new.abb.com/products/en/1SDA075644R1 | https://new.abb.com/products/en/1SDA102393R1
25 | U | XT4VU3250PFF000XXX | 1SDA075644R1+1SDA102365R1 | XT4V 250 BREAKING PART 3p F F UL/CSA + Ekip Touch LSI In=250A XT4 3p UL/CSA | 25:U | XT4VU3250PFF000XXX |  | https://new.abb.com/products/en/1SDA075644R1 | https://new.abb.com/products/en/1SDA102365R1
25 | U | XT4VU3250QFF000XXX | 1SDA075644R1+1SDA102369R1 | XT4V 250 BREAKING PART 3p F F UL/CSA + Ekip Touch LSIG In=250A XT4 3p UL/CSA | 25:U | XT4VU3250QFF000XXX |  | https://new.abb.com/products/en/1SDA075644R1 | https://new.abb.com/products/en/1SDA102369R1
25 | U | XT4VU3250RFF000XXX | 1SDA075644R1+1SDA102373R1 | XT4V 250 BREAKING PART 3p F F UL/CSA + Ekip Touch Meas.LSI In250 XT4 3p UL/CSA | 25:U | XT4VU3250RFF000XXX |  | https://new.abb.com/products/en/1SDA075644R1 | https://new.abb.com/products/en/1SDA102373R1
25 | U | XT4VU3250SFF000XXX | 1SDA075644R1+1SDA102377R1 | XT4V 250 BREAKING PART 3p F F UL/CSA + Ekip Touch Meas.LSIG In250 XT4 3p UL/CSA | 25:U | XT4VU3250SFF000XXX |  | https://new.abb.com/products/en/1SDA075644R1 | https://new.abb.com/products/en/1SDA102377R1
25 | U | XT4VU3250TFF000XXX | 1SDA075644R1+1SDA102381R1 | XT4V 250 BREAKING PART 3p F F UL/CSA + Ekip Hi-Touch LSI In=250A XT4 3p UL/CSA | 25:U | XT4VU3250TFF000XXX |  | https://new.abb.com/products/en/1SDA075644R1 | https://new.abb.com/products/en/1SDA102381R1
25 | U | XT4VU3250UFF000XXX | 1SDA075644R1+1SDA102385R1 | XT4V 250 BREAKING PART 3p F F UL/CSA + Ekip Hi-Touch LSIG In=250A XT4 3p UL/CSA | 25:U | XT4VU3250UFF000XXX |  | https://new.abb.com/products/en/1SDA075644R1 | https://new.abb.com/products/en/1SDA102385R1
25 | U | XT4VU3250CFF000XXX | 1SDA075644R1+1SDA102394R1 | XT4V 250 BREAKING PART 3p F F UL/CSA + Ekip Dip LIG In=250A XT4 3p UL/CSA | 25:U | XT4VU3250CFF000XXX |  | https://new.abb.com/products/en/1SDA075644R1 | https://new.abb.com/products/en/1SDA102394R1
25 | U | XT4NU4100PFF000XXX | 1SDA075645R1+1SDA102412R1 | XT4N 250 BREAKING PART 4p F F UL/CSA + Ekip Touch LSI In=100A XT4 4p UL/CSA | 25:U | XT4NU4100PFF000XXX |  | https://new.abb.com/products/en/1SDA075645R1 | https://new.abb.com/products/en/1SDA102412R1
25 | U | XT4NU4100QFF000XXX | 1SDA075645R1+1SDA102416R1 | XT4N 250 BREAKING PART 4p F F UL/CSA + Ekip Touch LSIG In=100A XT4 4p UL/CSA | 25:U | XT4NU4100QFF000XXX |  | https://new.abb.com/products/en/1SDA075645R1 | https://new.abb.com/products/en/1SDA102416R1
25 | U | XT4NU4100RFF000XXX | 1SDA075645R1+1SDA102420R1 | XT4N 250 BREAKING PART 4p F F UL/CSA + Ekip Touch Meas.LSI In100 XT4 4p UL/CSA | 25:U | XT4NU4100RFF000XXX |  | https://new.abb.com/products/en/1SDA075645R1 | https://new.abb.com/products/en/1SDA102420R1
25 | U | XT4NU4100SFF000XXX | 1SDA075645R1+1SDA102424R1 | XT4N 250 BREAKING PART 4p F F UL/CSA + Ekip Touch Meas.LSIG In100 XT4 4p UL/CSA | 25:U | XT4NU4100SFF000XXX |  | https://new.abb.com/products/en/1SDA075645R1 | https://new.abb.com/products/en/1SDA102424R1
25 | U | XT4NU4100TFF000XXX | 1SDA075645R1+1SDA102428R1 | XT4N 250 BREAKING PART 4p F F UL/CSA + Ekip Hi-Touch LSI In=100A XT4 4p UL/CSA | 25:U | XT4NU4100TFF000XXX |  | https://new.abb.com/products/en/1SDA075645R1 | https://new.abb.com/products/en/1SDA102428R1
25 | U | XT4NU4100UFF000XXX | 1SDA075645R1+1SDA102432R1 | XT4N 250 BREAKING PART 4p F F UL/CSA + Ekip Hi-Touch LSIG In=100A XT4 4p UL/CSA | 25:U | XT4NU4100UFF000XXX |  | https://new.abb.com/products/en/1SDA075645R1 | https://new.abb.com/products/en/1SDA102432R1
25 | U | XT4NU4150PFF000XXX | 1SDA075645R1+1SDA102410R1 | XT4N 250 BREAKING PART 4p F F UL/CSA + Ekip Touch LSI In=150A XT4 4p UL/CSA | 25:U | XT4NU4150PFF000XXX |  | https://new.abb.com/products/en/1SDA075645R1 | https://new.abb.com/products/en/1SDA102410R1
25 | U | XT4NU4150QFF000XXX | 1SDA075645R1+1SDA102414R1 | XT4N 250 BREAKING PART 4p F F UL/CSA + Ekip Touch LSIG In=150A XT4 4p UL/CSA | 25:U | XT4NU4150QFF000XXX |  | https://new.abb.com/products/en/1SDA075645R1 | https://new.abb.com/products/en/1SDA102414R1
25 | U | XT4NU4150RFF000XXX | 1SDA075645R1+1SDA102418R1 | XT4N 250 BREAKING PART 4p F F UL/CSA + Ekip Touch Meas.LSI In150 XT4 4p UL/CSA | 25:U | XT4NU4150RFF000XXX |  | https://new.abb.com/products/en/1SDA075645R1 | https://new.abb.com/products/en/1SDA102418R1
25 | U | XT4NU4150SFF000XXX | 1SDA075645R1+1SDA102422R1 | XT4N 250 BREAKING PART 4p F F UL/CSA + Ekip Touch Meas.LSIG In150 XT4 4p UL/CSA | 25:U | XT4NU4150SFF000XXX |  | https://new.abb.com/products/en/1SDA075645R1 | https://new.abb.com/products/en/1SDA102422R1
25 | U | XT4NU4150TFF000XXX | 1SDA075645R1+1SDA102426R1 | XT4N 250 BREAKING PART 4p F F UL/CSA + Ekip Hi-Touch LSI In=150A XT4 4p UL/CSA | 25:U | XT4NU4150TFF000XXX |  | https://new.abb.com/products/en/1SDA075645R1 | https://new.abb.com/products/en/1SDA102426R1
25 | U | XT4NU4150UFF000XXX | 1SDA075645R1+1SDA102430R1 | XT4N 250 BREAKING PART 4p F F UL/CSA + Ekip Hi-Touch LSIG In=150A XT4 4p UL/CSA | 25:U | XT4NU4150UFF000XXX |  | https://new.abb.com/products/en/1SDA075645R1 | https://new.abb.com/products/en/1SDA102430R1
25 | U | XT4NU4225PFF000XXX | 1SDA075645R1+1SDA102411R1 | XT4N 250 BREAKING PART 4p F F UL/CSA + Ekip Touch LSI In=225A XT4 4p UL/CSA | 25:U | XT4NU4225PFF000XXX |  | https://new.abb.com/products/en/1SDA075645R1 | https://new.abb.com/products/en/1SDA102411R1
25 | U | XT4NU4225QFF000XXX | 1SDA075645R1+1SDA102415R1 | XT4N 250 BREAKING PART 4p F F UL/CSA + Ekip Touch LSIG In=225A XT4 4p UL/CSA | 25:U | XT4NU4225QFF000XXX |  | https://new.abb.com/products/en/1SDA075645R1 | https://new.abb.com/products/en/1SDA102415R1
25 | U | XT4NU4225RFF000XXX | 1SDA075645R1+1SDA102419R1 | XT4N 250 BREAKING PART 4p F F UL/CSA + Ekip Touch Meas.LSI In225 XT4 4p UL/CSA | 25:U | XT4NU4225RFF000XXX |  | https://new.abb.com/products/en/1SDA075645R1 | https://new.abb.com/products/en/1SDA102419R1
25 | U | XT4NU4225SFF000XXX | 1SDA075645R1+1SDA102423R1 | XT4N 250 BREAKING PART 4p F F UL/CSA + Ekip Touch Meas.LSIG In225 XT4 4p UL/CSA | 25:U | XT4NU4225SFF000XXX |  | https://new.abb.com/products/en/1SDA075645R1 | https://new.abb.com/products/en/1SDA102423R1
25 | U | XT4NU4225TFF000XXX | 1SDA075645R1+1SDA102427R1 | XT4N 250 BREAKING PART 4p F F UL/CSA + Ekip Hi-Touch LSI In=225A XT4 4p UL/CSA | 25:U | XT4NU4225TFF000XXX |  | https://new.abb.com/products/en/1SDA075645R1 | https://new.abb.com/products/en/1SDA102427R1
25 | U | XT4NU4225UFF000XXX | 1SDA075645R1+1SDA102431R1 | XT4N 250 BREAKING PART 4p F F UL/CSA + Ekip Hi-Touch LSIG In=225A XT4 4p UL/CSA | 25:U | XT4NU4225UFF000XXX |  | https://new.abb.com/products/en/1SDA075645R1 | https://new.abb.com/products/en/1SDA102431R1
25 | U | XT4NU4250PFF000XXX | 1SDA075645R1+1SDA102413R1 | XT4N 250 BREAKING PART 4p F F UL/CSA + Ekip Touch LSI In=250A XT4 4p UL/CSA | 25:U | XT4NU4250PFF000XXX |  | https://new.abb.com/products/en/1SDA075645R1 | https://new.abb.com/products/en/1SDA102413R1
25 | U | XT4NU4250QFF000XXX | 1SDA075645R1+1SDA102417R1 | XT4N 250 BREAKING PART 4p F F UL/CSA + Ekip Touch LSIG In=250A XT4 4p UL/CSA | 25:U | XT4NU4250QFF000XXX |  | https://new.abb.com/products/en/1SDA075645R1 | https://new.abb.com/products/en/1SDA102417R1
25 | U | XT4NU4250RFF000XXX | 1SDA075645R1+1SDA102421R1 | XT4N 250 BREAKING PART 4p F F UL/CSA + Ekip Touch Meas.LSI In250 XT4 4p UL/CSA | 25:U | XT4NU4250RFF000XXX |  | https://new.abb.com/products/en/1SDA075645R1 | https://new.abb.com/products/en/1SDA102421R1
25 | U | XT4NU4250SFF000XXX | 1SDA075645R1+1SDA102425R1 | XT4N 250 BREAKING PART 4p F F UL/CSA + Ekip Touch Meas.LSIG In250 XT4 4p UL/CSA | 25:U | XT4NU4250SFF000XXX |  | https://new.abb.com/products/en/1SDA075645R1 | https://new.abb.com/products/en/1SDA102425R1
25 | U | XT4NU4250TFF000XXX | 1SDA075645R1+1SDA102429R1 | XT4N 250 BREAKING PART 4p F F UL/CSA + Ekip Hi-Touch LSI In=250A XT4 4p UL/CSA | 25:U | XT4NU4250TFF000XXX |  | https://new.abb.com/products/en/1SDA075645R1 | https://new.abb.com/products/en/1SDA102429R1
25 | U | XT4NU4250UFF000XXX | 1SDA075645R1+1SDA102433R1 | XT4N 250 BREAKING PART 4p F F UL/CSA + Ekip Hi-Touch LSIG In=250A XT4 4p UL/CSA | 25:U | XT4NU4250UFF000XXX |  | https://new.abb.com/products/en/1SDA075645R1 | https://new.abb.com/products/en/1SDA102433R1
25 | U | XT4SU4100PFF000XXX | 1SDA075646R1+1SDA102412R1 | XT4S 250 BREAKING PART 4p F F UL/CSA + Ekip Touch LSI In=100A XT4 4p UL/CSA | 25:U | XT4SU4100PFF000XXX |  | https://new.abb.com/products/en/1SDA075646R1 | https://new.abb.com/products/en/1SDA102412R1
25 | U | XT4SU4100QFF000XXX | 1SDA075646R1+1SDA102416R1 | XT4S 250 BREAKING PART 4p F F UL/CSA + Ekip Touch LSIG In=100A XT4 4p UL/CSA | 25:U | XT4SU4100QFF000XXX |  | https://new.abb.com/products/en/1SDA075646R1 | https://new.abb.com/products/en/1SDA102416R1
25 | U | XT4SU4100RFF000XXX | 1SDA075646R1+1SDA102420R1 | XT4S 250 BREAKING PART 4p F F UL/CSA + Ekip Touch Meas.LSI In100 XT4 4p UL/CSA | 25:U | XT4SU4100RFF000XXX |  | https://new.abb.com/products/en/1SDA075646R1 | https://new.abb.com/products/en/1SDA102420R1
25 | U | XT4SU4100SFF000XXX | 1SDA075646R1+1SDA102424R1 | XT4S 250 BREAKING PART 4p F F UL/CSA + Ekip Touch Meas.LSIG In100 XT4 4p UL/CSA | 25:U | XT4SU4100SFF000XXX |  | https://new.abb.com/products/en/1SDA075646R1 | https://new.abb.com/products/en/1SDA102424R1
25 | U | XT4SU4100TFF000XXX | 1SDA075646R1+1SDA102428R1 | XT4S 250 BREAKING PART 4p F F UL/CSA + Ekip Hi-Touch LSI In=100A XT4 4p UL/CSA | 25:U | XT4SU4100TFF000XXX |  | https://new.abb.com/products/en/1SDA075646R1 | https://new.abb.com/products/en/1SDA102428R1
25 | U | XT4SU4100UFF000XXX | 1SDA075646R1+1SDA102432R1 | XT4S 250 BREAKING PART 4p F F UL/CSA + Ekip Hi-Touch LSIG In=100A XT4 4p UL/CSA | 25:U | XT4SU4100UFF000XXX |  | https://new.abb.com/products/en/1SDA075646R1 | https://new.abb.com/products/en/1SDA102432R1
25 | U | XT4SU4150PFF000XXX | 1SDA075646R1+1SDA102410R1 | XT4S 250 BREAKING PART 4p F F UL/CSA + Ekip Touch LSI In=150A XT4 4p UL/CSA | 25:U | XT4SU4150PFF000XXX |  | https://new.abb.com/products/en/1SDA075646R1 | https://new.abb.com/products/en/1SDA102410R1
25 | U | XT4SU4150QFF000XXX | 1SDA075646R1+1SDA102414R1 | XT4S 250 BREAKING PART 4p F F UL/CSA + Ekip Touch LSIG In=150A XT4 4p UL/CSA | 25:U | XT4SU4150QFF000XXX |  | https://new.abb.com/products/en/1SDA075646R1 | https://new.abb.com/products/en/1SDA102414R1
25 | U | XT4SU4150RFF000XXX | 1SDA075646R1+1SDA102418R1 | XT4S 250 BREAKING PART 4p F F UL/CSA + Ekip Touch Meas.LSI In150 XT4 4p UL/CSA | 25:U | XT4SU4150RFF000XXX |  | https://new.abb.com/products/en/1SDA075646R1 | https://new.abb.com/products/en/1SDA102418R1
25 | U | XT4SU4150SFF000XXX | 1SDA075646R1+1SDA102422R1 | XT4S 250 BREAKING PART 4p F F UL/CSA + Ekip Touch Meas.LSIG In150 XT4 4p UL/CSA | 25:U | XT4SU4150SFF000XXX |  | https://new.abb.com/products/en/1SDA075646R1 | https://new.abb.com/products/en/1SDA102422R1
25 | U | XT4SU4150TFF000XXX | 1SDA075646R1+1SDA102426R1 | XT4S 250 BREAKING PART 4p F F UL/CSA + Ekip Hi-Touch LSI In=150A XT4 4p UL/CSA | 25:U | XT4SU4150TFF000XXX |  | https://new.abb.com/products/en/1SDA075646R1 | https://new.abb.com/products/en/1SDA102426R1
25 | U | XT4SU4150UFF000XXX | 1SDA075646R1+1SDA102430R1 | XT4S 250 BREAKING PART 4p F F UL/CSA + Ekip Hi-Touch LSIG In=150A XT4 4p UL/CSA | 25:U | XT4SU4150UFF000XXX |  | https://new.abb.com/products/en/1SDA075646R1 | https://new.abb.com/products/en/1SDA102430R1
25 | U | XT4SU4225PFF000XXX | 1SDA075646R1+1SDA102411R1 | XT4S 250 BREAKING PART 4p F F UL/CSA + Ekip Touch LSI In=225A XT4 4p UL/CSA | 25:U | XT4SU4225PFF000XXX |  | https://new.abb.com/products/en/1SDA075646R1 | https://new.abb.com/products/en/1SDA102411R1
25 | U | XT4SU4225QFF000XXX | 1SDA075646R1+1SDA102415R1 | XT4S 250 BREAKING PART 4p F F UL/CSA + Ekip Touch LSIG In=225A XT4 4p UL/CSA | 25:U | XT4SU4225QFF000XXX |  | https://new.abb.com/products/en/1SDA075646R1 | https://new.abb.com/products/en/1SDA102415R1
25 | U | XT4SU4225RFF000XXX | 1SDA075646R1+1SDA102419R1 | XT4S 250 BREAKING PART 4p F F UL/CSA + Ekip Touch Meas.LSI In225 XT4 4p UL/CSA | 25:U | XT4SU4225RFF000XXX |  | https://new.abb.com/products/en/1SDA075646R1 | https://new.abb.com/products/en/1SDA102419R1
25 | U | XT4SU4225SFF000XXX | 1SDA075646R1+1SDA102423R1 | XT4S 250 BREAKING PART 4p F F UL/CSA + Ekip Touch Meas.LSIG In225 XT4 4p UL/CSA | 25:U | XT4SU4225SFF000XXX |  | https://new.abb.com/products/en/1SDA075646R1 | https://new.abb.com/products/en/1SDA102423R1
25 | U | XT4SU4225TFF000XXX | 1SDA075646R1+1SDA102427R1 | XT4S 250 BREAKING PART 4p F F UL/CSA + Ekip Hi-Touch LSI In=225A XT4 4p UL/CSA | 25:U | XT4SU4225TFF000XXX |  | https://new.abb.com/products/en/1SDA075646R1 | https://new.abb.com/products/en/1SDA102427R1
25 | U | XT4SU4225UFF000XXX | 1SDA075646R1+1SDA102431R1 | XT4S 250 BREAKING PART 4p F F UL/CSA + Ekip Hi-Touch LSIG In=225A XT4 4p UL/CSA | 25:U | XT4SU4225UFF000XXX |  | https://new.abb.com/products/en/1SDA075646R1 | https://new.abb.com/products/en/1SDA102431R1
25 | U | XT4SU4250PFF000XXX | 1SDA075646R1+1SDA102413R1 | XT4S 250 BREAKING PART 4p F F UL/CSA + Ekip Touch LSI In=250A XT4 4p UL/CSA | 25:U | XT4SU4250PFF000XXX |  | https://new.abb.com/products/en/1SDA075646R1 | https://new.abb.com/products/en/1SDA102413R1
25 | U | XT4SU4250QFF000XXX | 1SDA075646R1+1SDA102417R1 | XT4S 250 BREAKING PART 4p F F UL/CSA + Ekip Touch LSIG In=250A XT4 4p UL/CSA | 25:U | XT4SU4250QFF000XXX |  | https://new.abb.com/products/en/1SDA075646R1 | https://new.abb.com/products/en/1SDA102417R1
25 | U | XT4SU4250RFF000XXX | 1SDA075646R1+1SDA102421R1 | XT4S 250 BREAKING PART 4p F F UL/CSA + Ekip Touch Meas.LSI In250 XT4 4p UL/CSA | 25:U | XT4SU4250RFF000XXX |  | https://new.abb.com/products/en/1SDA075646R1 | https://new.abb.com/products/en/1SDA102421R1
25 | U | XT4SU4250SFF000XXX | 1SDA075646R1+1SDA102425R1 | XT4S 250 BREAKING PART 4p F F UL/CSA + Ekip Touch Meas.LSIG In250 XT4 4p UL/CSA | 25:U | XT4SU4250SFF000XXX |  | https://new.abb.com/products/en/1SDA075646R1 | https://new.abb.com/products/en/1SDA102425R1
25 | U | XT4SU4250TFF000XXX | 1SDA075646R1+1SDA102429R1 | XT4S 250 BREAKING PART 4p F F UL/CSA + Ekip Hi-Touch LSI In=250A XT4 4p UL/CSA | 25:U | XT4SU4250TFF000XXX |  | https://new.abb.com/products/en/1SDA075646R1 | https://new.abb.com/products/en/1SDA102429R1
25 | U | XT4SU4250UFF000XXX | 1SDA075646R1+1SDA102433R1 | XT4S 250 BREAKING PART 4p F F UL/CSA + Ekip Hi-Touch LSIG In=250A XT4 4p UL/CSA | 25:U | XT4SU4250UFF000XXX |  | https://new.abb.com/products/en/1SDA075646R1 | https://new.abb.com/products/en/1SDA102433R1
25 | U | XT4HU4100PFF000XXX | 1SDA075647R1+1SDA102412R1 | XT4H 250 BREAKING PART 4p F F UL/CSA + Ekip Touch LSI In=100A XT4 4p UL/CSA | 25:U | XT4HU4100PFF000XXX |  | https://new.abb.com/products/en/1SDA075647R1 | https://new.abb.com/products/en/1SDA102412R1
25 | U | XT4HU4100QFF000XXX | 1SDA075647R1+1SDA102416R1 | XT4H 250 BREAKING PART 4p F F UL/CSA + Ekip Touch LSIG In=100A XT4 4p UL/CSA | 25:U | XT4HU4100QFF000XXX |  | https://new.abb.com/products/en/1SDA075647R1 | https://new.abb.com/products/en/1SDA102416R1
25 | U | XT4HU4100RFF000XXX | 1SDA075647R1+1SDA102420R1 | XT4H 250 BREAKING PART 4p F F UL/CSA + Ekip Touch Meas.LSI In100 XT4 4p UL/CSA | 25:U | XT4HU4100RFF000XXX |  | https://new.abb.com/products/en/1SDA075647R1 | https://new.abb.com/products/en/1SDA102420R1
25 | U | XT4HU4100SFF000XXX | 1SDA075647R1+1SDA102424R1 | XT4H 250 BREAKING PART 4p F F UL/CSA + Ekip Touch Meas.LSIG In100 XT4 4p UL/CSA | 25:U | XT4HU4100SFF000XXX |  | https://new.abb.com/products/en/1SDA075647R1 | https://new.abb.com/products/en/1SDA102424R1
25 | U | XT4HU4100TFF000XXX | 1SDA075647R1+1SDA102428R1 | XT4H 250 BREAKING PART 4p F F UL/CSA + Ekip Hi-Touch LSI In=100A XT4 4p UL/CSA | 25:U | XT4HU4100TFF000XXX |  | https://new.abb.com/products/en/1SDA075647R1 | https://new.abb.com/products/en/1SDA102428R1
25 | U | XT4HU4100UFF000XXX | 1SDA075647R1+1SDA102432R1 | XT4H 250 BREAKING PART 4p F F UL/CSA + Ekip Hi-Touch LSIG In=100A XT4 4p UL/CSA | 25:U | XT4HU4100UFF000XXX |  | https://new.abb.com/products/en/1SDA075647R1 | https://new.abb.com/products/en/1SDA102432R1
25 | U | XT4HU4150PFF000XXX | 1SDA075647R1+1SDA102410R1 | XT4H 250 BREAKING PART 4p F F UL/CSA + Ekip Touch LSI In=150A XT4 4p UL/CSA | 25:U | XT4HU4150PFF000XXX |  | https://new.abb.com/products/en/1SDA075647R1 | https://new.abb.com/products/en/1SDA102410R1
25 | U | XT4HU4150QFF000XXX | 1SDA075647R1+1SDA102414R1 | XT4H 250 BREAKING PART 4p F F UL/CSA + Ekip Touch LSIG In=150A XT4 4p UL/CSA | 25:U | XT4HU4150QFF000XXX |  | https://new.abb.com/products/en/1SDA075647R1 | https://new.abb.com/products/en/1SDA102414R1
25 | U | XT4HU4150RFF000XXX | 1SDA075647R1+1SDA102418R1 | XT4H 250 BREAKING PART 4p F F UL/CSA + Ekip Touch Meas.LSI In150 XT4 4p UL/CSA | 25:U | XT4HU4150RFF000XXX |  | https://new.abb.com/products/en/1SDA075647R1 | https://new.abb.com/products/en/1SDA102418R1
25 | U | XT4HU4150SFF000XXX | 1SDA075647R1+1SDA102422R1 | XT4H 250 BREAKING PART 4p F F UL/CSA + Ekip Touch Meas.LSIG In150 XT4 4p UL/CSA | 25:U | XT4HU4150SFF000XXX |  | https://new.abb.com/products/en/1SDA075647R1 | https://new.abb.com/products/en/1SDA102422R1
25 | U | XT4HU4150TFF000XXX | 1SDA075647R1+1SDA102426R1 | XT4H 250 BREAKING PART 4p F F UL/CSA + Ekip Hi-Touch LSI In=150A XT4 4p UL/CSA | 25:U | XT4HU4150TFF000XXX |  | https://new.abb.com/products/en/1SDA075647R1 | https://new.abb.com/products/en/1SDA102426R1
25 | U | XT4HU4150UFF000XXX | 1SDA075647R1+1SDA102430R1 | XT4H 250 BREAKING PART 4p F F UL/CSA + Ekip Hi-Touch LSIG In=150A XT4 4p UL/CSA | 25:U | XT4HU4150UFF000XXX |  | https://new.abb.com/products/en/1SDA075647R1 | https://new.abb.com/products/en/1SDA102430R1
25 | U | XT4HU4225PFF000XXX | 1SDA075647R1+1SDA102411R1 | XT4H 250 BREAKING PART 4p F F UL/CSA + Ekip Touch LSI In=225A XT4 4p UL/CSA | 25:U | XT4HU4225PFF000XXX |  | https://new.abb.com/products/en/1SDA075647R1 | https://new.abb.com/products/en/1SDA102411R1
25 | U | XT4HU4225QFF000XXX | 1SDA075647R1+1SDA102415R1 | XT4H 250 BREAKING PART 4p F F UL/CSA + Ekip Touch LSIG In=225A XT4 4p UL/CSA | 25:U | XT4HU4225QFF000XXX |  | https://new.abb.com/products/en/1SDA075647R1 | https://new.abb.com/products/en/1SDA102415R1
25 | U | XT4HU4225RFF000XXX | 1SDA075647R1+1SDA102419R1 | XT4H 250 BREAKING PART 4p F F UL/CSA + Ekip Touch Meas.LSI In225 XT4 4p UL/CSA | 25:U | XT4HU4225RFF000XXX |  | https://new.abb.com/products/en/1SDA075647R1 | https://new.abb.com/products/en/1SDA102419R1
25 | U | XT4HU4225SFF000XXX | 1SDA075647R1+1SDA102423R1 | XT4H 250 BREAKING PART 4p F F UL/CSA + Ekip Touch Meas.LSIG In225 XT4 4p UL/CSA | 25:U | XT4HU4225SFF000XXX |  | https://new.abb.com/products/en/1SDA075647R1 | https://new.abb.com/products/en/1SDA102423R1
25 | U | XT4HU4225TFF000XXX | 1SDA075647R1+1SDA102427R1 | XT4H 250 BREAKING PART 4p F F UL/CSA + Ekip Hi-Touch LSI In=225A XT4 4p UL/CSA | 25:U | XT4HU4225TFF000XXX |  | https://new.abb.com/products/en/1SDA075647R1 | https://new.abb.com/products/en/1SDA102427R1
25 | U | XT4HU4225UFF000XXX | 1SDA075647R1+1SDA102431R1 | XT4H 250 BREAKING PART 4p F F UL/CSA + Ekip Hi-Touch LSIG In=225A XT4 4p UL/CSA | 25:U | XT4HU4225UFF000XXX |  | https://new.abb.com/products/en/1SDA075647R1 | https://new.abb.com/products/en/1SDA102431R1
25 | U | XT4HU4250PFF000XXX | 1SDA075647R1+1SDA102413R1 | XT4H 250 BREAKING PART 4p F F UL/CSA + Ekip Touch LSI In=250A XT4 4p UL/CSA | 25:U | XT4HU4250PFF000XXX |  | https://new.abb.com/products/en/1SDA075647R1 | https://new.abb.com/products/en/1SDA102413R1
25 | U | XT4HU4250QFF000XXX | 1SDA075647R1+1SDA102417R1 | XT4H 250 BREAKING PART 4p F F UL/CSA + Ekip Touch LSIG In=250A XT4 4p UL/CSA | 25:U | XT4HU4250QFF000XXX |  | https://new.abb.com/products/en/1SDA075647R1 | https://new.abb.com/products/en/1SDA102417R1
25 | U | XT4HU4250RFF000XXX | 1SDA075647R1+1SDA102421R1 | XT4H 250 BREAKING PART 4p F F UL/CSA + Ekip Touch Meas.LSI In250 XT4 4p UL/CSA | 25:U | XT4HU4250RFF000XXX |  | https://new.abb.com/products/en/1SDA075647R1 | https://new.abb.com/products/en/1SDA102421R1
25 | U | XT4HU4250SFF000XXX | 1SDA075647R1+1SDA102425R1 | XT4H 250 BREAKING PART 4p F F UL/CSA + Ekip Touch Meas.LSIG In250 XT4 4p UL/CSA | 25:U | XT4HU4250SFF000XXX |  | https://new.abb.com/products/en/1SDA075647R1 | https://new.abb.com/products/en/1SDA102425R1
25 | U | XT4HU4250TFF000XXX | 1SDA075647R1+1SDA102429R1 | XT4H 250 BREAKING PART 4p F F UL/CSA + Ekip Hi-Touch LSI In=250A XT4 4p UL/CSA | 25:U | XT4HU4250TFF000XXX |  | https://new.abb.com/products/en/1SDA075647R1 | https://new.abb.com/products/en/1SDA102429R1
25 | U | XT4HU4250UFF000XXX | 1SDA075647R1+1SDA102433R1 | XT4H 250 BREAKING PART 4p F F UL/CSA + Ekip Hi-Touch LSIG In=250A XT4 4p UL/CSA | 25:U | XT4HU4250UFF000XXX |  | https://new.abb.com/products/en/1SDA075647R1 | https://new.abb.com/products/en/1SDA102433R1
25 | U | XT4LU4040CFF000XXX | 1SDA075648R1+1SDA102434R1 | XT4L 250 BREAKING PART 4p F F UL/CSA + Ekip Dip LIG In=40A XT4 4p UL/CSA | 25:U | XT4LU4040CFF000XXX |  | https://new.abb.com/products/en/1SDA075648R1 | https://new.abb.com/products/en/1SDA102434R1
25 | U | XT4LU4060CFF000XXX | 1SDA075648R1+1SDA102435R1 | XT4L 250 BREAKING PART 4p F F UL/CSA + Ekip Dip LIG In=60A XT4 4p UL/CSA | 25:U | XT4LU4060CFF000XXX |  | https://new.abb.com/products/en/1SDA075648R1 | https://new.abb.com/products/en/1SDA102435R1
25 | U | XT4LU4100PFF000XXX | 1SDA075648R1+1SDA102412R1 | XT4L 250 BREAKING PART 4p F F UL/CSA + Ekip Touch LSI In=100A XT4 4p UL/CSA | 25:U | XT4LU4100PFF000XXX |  | https://new.abb.com/products/en/1SDA075648R1 | https://new.abb.com/products/en/1SDA102412R1
25 | U | XT4LU4100QFF000XXX | 1SDA075648R1+1SDA102416R1 | XT4L 250 BREAKING PART 4p F F UL/CSA + Ekip Touch LSIG In=100A XT4 4p UL/CSA | 25:U | XT4LU4100QFF000XXX |  | https://new.abb.com/products/en/1SDA075648R1 | https://new.abb.com/products/en/1SDA102416R1
25 | U | XT4LU4100RFF000XXX | 1SDA075648R1+1SDA102420R1 | XT4L 250 BREAKING PART 4p F F UL/CSA + Ekip Touch Meas.LSI In100 XT4 4p UL/CSA | 25:U | XT4LU4100RFF000XXX |  | https://new.abb.com/products/en/1SDA075648R1 | https://new.abb.com/products/en/1SDA102420R1
25 | U | XT4LU4100SFF000XXX | 1SDA075648R1+1SDA102424R1 | XT4L 250 BREAKING PART 4p F F UL/CSA + Ekip Touch Meas.LSIG In100 XT4 4p UL/CSA | 25:U | XT4LU4100SFF000XXX |  | https://new.abb.com/products/en/1SDA075648R1 | https://new.abb.com/products/en/1SDA102424R1
25 | U | XT4LU4100TFF000XXX | 1SDA075648R1+1SDA102428R1 | XT4L 250 BREAKING PART 4p F F UL/CSA + Ekip Hi-Touch LSI In=100A XT4 4p UL/CSA | 25:U | XT4LU4100TFF000XXX |  | https://new.abb.com/products/en/1SDA075648R1 | https://new.abb.com/products/en/1SDA102428R1
25 | U | XT4LU4100UFF000XXX | 1SDA075648R1+1SDA102432R1 | XT4L 250 BREAKING PART 4p F F UL/CSA + Ekip Hi-Touch LSIG In=100A XT4 4p UL/CSA | 25:U | XT4LU4100UFF000XXX |  | https://new.abb.com/products/en/1SDA075648R1 | https://new.abb.com/products/en/1SDA102432R1
25 | U | XT4LU4100CFF000XXX | 1SDA075648R1+1SDA102436R1 | XT4L 250 BREAKING PART 4p F F UL/CSA + Ekip Dip LIG In=100A XT4 4p UL/CSA | 25:U | XT4LU4100CFF000XXX |  | https://new.abb.com/products/en/1SDA075648R1 | https://new.abb.com/products/en/1SDA102436R1
25 | U | XT4LU4150PFF000XXX | 1SDA075648R1+1SDA102410R1 | XT4L 250 BREAKING PART 4p F F UL/CSA + Ekip Touch LSI In=150A XT4 4p UL/CSA | 25:U | XT4LU4150PFF000XXX |  | https://new.abb.com/products/en/1SDA075648R1 | https://new.abb.com/products/en/1SDA102410R1
25 | U | XT4LU4150QFF000XXX | 1SDA075648R1+1SDA102414R1 | XT4L 250 BREAKING PART 4p F F UL/CSA + Ekip Touch LSIG In=150A XT4 4p UL/CSA | 25:U | XT4LU4150QFF000XXX |  | https://new.abb.com/products/en/1SDA075648R1 | https://new.abb.com/products/en/1SDA102414R1
25 | U | XT4LU4150RFF000XXX | 1SDA075648R1+1SDA102418R1 | XT4L 250 BREAKING PART 4p F F UL/CSA + Ekip Touch Meas.LSI In150 XT4 4p UL/CSA | 25:U | XT4LU4150RFF000XXX |  | https://new.abb.com/products/en/1SDA075648R1 | https://new.abb.com/products/en/1SDA102418R1
25 | U | XT4LU4150SFF000XXX | 1SDA075648R1+1SDA102422R1 | XT4L 250 BREAKING PART 4p F F UL/CSA + Ekip Touch Meas.LSIG In150 XT4 4p UL/CSA | 25:U | XT4LU4150SFF000XXX |  | https://new.abb.com/products/en/1SDA075648R1 | https://new.abb.com/products/en/1SDA102422R1
25 | U | XT4LU4150TFF000XXX | 1SDA075648R1+1SDA102426R1 | XT4L 250 BREAKING PART 4p F F UL/CSA + Ekip Hi-Touch LSI In=150A XT4 4p UL/CSA | 25:U | XT4LU4150TFF000XXX |  | https://new.abb.com/products/en/1SDA075648R1 | https://new.abb.com/products/en/1SDA102426R1
25 | U | XT4LU4150UFF000XXX | 1SDA075648R1+1SDA102430R1 | XT4L 250 BREAKING PART 4p F F UL/CSA + Ekip Hi-Touch LSIG In=150A XT4 4p UL/CSA | 25:U | XT4LU4150UFF000XXX |  | https://new.abb.com/products/en/1SDA075648R1 | https://new.abb.com/products/en/1SDA102430R1
25 | U | XT4LU4150CFF000XXX | 1SDA075648R1+1SDA102437R1 | XT4L 250 BREAKING PART 4p F F UL/CSA + Ekip Dip LIG In=150A XT4 4p UL/CSA | 25:U | XT4LU4150CFF000XXX |  | https://new.abb.com/products/en/1SDA075648R1 | https://new.abb.com/products/en/1SDA102437R1
25 | U | XT4LU4225PFF000XXX | 1SDA075648R1+1SDA102411R1 | XT4L 250 BREAKING PART 4p F F UL/CSA + Ekip Touch LSI In=225A XT4 4p UL/CSA | 25:U | XT4LU4225PFF000XXX |  | https://new.abb.com/products/en/1SDA075648R1 | https://new.abb.com/products/en/1SDA102411R1
25 | U | XT4LU4225QFF000XXX | 1SDA075648R1+1SDA102415R1 | XT4L 250 BREAKING PART 4p F F UL/CSA + Ekip Touch LSIG In=225A XT4 4p UL/CSA | 25:U | XT4LU4225QFF000XXX |  | https://new.abb.com/products/en/1SDA075648R1 | https://new.abb.com/products/en/1SDA102415R1
25 | U | XT4LU4225RFF000XXX | 1SDA075648R1+1SDA102419R1 | XT4L 250 BREAKING PART 4p F F UL/CSA + Ekip Touch Meas.LSI In225 XT4 4p UL/CSA | 25:U | XT4LU4225RFF000XXX |  | https://new.abb.com/products/en/1SDA075648R1 | https://new.abb.com/products/en/1SDA102419R1
25 | U | XT4LU4225SFF000XXX | 1SDA075648R1+1SDA102423R1 | XT4L 250 BREAKING PART 4p F F UL/CSA + Ekip Touch Meas.LSIG In225 XT4 4p UL/CSA | 25:U | XT4LU4225SFF000XXX |  | https://new.abb.com/products/en/1SDA075648R1 | https://new.abb.com/products/en/1SDA102423R1
25 | U | XT4LU4225TFF000XXX | 1SDA075648R1+1SDA102427R1 | XT4L 250 BREAKING PART 4p F F UL/CSA + Ekip Hi-Touch LSI In=225A XT4 4p UL/CSA | 25:U | XT4LU4225TFF000XXX |  | https://new.abb.com/products/en/1SDA075648R1 | https://new.abb.com/products/en/1SDA102427R1
25 | U | XT4LU4225UFF000XXX | 1SDA075648R1+1SDA102431R1 | XT4L 250 BREAKING PART 4p F F UL/CSA + Ekip Hi-Touch LSIG In=225A XT4 4p UL/CSA | 25:U | XT4LU4225UFF000XXX |  | https://new.abb.com/products/en/1SDA075648R1 | https://new.abb.com/products/en/1SDA102431R1
25 | U | XT4LU4225CFF000XXX | 1SDA075648R1+1SDA102438R1 | XT4L 250 BREAKING PART 4p F F UL/CSA + Ekip Dip LIG In=225A XT4 4p UL/CSA | 25:U | XT4LU4225CFF000XXX |  | https://new.abb.com/products/en/1SDA075648R1 | https://new.abb.com/products/en/1SDA102438R1
25 | U | XT4LU4250PFF000XXX | 1SDA075648R1+1SDA102413R1 | XT4L 250 BREAKING PART 4p F F UL/CSA + Ekip Touch LSI In=250A XT4 4p UL/CSA | 25:U | XT4LU4250PFF000XXX |  | https://new.abb.com/products/en/1SDA075648R1 | https://new.abb.com/products/en/1SDA102413R1
25 | U | XT4LU4250QFF000XXX | 1SDA075648R1+1SDA102417R1 | XT4L 250 BREAKING PART 4p F F UL/CSA + Ekip Touch LSIG In=250A XT4 4p UL/CSA | 25:U | XT4LU4250QFF000XXX |  | https://new.abb.com/products/en/1SDA075648R1 | https://new.abb.com/products/en/1SDA102417R1
25 | U | XT4LU4250RFF000XXX | 1SDA075648R1+1SDA102421R1 | XT4L 250 BREAKING PART 4p F F UL/CSA + Ekip Touch Meas.LSI In250 XT4 4p UL/CSA | 25:U | XT4LU4250RFF000XXX |  | https://new.abb.com/products/en/1SDA075648R1 | https://new.abb.com/products/en/1SDA102421R1
25 | U | XT4LU4250SFF000XXX | 1SDA075648R1+1SDA102425R1 | XT4L 250 BREAKING PART 4p F F UL/CSA + Ekip Touch Meas.LSIG In250 XT4 4p UL/CSA | 25:U | XT4LU4250SFF000XXX |  | https://new.abb.com/products/en/1SDA075648R1 | https://new.abb.com/products/en/1SDA102425R1
25 | U | XT4LU4250TFF000XXX | 1SDA075648R1+1SDA102429R1 | XT4L 250 BREAKING PART 4p F F UL/CSA + Ekip Hi-Touch LSI In=250A XT4 4p UL/CSA | 25:U | XT4LU4250TFF000XXX |  | https://new.abb.com/products/en/1SDA075648R1 | https://new.abb.com/products/en/1SDA102429R1
25 | U | XT4LU4250UFF000XXX | 1SDA075648R1+1SDA102433R1 | XT4L 250 BREAKING PART 4p F F UL/CSA + Ekip Hi-Touch LSIG In=250A XT4 4p UL/CSA | 25:U | XT4LU4250UFF000XXX |  | https://new.abb.com/products/en/1SDA075648R1 | https://new.abb.com/products/en/1SDA102433R1
25 | U | XT4LU4250CFF000XXX | 1SDA075648R1+1SDA102439R1 | XT4L 250 BREAKING PART 4p F F UL/CSA + Ekip Dip LIG In=250A XT4 4p UL/CSA | 25:U | XT4LU4250CFF000XXX |  | https://new.abb.com/products/en/1SDA075648R1 | https://new.abb.com/products/en/1SDA102439R1
25 | U | XT4VU4040CFF000XXX | 1SDA075649R1+1SDA102434R1 | XT4V 250 BREAKING PART 4p F F UL/CSA + Ekip Dip LIG In=40A XT4 4p UL/CSA | 25:U | XT4VU4040CFF000XXX |  | https://new.abb.com/products/en/1SDA075649R1 | https://new.abb.com/products/en/1SDA102434R1
25 | U | XT4VU4060CFF000XXX | 1SDA075649R1+1SDA102435R1 | XT4V 250 BREAKING PART 4p F F UL/CSA + Ekip Dip LIG In=60A XT4 4p UL/CSA | 25:U | XT4VU4060CFF000XXX |  | https://new.abb.com/products/en/1SDA075649R1 | https://new.abb.com/products/en/1SDA102435R1
25 | U | XT4VU4100PFF000XXX | 1SDA075649R1+1SDA102412R1 | XT4V 250 BREAKING PART 4p F F UL/CSA + Ekip Touch LSI In=100A XT4 4p UL/CSA | 25:U | XT4VU4100PFF000XXX |  | https://new.abb.com/products/en/1SDA075649R1 | https://new.abb.com/products/en/1SDA102412R1
25 | U | XT4VU4100QFF000XXX | 1SDA075649R1+1SDA102416R1 | XT4V 250 BREAKING PART 4p F F UL/CSA + Ekip Touch LSIG In=100A XT4 4p UL/CSA | 25:U | XT4VU4100QFF000XXX |  | https://new.abb.com/products/en/1SDA075649R1 | https://new.abb.com/products/en/1SDA102416R1
25 | U | XT4VU4100RFF000XXX | 1SDA075649R1+1SDA102420R1 | XT4V 250 BREAKING PART 4p F F UL/CSA + Ekip Touch Meas.LSI In100 XT4 4p UL/CSA | 25:U | XT4VU4100RFF000XXX |  | https://new.abb.com/products/en/1SDA075649R1 | https://new.abb.com/products/en/1SDA102420R1
25 | U | XT4VU4100SFF000XXX | 1SDA075649R1+1SDA102424R1 | XT4V 250 BREAKING PART 4p F F UL/CSA + Ekip Touch Meas.LSIG In100 XT4 4p UL/CSA | 25:U | XT4VU4100SFF000XXX |  | https://new.abb.com/products/en/1SDA075649R1 | https://new.abb.com/products/en/1SDA102424R1
25 | U | XT4VU4100TFF000XXX | 1SDA075649R1+1SDA102428R1 | XT4V 250 BREAKING PART 4p F F UL/CSA + Ekip Hi-Touch LSI In=100A XT4 4p UL/CSA | 25:U | XT4VU4100TFF000XXX |  | https://new.abb.com/products/en/1SDA075649R1 | https://new.abb.com/products/en/1SDA102428R1
25 | U | XT4VU4100UFF000XXX | 1SDA075649R1+1SDA102432R1 | XT4V 250 BREAKING PART 4p F F UL/CSA + Ekip Hi-Touch LSIG In=100A XT4 4p UL/CSA | 25:U | XT4VU4100UFF000XXX |  | https://new.abb.com/products/en/1SDA075649R1 | https://new.abb.com/products/en/1SDA102432R1
25 | U | XT4VU4100CFF000XXX | 1SDA075649R1+1SDA102436R1 | XT4V 250 BREAKING PART 4p F F UL/CSA + Ekip Dip LIG In=100A XT4 4p UL/CSA | 25:U | XT4VU4100CFF000XXX |  | https://new.abb.com/products/en/1SDA075649R1 | https://new.abb.com/products/en/1SDA102436R1
25 | U | XT4VU4150PFF000XXX | 1SDA075649R1+1SDA102410R1 | XT4V 250 BREAKING PART 4p F F UL/CSA + Ekip Touch LSI In=150A XT4 4p UL/CSA | 25:U | XT4VU4150PFF000XXX |  | https://new.abb.com/products/en/1SDA075649R1 | https://new.abb.com/products/en/1SDA102410R1
25 | U | XT4VU4150QFF000XXX | 1SDA075649R1+1SDA102414R1 | XT4V 250 BREAKING PART 4p F F UL/CSA + Ekip Touch LSIG In=150A XT4 4p UL/CSA | 25:U | XT4VU4150QFF000XXX |  | https://new.abb.com/products/en/1SDA075649R1 | https://new.abb.com/products/en/1SDA102414R1
25 | U | XT4VU4150RFF000XXX | 1SDA075649R1+1SDA102418R1 | XT4V 250 BREAKING PART 4p F F UL/CSA + Ekip Touch Meas.LSI In150 XT4 4p UL/CSA | 25:U | XT4VU4150RFF000XXX |  | https://new.abb.com/products/en/1SDA075649R1 | https://new.abb.com/products/en/1SDA102418R1
25 | U | XT4VU4150SFF000XXX | 1SDA075649R1+1SDA102422R1 | XT4V 250 BREAKING PART 4p F F UL/CSA + Ekip Touch Meas.LSIG In150 XT4 4p UL/CSA | 25:U | XT4VU4150SFF000XXX |  | https://new.abb.com/products/en/1SDA075649R1 | https://new.abb.com/products/en/1SDA102422R1
25 | U | XT4VU4150TFF000XXX | 1SDA075649R1+1SDA102426R1 | XT4V 250 BREAKING PART 4p F F UL/CSA + Ekip Hi-Touch LSI In=150A XT4 4p UL/CSA | 25:U | XT4VU4150TFF000XXX |  | https://new.abb.com/products/en/1SDA075649R1 | https://new.abb.com/products/en/1SDA102426R1
25 | U | XT4VU4150UFF000XXX | 1SDA075649R1+1SDA102430R1 | XT4V 250 BREAKING PART 4p F F UL/CSA + Ekip Hi-Touch LSIG In=150A XT4 4p UL/CSA | 25:U | XT4VU4150UFF000XXX |  | https://new.abb.com/products/en/1SDA075649R1 | https://new.abb.com/products/en/1SDA102430R1
25 | U | XT4VU4150CFF000XXX | 1SDA075649R1+1SDA102437R1 | XT4V 250 BREAKING PART 4p F F UL/CSA + Ekip Dip LIG In=150A XT4 4p UL/CSA | 25:U | XT4VU4150CFF000XXX |  | https://new.abb.com/products/en/1SDA075649R1 | https://new.abb.com/products/en/1SDA102437R1
25 | U | XT4VU4225PFF000XXX | 1SDA075649R1+1SDA102411R1 | XT4V 250 BREAKING PART 4p F F UL/CSA + Ekip Touch LSI In=225A XT4 4p UL/CSA | 25:U | XT4VU4225PFF000XXX |  | https://new.abb.com/products/en/1SDA075649R1 | https://new.abb.com/products/en/1SDA102411R1
25 | U | XT4VU4225QFF000XXX | 1SDA075649R1+1SDA102415R1 | XT4V 250 BREAKING PART 4p F F UL/CSA + Ekip Touch LSIG In=225A XT4 4p UL/CSA | 25:U | XT4VU4225QFF000XXX |  | https://new.abb.com/products/en/1SDA075649R1 | https://new.abb.com/products/en/1SDA102415R1
25 | U | XT4VU4225RFF000XXX | 1SDA075649R1+1SDA102419R1 | XT4V 250 BREAKING PART 4p F F UL/CSA + Ekip Touch Meas.LSI In225 XT4 4p UL/CSA | 25:U | XT4VU4225RFF000XXX |  | https://new.abb.com/products/en/1SDA075649R1 | https://new.abb.com/products/en/1SDA102419R1
25 | U | XT4VU4225SFF000XXX | 1SDA075649R1+1SDA102423R1 | XT4V 250 BREAKING PART 4p F F UL/CSA + Ekip Touch Meas.LSIG In225 XT4 4p UL/CSA | 25:U | XT4VU4225SFF000XXX |  | https://new.abb.com/products/en/1SDA075649R1 | https://new.abb.com/products/en/1SDA102423R1
25 | U | XT4VU4225TFF000XXX | 1SDA075649R1+1SDA102427R1 | XT4V 250 BREAKING PART 4p F F UL/CSA + Ekip Hi-Touch LSI In=225A XT4 4p UL/CSA | 25:U | XT4VU4225TFF000XXX |  | https://new.abb.com/products/en/1SDA075649R1 | https://new.abb.com/products/en/1SDA102427R1
25 | U | XT4VU4225UFF000XXX | 1SDA075649R1+1SDA102431R1 | XT4V 250 BREAKING PART 4p F F UL/CSA + Ekip Hi-Touch LSIG In=225A XT4 4p UL/CSA | 25:U | XT4VU4225UFF000XXX |  | https://new.abb.com/products/en/1SDA075649R1 | https://new.abb.com/products/en/1SDA102431R1
25 | U | XT4VU4225CFF000XXX | 1SDA075649R1+1SDA102438R1 | XT4V 250 BREAKING PART 4p F F UL/CSA + Ekip Dip LIG In=225A XT4 4p UL/CSA | 25:U | XT4VU4225CFF000XXX |  | https://new.abb.com/products/en/1SDA075649R1 | https://new.abb.com/products/en/1SDA102438R1
25 | U | XT4VU4250PFF000XXX | 1SDA075649R1+1SDA102413R1 | XT4V 250 BREAKING PART 4p F F UL/CSA + Ekip Touch LSI In=250A XT4 4p UL/CSA | 25:U | XT4VU4250PFF000XXX |  | https://new.abb.com/products/en/1SDA075649R1 | https://new.abb.com/products/en/1SDA102413R1
25 | U | XT4VU4250QFF000XXX | 1SDA075649R1+1SDA102417R1 | XT4V 250 BREAKING PART 4p F F UL/CSA + Ekip Touch LSIG In=250A XT4 4p UL/CSA | 25:U | XT4VU4250QFF000XXX |  | https://new.abb.com/products/en/1SDA075649R1 | https://new.abb.com/products/en/1SDA102417R1
25 | U | XT4VU4250RFF000XXX | 1SDA075649R1+1SDA102421R1 | XT4V 250 BREAKING PART 4p F F UL/CSA + Ekip Touch Meas.LSI In250 XT4 4p UL/CSA | 25:U | XT4VU4250RFF000XXX |  | https://new.abb.com/products/en/1SDA075649R1 | https://new.abb.com/products/en/1SDA102421R1
25 | U | XT4VU4250SFF000XXX | 1SDA075649R1+1SDA102425R1 | XT4V 250 BREAKING PART 4p F F UL/CSA + Ekip Touch Meas.LSIG In250 XT4 4p UL/CSA | 25:U | XT4VU4250SFF000XXX |  | https://new.abb.com/products/en/1SDA075649R1 | https://new.abb.com/products/en/1SDA102425R1
25 | U | XT4VU4250TFF000XXX | 1SDA075649R1+1SDA102429R1 | XT4V 250 BREAKING PART 4p F F UL/CSA + Ekip Hi-Touch LSI In=250A XT4 4p UL/CSA | 25:U | XT4VU4250TFF000XXX |  | https://new.abb.com/products/en/1SDA075649R1 | https://new.abb.com/products/en/1SDA102429R1
25 | U | XT4VU4250UFF000XXX | 1SDA075649R1+1SDA102433R1 | XT4V 250 BREAKING PART 4p F F UL/CSA + Ekip Hi-Touch LSIG In=250A XT4 4p UL/CSA | 25:U | XT4VU4250UFF000XXX |  | https://new.abb.com/products/en/1SDA075649R1 | https://new.abb.com/products/en/1SDA102433R1
25 | U | XT4VU4250CFF000XXX | 1SDA075649R1+1SDA102439R1 | XT4V 250 BREAKING PART 4p F F UL/CSA + Ekip Dip LIG In=250A XT4 4p UL/CSA | 25:U | XT4VU4250CFF000XXX |  | https://new.abb.com/products/en/1SDA075649R1 | https://new.abb.com/products/en/1SDA102439R1
38 | Q | XT2NQ3040PFF000XXX | 1SDA075630R1+1SDA102159R1+1SDA076604R1 | XT2N 125 Ekip Touch LSI 3p 40A F F UL/CSA | 38:Q | XT2NQ3040PFF000XXX |  | https://new.abb.com/products/en/1SDA075630R1 | https://new.abb.com/products/en/1SDA102159R1 | 1SDA076604R1
38 | Q | XT2NQ3040QFF000XXX | 1SDA075630R1+1SDA102163R1+1SDA076604R1 | XT2N 125 Ekip Touch LSIG 3p 40A F F UL/CSA | 38:Q | XT2NQ3040QFF000XXX |  | https://new.abb.com/products/en/1SDA075630R1 | https://new.abb.com/products/en/1SDA102163R1 | 1SDA076604R1
38 | Q | XT2NQ3040RFF000XXX | 1SDA075630R1+1SDA102167R1+1SDA076604R1 | XT2N 125 Ekip Touch Measuring LSI 3p 40A F F UL/CSA | 38:Q | XT2NQ3040RFF000XXX |  | https://new.abb.com/products/en/1SDA075630R1 | https://new.abb.com/products/en/1SDA102167R1 | 1SDA076604R1
38 | Q | XT2NQ3040SFF000XXX | 1SDA075630R1+1SDA102171R1+1SDA076604R1 | XT2N 125 Ekip Touch Measuring LSIG 3p 40A F F UL/CSA | 38:Q | XT2NQ3040SFF000XXX |  | https://new.abb.com/products/en/1SDA075630R1 | https://new.abb.com/products/en/1SDA102171R1 | 1SDA076604R1
38 | Q | XT2NQ3040TFF000XXX | 1SDA075630R1+1SDA102175R1+1SDA076604R1 | XT2N 125 Ekip Hi-Touch LSI 3p 40A F F UL/CSA | 38:Q | XT2NQ3040TFF000XXX |  | https://new.abb.com/products/en/1SDA075630R1 | https://new.abb.com/products/en/1SDA102175R1 | 1SDA076604R1
38 | Q | XT2NQ3040UFF000XXX | 1SDA075630R1+1SDA102179R1+1SDA076604R1 | XT2N 125 Ekip Hi-Touch LSIG 3p 40A F F UL/CSA | 38:Q | XT2NQ3040UFF000XXX |  | https://new.abb.com/products/en/1SDA075630R1 | https://new.abb.com/products/en/1SDA102179R1 | 1SDA076604R1
38 | Q | XT2NQ3060PFF000XXX | 1SDA075630R1+1SDA102160R1+1SDA076604R1 | XT2N 125 Ekip Touch LSI 3p 60A F F UL/CSA | 38:Q | XT2NQ3060PFF000XXX |  | https://new.abb.com/products/en/1SDA075630R1 | https://new.abb.com/products/en/1SDA102160R1 | 1SDA076604R1
38 | Q | XT2NQ3060QFF000XXX | 1SDA075630R1+1SDA102164R1+1SDA076604R1 | XT2N 125 Ekip Touch LSIG 3p 60A F F UL/CSA | 38:Q | XT2NQ3060QFF000XXX |  | https://new.abb.com/products/en/1SDA075630R1 | https://new.abb.com/products/en/1SDA102164R1 | 1SDA076604R1
38 | Q | XT2NQ3060RFF000XXX | 1SDA075630R1+1SDA102168R1+1SDA076604R1 | XT2N 125 Ekip Touch Measuring LSI 3p 60A F F UL/CSA | 38:Q | XT2NQ3060RFF000XXX |  | https://new.abb.com/products/en/1SDA075630R1 | https://new.abb.com/products/en/1SDA102168R1 | 1SDA076604R1
38 | Q | XT2NQ3060SFF000XXX | 1SDA075630R1+1SDA102172R1+1SDA076604R1 | XT2N 125 Ekip Touch Measuring LSIG 3p 60A F F UL/CSA | 38:Q | XT2NQ3060SFF000XXX |  | https://new.abb.com/products/en/1SDA075630R1 | https://new.abb.com/products/en/1SDA102172R1 | 1SDA076604R1
38 | Q | XT2NQ3060TFF000XXX | 1SDA075630R1+1SDA102176R1+1SDA076604R1 | XT2N 125 Ekip Hi-Touch LSI 3p 60A F F UL/CSA | 38:Q | XT2NQ3060TFF000XXX |  | https://new.abb.com/products/en/1SDA075630R1 | https://new.abb.com/products/en/1SDA102176R1 | 1SDA076604R1
38 | Q | XT2NQ3060UFF000XXX | 1SDA075630R1+1SDA102180R1+1SDA076604R1 | XT2N 125 Ekip Hi-Touch LSIG 3p 60A F F UL/CSA | 38:Q | XT2NQ3060UFF000XXX |  | https://new.abb.com/products/en/1SDA075630R1 | https://new.abb.com/products/en/1SDA102180R1 | 1SDA076604R1
38 | Q | XT2NQ3100PFF000XXX | 1SDA075630R1+1SDA102161R1+1SDA076604R1 | XT2N 125 BREAKING PART 3p F F UL/CSA + Ekip Touch LSI In=100A XT2 3p UL/CSA 100% rated | 38:Q | XT2NQ3100PFF000XXX |  | https://new.abb.com/products/en/1SDA075630R1 | https://new.abb.com/products/en/1SDA102161R1 | 1SDA076604R1
38 | Q | XT2NQ3100QFF000XXX | 1SDA075630R1+1SDA102165R1+1SDA076604R1 | XT2N 125 BREAKING PART 3p F F UL/CSA + Ekip Touch LSIG In=100A XT2 3p UL/CSA 100% rated | 38:Q | XT2NQ3100QFF000XXX |  | https://new.abb.com/products/en/1SDA075630R1 | https://new.abb.com/products/en/1SDA102165R1 | 1SDA076604R1
38 | Q | XT2NQ3100RFF000XXX | 1SDA075630R1+1SDA102169R1+1SDA076604R1 | XT2N 125 BREAKING PART 3p F F UL/CSA + Ekip Touch Meas.LSI In100 XT2 3p UL/CSA 100% rated | 38:Q | XT2NQ3100RFF000XXX |  | https://new.abb.com/products/en/1SDA075630R1 | https://new.abb.com/products/en/1SDA102169R1 | 1SDA076604R1
38 | Q | XT2NQ3100SFF000XXX | 1SDA075630R1+1SDA102173R1+1SDA076604R1 | XT2N 125 BREAKING PART 3p F F UL/CSA + Ekip Touch Meas.LSIG In100 XT2 3p UL/CSA 100% rated | 38:Q | XT2NQ3100SFF000XXX |  | https://new.abb.com/products/en/1SDA075630R1 | https://new.abb.com/products/en/1SDA102173R1 | 1SDA076604R1
38 | Q | XT2NQ3100TFF000XXX | 1SDA075630R1+1SDA102177R1+1SDA076604R1 | XT2N 125 BREAKING PART 3p F F UL/CSA + Ekip Hi-Touch LSI In=100A XT2 3p UL/CSA 100% rated | 38:Q | XT2NQ3100TFF000XXX |  | https://new.abb.com/products/en/1SDA075630R1 | https://new.abb.com/products/en/1SDA102177R1 | 1SDA076604R1
38 | Q | XT2NQ3100UFF000XXX | 1SDA075630R1+1SDA102181R1+1SDA076604R1 | XT2N 125 BREAKING PART 3p F F UL/CSA + Ekip Hi-Touch LSIG In=100A XT2 3p UL/CSA 100% rated | 38:Q | XT2NQ3100UFF000XXX |  | https://new.abb.com/products/en/1SDA075630R1 | https://new.abb.com/products/en/1SDA102181R1 | 1SDA076604R1
38 | Q | XT2NQ3125PFF000XXX | 1SDA075630R1+1SDA102162R1+1SDA076604R1 | XT2N 125 BREAKING PART 3p F F UL/CSA + Ekip Touch LSI In=125A XT2 3p UL/CSA 100% rated | 38:Q | XT2NQ3125PFF000XXX |  | https://new.abb.com/products/en/1SDA075630R1 | https://new.abb.com/products/en/1SDA102162R1 | 1SDA076604R1
38 | Q | XT2NQ3125QFF000XXX | 1SDA075630R1+1SDA102166R1+1SDA076604R1 | XT2N 125 BREAKING PART 3p F F UL/CSA + Ekip Touch LSIG In=125A XT2 3p UL/CSA 100% rated | 38:Q | XT2NQ3125QFF000XXX |  | https://new.abb.com/products/en/1SDA075630R1 | https://new.abb.com/products/en/1SDA102166R1 | 1SDA076604R1
38 | Q | XT2NQ3125RFF000XXX | 1SDA075630R1+1SDA102170R1+1SDA076604R1 | XT2N 125 BREAKING PART 3p F F UL/CSA + Ekip Touch Meas.LSI In125 XT2 3p UL/CSA 100% rated | 38:Q | XT2NQ3125RFF000XXX |  | https://new.abb.com/products/en/1SDA075630R1 | https://new.abb.com/products/en/1SDA102170R1 | 1SDA076604R1
38 | Q | XT2NQ3125SFF000XXX | 1SDA075630R1+1SDA102174R1+1SDA076604R1 | XT2N 125 BREAKING PART 3p F F UL/CSA + Ekip Touch Meas.LSIG In125 XT2 3p UL/CSA 100% rated | 38:Q | XT2NQ3125SFF000XXX |  | https://new.abb.com/products/en/1SDA075630R1 | https://new.abb.com/products/en/1SDA102174R1 | 1SDA076604R1
38 | Q | XT2NQ3125TFF000XXX | 1SDA075630R1+1SDA102178R1+1SDA076604R1 | XT2N 125 BREAKING PART 3p F F UL/CSA + Ekip Hi-Touch LSI In=125A XT2 3p UL/CSA 100% rated | 38:Q | XT2NQ3125TFF000XXX |  | https://new.abb.com/products/en/1SDA075630R1 | https://new.abb.com/products/en/1SDA102178R1 | 1SDA076604R1
38 | Q | XT2NQ3125UFF000XXX | 1SDA075630R1+1SDA102182R1+1SDA076604R1 | XT2N 125 BREAKING PART 3p F F UL/CSA + Ekip Hi-Touch LSIG In=125A XT2 3p UL/CSA 100% rated | 38:Q | XT2NQ3125UFF000XXX |  | https://new.abb.com/products/en/1SDA075630R1 | https://new.abb.com/products/en/1SDA102182R1 | 1SDA076604R1
38 | Q | XT2SQ3040PFF000XXX | 1SDA075631R1+1SDA102159R1+1SDA076604R1 | XT2S 125 Ekip Touch LSI 3p 40A F F UL/CSA | 38:Q | XT2SQ3040PFF000XXX |  | https://new.abb.com/products/en/1SDA075631R1 | https://new.abb.com/products/en/1SDA102159R1 | 1SDA076604R1
38 | Q | XT2SQ3040QFF000XXX | 1SDA075631R1+1SDA102163R1+1SDA076604R1 | XT2S 125 Ekip Touch LSIG 3p 40A F F UL/CSA | 38:Q | XT2SQ3040QFF000XXX |  | https://new.abb.com/products/en/1SDA075631R1 | https://new.abb.com/products/en/1SDA102163R1 | 1SDA076604R1
38 | Q | XT2SQ3040RFF000XXX | 1SDA075631R1+1SDA102167R1+1SDA076604R1 | XT2S 125 Ekip Touch Measuring LSI 3p 40A F F UL/CSA | 38:Q | XT2SQ3040RFF000XXX |  | https://new.abb.com/products/en/1SDA075631R1 | https://new.abb.com/products/en/1SDA102167R1 | 1SDA076604R1
38 | Q | XT2SQ3040SFF000XXX | 1SDA075631R1+1SDA102171R1+1SDA076604R1 | XT2S 125 Ekip Touch Measuring LSIG 3p 40A F F UL/CSA | 38:Q | XT2SQ3040SFF000XXX |  | https://new.abb.com/products/en/1SDA075631R1 | https://new.abb.com/products/en/1SDA102171R1 | 1SDA076604R1
38 | Q | XT2SQ3040TFF000XXX | 1SDA075631R1+1SDA102175R1+1SDA076604R1 | XT2S 125 Ekip Hi-Touch LSI 3p 40A F F UL/CSA | 38:Q | XT2SQ3040TFF000XXX |  | https://new.abb.com/products/en/1SDA075631R1 | https://new.abb.com/products/en/1SDA102175R1 | 1SDA076604R1
38 | Q | XT2SQ3040UFF000XXX | 1SDA075631R1+1SDA102179R1+1SDA076604R1 | XT2S 125 Ekip Hi-Touch LSIG 3p 40A F F UL/CSA | 38:Q | XT2SQ3040UFF000XXX |  | https://new.abb.com/products/en/1SDA075631R1 | https://new.abb.com/products/en/1SDA102179R1 | 1SDA076604R1
38 | Q | XT2SQ3060PFF000XXX | 1SDA075631R1+1SDA102160R1+1SDA076604R1 | XT2S 125 Ekip Touch LSI 3p 60A F F UL/CSA | 38:Q | XT2SQ3060PFF000XXX |  | https://new.abb.com/products/en/1SDA075631R1 | https://new.abb.com/products/en/1SDA102160R1 | 1SDA076604R1
38 | Q | XT2SQ3060QFF000XXX | 1SDA075631R1+1SDA102164R1+1SDA076604R1 | XT2S 125 Ekip Touch LSIG 3p 60A F F UL/CSA | 38:Q | XT2SQ3060QFF000XXX |  | https://new.abb.com/products/en/1SDA075631R1 | https://new.abb.com/products/en/1SDA102164R1 | 1SDA076604R1
38 | Q | XT2SQ3060RFF000XXX | 1SDA075631R1+1SDA102168R1+1SDA076604R1 | XT2S 125 Ekip Touch Measuring LSI 3p 60A F F UL/CSA | 38:Q | XT2SQ3060RFF000XXX |  | https://new.abb.com/products/en/1SDA075631R1 | https://new.abb.com/products/en/1SDA102168R1 | 1SDA076604R1
38 | Q | XT2SQ3060SFF000XXX | 1SDA075631R1+1SDA102172R1+1SDA076604R1 | XT2S 125 Ekip Touch Measuring LSIG 3p 60A F F UL/CSA | 38:Q | XT2SQ3060SFF000XXX |  | https://new.abb.com/products/en/1SDA075631R1 | https://new.abb.com/products/en/1SDA102172R1 | 1SDA076604R1
38 | Q | XT2SQ3060TFF000XXX | 1SDA075631R1+1SDA102176R1+1SDA076604R1 | XT2S 125 Ekip Hi-Touch LSI 3p 60A F F UL/CSA | 38:Q | XT2SQ3060TFF000XXX |  | https://new.abb.com/products/en/1SDA075631R1 | https://new.abb.com/products/en/1SDA102176R1 | 1SDA076604R1
38 | Q | XT2SQ3060UFF000XXX | 1SDA075631R1+1SDA102180R1+1SDA076604R1 | XT2S 125 Ekip Hi-Touch LSIG 3p 60A F F UL/CSA | 38:Q | XT2SQ3060UFF000XXX |  | https://new.abb.com/products/en/1SDA075631R1 | https://new.abb.com/products/en/1SDA102180R1 | 1SDA076604R1
38 | Q | XT2SQ3100PFF000XXX | 1SDA075631R1+1SDA102161R1+1SDA076604R1 | XT2S 125 BREAKING PART 3p F F UL/CSA + Ekip Touch LSI In=100A XT2 3p UL/CSA 100% rated | 38:Q | XT2SQ3100PFF000XXX |  | https://new.abb.com/products/en/1SDA075631R1 | https://new.abb.com/products/en/1SDA102161R1 | 1SDA076604R1
38 | Q | XT2SQ3100QFF000XXX | 1SDA075631R1+1SDA102165R1+1SDA076604R1 | XT2S 125 BREAKING PART 3p F F UL/CSA + Ekip Touch LSIG In=100A XT2 3p UL/CSA 100% rated | 38:Q | XT2SQ3100QFF000XXX |  | https://new.abb.com/products/en/1SDA075631R1 | https://new.abb.com/products/en/1SDA102165R1 | 1SDA076604R1
38 | Q | XT2SQ3100RFF000XXX | 1SDA075631R1+1SDA102169R1+1SDA076604R1 | XT2S 125 BREAKING PART 3p F F UL/CSA + Ekip Touch Meas.LSI In100 XT2 3p UL/CSA 100% rated | 38:Q | XT2SQ3100RFF000XXX |  | https://new.abb.com/products/en/1SDA075631R1 | https://new.abb.com/products/en/1SDA102169R1 | 1SDA076604R1
38 | Q | XT2SQ3100SFF000XXX | 1SDA075631R1+1SDA102173R1+1SDA076604R1 | XT2S 125 BREAKING PART 3p F F UL/CSA + Ekip Touch Meas.LSIG In100 XT2 3p UL/CSA 100% rated | 38:Q | XT2SQ3100SFF000XXX |  | https://new.abb.com/products/en/1SDA075631R1 | https://new.abb.com/products/en/1SDA102173R1 | 1SDA076604R1
38 | Q | XT2SQ3100TFF000XXX | 1SDA075631R1+1SDA102177R1+1SDA076604R1 | XT2S 125 BREAKING PART 3p F F UL/CSA + Ekip Hi-Touch LSI In=100A XT2 3p UL/CSA 100% rated | 38:Q | XT2SQ3100TFF000XXX |  | https://new.abb.com/products/en/1SDA075631R1 | https://new.abb.com/products/en/1SDA102177R1 | 1SDA076604R1
38 | Q | XT2SQ3100UFF000XXX | 1SDA075631R1+1SDA102181R1+1SDA076604R1 | XT2S 125 BREAKING PART 3p F F UL/CSA + Ekip Hi-Touch LSIG In=100A XT2 3p UL/CSA 100% rated | 38:Q | XT2SQ3100UFF000XXX |  | https://new.abb.com/products/en/1SDA075631R1 | https://new.abb.com/products/en/1SDA102181R1 | 1SDA076604R1
38 | Q | XT2SQ3125PFF000XXX | 1SDA075631R1+1SDA102162R1+1SDA076604R1 | XT2S 125 BREAKING PART 3p F F UL/CSA + Ekip Touch LSI In=125A XT2 3p UL/CSA 100% rated | 38:Q | XT2SQ3125PFF000XXX |  | https://new.abb.com/products/en/1SDA075631R1 | https://new.abb.com/products/en/1SDA102162R1 | 1SDA076604R1
38 | Q | XT2SQ3125QFF000XXX | 1SDA075631R1+1SDA102166R1+1SDA076604R1 | XT2S 125 BREAKING PART 3p F F UL/CSA + Ekip Touch LSIG In=125A XT2 3p UL/CSA 100% rated | 38:Q | XT2SQ3125QFF000XXX |  | https://new.abb.com/products/en/1SDA075631R1 | https://new.abb.com/products/en/1SDA102166R1 | 1SDA076604R1
38 | Q | XT2SQ3125RFF000XXX | 1SDA075631R1+1SDA102170R1+1SDA076604R1 | XT2S 125 BREAKING PART 3p F F UL/CSA + Ekip Touch Meas.LSI In125 XT2 3p UL/CSA 100% rated | 38:Q | XT2SQ3125RFF000XXX |  | https://new.abb.com/products/en/1SDA075631R1 | https://new.abb.com/products/en/1SDA102170R1 | 1SDA076604R1
38 | Q | XT2SQ3125SFF000XXX | 1SDA075631R1+1SDA102174R1+1SDA076604R1 | XT2S 125 BREAKING PART 3p F F UL/CSA + Ekip Touch Meas.LSIG In125 XT2 3p UL/CSA 100% rated | 38:Q | XT2SQ3125SFF000XXX |  | https://new.abb.com/products/en/1SDA075631R1 | https://new.abb.com/products/en/1SDA102174R1 | 1SDA076604R1
38 | Q | XT2SQ3125TFF000XXX | 1SDA075631R1+1SDA102178R1+1SDA076604R1 | XT2S 125 BREAKING PART 3p F F UL/CSA + Ekip Hi-Touch LSI In=125A XT2 3p UL/CSA 100% rated | 38:Q | XT2SQ3125TFF000XXX |  | https://new.abb.com/products/en/1SDA075631R1 | https://new.abb.com/products/en/1SDA102178R1 | 1SDA076604R1
38 | Q | XT2SQ3125UFF000XXX | 1SDA075631R1+1SDA102182R1+1SDA076604R1 | XT2S 125 BREAKING PART 3p F F UL/CSA + Ekip Hi-Touch LSIG In=125A XT2 3p UL/CSA 100% rated | 38:Q | XT2SQ3125UFF000XXX |  | https://new.abb.com/products/en/1SDA075631R1 | https://new.abb.com/products/en/1SDA102182R1 | 1SDA076604R1
38 | Q | XT2HQ3040PFF000XXX | 1SDA075632R1+1SDA102159R1+1SDA076604R1 | XT2H 125 Ekip Touch LSI 3p 40A F F UL/CSA | 38:Q | XT2HQ3040PFF000XXX |  | https://new.abb.com/products/en/1SDA075632R1 | https://new.abb.com/products/en/1SDA102159R1 | 1SDA076604R1
38 | Q | XT2HQ3040QFF000XXX | 1SDA075632R1+1SDA102163R1+1SDA076604R1 | XT2H 125 Ekip Touch LSIG 3p 40A F F UL/CSA | 38:Q | XT2HQ3040QFF000XXX |  | https://new.abb.com/products/en/1SDA075632R1 | https://new.abb.com/products/en/1SDA102163R1 | 1SDA076604R1
38 | Q | XT2HQ3040RFF000XXX | 1SDA075632R1+1SDA102167R1+1SDA076604R1 | XT2H 125 Ekip Touch Measuring LSI 3p 40A F F UL/CSA | 38:Q | XT2HQ3040RFF000XXX |  | https://new.abb.com/products/en/1SDA075632R1 | https://new.abb.com/products/en/1SDA102167R1 | 1SDA076604R1
38 | Q | XT2HQ3040SFF000XXX | 1SDA075632R1+1SDA102171R1+1SDA076604R1 | XT2H 125 Ekip Touch Measuring LSIG 3p 40A F F UL/CSA | 38:Q | XT2HQ3040SFF000XXX |  | https://new.abb.com/products/en/1SDA075632R1 | https://new.abb.com/products/en/1SDA102171R1 | 1SDA076604R1
38 | Q | XT2HQ3040TFF000XXX | 1SDA075632R1+1SDA102175R1+1SDA076604R1 | XT2H 125 Ekip Hi-Touch LSI 3p 40A F F UL/CSA | 38:Q | XT2HQ3040TFF000XXX |  | https://new.abb.com/products/en/1SDA075632R1 | https://new.abb.com/products/en/1SDA102175R1 | 1SDA076604R1
38 | Q | XT2HQ3040UFF000XXX | 1SDA075632R1+1SDA102179R1+1SDA076604R1 | XT2H 125 Ekip Hi-Touch LSIG 3p 40A F F UL/CSA | 38:Q | XT2HQ3040UFF000XXX |  | https://new.abb.com/products/en/1SDA075632R1 | https://new.abb.com/products/en/1SDA102179R1 | 1SDA076604R1
38 | Q | XT2HQ3060PFF000XXX | 1SDA075632R1+1SDA102160R1+1SDA076604R1 | XT2H 125 Ekip Touch LSI 3p 60A F F UL/CSA | 38:Q | XT2HQ3060PFF000XXX |  | https://new.abb.com/products/en/1SDA075632R1 | https://new.abb.com/products/en/1SDA102160R1 | 1SDA076604R1
38 | Q | XT2HQ3060QFF000XXX | 1SDA075632R1+1SDA102164R1+1SDA076604R1 | XT2H 125 Ekip Touch LSIG 3p 60A F F UL/CSA | 38:Q | XT2HQ3060QFF000XXX |  | https://new.abb.com/products/en/1SDA075632R1 | https://new.abb.com/products/en/1SDA102164R1 | 1SDA076604R1
38 | Q | XT2HQ3060RFF000XXX | 1SDA075632R1+1SDA102168R1+1SDA076604R1 | XT2H 125 Ekip Touch Measuring LSI 3p 60A F F UL/CSA | 38:Q | XT2HQ3060RFF000XXX |  | https://new.abb.com/products/en/1SDA075632R1 | https://new.abb.com/products/en/1SDA102168R1 | 1SDA076604R1
38 | Q | XT2HQ3060SFF000XXX | 1SDA075632R1+1SDA102172R1+1SDA076604R1 | XT2H 125 Ekip Touch Measuring LSIG 3p 60A F F UL/CSA | 38:Q | XT2HQ3060SFF000XXX |  | https://new.abb.com/products/en/1SDA075632R1 | https://new.abb.com/products/en/1SDA102172R1 | 1SDA076604R1
38 | Q | XT2HQ3060TFF000XXX | 1SDA075632R1+1SDA102176R1+1SDA076604R1 | XT2H 125 Ekip Hi-Touch LSI 3p 60A F F UL/CSA | 38:Q | XT2HQ3060TFF000XXX |  | https://new.abb.com/products/en/1SDA075632R1 | https://new.abb.com/products/en/1SDA102176R1 | 1SDA076604R1
38 | Q | XT2HQ3060UFF000XXX | 1SDA075632R1+1SDA102180R1+1SDA076604R1 | XT2H 125 Ekip Hi-Touch LSIG 3p 60A F F UL/CSA | 38:Q | XT2HQ3060UFF000XXX |  | https://new.abb.com/products/en/1SDA075632R1 | https://new.abb.com/products/en/1SDA102180R1 | 1SDA076604R1
38 | Q | XT2HQ3100PFF000XXX | 1SDA075632R1+1SDA102161R1+1SDA076604R1 | XT2H 125 BREAKING PART 3p F F UL/CSA + Ekip Touch LSI In=100A XT2 3p UL/CSA 100% rated | 38:Q | XT2HQ3100PFF000XXX |  | https://new.abb.com/products/en/1SDA075632R1 | https://new.abb.com/products/en/1SDA102161R1 | 1SDA076604R1
38 | Q | XT2HQ3100QFF000XXX | 1SDA075632R1+1SDA102165R1+1SDA076604R1 | XT2H 125 BREAKING PART 3p F F UL/CSA + Ekip Touch LSIG In=100A XT2 3p UL/CSA 100% rated | 38:Q | XT2HQ3100QFF000XXX |  | https://new.abb.com/products/en/1SDA075632R1 | https://new.abb.com/products/en/1SDA102165R1 | 1SDA076604R1
38 | Q | XT2HQ3100RFF000XXX | 1SDA075632R1+1SDA102169R1+1SDA076604R1 | XT2H 125 BREAKING PART 3p F F UL/CSA + Ekip Touch Meas.LSI In100 XT2 3p UL/CSA 100% rated | 38:Q | XT2HQ3100RFF000XXX |  | https://new.abb.com/products/en/1SDA075632R1 | https://new.abb.com/products/en/1SDA102169R1 | 1SDA076604R1
38 | Q | XT2HQ3100SFF000XXX | 1SDA075632R1+1SDA102173R1+1SDA076604R1 | XT2H 125 BREAKING PART 3p F F UL/CSA + Ekip Touch Meas.LSIG In100 XT2 3p UL/CSA 100% rated | 38:Q | XT2HQ3100SFF000XXX |  | https://new.abb.com/products/en/1SDA075632R1 | https://new.abb.com/products/en/1SDA102173R1 | 1SDA076604R1
38 | Q | XT2HQ3100TFF000XXX | 1SDA075632R1+1SDA102177R1+1SDA076604R1 | XT2H 125 BREAKING PART 3p F F UL/CSA + Ekip Hi-Touch LSI In=100A XT2 3p UL/CSA 100% rated | 38:Q | XT2HQ3100TFF000XXX |  | https://new.abb.com/products/en/1SDA075632R1 | https://new.abb.com/products/en/1SDA102177R1 | 1SDA076604R1
38 | Q | XT2HQ3100UFF000XXX | 1SDA075632R1+1SDA102181R1+1SDA076604R1 | XT2H 125 BREAKING PART 3p F F UL/CSA + Ekip Hi-Touch LSIG In=100A XT2 3p UL/CSA 100% rated | 38:Q | XT2HQ3100UFF000XXX |  | https://new.abb.com/products/en/1SDA075632R1 | https://new.abb.com/products/en/1SDA102181R1 | 1SDA076604R1
38 | Q | XT2HQ3125PFF000XXX | 1SDA075632R1+1SDA102162R1+1SDA076604R1 | XT2H 125 BREAKING PART 3p F F UL/CSA + Ekip Touch LSI In=125A XT2 3p UL/CSA 100% rated | 38:Q | XT2HQ3125PFF000XXX |  | https://new.abb.com/products/en/1SDA075632R1 | https://new.abb.com/products/en/1SDA102162R1 | 1SDA076604R1
38 | Q | XT2HQ3125QFF000XXX | 1SDA075632R1+1SDA102166R1+1SDA076604R1 | XT2H 125 BREAKING PART 3p F F UL/CSA + Ekip Touch LSIG In=125A XT2 3p UL/CSA 100% rated | 38:Q | XT2HQ3125QFF000XXX |  | https://new.abb.com/products/en/1SDA075632R1 | https://new.abb.com/products/en/1SDA102166R1 | 1SDA076604R1
38 | Q | XT2HQ3125RFF000XXX | 1SDA075632R1+1SDA102170R1+1SDA076604R1 | XT2H 125 BREAKING PART 3p F F UL/CSA + Ekip Touch Meas.LSI In125 XT2 3p UL/CSA 100% rated | 38:Q | XT2HQ3125RFF000XXX |  | https://new.abb.com/products/en/1SDA075632R1 | https://new.abb.com/products/en/1SDA102170R1 | 1SDA076604R1
38 | Q | XT2HQ3125SFF000XXX | 1SDA075632R1+1SDA102174R1+1SDA076604R1 | XT2H 125 BREAKING PART 3p F F UL/CSA + Ekip Touch Meas.LSIG In125 XT2 3p UL/CSA 100% rated | 38:Q | XT2HQ3125SFF000XXX |  | https://new.abb.com/products/en/1SDA075632R1 | https://new.abb.com/products/en/1SDA102174R1 | 1SDA076604R1
38 | Q | XT2HQ3125TFF000XXX | 1SDA075632R1+1SDA102178R1+1SDA076604R1 | XT2H 125 BREAKING PART 3p F F UL/CSA + Ekip Hi-Touch LSI In=125A XT2 3p UL/CSA 100% rated | 38:Q | XT2HQ3125TFF000XXX |  | https://new.abb.com/products/en/1SDA075632R1 | https://new.abb.com/products/en/1SDA102178R1 | 1SDA076604R1
38 | Q | XT2HQ3125UFF000XXX | 1SDA075632R1+1SDA102182R1+1SDA076604R1 | XT2H 125 BREAKING PART 3p F F UL/CSA + Ekip Hi-Touch LSIG In=125A XT2 3p UL/CSA 100% rated | 38:Q | XT2HQ3125UFF000XXX |  | https://new.abb.com/products/en/1SDA075632R1 | https://new.abb.com/products/en/1SDA102182R1 | 1SDA076604R1
38 | Q | XT2LQ3040PFF000XXX | 1SDA075633R1+1SDA102159R1+1SDA076604R1 | XT2L 125 Ekip Touch LSI 3p 40A F F UL/CSA | 38:Q | XT2LQ3040PFF000XXX |  | https://new.abb.com/products/en/1SDA075633R1 | https://new.abb.com/products/en/1SDA102159R1 | 1SDA076604R1
38 | Q | XT2LQ3040QFF000XXX | 1SDA075633R1+1SDA102163R1+1SDA076604R1 | XT2L 125 Ekip Touch LSIG 3p 40A F F UL/CSA | 38:Q | XT2LQ3040QFF000XXX |  | https://new.abb.com/products/en/1SDA075633R1 | https://new.abb.com/products/en/1SDA102163R1 | 1SDA076604R1
38 | Q | XT2LQ3040RFF000XXX | 1SDA075633R1+1SDA102167R1+1SDA076604R1 | XT2L 125 Ekip Touch Measuring LSI 3p 40A F F UL/CSA | 38:Q | XT2LQ3040RFF000XXX |  | https://new.abb.com/products/en/1SDA075633R1 | https://new.abb.com/products/en/1SDA102167R1 | 1SDA076604R1
38 | Q | XT2LQ3040SFF000XXX | 1SDA075633R1+1SDA102171R1+1SDA076604R1 | XT2L 125 Ekip Touch Measuring LSIG 3p 40A F F UL/CSA | 38:Q | XT2LQ3040SFF000XXX |  | https://new.abb.com/products/en/1SDA075633R1 | https://new.abb.com/products/en/1SDA102171R1 | 1SDA076604R1
38 | Q | XT2LQ3040TFF000XXX | 1SDA075633R1+1SDA102175R1+1SDA076604R1 | XT2L 125 Ekip Hi-Touch LSI 3p 40A F F UL/CSA | 38:Q | XT2LQ3040TFF000XXX |  | https://new.abb.com/products/en/1SDA075633R1 | https://new.abb.com/products/en/1SDA102175R1 | 1SDA076604R1
38 | Q | XT2LQ3040UFF000XXX | 1SDA075633R1+1SDA102179R1+1SDA076604R1 | XT2L 125 Ekip Hi-Touch LSIG 3p 40A F F UL/CSA | 38:Q | XT2LQ3040UFF000XXX |  | https://new.abb.com/products/en/1SDA075633R1 | https://new.abb.com/products/en/1SDA102179R1 | 1SDA076604R1
38 | Q | XT2LQ3060PFF000XXX | 1SDA075633R1+1SDA102160R1+1SDA076604R1 | XT2L 125 Ekip Touch LSI 3p 60A F F UL/CSA | 38:Q | XT2LQ3060PFF000XXX |  | https://new.abb.com/products/en/1SDA075633R1 | https://new.abb.com/products/en/1SDA102160R1 | 1SDA076604R1
38 | Q | XT2LQ3060QFF000XXX | 1SDA075633R1+1SDA102164R1+1SDA076604R1 | XT2L 125 Ekip Touch LSIG 3p 60A F F UL/CSA | 38:Q | XT2LQ3060QFF000XXX |  | https://new.abb.com/products/en/1SDA075633R1 | https://new.abb.com/products/en/1SDA102164R1 | 1SDA076604R1
38 | Q | XT2LQ3060RFF000XXX | 1SDA075633R1+1SDA102168R1+1SDA076604R1 | XT2L 125 Ekip Touch Measuring LSI 3p 60A F F UL/CSA | 38:Q | XT2LQ3060RFF000XXX |  | https://new.abb.com/products/en/1SDA075633R1 | https://new.abb.com/products/en/1SDA102168R1 | 1SDA076604R1
38 | Q | XT2LQ3060SFF000XXX | 1SDA075633R1+1SDA102172R1+1SDA076604R1 | XT2L 125 Ekip Touch Measuring LSIG 3p 60A F F UL/CSA | 38:Q | XT2LQ3060SFF000XXX |  | https://new.abb.com/products/en/1SDA075633R1 | https://new.abb.com/products/en/1SDA102172R1 | 1SDA076604R1
38 | Q | XT2LQ3060TFF000XXX | 1SDA075633R1+1SDA102176R1+1SDA076604R1 | XT2L 125 Ekip Hi-Touch LSI 3p 60A F F UL/CSA | 38:Q | XT2LQ3060TFF000XXX |  | https://new.abb.com/products/en/1SDA075633R1 | https://new.abb.com/products/en/1SDA102176R1 | 1SDA076604R1
38 | Q | XT2LQ3060UFF000XXX | 1SDA075633R1+1SDA102180R1+1SDA076604R1 | XT2L 125 Ekip Hi-Touch LSIG 3p 60A F F UL/CSA | 38:Q | XT2LQ3060UFF000XXX |  | https://new.abb.com/products/en/1SDA075633R1 | https://new.abb.com/products/en/1SDA102180R1 | 1SDA076604R1
38 | Q | XT2LQ3060CFF000XXX | 1SDA075633R1+1SDA102188R1+1SDA076604R1 | XT2L 125 Ekip DIP LIG 3p 60A F F UL/CSA | 38:Q | XT2LQ3060CFF000XXX |  | https://new.abb.com/products/en/1SDA075633R1 | https://new.abb.com/products/en/1SDA102188R1 | 1SDA076604R1
38 | Q | XT2LQ3100PFF000XXX | 1SDA075633R1+1SDA102161R1+1SDA076604R1 | XT2L 125 BREAKING PART 3p F F UL/CSA + Ekip Touch LSI In=100A XT2 3p UL/CSA 100% rated | 38:Q | XT2LQ3100PFF000XXX |  | https://new.abb.com/products/en/1SDA075633R1 | https://new.abb.com/products/en/1SDA102161R1 | 1SDA076604R1
38 | Q | XT2LQ3100QFF000XXX | 1SDA075633R1+1SDA102165R1+1SDA076604R1 | XT2L 125 BREAKING PART 3p F F UL/CSA + Ekip Touch LSIG In=100A XT2 3p UL/CSA 100% rated | 38:Q | XT2LQ3100QFF000XXX |  | https://new.abb.com/products/en/1SDA075633R1 | https://new.abb.com/products/en/1SDA102165R1 | 1SDA076604R1
38 | Q | XT2LQ3100RFF000XXX | 1SDA075633R1+1SDA102169R1+1SDA076604R1 | XT2L 125 BREAKING PART 3p F F UL/CSA + Ekip Touch Meas.LSI In100 XT2 3p UL/CSA 100% rated | 38:Q | XT2LQ3100RFF000XXX |  | https://new.abb.com/products/en/1SDA075633R1 | https://new.abb.com/products/en/1SDA102169R1 | 1SDA076604R1
38 | Q | XT2LQ3100SFF000XXX | 1SDA075633R1+1SDA102173R1+1SDA076604R1 | XT2L 125 BREAKING PART 3p F F UL/CSA + Ekip Touch Meas.LSIG In100 XT2 3p UL/CSA 100% rated | 38:Q | XT2LQ3100SFF000XXX |  | https://new.abb.com/products/en/1SDA075633R1 | https://new.abb.com/products/en/1SDA102173R1 | 1SDA076604R1
38 | Q | XT2LQ3100TFF000XXX | 1SDA075633R1+1SDA102177R1+1SDA076604R1 | XT2L 125 BREAKING PART 3p F F UL/CSA + Ekip Hi-Touch LSI In=100A XT2 3p UL/CSA 100% rated | 38:Q | XT2LQ3100TFF000XXX |  | https://new.abb.com/products/en/1SDA075633R1 | https://new.abb.com/products/en/1SDA102177R1 | 1SDA076604R1
38 | Q | XT2LQ3100UFF000XXX | 1SDA075633R1+1SDA102181R1+1SDA076604R1 | XT2L 125 BREAKING PART 3p F F UL/CSA + Ekip Hi-Touch LSIG In=100A XT2 3p UL/CSA 100% rated | 38:Q | XT2LQ3100UFF000XXX |  | https://new.abb.com/products/en/1SDA075633R1 | https://new.abb.com/products/en/1SDA102181R1 | 1SDA076604R1
38 | Q | XT2LQ3100CFF000XXX | 1SDA075633R1+1SDA102189R1+1SDA076604R1 | XT2L 125 BREAKING PART 3p F F UL/CSA + Ekip Dip LIG In=100A XT2 3p UL/CSA 100% rated | 38:Q | XT2LQ3100CFF000XXX |  | https://new.abb.com/products/en/1SDA075633R1 | https://new.abb.com/products/en/1SDA102189R1 | 1SDA076604R1
38 | Q | XT2LQ3125PFF000XXX | 1SDA075633R1+1SDA102162R1+1SDA076604R1 | XT2L 125 BREAKING PART 3p F F UL/CSA + Ekip Touch LSI In=125A XT2 3p UL/CSA 100% rated | 38:Q | XT2LQ3125PFF000XXX |  | https://new.abb.com/products/en/1SDA075633R1 | https://new.abb.com/products/en/1SDA102162R1 | 1SDA076604R1
38 | Q | XT2LQ3125QFF000XXX | 1SDA075633R1+1SDA102166R1+1SDA076604R1 | XT2L 125 BREAKING PART 3p F F UL/CSA + Ekip Touch LSIG In=125A XT2 3p UL/CSA 100% rated | 38:Q | XT2LQ3125QFF000XXX |  | https://new.abb.com/products/en/1SDA075633R1 | https://new.abb.com/products/en/1SDA102166R1 | 1SDA076604R1
38 | Q | XT2LQ3125RFF000XXX | 1SDA075633R1+1SDA102170R1+1SDA076604R1 | XT2L 125 BREAKING PART 3p F F UL/CSA + Ekip Touch Meas.LSI In125 XT2 3p UL/CSA 100% rated | 38:Q | XT2LQ3125RFF000XXX |  | https://new.abb.com/products/en/1SDA075633R1 | https://new.abb.com/products/en/1SDA102170R1 | 1SDA076604R1
38 | Q | XT2LQ3125SFF000XXX | 1SDA075633R1+1SDA102174R1+1SDA076604R1 | XT2L 125 BREAKING PART 3p F F UL/CSA + Ekip Touch Meas.LSIG In125 XT2 3p UL/CSA 100% rated | 38:Q | XT2LQ3125SFF000XXX |  | https://new.abb.com/products/en/1SDA075633R1 | https://new.abb.com/products/en/1SDA102174R1 | 1SDA076604R1
38 | Q | XT2LQ3125TFF000XXX | 1SDA075633R1+1SDA102178R1+1SDA076604R1 | XT2L 125 BREAKING PART 3p F F UL/CSA + Ekip Hi-Touch LSI In=125A XT2 3p UL/CSA 100% rated | 38:Q | XT2LQ3125TFF000XXX |  | https://new.abb.com/products/en/1SDA075633R1 | https://new.abb.com/products/en/1SDA102178R1 | 1SDA076604R1
38 | Q | XT2LQ3125UFF000XXX | 1SDA075633R1+1SDA102182R1+1SDA076604R1 | XT2L 125 BREAKING PART 3p F F UL/CSA + Ekip Hi-Touch LSIG In=125A XT2 3p UL/CSA 100% rated | 38:Q | XT2LQ3125UFF000XXX |  | https://new.abb.com/products/en/1SDA075633R1 | https://new.abb.com/products/en/1SDA102182R1 | 1SDA076604R1
38 | Q | XT2LQ3125CFF000XXX | 1SDA075633R1+1SDA102190R1+1SDA076604R1 | XT2L 125 BREAKING PART 3p F F UL/CSA + Ekip Dip LIG In=125A XT2 3p UL/CSA 100% rated | 38:Q | XT2LQ3125CFF000XXX |  | https://new.abb.com/products/en/1SDA075633R1 | https://new.abb.com/products/en/1SDA102190R1 | 1SDA076604R1
38 | Q | XT2VQ3040PFF000XXX | 1SDA075634R1+1SDA102159R1+1SDA076604R1 | XT2V 125 Ekip Touch LSI 3p 40A F F UL/CSA | 38:Q | XT2VQ3040PFF000XXX |  | https://new.abb.com/products/en/1SDA075634R1 | https://new.abb.com/products/en/1SDA102159R1 | 1SDA076604R1
38 | Q | XT2VQ3040QFF000XXX | 1SDA075634R1+1SDA102163R1+1SDA076604R1 | XT2V 125 Ekip Touch LSIG 3p 40A F F UL/CSA | 38:Q | XT2VQ3040QFF000XXX |  | https://new.abb.com/products/en/1SDA075634R1 | https://new.abb.com/products/en/1SDA102163R1 | 1SDA076604R1
38 | Q | XT2VQ3040RFF000XXX | 1SDA075634R1+1SDA102167R1+1SDA076604R1 | XT2V 125 Ekip Touch Measuring LSI 3p 40A F F UL/CSA | 38:Q | XT2VQ3040RFF000XXX |  | https://new.abb.com/products/en/1SDA075634R1 | https://new.abb.com/products/en/1SDA102167R1 | 1SDA076604R1
38 | Q | XT2VQ3040SFF000XXX | 1SDA075634R1+1SDA102171R1+1SDA076604R1 | XT2V 125 Ekip Touch Measuring LSIG 3p 40A F F UL/CSA | 38:Q | XT2VQ3040SFF000XXX |  | https://new.abb.com/products/en/1SDA075634R1 | https://new.abb.com/products/en/1SDA102171R1 | 1SDA076604R1
38 | Q | XT2VQ3040TFF000XXX | 1SDA075634R1+1SDA102175R1+1SDA076604R1 | XT2V 125 Ekip Hi-Touch LSI 3p 40A F F UL/CSA | 38:Q | XT2VQ3040TFF000XXX |  | https://new.abb.com/products/en/1SDA075634R1 | https://new.abb.com/products/en/1SDA102175R1 | 1SDA076604R1
38 | Q | XT2VQ3040UFF000XXX | 1SDA075634R1+1SDA102179R1+1SDA076604R1 | XT2V 125 Ekip Hi-Touch LSIG 3p 40A F F UL/CSA | 38:Q | XT2VQ3040UFF000XXX |  | https://new.abb.com/products/en/1SDA075634R1 | https://new.abb.com/products/en/1SDA102179R1 | 1SDA076604R1
38 | Q | XT2VQ3060PFF000XXX | 1SDA075634R1+1SDA102160R1+1SDA076604R1 | XT2V 125 Ekip Touch LSI 3p 60A F F UL/CSA | 38:Q | XT2VQ3060PFF000XXX |  | https://new.abb.com/products/en/1SDA075634R1 | https://new.abb.com/products/en/1SDA102160R1 | 1SDA076604R1
38 | Q | XT2VQ3060QFF000XXX | 1SDA075634R1+1SDA102164R1+1SDA076604R1 | XT2V 125 Ekip Touch LSIG 3p 60A F F UL/CSA | 38:Q | XT2VQ3060QFF000XXX |  | https://new.abb.com/products/en/1SDA075634R1 | https://new.abb.com/products/en/1SDA102164R1 | 1SDA076604R1
38 | Q | XT2VQ3060RFF000XXX | 1SDA075634R1+1SDA102168R1+1SDA076604R1 | XT2V 125 Ekip Touch Measuring LSI 3p 60A F F UL/CSA | 38:Q | XT2VQ3060RFF000XXX |  | https://new.abb.com/products/en/1SDA075634R1 | https://new.abb.com/products/en/1SDA102168R1 | 1SDA076604R1
38 | Q | XT2VQ3060SFF000XXX | 1SDA075634R1+1SDA102172R1+1SDA076604R1 | XT2V 125 Ekip Touch Measuring LSIG 3p 60A F F UL/CSA | 38:Q | XT2VQ3060SFF000XXX |  | https://new.abb.com/products/en/1SDA075634R1 | https://new.abb.com/products/en/1SDA102172R1 | 1SDA076604R1
38 | Q | XT2VQ3060TFF000XXX | 1SDA075634R1+1SDA102176R1+1SDA076604R1 | XT2V 125 Ekip Hi-Touch LSI 3p 60A F F UL/CSA | 38:Q | XT2VQ3060TFF000XXX |  | https://new.abb.com/products/en/1SDA075634R1 | https://new.abb.com/products/en/1SDA102176R1 | 1SDA076604R1
38 | Q | XT2VQ3060UFF000XXX | 1SDA075634R1+1SDA102180R1+1SDA076604R1 | XT2V 125 Ekip Hi-Touch LSIG 3p 60A F F UL/CSA | 38:Q | XT2VQ3060UFF000XXX |  | https://new.abb.com/products/en/1SDA075634R1 | https://new.abb.com/products/en/1SDA102180R1 | 1SDA076604R1
38 | Q | XT2VQ3060CFF000XXX | 1SDA075634R1+1SDA102188R1+1SDA076604R1 | XT2V 125 Ekip DIP LIG 3p 60A F F UL/CSA | 38:Q | XT2VQ3060CFF000XXX |  | https://new.abb.com/products/en/1SDA075634R1 | https://new.abb.com/products/en/1SDA102188R1 | 1SDA076604R1
38 | Q | XT2VQ3100PFF000XXX | 1SDA075634R1+1SDA102161R1+1SDA076604R1 | XT2V 125 BREAKING PART 3p F F UL/CSA + Ekip Touch LSI In=100A XT2 3p UL/CSA 100% rated | 38:Q | XT2VQ3100PFF000XXX |  | https://new.abb.com/products/en/1SDA075634R1 | https://new.abb.com/products/en/1SDA102161R1 | 1SDA076604R1
38 | Q | XT2VQ3100QFF000XXX | 1SDA075634R1+1SDA102165R1+1SDA076604R1 | XT2V 125 BREAKING PART 3p F F UL/CSA + Ekip Touch LSIG In=100A XT2 3p UL/CSA 100% rated | 38:Q | XT2VQ3100QFF000XXX |  | https://new.abb.com/products/en/1SDA075634R1 | https://new.abb.com/products/en/1SDA102165R1 | 1SDA076604R1
38 | Q | XT2VQ3100RFF000XXX | 1SDA075634R1+1SDA102169R1+1SDA076604R1 | XT2V 125 BREAKING PART 3p F F UL/CSA + Ekip Touch Meas.LSI In100 XT2 3p UL/CSA 100% rated | 38:Q | XT2VQ3100RFF000XXX |  | https://new.abb.com/products/en/1SDA075634R1 | https://new.abb.com/products/en/1SDA102169R1 | 1SDA076604R1
38 | Q | XT2VQ3100SFF000XXX | 1SDA075634R1+1SDA102173R1+1SDA076604R1 | XT2V 125 BREAKING PART 3p F F UL/CSA + Ekip Touch Meas.LSIG In100 XT2 3p UL/CSA 100% rated | 38:Q | XT2VQ3100SFF000XXX |  | https://new.abb.com/products/en/1SDA075634R1 | https://new.abb.com/products/en/1SDA102173R1 | 1SDA076604R1
38 | Q | XT2VQ3100TFF000XXX | 1SDA075634R1+1SDA102177R1+1SDA076604R1 | XT2V 125 BREAKING PART 3p F F UL/CSA + Ekip Hi-Touch LSI In=100A XT2 3p UL/CSA 100% rated | 38:Q | XT2VQ3100TFF000XXX |  | https://new.abb.com/products/en/1SDA075634R1 | https://new.abb.com/products/en/1SDA102177R1 | 1SDA076604R1
38 | Q | XT2VQ3100UFF000XXX | 1SDA075634R1+1SDA102181R1+1SDA076604R1 | XT2V 125 BREAKING PART 3p F F UL/CSA + Ekip Hi-Touch LSIG In=100A XT2 3p UL/CSA 100% rated | 38:Q | XT2VQ3100UFF000XXX |  | https://new.abb.com/products/en/1SDA075634R1 | https://new.abb.com/products/en/1SDA102181R1 | 1SDA076604R1
38 | Q | XT2VQ3100CFF000XXX | 1SDA075634R1+1SDA102189R1+1SDA076604R1 | XT2V 125 BREAKING PART 3p F F UL/CSA + Ekip Dip LIG In=100A XT2 3p UL/CSA 100% rated | 38:Q | XT2VQ3100CFF000XXX |  | https://new.abb.com/products/en/1SDA075634R1 | https://new.abb.com/products/en/1SDA102189R1 | 1SDA076604R1
38 | Q | XT2VQ3125PFF000XXX | 1SDA075634R1+1SDA102162R1+1SDA076604R1 | XT2V 125 BREAKING PART 3p F F UL/CSA + Ekip Touch LSI In=125A XT2 3p UL/CSA 100% rated | 38:Q | XT2VQ3125PFF000XXX |  | https://new.abb.com/products/en/1SDA075634R1 | https://new.abb.com/products/en/1SDA102162R1 | 1SDA076604R1
38 | Q | XT2VQ3125QFF000XXX | 1SDA075634R1+1SDA102166R1+1SDA076604R1 | XT2V 125 BREAKING PART 3p F F UL/CSA + Ekip Touch LSIG In=125A XT2 3p UL/CSA 100% rated | 38:Q | XT2VQ3125QFF000XXX |  | https://new.abb.com/products/en/1SDA075634R1 | https://new.abb.com/products/en/1SDA102166R1 | 1SDA076604R1
38 | Q | XT2VQ3125RFF000XXX | 1SDA075634R1+1SDA102170R1+1SDA076604R1 | XT2V 125 BREAKING PART 3p F F UL/CSA + Ekip Touch Meas.LSI In125 XT2 3p UL/CSA 100% rated | 38:Q | XT2VQ3125RFF000XXX |  | https://new.abb.com/products/en/1SDA075634R1 | https://new.abb.com/products/en/1SDA102170R1 | 1SDA076604R1
38 | Q | XT2VQ3125SFF000XXX | 1SDA075634R1+1SDA102174R1+1SDA076604R1 | XT2V 125 BREAKING PART 3p F F UL/CSA + Ekip Touch Meas.LSIG In125 XT2 3p UL/CSA 100% rated | 38:Q | XT2VQ3125SFF000XXX |  | https://new.abb.com/products/en/1SDA075634R1 | https://new.abb.com/products/en/1SDA102174R1 | 1SDA076604R1
38 | Q | XT2VQ3125TFF000XXX | 1SDA075634R1+1SDA102178R1+1SDA076604R1 | XT2V 125 BREAKING PART 3p F F UL/CSA + Ekip Hi-Touch LSI In=125A XT2 3p UL/CSA 100% rated | 38:Q | XT2VQ3125TFF000XXX |  | https://new.abb.com/products/en/1SDA075634R1 | https://new.abb.com/products/en/1SDA102178R1 | 1SDA076604R1
38 | Q | XT2VQ3125UFF000XXX | 1SDA075634R1+1SDA102182R1+1SDA076604R1 | XT2V 125 BREAKING PART 3p F F UL/CSA + Ekip Hi-Touch LSIG In=125A XT2 3p UL/CSA 100% rated | 38:Q | XT2VQ3125UFF000XXX |  | https://new.abb.com/products/en/1SDA075634R1 | https://new.abb.com/products/en/1SDA102182R1 | 1SDA076604R1
38 | Q | XT2VQ3125CFF000XXX | 1SDA075634R1+1SDA102190R1+1SDA076604R1 | XT2V 125 BREAKING PART 3p F F UL/CSA + Ekip Dip LIG In=125A XT2 3p UL/CSA 100% rated | 38:Q | XT2VQ3125CFF000XXX |  | https://new.abb.com/products/en/1SDA075634R1 | https://new.abb.com/products/en/1SDA102190R1 | 1SDA076604R1
38 | Q | XT2NQ4040PFF000XXX | 1SDA075635R1+1SDA102205R1+1SDA080699R1 | XT2N 125 Ekip Touch LSI 4p 40A F F UL/CSA | 38:Q | XT2NQ4040PFF000XXX |  | https://new.abb.com/products/en/1SDA075635R1 | https://new.abb.com/products/en/1SDA102205R1 | 1SDA080699R1
38 | Q | XT2NQ4040QFF000XXX | 1SDA075635R1+1SDA102209R1+1SDA080699R1 | XT2N 125 Ekip Touch LSIG 4p 40A F F UL/CSA | 38:Q | XT2NQ4040QFF000XXX |  | https://new.abb.com/products/en/1SDA075635R1 | https://new.abb.com/products/en/1SDA102209R1 | 1SDA080699R1
38 | Q | XT2NQ4040RFF000XXX | 1SDA075635R1+1SDA102213R1+1SDA080699R1 | XT2N 125 Ekip Touch Measuring LSI 4p 40A F F UL/CSA | 38:Q | XT2NQ4040RFF000XXX |  | https://new.abb.com/products/en/1SDA075635R1 | https://new.abb.com/products/en/1SDA102213R1 | 1SDA080699R1
38 | Q | XT2NQ4040SFF000XXX | 1SDA075635R1+1SDA102217R1+1SDA080699R1 | XT2N 125 Ekip Touch Measuring LSIG 4p 40A F F UL/CSA | 38:Q | XT2NQ4040SFF000XXX |  | https://new.abb.com/products/en/1SDA075635R1 | https://new.abb.com/products/en/1SDA102217R1 | 1SDA080699R1
38 | Q | XT2NQ4040TFF000XXX | 1SDA075635R1+1SDA102221R1+1SDA080699R1 | XT2N 125 Ekip Hi-Touch LSI 4p 40A F F UL/CSA | 38:Q | XT2NQ4040TFF000XXX |  | https://new.abb.com/products/en/1SDA075635R1 | https://new.abb.com/products/en/1SDA102221R1 | 1SDA080699R1
38 | Q | XT2NQ4040UFF000XXX | 1SDA075635R1+1SDA102225R1+1SDA080699R1 | XT2N 125 Ekip Hi-Touch LSIG 4p 40A F F UL/CSA | 38:Q | XT2NQ4040UFF000XXX |  | https://new.abb.com/products/en/1SDA075635R1 | https://new.abb.com/products/en/1SDA102225R1 | 1SDA080699R1
38 | Q | XT2NQ4060PFF000XXX | 1SDA075635R1+1SDA102206R1+1SDA080699R1 | XT2N 125 Ekip Touch LSI 4p 60A F F UL/CSA | 38:Q | XT2NQ4060PFF000XXX |  | https://new.abb.com/products/en/1SDA075635R1 | https://new.abb.com/products/en/1SDA102206R1 | 1SDA080699R1
38 | Q | XT2NQ4060QFF000XXX | 1SDA075635R1+1SDA102210R1+1SDA080699R1 | XT2N 125 Ekip Touch LSIG 4p 60A F F UL/CSA | 38:Q | XT2NQ4060QFF000XXX |  | https://new.abb.com/products/en/1SDA075635R1 | https://new.abb.com/products/en/1SDA102210R1 | 1SDA080699R1
38 | Q | XT2NQ4060RFF000XXX | 1SDA075635R1+1SDA102214R1+1SDA080699R1 | XT2N 125 Ekip Touch Measuring LSI 4p 60A F F UL/CSA | 38:Q | XT2NQ4060RFF000XXX |  | https://new.abb.com/products/en/1SDA075635R1 | https://new.abb.com/products/en/1SDA102214R1 | 1SDA080699R1
38 | Q | XT2NQ4060SFF000XXX | 1SDA075635R1+1SDA102218R1+1SDA080699R1 | XT2N 125 Ekip Touch Measuring LSIG 4p 60A F F UL/CSA | 38:Q | XT2NQ4060SFF000XXX |  | https://new.abb.com/products/en/1SDA075635R1 | https://new.abb.com/products/en/1SDA102218R1 | 1SDA080699R1
38 | Q | XT2NQ4060TFF000XXX | 1SDA075635R1+1SDA102222R1+1SDA080699R1 | XT2N 125 Ekip Hi-Touch LSI 4p 60A F F UL/CSA | 38:Q | XT2NQ4060TFF000XXX |  | https://new.abb.com/products/en/1SDA075635R1 | https://new.abb.com/products/en/1SDA102222R1 | 1SDA080699R1
38 | Q | XT2NQ4060UFF000XXX | 1SDA075635R1+1SDA102226R1+1SDA080699R1 | XT2N 125 Ekip Hi-Touch LSIG 4p 60A F F UL/CSA | 38:Q | XT2NQ4060UFF000XXX |  | https://new.abb.com/products/en/1SDA075635R1 | https://new.abb.com/products/en/1SDA102226R1 | 1SDA080699R1
38 | Q | XT2NQ4100PFF000XXX | 1SDA075635R1+1SDA102207R1+1SDA080699R1 | XT2N 125 BREAKING PART 4p F F UL/CSA + Ekip Touch LSI In=100A XT2 4p UL/CSA 100% rated | 38:Q | XT2NQ4100PFF000XXX |  | https://new.abb.com/products/en/1SDA075635R1 | https://new.abb.com/products/en/1SDA102207R1 | 1SDA080699R1
38 | Q | XT2NQ4100QFF000XXX | 1SDA075635R1+1SDA102211R1+1SDA080699R1 | XT2N 125 BREAKING PART 4p F F UL/CSA + Ekip Touch LSIG In=100A XT2 4p UL/CSA 100% rated | 38:Q | XT2NQ4100QFF000XXX |  | https://new.abb.com/products/en/1SDA075635R1 | https://new.abb.com/products/en/1SDA102211R1 | 1SDA080699R1
38 | Q | XT2NQ4100RFF000XXX | 1SDA075635R1+1SDA102215R1+1SDA080699R1 | XT2N 125 BREAKING PART 4p F F UL/CSA + Ekip Touch Meas.LSI In100 XT2 4p UL/CSA 100% rated | 38:Q | XT2NQ4100RFF000XXX |  | https://new.abb.com/products/en/1SDA075635R1 | https://new.abb.com/products/en/1SDA102215R1 | 1SDA080699R1
38 | Q | XT2NQ4100SFF000XXX | 1SDA075635R1+1SDA102219R1+1SDA080699R1 | XT2N 125 BREAKING PART 4p F F UL/CSA + Ekip Touch Meas.LSIG In100 XT2 4p UL/CSA 100% rated | 38:Q | XT2NQ4100SFF000XXX |  | https://new.abb.com/products/en/1SDA075635R1 | https://new.abb.com/products/en/1SDA102219R1 | 1SDA080699R1
38 | Q | XT2NQ4100TFF000XXX | 1SDA075635R1+1SDA102223R1+1SDA080699R1 | XT2N 125 BREAKING PART 4p F F UL/CSA + Ekip Hi-Touch LSI In=100A XT2 4p UL/CSA 100% rated | 38:Q | XT2NQ4100TFF000XXX |  | https://new.abb.com/products/en/1SDA075635R1 | https://new.abb.com/products/en/1SDA102223R1 | 1SDA080699R1
38 | Q | XT2NQ4100UFF000XXX | 1SDA075635R1+1SDA102227R1+1SDA080699R1 | XT2N 125 BREAKING PART 4p F F UL/CSA + Ekip Hi-Touch LSIG In=100A XT2 4p UL/CSA 100% rated | 38:Q | XT2NQ4100UFF000XXX |  | https://new.abb.com/products/en/1SDA075635R1 | https://new.abb.com/products/en/1SDA102227R1 | 1SDA080699R1
38 | Q | XT2NQ4125PFF000XXX | 1SDA075635R1+1SDA102208R1+1SDA080699R1 | XT2N 125 BREAKING PART 4p F F UL/CSA + Ekip Touch LSI In=125A XT2 4p UL/CSA 100% rated | 38:Q | XT2NQ4125PFF000XXX |  | https://new.abb.com/products/en/1SDA075635R1 | https://new.abb.com/products/en/1SDA102208R1 | 1SDA080699R1
38 | Q | XT2NQ4125QFF000XXX | 1SDA075635R1+1SDA102212R1+1SDA080699R1 | XT2N 125 BREAKING PART 4p F F UL/CSA + Ekip Touch LSIG In=125A XT2 4p UL/CSA 100% rated | 38:Q | XT2NQ4125QFF000XXX |  | https://new.abb.com/products/en/1SDA075635R1 | https://new.abb.com/products/en/1SDA102212R1 | 1SDA080699R1
38 | Q | XT2NQ4125RFF000XXX | 1SDA075635R1+1SDA102216R1+1SDA080699R1 | XT2N 125 BREAKING PART 4p F F UL/CSA + Ekip Touch Meas.LSI In125 XT2 4p UL/CSA 100% rated | 38:Q | XT2NQ4125RFF000XXX |  | https://new.abb.com/products/en/1SDA075635R1 | https://new.abb.com/products/en/1SDA102216R1 | 1SDA080699R1
38 | Q | XT2NQ4125SFF000XXX | 1SDA075635R1+1SDA102220R1+1SDA080699R1 | XT2N 125 BREAKING PART 4p F F UL/CSA + Ekip Touch Meas.LSIG In125 XT2 4p UL/CSA 100% rated | 38:Q | XT2NQ4125SFF000XXX |  | https://new.abb.com/products/en/1SDA075635R1 | https://new.abb.com/products/en/1SDA102220R1 | 1SDA080699R1
38 | Q | XT2NQ4125TFF000XXX | 1SDA075635R1+1SDA102224R1+1SDA080699R1 | XT2N 125 BREAKING PART 4p F F UL/CSA + Ekip Hi-Touch LSI In=125A XT2 4p UL/CSA 100% rated | 38:Q | XT2NQ4125TFF000XXX |  | https://new.abb.com/products/en/1SDA075635R1 | https://new.abb.com/products/en/1SDA102224R1 | 1SDA080699R1
38 | Q | XT2NQ4125UFF000XXX | 1SDA075635R1+1SDA102228R1+1SDA080699R1 | XT2N 125 BREAKING PART 4p F F UL/CSA + Ekip Hi-Touch LSIG In=125A XT2 4p UL/CSA 100% rated | 38:Q | XT2NQ4125UFF000XXX |  | https://new.abb.com/products/en/1SDA075635R1 | https://new.abb.com/products/en/1SDA102228R1 | 1SDA080699R1
38 | Q | XT2SQ4040PFF000XXX | 1SDA075636R1+1SDA102205R1+1SDA080699R1 | XT2S 125 Ekip Touch LSI 4p 40A F F UL/CSA | 38:Q | XT2SQ4040PFF000XXX |  | https://new.abb.com/products/en/1SDA075636R1 | https://new.abb.com/products/en/1SDA102205R1 | 1SDA080699R1
38 | Q | XT2SQ4040QFF000XXX | 1SDA075636R1+1SDA102209R1+1SDA080699R1 | XT2S 125 Ekip Touch LSIG 4p 40A F F UL/CSA | 38:Q | XT2SQ4040QFF000XXX |  | https://new.abb.com/products/en/1SDA075636R1 | https://new.abb.com/products/en/1SDA102209R1 | 1SDA080699R1
38 | Q | XT2SQ4040RFF000XXX | 1SDA075636R1+1SDA102213R1+1SDA080699R1 | XT2S 125 Ekip Touch Measuring LSI 4p 40A F F UL/CSA | 38:Q | XT2SQ4040RFF000XXX |  | https://new.abb.com/products/en/1SDA075636R1 | https://new.abb.com/products/en/1SDA102213R1 | 1SDA080699R1
38 | Q | XT2SQ4040SFF000XXX | 1SDA075636R1+1SDA102217R1+1SDA080699R1 | XT2S 125 Ekip Touch Measuring LSIG 4p 40A F F UL/CSA | 38:Q | XT2SQ4040SFF000XXX |  | https://new.abb.com/products/en/1SDA075636R1 | https://new.abb.com/products/en/1SDA102217R1 | 1SDA080699R1
38 | Q | XT2SQ4040TFF000XXX | 1SDA075636R1+1SDA102221R1+1SDA080699R1 | XT2S 125 Ekip Hi-Touch LSI 4p 40A F F UL/CSA | 38:Q | XT2SQ4040TFF000XXX |  | https://new.abb.com/products/en/1SDA075636R1 | https://new.abb.com/products/en/1SDA102221R1 | 1SDA080699R1
38 | Q | XT2SQ4040UFF000XXX | 1SDA075636R1+1SDA102225R1+1SDA080699R1 | XT2S 125 Ekip Hi-Touch LSIG 4p 40A F F UL/CSA | 38:Q | XT2SQ4040UFF000XXX |  | https://new.abb.com/products/en/1SDA075636R1 | https://new.abb.com/products/en/1SDA102225R1 | 1SDA080699R1
38 | Q | XT2SQ4060PFF000XXX | 1SDA075636R1+1SDA102206R1+1SDA080699R1 | XT2S 125 Ekip Touch LSI 4p 60A F F UL/CSA | 38:Q | XT2SQ4060PFF000XXX |  | https://new.abb.com/products/en/1SDA075636R1 | https://new.abb.com/products/en/1SDA102206R1 | 1SDA080699R1
38 | Q | XT2SQ4060QFF000XXX | 1SDA075636R1+1SDA102210R1+1SDA080699R1 | XT2S 125 Ekip Touch LSIG 4p 60A F F UL/CSA | 38:Q | XT2SQ4060QFF000XXX |  | https://new.abb.com/products/en/1SDA075636R1 | https://new.abb.com/products/en/1SDA102210R1 | 1SDA080699R1
38 | Q | XT2SQ4060RFF000XXX | 1SDA075636R1+1SDA102214R1+1SDA080699R1 | XT2S 125 Ekip Touch Measuring LSI 4p 60A F F UL/CSA | 38:Q | XT2SQ4060RFF000XXX |  | https://new.abb.com/products/en/1SDA075636R1 | https://new.abb.com/products/en/1SDA102214R1 | 1SDA080699R1
38 | Q | XT2SQ4060SFF000XXX | 1SDA075636R1+1SDA102218R1+1SDA080699R1 | XT2S 125 Ekip Touch Measuring LSIG 4p 60A F F UL/CSA | 38:Q | XT2SQ4060SFF000XXX |  | https://new.abb.com/products/en/1SDA075636R1 | https://new.abb.com/products/en/1SDA102218R1 | 1SDA080699R1
38 | Q | XT2SQ4060TFF000XXX | 1SDA075636R1+1SDA102222R1+1SDA080699R1 | XT2S 125 Ekip Hi-Touch LSI 4p 60A F F UL/CSA | 38:Q | XT2SQ4060TFF000XXX |  | https://new.abb.com/products/en/1SDA075636R1 | https://new.abb.com/products/en/1SDA102222R1 | 1SDA080699R1
38 | Q | XT2SQ4060UFF000XXX | 1SDA075636R1+1SDA102226R1+1SDA080699R1 | XT2S 125 Ekip Hi-Touch LSIG 4p 60A F F UL/CSA | 38:Q | XT2SQ4060UFF000XXX |  | https://new.abb.com/products/en/1SDA075636R1 | https://new.abb.com/products/en/1SDA102226R1 | 1SDA080699R1
38 | Q | XT2SQ4100PFF000XXX | 1SDA075636R1+1SDA102207R1+1SDA080699R1 | XT2S 125 BREAKING PART 4p F F UL/CSA + Ekip Touch LSI In=100A XT2 4p UL/CSA 100% rated | 38:Q | XT2SQ4100PFF000XXX |  | https://new.abb.com/products/en/1SDA075636R1 | https://new.abb.com/products/en/1SDA102207R1 | 1SDA080699R1
38 | Q | XT2SQ4100QFF000XXX | 1SDA075636R1+1SDA102211R1+1SDA080699R1 | XT2S 125 BREAKING PART 4p F F UL/CSA + Ekip Touch LSIG In=100A XT2 4p UL/CSA 100% rated | 38:Q | XT2SQ4100QFF000XXX |  | https://new.abb.com/products/en/1SDA075636R1 | https://new.abb.com/products/en/1SDA102211R1 | 1SDA080699R1
38 | Q | XT2SQ4100RFF000XXX | 1SDA075636R1+1SDA102215R1+1SDA080699R1 | XT2S 125 BREAKING PART 4p F F UL/CSA + Ekip Touch Meas.LSI In100 XT2 4p UL/CSA 100% rated | 38:Q | XT2SQ4100RFF000XXX |  | https://new.abb.com/products/en/1SDA075636R1 | https://new.abb.com/products/en/1SDA102215R1 | 1SDA080699R1
38 | Q | XT2SQ4100SFF000XXX | 1SDA075636R1+1SDA102219R1+1SDA080699R1 | XT2S 125 BREAKING PART 4p F F UL/CSA + Ekip Touch Meas.LSIG In100 XT2 4p UL/CSA 100% rated | 38:Q | XT2SQ4100SFF000XXX |  | https://new.abb.com/products/en/1SDA075636R1 | https://new.abb.com/products/en/1SDA102219R1 | 1SDA080699R1
38 | Q | XT2SQ4100TFF000XXX | 1SDA075636R1+1SDA102223R1+1SDA080699R1 | XT2S 125 BREAKING PART 4p F F UL/CSA + Ekip Hi-Touch LSI In=100A XT2 4p UL/CSA 100% rated | 38:Q | XT2SQ4100TFF000XXX |  | https://new.abb.com/products/en/1SDA075636R1 | https://new.abb.com/products/en/1SDA102223R1 | 1SDA080699R1
38 | Q | XT2SQ4100UFF000XXX | 1SDA075636R1+1SDA102227R1+1SDA080699R1 | XT2S 125 BREAKING PART 4p F F UL/CSA + Ekip Hi-Touch LSIG In=100A XT2 4p UL/CSA 100% rated | 38:Q | XT2SQ4100UFF000XXX |  | https://new.abb.com/products/en/1SDA075636R1 | https://new.abb.com/products/en/1SDA102227R1 | 1SDA080699R1
38 | Q | XT2SQ4125PFF000XXX | 1SDA075636R1+1SDA102208R1+1SDA080699R1 | XT2S 125 BREAKING PART 4p F F UL/CSA + Ekip Touch LSI In=125A XT2 4p UL/CSA 100% rated | 38:Q | XT2SQ4125PFF000XXX |  | https://new.abb.com/products/en/1SDA075636R1 | https://new.abb.com/products/en/1SDA102208R1 | 1SDA080699R1
38 | Q | XT2SQ4125QFF000XXX | 1SDA075636R1+1SDA102212R1+1SDA080699R1 | XT2S 125 BREAKING PART 4p F F UL/CSA + Ekip Touch LSIG In=125A XT2 4p UL/CSA 100% rated | 38:Q | XT2SQ4125QFF000XXX |  | https://new.abb.com/products/en/1SDA075636R1 | https://new.abb.com/products/en/1SDA102212R1 | 1SDA080699R1
38 | Q | XT2SQ4125RFF000XXX | 1SDA075636R1+1SDA102216R1+1SDA080699R1 | XT2S 125 BREAKING PART 4p F F UL/CSA + Ekip Touch Meas.LSI In125 XT2 4p UL/CSA 100% rated | 38:Q | XT2SQ4125RFF000XXX |  | https://new.abb.com/products/en/1SDA075636R1 | https://new.abb.com/products/en/1SDA102216R1 | 1SDA080699R1
38 | Q | XT2SQ4125SFF000XXX | 1SDA075636R1+1SDA102220R1+1SDA080699R1 | XT2S 125 BREAKING PART 4p F F UL/CSA + Ekip Touch Meas.LSIG In125 XT2 4p UL/CSA 100% rated | 38:Q | XT2SQ4125SFF000XXX |  | https://new.abb.com/products/en/1SDA075636R1 | https://new.abb.com/products/en/1SDA102220R1 | 1SDA080699R1
38 | Q | XT2SQ4125TFF000XXX | 1SDA075636R1+1SDA102224R1+1SDA080699R1 | XT2S 125 BREAKING PART 4p F F UL/CSA + Ekip Hi-Touch LSI In=125A XT2 4p UL/CSA 100% rated | 38:Q | XT2SQ4125TFF000XXX |  | https://new.abb.com/products/en/1SDA075636R1 | https://new.abb.com/products/en/1SDA102224R1 | 1SDA080699R1
38 | Q | XT2SQ4125UFF000XXX | 1SDA075636R1+1SDA102228R1+1SDA080699R1 | XT2S 125 BREAKING PART 4p F F UL/CSA + Ekip Hi-Touch LSIG In=125A XT2 4p UL/CSA 100% rated | 38:Q | XT2SQ4125UFF000XXX |  | https://new.abb.com/products/en/1SDA075636R1 | https://new.abb.com/products/en/1SDA102228R1 | 1SDA080699R1
38 | Q | XT2HQ4040PFF000XXX | 1SDA075637R1+1SDA102205R1+1SDA080699R1 | XT2H 125 Ekip Touch LSI 4p 40A F F UL/CSA | 38:Q | XT2HQ4040PFF000XXX |  | https://new.abb.com/products/en/1SDA075637R1 | https://new.abb.com/products/en/1SDA102205R1 | 1SDA080699R1
38 | Q | XT2HQ4040QFF000XXX | 1SDA075637R1+1SDA102209R1+1SDA080699R1 | XT2H 125 Ekip Touch LSIG 4p 40A F F UL/CSA | 38:Q | XT2HQ4040QFF000XXX |  | https://new.abb.com/products/en/1SDA075637R1 | https://new.abb.com/products/en/1SDA102209R1 | 1SDA080699R1
38 | Q | XT2HQ4040RFF000XXX | 1SDA075637R1+1SDA102213R1+1SDA080699R1 | XT2H 125 Ekip Touch Measuring LSI 4p 40A F F UL/CSA | 38:Q | XT2HQ4040RFF000XXX |  | https://new.abb.com/products/en/1SDA075637R1 | https://new.abb.com/products/en/1SDA102213R1 | 1SDA080699R1
38 | Q | XT2HQ4040SFF000XXX | 1SDA075637R1+1SDA102217R1+1SDA080699R1 | XT2H 125 Ekip Touch Measuring LSIG 4p 40A F F UL/CSA | 38:Q | XT2HQ4040SFF000XXX |  | https://new.abb.com/products/en/1SDA075637R1 | https://new.abb.com/products/en/1SDA102217R1 | 1SDA080699R1
38 | Q | XT2HQ4040TFF000XXX | 1SDA075637R1+1SDA102221R1+1SDA080699R1 | XT2H 125 Ekip Hi-Touch LSI 4p 40A F F UL/CSA | 38:Q | XT2HQ4040TFF000XXX |  | https://new.abb.com/products/en/1SDA075637R1 | https://new.abb.com/products/en/1SDA102221R1 | 1SDA080699R1
38 | Q | XT2HQ4040UFF000XXX | 1SDA075637R1+1SDA102225R1+1SDA080699R1 | XT2H 125 Ekip Hi-Touch LSIG 4p 40A F F UL/CSA | 38:Q | XT2HQ4040UFF000XXX |  | https://new.abb.com/products/en/1SDA075637R1 | https://new.abb.com/products/en/1SDA102225R1 | 1SDA080699R1
38 | Q | XT2HQ4060PFF000XXX | 1SDA075637R1+1SDA102206R1+1SDA080699R1 | XT2H 125 Ekip Touch LSI 4p 60A F F UL/CSA | 38:Q | XT2HQ4060PFF000XXX |  | https://new.abb.com/products/en/1SDA075637R1 | https://new.abb.com/products/en/1SDA102206R1 | 1SDA080699R1
38 | Q | XT2HQ4060QFF000XXX | 1SDA075637R1+1SDA102210R1+1SDA080699R1 | XT2H 125 Ekip Touch LSIG 4p 60A F F UL/CSA | 38:Q | XT2HQ4060QFF000XXX |  | https://new.abb.com/products/en/1SDA075637R1 | https://new.abb.com/products/en/1SDA102210R1 | 1SDA080699R1
38 | Q | XT2HQ4060RFF000XXX | 1SDA075637R1+1SDA102214R1+1SDA080699R1 | XT2H 125 Ekip Touch Measuring LSI 4p 60A F F UL/CSA | 38:Q | XT2HQ4060RFF000XXX |  | https://new.abb.com/products/en/1SDA075637R1 | https://new.abb.com/products/en/1SDA102214R1 | 1SDA080699R1
38 | Q | XT2HQ4060SFF000XXX | 1SDA075637R1+1SDA102218R1+1SDA080699R1 | XT2H 125 Ekip Touch Measuring LSIG 4p 60A F F UL/CSA | 38:Q | XT2HQ4060SFF000XXX |  | https://new.abb.com/products/en/1SDA075637R1 | https://new.abb.com/products/en/1SDA102218R1 | 1SDA080699R1
38 | Q | XT2HQ4060TFF000XXX | 1SDA075637R1+1SDA102222R1+1SDA080699R1 | XT2H 125 Ekip Hi-Touch LSI 4p 60A F F UL/CSA | 38:Q | XT2HQ4060TFF000XXX |  | https://new.abb.com/products/en/1SDA075637R1 | https://new.abb.com/products/en/1SDA102222R1 | 1SDA080699R1
38 | Q | XT2HQ4060UFF000XXX | 1SDA075637R1+1SDA102226R1+1SDA080699R1 | XT2H 125 Ekip Hi-Touch LSIG 4p 60A F F UL/CSA | 38:Q | XT2HQ4060UFF000XXX |  | https://new.abb.com/products/en/1SDA075637R1 | https://new.abb.com/products/en/1SDA102226R1 | 1SDA080699R1
38 | Q | XT2HQ4100PFF000XXX | 1SDA075637R1+1SDA102207R1+1SDA080699R1 | XT2H 125 BREAKING PART 4p F F UL/CSA + Ekip Touch LSI In=100A XT2 4p UL/CSA 100% rated | 38:Q | XT2HQ4100PFF000XXX |  | https://new.abb.com/products/en/1SDA075637R1 | https://new.abb.com/products/en/1SDA102207R1 | 1SDA080699R1
38 | Q | XT2HQ4100QFF000XXX | 1SDA075637R1+1SDA102211R1+1SDA080699R1 | XT2H 125 BREAKING PART 4p F F UL/CSA + Ekip Touch LSIG In=100A XT2 4p UL/CSA 100% rated | 38:Q | XT2HQ4100QFF000XXX |  | https://new.abb.com/products/en/1SDA075637R1 | https://new.abb.com/products/en/1SDA102211R1 | 1SDA080699R1
38 | Q | XT2HQ4100RFF000XXX | 1SDA075637R1+1SDA102215R1+1SDA080699R1 | XT2H 125 BREAKING PART 4p F F UL/CSA + Ekip Touch Meas.LSI In100 XT2 4p UL/CSA 100% rated | 38:Q | XT2HQ4100RFF000XXX |  | https://new.abb.com/products/en/1SDA075637R1 | https://new.abb.com/products/en/1SDA102215R1 | 1SDA080699R1
38 | Q | XT2HQ4100SFF000XXX | 1SDA075637R1+1SDA102219R1+1SDA080699R1 | XT2H 125 BREAKING PART 4p F F UL/CSA + Ekip Touch Meas.LSIG In100 XT2 4p UL/CSA 100% rated | 38:Q | XT2HQ4100SFF000XXX |  | https://new.abb.com/products/en/1SDA075637R1 | https://new.abb.com/products/en/1SDA102219R1 | 1SDA080699R1
38 | Q | XT2HQ4100TFF000XXX | 1SDA075637R1+1SDA102223R1+1SDA080699R1 | XT2H 125 BREAKING PART 4p F F UL/CSA + Ekip Hi-Touch LSI In=100A XT2 4p UL/CSA 100% rated | 38:Q | XT2HQ4100TFF000XXX |  | https://new.abb.com/products/en/1SDA075637R1 | https://new.abb.com/products/en/1SDA102223R1 | 1SDA080699R1
38 | Q | XT2HQ4100UFF000XXX | 1SDA075637R1+1SDA102227R1+1SDA080699R1 | XT2H 125 BREAKING PART 4p F F UL/CSA + Ekip Hi-Touch LSIG In=100A XT2 4p UL/CSA 100% rated | 38:Q | XT2HQ4100UFF000XXX |  | https://new.abb.com/products/en/1SDA075637R1 | https://new.abb.com/products/en/1SDA102227R1 | 1SDA080699R1
38 | Q | XT2HQ4125PFF000XXX | 1SDA075637R1+1SDA102208R1+1SDA080699R1 | XT2H 125 BREAKING PART 4p F F UL/CSA + Ekip Touch LSI In=125A XT2 4p UL/CSA 100% rated | 38:Q | XT2HQ4125PFF000XXX |  | https://new.abb.com/products/en/1SDA075637R1 | https://new.abb.com/products/en/1SDA102208R1 | 1SDA080699R1
38 | Q | XT2HQ4125QFF000XXX | 1SDA075637R1+1SDA102212R1+1SDA080699R1 | XT2H 125 BREAKING PART 4p F F UL/CSA + Ekip Touch LSIG In=125A XT2 4p UL/CSA 100% rated | 38:Q | XT2HQ4125QFF000XXX |  | https://new.abb.com/products/en/1SDA075637R1 | https://new.abb.com/products/en/1SDA102212R1 | 1SDA080699R1
38 | Q | XT2HQ4125RFF000XXX | 1SDA075637R1+1SDA102216R1+1SDA080699R1 | XT2H 125 BREAKING PART 4p F F UL/CSA + Ekip Touch Meas.LSI In125 XT2 4p UL/CSA 100% rated | 38:Q | XT2HQ4125RFF000XXX |  | https://new.abb.com/products/en/1SDA075637R1 | https://new.abb.com/products/en/1SDA102216R1 | 1SDA080699R1
38 | Q | XT2HQ4125SFF000XXX | 1SDA075637R1+1SDA102220R1+1SDA080699R1 | XT2H 125 BREAKING PART 4p F F UL/CSA + Ekip Touch Meas.LSIG In125 XT2 4p UL/CSA 100% rated | 38:Q | XT2HQ4125SFF000XXX |  | https://new.abb.com/products/en/1SDA075637R1 | https://new.abb.com/products/en/1SDA102220R1 | 1SDA080699R1
38 | Q | XT2HQ4125TFF000XXX | 1SDA075637R1+1SDA102224R1+1SDA080699R1 | XT2H 125 BREAKING PART 4p F F UL/CSA + Ekip Hi-Touch LSI In=125A XT2 4p UL/CSA 100% rated | 38:Q | XT2HQ4125TFF000XXX |  | https://new.abb.com/products/en/1SDA075637R1 | https://new.abb.com/products/en/1SDA102224R1 | 1SDA080699R1
38 | Q | XT2HQ4125UFF000XXX | 1SDA075637R1+1SDA102228R1+1SDA080699R1 | XT2H 125 BREAKING PART 4p F F UL/CSA + Ekip Hi-Touch LSIG In=125A XT2 4p UL/CSA 100% rated | 38:Q | XT2HQ4125UFF000XXX |  | https://new.abb.com/products/en/1SDA075637R1 | https://new.abb.com/products/en/1SDA102228R1 | 1SDA080699R1
38 | Q | XT2LQ4040PFF000XXX | 1SDA075638R1+1SDA102205R1+1SDA080699R1 | XT2L 125 Ekip Touch LSI 4p 40A F F UL/CSA | 38:Q | XT2LQ4040PFF000XXX |  | https://new.abb.com/products/en/1SDA075638R1 | https://new.abb.com/products/en/1SDA102205R1 | 1SDA080699R1
38 | Q | XT2LQ4040QFF000XXX | 1SDA075638R1+1SDA102209R1+1SDA080699R1 | XT2L 125 Ekip Touch LSIG 4p 40A F F UL/CSA | 38:Q | XT2LQ4040QFF000XXX |  | https://new.abb.com/products/en/1SDA075638R1 | https://new.abb.com/products/en/1SDA102209R1 | 1SDA080699R1
38 | Q | XT2LQ4040RFF000XXX | 1SDA075638R1+1SDA102213R1+1SDA080699R1 | XT2L 125 Ekip Touch Measuring LSI 4p 40A F F UL/CSA | 38:Q | XT2LQ4040RFF000XXX |  | https://new.abb.com/products/en/1SDA075638R1 | https://new.abb.com/products/en/1SDA102213R1 | 1SDA080699R1
38 | Q | XT2LQ4040SFF000XXX | 1SDA075638R1+1SDA102217R1+1SDA080699R1 | XT2L 125 Ekip Touch Measuring LSIG 4p 40A F F UL/CSA | 38:Q | XT2LQ4040SFF000XXX |  | https://new.abb.com/products/en/1SDA075638R1 | https://new.abb.com/products/en/1SDA102217R1 | 1SDA080699R1
38 | Q | XT2LQ4040TFF000XXX | 1SDA075638R1+1SDA102221R1+1SDA080699R1 | XT2L 125 Ekip Hi-Touch LSI 4p 40A F F UL/CSA | 38:Q | XT2LQ4040TFF000XXX |  | https://new.abb.com/products/en/1SDA075638R1 | https://new.abb.com/products/en/1SDA102221R1 | 1SDA080699R1
38 | Q | XT2LQ4040UFF000XXX | 1SDA075638R1+1SDA102225R1+1SDA080699R1 | XT2L 125 Ekip Hi-Touch LSIG 4p 40A F F UL/CSA | 38:Q | XT2LQ4040UFF000XXX |  | https://new.abb.com/products/en/1SDA075638R1 | https://new.abb.com/products/en/1SDA102225R1 | 1SDA080699R1
38 | Q | XT2LQ4060PFF000XXX | 1SDA075638R1+1SDA102206R1+1SDA080699R1 | XT2L 125 Ekip Touch LSI 4p 60A F F UL/CSA | 38:Q | XT2LQ4060PFF000XXX |  | https://new.abb.com/products/en/1SDA075638R1 | https://new.abb.com/products/en/1SDA102206R1 | 1SDA080699R1
38 | Q | XT2LQ4060QFF000XXX | 1SDA075638R1+1SDA102210R1+1SDA080699R1 | XT2L 125 Ekip Touch LSIG 4p 60A F F UL/CSA | 38:Q | XT2LQ4060QFF000XXX |  | https://new.abb.com/products/en/1SDA075638R1 | https://new.abb.com/products/en/1SDA102210R1 | 1SDA080699R1
38 | Q | XT2LQ4060RFF000XXX | 1SDA075638R1+1SDA102214R1+1SDA080699R1 | XT2L 125 Ekip Touch Measuring LSI 4p 60A F F UL/CSA | 38:Q | XT2LQ4060RFF000XXX |  | https://new.abb.com/products/en/1SDA075638R1 | https://new.abb.com/products/en/1SDA102214R1 | 1SDA080699R1
38 | Q | XT2LQ4060SFF000XXX | 1SDA075638R1+1SDA102218R1+1SDA080699R1 | XT2L 125 Ekip Touch Measuring LSIG 4p 60A F F UL/CSA | 38:Q | XT2LQ4060SFF000XXX |  | https://new.abb.com/products/en/1SDA075638R1 | https://new.abb.com/products/en/1SDA102218R1 | 1SDA080699R1
38 | Q | XT2LQ4060TFF000XXX | 1SDA075638R1+1SDA102222R1+1SDA080699R1 | XT2L 125 Ekip Hi-Touch LSI 4p 60A F F UL/CSA | 38:Q | XT2LQ4060TFF000XXX |  | https://new.abb.com/products/en/1SDA075638R1 | https://new.abb.com/products/en/1SDA102222R1 | 1SDA080699R1
38 | Q | XT2LQ4060UFF000XXX | 1SDA075638R1+1SDA102226R1+1SDA080699R1 | XT2L 125 Ekip Hi-Touch LSIG 4p 60A F F UL/CSA | 38:Q | XT2LQ4060UFF000XXX |  | https://new.abb.com/products/en/1SDA075638R1 | https://new.abb.com/products/en/1SDA102226R1 | 1SDA080699R1
38 | Q | XT2LQ4060CFF000XXX | 1SDA075638R1+1SDA102230R1+1SDA080699R1 | XT2L 125 Ekip DIP LIG 4p 60A F F UL/CSA | 38:Q | XT2LQ4060CFF000XXX |  | https://new.abb.com/products/en/1SDA075638R1 | https://new.abb.com/products/en/1SDA102230R1 | 1SDA080699R1
38 | Q | XT2LQ4100PFF000XXX | 1SDA075638R1+1SDA102207R1+1SDA080699R1 | XT2L 125 BREAKING PART 4p F F UL/CSA + Ekip Touch LSI In=100A XT2 4p UL/CSA 100% rated | 38:Q | XT2LQ4100PFF000XXX |  | https://new.abb.com/products/en/1SDA075638R1 | https://new.abb.com/products/en/1SDA102207R1 | 1SDA080699R1
38 | Q | XT2LQ4100QFF000XXX | 1SDA075638R1+1SDA102211R1+1SDA080699R1 | XT2L 125 BREAKING PART 4p F F UL/CSA + Ekip Touch LSIG In=100A XT2 4p UL/CSA 100% rated | 38:Q | XT2LQ4100QFF000XXX |  | https://new.abb.com/products/en/1SDA075638R1 | https://new.abb.com/products/en/1SDA102211R1 | 1SDA080699R1
38 | Q | XT2LQ4100RFF000XXX | 1SDA075638R1+1SDA102215R1+1SDA080699R1 | XT2L 125 BREAKING PART 4p F F UL/CSA + Ekip Touch Meas.LSI In100 XT2 4p UL/CSA 100% rated | 38:Q | XT2LQ4100RFF000XXX |  | https://new.abb.com/products/en/1SDA075638R1 | https://new.abb.com/products/en/1SDA102215R1 | 1SDA080699R1
38 | Q | XT2LQ4100SFF000XXX | 1SDA075638R1+1SDA102219R1+1SDA080699R1 | XT2L 125 BREAKING PART 4p F F UL/CSA + Ekip Touch Meas.LSIG In100 XT2 4p UL/CSA 100% rated | 38:Q | XT2LQ4100SFF000XXX |  | https://new.abb.com/products/en/1SDA075638R1 | https://new.abb.com/products/en/1SDA102219R1 | 1SDA080699R1
38 | Q | XT2LQ4100TFF000XXX | 1SDA075638R1+1SDA102223R1+1SDA080699R1 | XT2L 125 BREAKING PART 4p F F UL/CSA + Ekip Hi-Touch LSI In=100A XT2 4p UL/CSA 100% rated | 38:Q | XT2LQ4100TFF000XXX |  | https://new.abb.com/products/en/1SDA075638R1 | https://new.abb.com/products/en/1SDA102223R1 | 1SDA080699R1
38 | Q | XT2LQ4100UFF000XXX | 1SDA075638R1+1SDA102227R1+1SDA080699R1 | XT2L 125 BREAKING PART 4p F F UL/CSA + Ekip Hi-Touch LSIG In=100A XT2 4p UL/CSA 100% rated | 38:Q | XT2LQ4100UFF000XXX |  | https://new.abb.com/products/en/1SDA075638R1 | https://new.abb.com/products/en/1SDA102227R1 | 1SDA080699R1
38 | Q | XT2LQ4100CFF000XXX | 1SDA075638R1+1SDA102231R1+1SDA080699R1 | XT2L 125 BREAKING PART 4p F F UL/CSA + Ekip Dip LIG In=100A XT2 4p UL/CSA 100% rated | 38:Q | XT2LQ4100CFF000XXX |  | https://new.abb.com/products/en/1SDA075638R1 | https://new.abb.com/products/en/1SDA102231R1 | 1SDA080699R1
38 | Q | XT2LQ4125PFF000XXX | 1SDA075638R1+1SDA102208R1+1SDA080699R1 | XT2L 125 BREAKING PART 4p F F UL/CSA + Ekip Touch LSI In=125A XT2 4p UL/CSA 100% rated | 38:Q | XT2LQ4125PFF000XXX |  | https://new.abb.com/products/en/1SDA075638R1 | https://new.abb.com/products/en/1SDA102208R1 | 1SDA080699R1
38 | Q | XT2LQ4125QFF000XXX | 1SDA075638R1+1SDA102212R1+1SDA080699R1 | XT2L 125 BREAKING PART 4p F F UL/CSA + Ekip Touch LSIG In=125A XT2 4p UL/CSA 100% rated | 38:Q | XT2LQ4125QFF000XXX |  | https://new.abb.com/products/en/1SDA075638R1 | https://new.abb.com/products/en/1SDA102212R1 | 1SDA080699R1
38 | Q | XT2LQ4125RFF000XXX | 1SDA075638R1+1SDA102216R1+1SDA080699R1 | XT2L 125 BREAKING PART 4p F F UL/CSA + Ekip Touch Meas.LSI In125 XT2 4p UL/CSA 100% rated | 38:Q | XT2LQ4125RFF000XXX |  | https://new.abb.com/products/en/1SDA075638R1 | https://new.abb.com/products/en/1SDA102216R1 | 1SDA080699R1
38 | Q | XT2LQ4125SFF000XXX | 1SDA075638R1+1SDA102220R1+1SDA080699R1 | XT2L 125 BREAKING PART 4p F F UL/CSA + Ekip Touch Meas.LSIG In125 XT2 4p UL/CSA 100% rated | 38:Q | XT2LQ4125SFF000XXX |  | https://new.abb.com/products/en/1SDA075638R1 | https://new.abb.com/products/en/1SDA102220R1 | 1SDA080699R1
38 | Q | XT2LQ4125TFF000XXX | 1SDA075638R1+1SDA102224R1+1SDA080699R1 | XT2L 125 BREAKING PART 4p F F UL/CSA + Ekip Hi-Touch LSI In=125A XT2 4p UL/CSA 100% rated | 38:Q | XT2LQ4125TFF000XXX |  | https://new.abb.com/products/en/1SDA075638R1 | https://new.abb.com/products/en/1SDA102224R1 | 1SDA080699R1
38 | Q | XT2LQ4125UFF000XXX | 1SDA075638R1+1SDA102228R1+1SDA080699R1 | XT2L 125 BREAKING PART 4p F F UL/CSA + Ekip Hi-Touch LSIG In=125A XT2 4p UL/CSA 100% rated | 38:Q | XT2LQ4125UFF000XXX |  | https://new.abb.com/products/en/1SDA075638R1 | https://new.abb.com/products/en/1SDA102228R1 | 1SDA080699R1
38 | Q | XT2LQ4125CFF000XXX | 1SDA075638R1+1SDA102232R1+1SDA080699R1 | XT2L 125 BREAKING PART 4p F F UL/CSA + Ekip Dip LIG In=125A XT2 4p UL/CSA 100% rated | 38:Q | XT2LQ4125CFF000XXX |  | https://new.abb.com/products/en/1SDA075638R1 | https://new.abb.com/products/en/1SDA102232R1 | 1SDA080699R1
38 | Q | XT2VQ4040PFF000XXX | 1SDA075639R1+1SDA102205R1+1SDA080699R1 | XT2V 125 Ekip Touch LSI 4p 40A F F UL/CSA | 38:Q | XT2VQ4040PFF000XXX |  | https://new.abb.com/products/en/1SDA075639R1 | https://new.abb.com/products/en/1SDA102205R1 | 1SDA080699R1
38 | Q | XT2VQ4040QFF000XXX | 1SDA075639R1+1SDA102209R1+1SDA080699R1 | XT2V 125 Ekip Touch LSIG 4p 40A F F UL/CSA | 38:Q | XT2VQ4040QFF000XXX |  | https://new.abb.com/products/en/1SDA075639R1 | https://new.abb.com/products/en/1SDA102209R1 | 1SDA080699R1
38 | Q | XT2VQ4040RFF000XXX | 1SDA075639R1+1SDA102213R1+1SDA080699R1 | XT2V 125 Ekip Touch Measuring LSI 4p 40A F F UL/CSA | 38:Q | XT2VQ4040RFF000XXX |  | https://new.abb.com/products/en/1SDA075639R1 | https://new.abb.com/products/en/1SDA102213R1 | 1SDA080699R1
38 | Q | XT2VQ4040SFF000XXX | 1SDA075639R1+1SDA102217R1+1SDA080699R1 | XT2V 125 Ekip Touch Measuring LSIG 4p 40A F F UL/CSA | 38:Q | XT2VQ4040SFF000XXX |  | https://new.abb.com/products/en/1SDA075639R1 | https://new.abb.com/products/en/1SDA102217R1 | 1SDA080699R1
38 | Q | XT2VQ4040TFF000XXX | 1SDA075639R1+1SDA102221R1+1SDA080699R1 | XT2V 125 Ekip Hi-Touch LSI 4p 40A F F UL/CSA | 38:Q | XT2VQ4040TFF000XXX |  | https://new.abb.com/products/en/1SDA075639R1 | https://new.abb.com/products/en/1SDA102221R1 | 1SDA080699R1
38 | Q | XT2VQ4040UFF000XXX | 1SDA075639R1+1SDA102225R1+1SDA080699R1 | XT2V 125 Ekip Hi-Touch LSIG 4p 40A F F UL/CSA | 38:Q | XT2VQ4040UFF000XXX |  | https://new.abb.com/products/en/1SDA075639R1 | https://new.abb.com/products/en/1SDA102225R1 | 1SDA080699R1
38 | Q | XT2VQ4060PFF000XXX | 1SDA075639R1+1SDA102206R1+1SDA080699R1 | XT2V 125 Ekip Touch LSI 4p 60A F F UL/CSA | 38:Q | XT2VQ4060PFF000XXX |  | https://new.abb.com/products/en/1SDA075639R1 | https://new.abb.com/products/en/1SDA102206R1 | 1SDA080699R1
38 | Q | XT2VQ4060QFF000XXX | 1SDA075639R1+1SDA102210R1+1SDA080699R1 | XT2V 125 Ekip Touch LSIG 4p 60A F F UL/CSA | 38:Q | XT2VQ4060QFF000XXX |  | https://new.abb.com/products/en/1SDA075639R1 | https://new.abb.com/products/en/1SDA102210R1 | 1SDA080699R1
38 | Q | XT2VQ4060RFF000XXX | 1SDA075639R1+1SDA102214R1+1SDA080699R1 | XT2V 125 Ekip Touch Measuring LSI 4p 60A F F UL/CSA | 38:Q | XT2VQ4060RFF000XXX |  | https://new.abb.com/products/en/1SDA075639R1 | https://new.abb.com/products/en/1SDA102214R1 | 1SDA080699R1
38 | Q | XT2VQ4060SFF000XXX | 1SDA075639R1+1SDA102218R1+1SDA080699R1 | XT2V 125 Ekip Touch Measuring LSIG 4p 60A F F UL/CSA | 38:Q | XT2VQ4060SFF000XXX |  | https://new.abb.com/products/en/1SDA075639R1 | https://new.abb.com/products/en/1SDA102218R1 | 1SDA080699R1
38 | Q | XT2VQ4060TFF000XXX | 1SDA075639R1+1SDA102222R1+1SDA080699R1 | XT2V 125 Ekip Hi-Touch LSI 4p 60A F F UL/CSA | 38:Q | XT2VQ4060TFF000XXX |  | https://new.abb.com/products/en/1SDA075639R1 | https://new.abb.com/products/en/1SDA102222R1 | 1SDA080699R1
38 | Q | XT2VQ4060UFF000XXX | 1SDA075639R1+1SDA102226R1+1SDA080699R1 | XT2V 125 Ekip Hi-Touch LSIG 4p 60A F F UL/CSA | 38:Q | XT2VQ4060UFF000XXX |  | https://new.abb.com/products/en/1SDA075639R1 | https://new.abb.com/products/en/1SDA102226R1 | 1SDA080699R1
38 | Q | XT2VQ4060CFF000XXX | 1SDA075639R1+1SDA102230R1+1SDA080699R1 | XT2V 125 Ekip DIP LIG 4p 60A F F UL/CSA | 38:Q | XT2VQ4060CFF000XXX |  | https://new.abb.com/products/en/1SDA075639R1 | https://new.abb.com/products/en/1SDA102230R1 | 1SDA080699R1
38 | Q | XT2VQ4100PFF000XXX | 1SDA075639R1+1SDA102207R1+1SDA080699R1 | XT2V 125 BREAKING PART 4p F F UL/CSA + Ekip Touch LSI In=100A XT2 4p UL/CSA 100% rated | 38:Q | XT2VQ4100PFF000XXX |  | https://new.abb.com/products/en/1SDA075639R1 | https://new.abb.com/products/en/1SDA102207R1 | 1SDA080699R1
38 | Q | XT2VQ4100QFF000XXX | 1SDA075639R1+1SDA102211R1+1SDA080699R1 | XT2V 125 BREAKING PART 4p F F UL/CSA + Ekip Touch LSIG In=100A XT2 4p UL/CSA 100% rated | 38:Q | XT2VQ4100QFF000XXX |  | https://new.abb.com/products/en/1SDA075639R1 | https://new.abb.com/products/en/1SDA102211R1 | 1SDA080699R1
38 | Q | XT2VQ4100RFF000XXX | 1SDA075639R1+1SDA102215R1+1SDA080699R1 | XT2V 125 BREAKING PART 4p F F UL/CSA + Ekip Touch Meas.LSI In100 XT2 4p UL/CSA 100% rated | 38:Q | XT2VQ4100RFF000XXX |  | https://new.abb.com/products/en/1SDA075639R1 | https://new.abb.com/products/en/1SDA102215R1 | 1SDA080699R1
38 | Q | XT2VQ4100SFF000XXX | 1SDA075639R1+1SDA102219R1+1SDA080699R1 | XT2V 125 BREAKING PART 4p F F UL/CSA + Ekip Touch Meas.LSIG In100 XT2 4p UL/CSA 100% rated | 38:Q | XT2VQ4100SFF000XXX |  | https://new.abb.com/products/en/1SDA075639R1 | https://new.abb.com/products/en/1SDA102219R1 | 1SDA080699R1
38 | Q | XT2VQ4100TFF000XXX | 1SDA075639R1+1SDA102223R1+1SDA080699R1 | XT2V 125 BREAKING PART 4p F F UL/CSA + Ekip Hi-Touch LSI In=100A XT2 4p UL/CSA 100% rated | 38:Q | XT2VQ4100TFF000XXX |  | https://new.abb.com/products/en/1SDA075639R1 | https://new.abb.com/products/en/1SDA102223R1 | 1SDA080699R1
38 | Q | XT2VQ4100UFF000XXX | 1SDA075639R1+1SDA102227R1+1SDA080699R1 | XT2V 125 BREAKING PART 4p F F UL/CSA + Ekip Hi-Touch LSIG In=100A XT2 4p UL/CSA 100% rated | 38:Q | XT2VQ4100UFF000XXX |  | https://new.abb.com/products/en/1SDA075639R1 | https://new.abb.com/products/en/1SDA102227R1 | 1SDA080699R1
38 | Q | XT2VQ4100CFF000XXX | 1SDA075639R1+1SDA102231R1+1SDA080699R1 | XT2V 125 BREAKING PART 4p F F UL/CSA + Ekip Dip LIG In=100A XT2 4p UL/CSA 100% rated | 38:Q | XT2VQ4100CFF000XXX |  | https://new.abb.com/products/en/1SDA075639R1 | https://new.abb.com/products/en/1SDA102231R1 | 1SDA080699R1
38 | Q | XT2VQ4125PFF000XXX | 1SDA075639R1+1SDA102208R1+1SDA080699R1 | XT2V 125 BREAKING PART 4p F F UL/CSA + Ekip Touch LSI In=125A XT2 4p UL/CSA 100% rated | 38:Q | XT2VQ4125PFF000XXX |  | https://new.abb.com/products/en/1SDA075639R1 | https://new.abb.com/products/en/1SDA102208R1 | 1SDA080699R1
38 | Q | XT2VQ4125QFF000XXX | 1SDA075639R1+1SDA102212R1+1SDA080699R1 | XT2V 125 BREAKING PART 4p F F UL/CSA + Ekip Touch LSIG In=125A XT2 4p UL/CSA 100% rated | 38:Q | XT2VQ4125QFF000XXX |  | https://new.abb.com/products/en/1SDA075639R1 | https://new.abb.com/products/en/1SDA102212R1 | 1SDA080699R1
38 | Q | XT2VQ4125RFF000XXX | 1SDA075639R1+1SDA102216R1+1SDA080699R1 | XT2V 125 BREAKING PART 4p F F UL/CSA + Ekip Touch Meas.LSI In125 XT2 4p UL/CSA 100% rated | 38:Q | XT2VQ4125RFF000XXX |  | https://new.abb.com/products/en/1SDA075639R1 | https://new.abb.com/products/en/1SDA102216R1 | 1SDA080699R1
38 | Q | XT2VQ4125SFF000XXX | 1SDA075639R1+1SDA102220R1+1SDA080699R1 | XT2V 125 BREAKING PART 4p F F UL/CSA + Ekip Touch Meas.LSIG In125 XT2 4p UL/CSA 100% rated | 38:Q | XT2VQ4125SFF000XXX |  | https://new.abb.com/products/en/1SDA075639R1 | https://new.abb.com/products/en/1SDA102220R1 | 1SDA080699R1
38 | Q | XT2VQ4125TFF000XXX | 1SDA075639R1+1SDA102224R1+1SDA080699R1 | XT2V 125 BREAKING PART 4p F F UL/CSA + Ekip Hi-Touch LSI In=125A XT2 4p UL/CSA 100% rated | 38:Q | XT2VQ4125TFF000XXX |  | https://new.abb.com/products/en/1SDA075639R1 | https://new.abb.com/products/en/1SDA102224R1 | 1SDA080699R1
38 | Q | XT2VQ4125UFF000XXX | 1SDA075639R1+1SDA102228R1+1SDA080699R1 | XT2V 125 BREAKING PART 4p F F UL/CSA + Ekip Hi-Touch LSIG In=125A XT2 4p UL/CSA 100% rated | 38:Q | XT2VQ4125UFF000XXX |  | https://new.abb.com/products/en/1SDA075639R1 | https://new.abb.com/products/en/1SDA102228R1 | 1SDA080699R1
38 | Q | XT2VQ4125CFF000XXX | 1SDA075639R1+1SDA102232R1+1SDA080699R1 | XT2V 125 BREAKING PART 4p F F UL/CSA + Ekip Dip LIG In=125A XT2 4p UL/CSA 100% rated | 38:Q | XT2VQ4125CFF000XXX |  | https://new.abb.com/products/en/1SDA075639R1 | https://new.abb.com/products/en/1SDA102232R1 | 1SDA080699R1
38 | Q | XT4XQ3025AFF000XXX | 1SDA102347R1+1SDA075698R1+1SDA076606R1 | XT4X 250 TMF 3p 25A F F UL/CSA | 38:Q | XT4XQ3025AFF000XXX |  | https://new.abb.com/products/en/1SDA102347R1 | https://new.abb.com/products/en/1SDA075698R1 | 1SDA076606R1
38 | Q | XT4XQ3030AFF000XXX | 1SDA102347R1+1SDA075699R1+1SDA076606R1 | XT4X 250 TMF 3p 30A F F UL/CSA | 38:Q | XT4XQ3030AFF000XXX |  | https://new.abb.com/products/en/1SDA102347R1 | https://new.abb.com/products/en/1SDA075699R1 | 1SDA076606R1
38 | Q | XT4XQ3035AFF000XXX | 1SDA102347R1+1SDA075700R1+1SDA076606R1 | XT4X 250 TMF 3p 35A F F UL/CSA | 38:Q | XT4XQ3035AFF000XXX |  | https://new.abb.com/products/en/1SDA102347R1 | https://new.abb.com/products/en/1SDA075700R1 | 1SDA076606R1
38 | Q | XT4XQ3040CFF000XXX | 1SDA102347R1+1SDA102389R1+1SDA076606R1 | XT4X 250 Ekip DIP LIG 3p 40A F F UL/CSA | 38:Q | XT4XQ3040CFF000XXX |  | https://new.abb.com/products/en/1SDA102347R1 | https://new.abb.com/products/en/1SDA102389R1 | 1SDA076606R1
38 | Q | XT4XQ3040AFF000XXX | 1SDA102347R1+1SDA075701R1+1SDA076606R1 | XT4X 250 TMF 3p 40A F F UL/CSA | 38:Q | XT4XQ3040AFF000XXX |  | https://new.abb.com/products/en/1SDA102347R1 | https://new.abb.com/products/en/1SDA075701R1 | 1SDA076606R1
38 | Q | XT4XQ3040EFF000XXX | 1SDA102347R1+1SDA075743R1+1SDA076606R1 | XT4X 250 Ekip DIP LS/I 3p 40A F F UL/CSA | 38:Q | XT4XQ3040EFF000XXX |  | https://new.abb.com/products/en/1SDA102347R1 | https://new.abb.com/products/en/1SDA075743R1 | 1SDA076606R1
38 | Q | XT4XQ3040FFF000XXX | 1SDA102347R1+1SDA075755R1+1SDA076606R1 | XT4X 250 Ekip DIP LSI 3p 40A F F UL/CSA | 38:Q | XT4XQ3040FFF000XXX |  | https://new.abb.com/products/en/1SDA102347R1 | https://new.abb.com/products/en/1SDA075755R1 | 1SDA076606R1
38 | Q | XT4XQ3040GFF000XXX | 1SDA102347R1+1SDA075767R1+1SDA076606R1 | XT4X 250 Ekip DIP LSIG 3p 40A F F UL/CSA | 38:Q | XT4XQ3040GFF000XXX |  | https://new.abb.com/products/en/1SDA102347R1 | https://new.abb.com/products/en/1SDA075767R1 | 1SDA076606R1
38 | Q | XT4XQ3040HFF000XXX | 1SDA102347R1+1SDA080305R1+1SDA076606R1 | XT4X 250 Ekip DIP E-LSIG 3p 40A F F UL/CSA | 38:Q | XT4XQ3040HFF000XXX |  | https://new.abb.com/products/en/1SDA102347R1 | https://new.abb.com/products/en/1SDA080305R1 | 1SDA076606R1
38 | Q | XT4XQ3050AFF000XXX | 1SDA102347R1+1SDA075702R1+1SDA076606R1 | XT4X 250 TMF 3p 50A F F UL/CSA | 38:Q | XT4XQ3050AFF000XXX |  | https://new.abb.com/products/en/1SDA102347R1 | https://new.abb.com/products/en/1SDA075702R1 | 1SDA076606R1
38 | Q | XT4XQ3060CFF000XXX | 1SDA102347R1+1SDA102390R1+1SDA076606R1 | XT4X 250 Ekip DIP LIG 3p 60A F F UL/CSA | 38:Q | XT4XQ3060CFF000XXX |  | https://new.abb.com/products/en/1SDA102347R1 | https://new.abb.com/products/en/1SDA102390R1 | 1SDA076606R1
38 | Q | XT4XQ3060AFF000XXX | 1SDA102347R1+1SDA075703R1+1SDA076606R1 | XT4X 250 TMF 3p 60A F F UL/CSA | 38:Q | XT4XQ3060AFF000XXX |  | https://new.abb.com/products/en/1SDA102347R1 | https://new.abb.com/products/en/1SDA075703R1 | 1SDA076606R1
38 | Q | XT4XQ3060EFF000XXX | 1SDA102347R1+1SDA075744R1+1SDA076606R1 | XT4X 250 Ekip DIP LS/I 3p 60A F F UL/CSA | 38:Q | XT4XQ3060EFF000XXX |  | https://new.abb.com/products/en/1SDA102347R1 | https://new.abb.com/products/en/1SDA075744R1 | 1SDA076606R1
38 | Q | XT4XQ3060FFF000XXX | 1SDA102347R1+1SDA075756R1+1SDA076606R1 | XT4X 250 Ekip DIP LSI 3p 60A F F UL/CSA | 38:Q | XT4XQ3060FFF000XXX |  | https://new.abb.com/products/en/1SDA102347R1 | https://new.abb.com/products/en/1SDA075756R1 | 1SDA076606R1
38 | Q | XT4XQ3060GFF000XXX | 1SDA102347R1+1SDA075768R1+1SDA076606R1 | XT4X 250 Ekip DIP LSIG 3p 60A F F UL/CSA | 38:Q | XT4XQ3060GFF000XXX |  | https://new.abb.com/products/en/1SDA102347R1 | https://new.abb.com/products/en/1SDA075768R1 | 1SDA076606R1
38 | Q | XT4XQ3060HFF000XXX | 1SDA102347R1+1SDA080307R1+1SDA076606R1 | XT4X 250 Ekip DIP E-LSIG 3p 60A F F UL/CSA | 38:Q | XT4XQ3060HFF000XXX |  | https://new.abb.com/products/en/1SDA102347R1 | https://new.abb.com/products/en/1SDA080307R1 | 1SDA076606R1
38 | Q | XT4XQ3070AFF000XXX | 1SDA102347R1+1SDA075704R1+1SDA076606R1 | XT4X 250 TMF 3p 70A F F UL/CSA | 38:Q | XT4XQ3070AFF000XXX |  | https://new.abb.com/products/en/1SDA102347R1 | https://new.abb.com/products/en/1SDA075704R1 | 1SDA076606R1
38 | Q | XT4XQ3080BFF000XXX | 1SDA102347R1+1SDA075705R1+1SDA076606R1 | XT4X 250 TMA/TMD 3p 80A F F UL/CSA | 38:Q | XT4XQ3080BFF000XXX |  | https://new.abb.com/products/en/1SDA102347R1 | https://new.abb.com/products/en/1SDA075705R1 | 1SDA076606R1
38 | Q | XT4XQ3080AFF000XXX | 1SDA102347R1+1SDA080301R1+1SDA076606R1 | XT4X 250 TMF 3p 80A F F UL/CSA | 38:Q | XT4XQ3080AFF000XXX |  | https://new.abb.com/products/en/1SDA102347R1 | https://new.abb.com/products/en/1SDA080301R1 | 1SDA076606R1
38 | Q | XT4XQ3090BFF000XXX | 1SDA102347R1+1SDA075706R1+1SDA076606R1 | XT4X 250 TMA/TMD 3p 90A F F UL/CSA | 38:Q | XT4XQ3090BFF000XXX |  | https://new.abb.com/products/en/1SDA102347R1 | https://new.abb.com/products/en/1SDA075706R1 | 1SDA076606R1
38 | Q | XT4XQ3090AFF000XXX | 1SDA102347R1+1SDA080302R1+1SDA076606R1 | XT4X 250 TMF 3p 90A F F UL/CSA | 38:Q | XT4XQ3090AFF000XXX |  | https://new.abb.com/products/en/1SDA102347R1 | https://new.abb.com/products/en/1SDA080302R1 | 1SDA076606R1
38 | Q | XT4XQ3100PFF000XXX | 1SDA102347R1+1SDA102364R1+1SDA076606R1 | XT4X 250 BREAKING PART 3p F F UL/CSA + Ekip Touch LSI In=100A XT4 3p UL/CSA 100% rated | 38:Q | XT4XQ3100PFF000XXX |  | https://new.abb.com/products/en/1SDA102347R1 | https://new.abb.com/products/en/1SDA102364R1 | 1SDA076606R1
38 | Q | XT4XQ3100QFF000XXX | 1SDA102347R1+1SDA102368R1+1SDA076606R1 | XT4X 250 BREAKING PART 3p F F UL/CSA + Ekip Touch LSIG In=100A XT4 3p UL/CSA 100% rated | 38:Q | XT4XQ3100QFF000XXX |  | https://new.abb.com/products/en/1SDA102347R1 | https://new.abb.com/products/en/1SDA102368R1 | 1SDA076606R1
38 | Q | XT4XQ3100RFF000XXX | 1SDA102347R1+1SDA102372R1+1SDA076606R1 | XT4X 250 BREAKING PART 3p F F UL/CSA + Ekip Touch Meas.LSI In100 XT4 3p UL/CSA 100% rated | 38:Q | XT4XQ3100RFF000XXX |  | https://new.abb.com/products/en/1SDA102347R1 | https://new.abb.com/products/en/1SDA102372R1 | 1SDA076606R1
38 | Q | XT4XQ3100SFF000XXX | 1SDA102347R1+1SDA102376R1+1SDA076606R1 | XT4X 250 BREAKING PART 3p F F UL/CSA + Ekip Touch Meas.LSIG In100 XT4 3p UL/CSA 100% rated | 38:Q | XT4XQ3100SFF000XXX |  | https://new.abb.com/products/en/1SDA102347R1 | https://new.abb.com/products/en/1SDA102376R1 | 1SDA076606R1
38 | Q | XT4XQ3100TFF000XXX | 1SDA102347R1+1SDA102380R1+1SDA076606R1 | XT4X 250 BREAKING PART 3p F F UL/CSA + Ekip Hi-Touch LSI In=100A XT4 3p UL/CSA 100% rated | 38:Q | XT4XQ3100TFF000XXX |  | https://new.abb.com/products/en/1SDA102347R1 | https://new.abb.com/products/en/1SDA102380R1 | 1SDA076606R1
38 | Q | XT4XQ3100UFF000XXX | 1SDA102347R1+1SDA102384R1+1SDA076606R1 | XT4X 250 BREAKING PART 3p F F UL/CSA + Ekip Hi-Touch LSIG In=100A XT4 3p UL/CSA 100% rated | 38:Q | XT4XQ3100UFF000XXX |  | https://new.abb.com/products/en/1SDA102347R1 | https://new.abb.com/products/en/1SDA102384R1 | 1SDA076606R1
38 | Q | XT4XQ3100CFF000XXX | 1SDA102347R1+1SDA102391R1+1SDA076606R1 | XT4X 250 BREAKING PART 3p F F UL/CSA + Ekip Dip LIG In=100A XT4 3p UL/CSA 100% rated | 38:Q | XT4XQ3100CFF000XXX |  | https://new.abb.com/products/en/1SDA102347R1 | https://new.abb.com/products/en/1SDA102391R1 | 1SDA076606R1
38 | Q | XT4XQ3100BFF000XXX | 1SDA102347R1+1SDA075707R1+1SDA076606R1 | XT4X 250 BREAKING PART 3p F F UL/CSA + TMA 100 500..1000 3p F F XT4 3p UL/CSA 100% rated | 38:Q | XT4XQ3100BFF000XXX |  | https://new.abb.com/products/en/1SDA102347R1 | https://new.abb.com/products/en/1SDA075707R1 | 1SDA076606R1
38 | Q | XT4XQ3100EFF000XXX | 1SDA102347R1+1SDA075745R1+1SDA076606R1 | XT4X 250 BREAKING PART 3p F F UL/CSA + Ekip LS/I In=100A XT4 3p UL/CSA 100% rated | 38:Q | XT4XQ3100EFF000XXX |  | https://new.abb.com/products/en/1SDA102347R1 | https://new.abb.com/products/en/1SDA075745R1 | 1SDA076606R1
38 | Q | XT4XQ3100FFF000XXX | 1SDA102347R1+1SDA075757R1+1SDA076606R1 | XT4X 250 BREAKING PART 3p F F UL/CSA + Ekip LSI In=100A XT4 3p UL/CSA 100% rated | 38:Q | XT4XQ3100FFF000XXX |  | https://new.abb.com/products/en/1SDA102347R1 | https://new.abb.com/products/en/1SDA075757R1 | 1SDA076606R1
38 | Q | XT4XQ3100GFF000XXX | 1SDA102347R1+1SDA075769R1+1SDA076606R1 | XT4X 250 BREAKING PART 3p F F UL/CSA + Ekip LSIG In=100A XT4 3p UL/CSA 100% rated | 38:Q | XT4XQ3100GFF000XXX |  | https://new.abb.com/products/en/1SDA102347R1 | https://new.abb.com/products/en/1SDA075769R1 | 1SDA076606R1
38 | Q | XT4XQ3100AFF000XXX | 1SDA102347R1+1SDA080293R1+1SDA076606R1 | XT4X 250 BREAKING PART 3p F F UL/CSA + SG.TMF 100-1000 3p F F XT4 3p UL/CSA 100% rated | 38:Q | XT4XQ3100AFF000XXX |  | https://new.abb.com/products/en/1SDA102347R1 | https://new.abb.com/products/en/1SDA080293R1 | 1SDA076606R1
38 | Q | XT4XQ3100HFF000XXX | 1SDA102347R1+1SDA080309R1+1SDA076606R1 | XT4X 250 BREAKING PART 3p F F UL/CSA + SG.EL.Ekip E-LSIG In=100A XT4 3p UL/CSA 100% rated | 38:Q | XT4XQ3100HFF000XXX |  | https://new.abb.com/products/en/1SDA102347R1 | https://new.abb.com/products/en/1SDA080309R1 | 1SDA076606R1
38 | Q | XT4XQ3110BFF000XXX | 1SDA102347R1+1SDA075708R1+1SDA076606R1 | XT4X 250 BREAKING PART 3p F F UL/CSA + TMA 110 550..1100 3p F F XT4 3p UL/CSA 100% rated | 38:Q | XT4XQ3110BFF000XXX |  | https://new.abb.com/products/en/1SDA102347R1 | https://new.abb.com/products/en/1SDA075708R1 | 1SDA076606R1
38 | Q | XT4XQ3110AFF000XXX | 1SDA102347R1+1SDA080294R1+1SDA076606R1 | XT4X 250 BREAKING PART 3p F F UL/CSA + SG.TMF 110-1100 3p F F XT4 3p UL/CSA 100% rated | 38:Q | XT4XQ3110AFF000XXX |  | https://new.abb.com/products/en/1SDA102347R1 | https://new.abb.com/products/en/1SDA080294R1 | 1SDA076606R1
38 | Q | XT4XQ3125BFF000XXX | 1SDA102347R1+1SDA075709R1+1SDA076606R1 | XT4X 250 BREAKING PART 3p F F UL/CSA + TMA 125 625..1250 3p F F XT4 3p UL/CSA 100% rated | 38:Q | XT4XQ3125BFF000XXX |  | https://new.abb.com/products/en/1SDA102347R1 | https://new.abb.com/products/en/1SDA075709R1 | 1SDA076606R1
38 | Q | XT4XQ3125AFF000XXX | 1SDA102347R1+1SDA080295R1+1SDA076606R1 | XT4X 250 BREAKING PART 3p F F UL/CSA + SG.TMF 125-1250 3p F F XT4 3p UL/CSA 100% rated | 38:Q | XT4XQ3125AFF000XXX |  | https://new.abb.com/products/en/1SDA102347R1 | https://new.abb.com/products/en/1SDA080295R1 | 1SDA076606R1
38 | Q | XT4XQ3150PFF000XXX | 1SDA102347R1+1SDA102362R1+1SDA076606R1 | XT4X 250 BREAKING PART 3p F F UL/CSA + Ekip Touch LSI In=150A XT4 3p UL/CSA 100% rated | 38:Q | XT4XQ3150PFF000XXX |  | https://new.abb.com/products/en/1SDA102347R1 | https://new.abb.com/products/en/1SDA102362R1 | 1SDA076606R1
38 | Q | XT4XQ3150QFF000XXX | 1SDA102347R1+1SDA102366R1+1SDA076606R1 | XT4X 250 BREAKING PART 3p F F UL/CSA + Ekip Touch LSIG In=150A XT4 3p UL/CSA 100% rated | 38:Q | XT4XQ3150QFF000XXX |  | https://new.abb.com/products/en/1SDA102347R1 | https://new.abb.com/products/en/1SDA102366R1 | 1SDA076606R1
38 | Q | XT4XQ3150RFF000XXX | 1SDA102347R1+1SDA102370R1+1SDA076606R1 | XT4X 250 BREAKING PART 3p F F UL/CSA + Ekip Touch Meas.LSI In150 XT4 3p UL/CSA 100% rated | 38:Q | XT4XQ3150RFF000XXX |  | https://new.abb.com/products/en/1SDA102347R1 | https://new.abb.com/products/en/1SDA102370R1 | 1SDA076606R1
38 | Q | XT4XQ3150SFF000XXX | 1SDA102347R1+1SDA102374R1+1SDA076606R1 | XT4X 250 BREAKING PART 3p F F UL/CSA + Ekip Touch Meas.LSIG In150 XT4 3p UL/CSA 100% rated | 38:Q | XT4XQ3150SFF000XXX |  | https://new.abb.com/products/en/1SDA102347R1 | https://new.abb.com/products/en/1SDA102374R1 | 1SDA076606R1
38 | Q | XT4XQ3150TFF000XXX | 1SDA102347R1+1SDA102378R1+1SDA076606R1 | XT4X 250 BREAKING PART 3p F F UL/CSA + Ekip Hi-Touch LSI In=150A XT4 3p UL/CSA 100% rated | 38:Q | XT4XQ3150TFF000XXX |  | https://new.abb.com/products/en/1SDA102347R1 | https://new.abb.com/products/en/1SDA102378R1 | 1SDA076606R1
38 | Q | XT4XQ3150UFF000XXX | 1SDA102347R1+1SDA102382R1+1SDA076606R1 | XT4X 250 BREAKING PART 3p F F UL/CSA + Ekip Hi-Touch LSIG In=150A XT4 3p UL/CSA 100% rated | 38:Q | XT4XQ3150UFF000XXX |  | https://new.abb.com/products/en/1SDA102347R1 | https://new.abb.com/products/en/1SDA102382R1 | 1SDA076606R1
38 | Q | XT4XQ3150CFF000XXX | 1SDA102347R1+1SDA102392R1+1SDA076606R1 | XT4X 250 BREAKING PART 3p F F UL/CSA + Ekip Dip LIG In=150A XT4 3p UL/CSA 100% rated | 38:Q | XT4XQ3150CFF000XXX |  | https://new.abb.com/products/en/1SDA102347R1 | https://new.abb.com/products/en/1SDA102392R1 | 1SDA076606R1
38 | Q | XT4XQ3150EFF000XXX | 1SDA102347R1+1SDA075746R1+1SDA076606R1 | XT4X 250 BREAKING PART 3p F F UL/CSA + Ekip LS/I In=150A XT4 3p UL/CSA 100% rated | 38:Q | XT4XQ3150EFF000XXX |  | https://new.abb.com/products/en/1SDA102347R1 | https://new.abb.com/products/en/1SDA075746R1 | 1SDA076606R1
38 | Q | XT4XQ3150FFF000XXX | 1SDA102347R1+1SDA075758R1+1SDA076606R1 | XT4X 250 BREAKING PART 3p F F UL/CSA + Ekip LSI In=150A XT4 3p UL/CSA 100% rated | 38:Q | XT4XQ3150FFF000XXX |  | https://new.abb.com/products/en/1SDA102347R1 | https://new.abb.com/products/en/1SDA075758R1 | 1SDA076606R1
38 | Q | XT4XQ3150GFF000XXX | 1SDA102347R1+1SDA075770R1+1SDA076606R1 | XT4X 250 BREAKING PART 3p F F UL/CSA + Ekip LSIG In=150A XT4 3p UL/CSA 100% rated | 38:Q | XT4XQ3150GFF000XXX |  | https://new.abb.com/products/en/1SDA102347R1 | https://new.abb.com/products/en/1SDA075770R1 | 1SDA076606R1
38 | Q | XT4XQ3150HFF000XXX | 1SDA102347R1+1SDA080311R1+1SDA076606R1 | XT4X 250 BREAKING PART 3p F F UL/CSA + SG.EL.Ekip E-LSIG In=150A XT4 3p UL/CSA 100% rated | 38:Q | XT4XQ3150HFF000XXX |  | https://new.abb.com/products/en/1SDA102347R1 | https://new.abb.com/products/en/1SDA080311R1 | 1SDA076606R1
38 | Q | XT4XQ3225PFF000XXX | 1SDA102347R1+1SDA102363R1+1SDA076606R1 | XT4X 250 BREAKING PART 3p F F UL/CSA + Ekip Touch LSI In=225A XT4 3p UL/CSA 100% rated | 38:Q | XT4XQ3225PFF000XXX |  | https://new.abb.com/products/en/1SDA102347R1 | https://new.abb.com/products/en/1SDA102363R1 | 1SDA076606R1
38 | Q | XT4XQ3225QFF000XXX | 1SDA102347R1+1SDA102367R1+1SDA076606R1 | XT4X 250 BREAKING PART 3p F F UL/CSA + Ekip Touch LSIG In=225A XT4 3p UL/CSA 100% rated | 38:Q | XT4XQ3225QFF000XXX |  | https://new.abb.com/products/en/1SDA102347R1 | https://new.abb.com/products/en/1SDA102367R1 | 1SDA076606R1
38 | Q | XT4XQ3225RFF000XXX | 1SDA102347R1+1SDA102371R1+1SDA076606R1 | XT4X 250 BREAKING PART 3p F F UL/CSA + Ekip Touch Meas.LSI In225 XT4 3p UL/CSA 100% rated | 38:Q | XT4XQ3225RFF000XXX |  | https://new.abb.com/products/en/1SDA102347R1 | https://new.abb.com/products/en/1SDA102371R1 | 1SDA076606R1
38 | Q | XT4XQ3225SFF000XXX | 1SDA102347R1+1SDA102375R1+1SDA076606R1 | XT4X 250 BREAKING PART 3p F F UL/CSA + Ekip Touch Meas.LSIG In225 XT4 3p UL/CSA 100% rated | 38:Q | XT4XQ3225SFF000XXX |  | https://new.abb.com/products/en/1SDA102347R1 | https://new.abb.com/products/en/1SDA102375R1 | 1SDA076606R1
38 | Q | XT4XQ3225TFF000XXX | 1SDA102347R1+1SDA102379R1+1SDA076606R1 | XT4X 250 BREAKING PART 3p F F UL/CSA + Ekip Hi-Touch LSI In=225A XT4 3p UL/CSA 100% rated | 38:Q | XT4XQ3225TFF000XXX |  | https://new.abb.com/products/en/1SDA102347R1 | https://new.abb.com/products/en/1SDA102379R1 | 1SDA076606R1
38 | Q | XT4XQ3225UFF000XXX | 1SDA102347R1+1SDA102383R1+1SDA076606R1 | XT4X 250 BREAKING PART 3p F F UL/CSA + Ekip Hi-Touch LSIG In=225A XT4 3p UL/CSA 100% rated | 38:Q | XT4XQ3225UFF000XXX |  | https://new.abb.com/products/en/1SDA102347R1 | https://new.abb.com/products/en/1SDA102383R1 | 1SDA076606R1
38 | Q | XT4XQ3225CFF000XXX | 1SDA102347R1+1SDA102393R1+1SDA076606R1 | XT4X 250 BREAKING PART 3p F F UL/CSA + Ekip Dip LIG In=225A XT4 3p UL/CSA 100% rated | 38:Q | XT4XQ3225CFF000XXX |  | https://new.abb.com/products/en/1SDA102347R1 | https://new.abb.com/products/en/1SDA102393R1 | 1SDA076606R1
38 | Q | XT4XQ3225EFF000XXX | 1SDA102347R1+1SDA075747R1+1SDA076606R1 | XT4X 250 BREAKING PART 3p F F UL/CSA + Ekip LS/I In=225A XT4 3p UL/CSA 100% rated | 38:Q | XT4XQ3225EFF000XXX |  | https://new.abb.com/products/en/1SDA102347R1 | https://new.abb.com/products/en/1SDA075747R1 | 1SDA076606R1
38 | Q | XT4XQ3225FFF000XXX | 1SDA102347R1+1SDA075759R1+1SDA076606R1 | XT4X 250 BREAKING PART 3p F F UL/CSA + Ekip LSI In=225A XT4 3p UL/CSA 100% rated | 38:Q | XT4XQ3225FFF000XXX |  | https://new.abb.com/products/en/1SDA102347R1 | https://new.abb.com/products/en/1SDA075759R1 | 1SDA076606R1
38 | Q | XT4XQ3225GFF000XXX | 1SDA102347R1+1SDA075771R1+1SDA076606R1 | XT4X 250 BREAKING PART 3p F F UL/CSA + Ekip LSIG In=225A XT4 3p UL/CSA 100% rated | 38:Q | XT4XQ3225GFF000XXX |  | https://new.abb.com/products/en/1SDA102347R1 | https://new.abb.com/products/en/1SDA075771R1 | 1SDA076606R1
38 | Q | XT4XQ3225HFF000XXX | 1SDA102347R1+1SDA080313R1+1SDA076606R1 | XT4X 250 BREAKING PART 3p F F UL/CSA + SG.EL.Ekip E-LSIG In=225A XT4 3p UL/CSA 100% rated | 38:Q | XT4XQ3225HFF000XXX |  | https://new.abb.com/products/en/1SDA102347R1 | https://new.abb.com/products/en/1SDA080313R1 | 1SDA076606R1
38 | Q | XT4XQ3250PFF000XXX | 1SDA102347R1+1SDA102365R1+1SDA076606R1 | XT4X 250 BREAKING PART 3p F F UL/CSA + Ekip Touch LSI In=250A XT4 3p UL/CSA 100% rated | 38:Q | XT4XQ3250PFF000XXX |  | https://new.abb.com/products/en/1SDA102347R1 | https://new.abb.com/products/en/1SDA102365R1 | 1SDA076606R1
38 | Q | XT4XQ3250QFF000XXX | 1SDA102347R1+1SDA102369R1+1SDA076606R1 | XT4X 250 BREAKING PART 3p F F UL/CSA + Ekip Touch LSIG In=250A XT4 3p UL/CSA 100% rated | 38:Q | XT4XQ3250QFF000XXX |  | https://new.abb.com/products/en/1SDA102347R1 | https://new.abb.com/products/en/1SDA102369R1 | 1SDA076606R1
38 | Q | XT4XQ3250RFF000XXX | 1SDA102347R1+1SDA102373R1+1SDA076606R1 | XT4X 250 BREAKING PART 3p F F UL/CSA + Ekip Touch Meas.LSI In250 XT4 3p UL/CSA 100% rated | 38:Q | XT4XQ3250RFF000XXX |  | https://new.abb.com/products/en/1SDA102347R1 | https://new.abb.com/products/en/1SDA102373R1 | 1SDA076606R1
38 | Q | XT4XQ3250SFF000XXX | 1SDA102347R1+1SDA102377R1+1SDA076606R1 | XT4X 250 BREAKING PART 3p F F UL/CSA + Ekip Touch Meas.LSIG In250 XT4 3p UL/CSA 100% rated | 38:Q | XT4XQ3250SFF000XXX |  | https://new.abb.com/products/en/1SDA102347R1 | https://new.abb.com/products/en/1SDA102377R1 | 1SDA076606R1
38 | Q | XT4XQ3250TFF000XXX | 1SDA102347R1+1SDA102381R1+1SDA076606R1 | XT4X 250 BREAKING PART 3p F F UL/CSA + Ekip Hi-Touch LSI In=250A XT4 3p UL/CSA 100% rated | 38:Q | XT4XQ3250TFF000XXX |  | https://new.abb.com/products/en/1SDA102347R1 | https://new.abb.com/products/en/1SDA102381R1 | 1SDA076606R1
38 | Q | XT4XQ3250UFF000XXX | 1SDA102347R1+1SDA102385R1+1SDA076606R1 | XT4X 250 BREAKING PART 3p F F UL/CSA + Ekip Hi-Touch LSIG In=250A XT4 3p UL/CSA 100% rated | 38:Q | XT4XQ3250UFF000XXX |  | https://new.abb.com/products/en/1SDA102347R1 | https://new.abb.com/products/en/1SDA102385R1 | 1SDA076606R1
38 | Q | XT4XQ3250CFF000XXX | 1SDA102347R1+1SDA102394R1+1SDA076606R1 | XT4X 250 BREAKING PART 3p F F UL/CSA + Ekip Dip LIG In=250A XT4 3p UL/CSA 100% rated | 38:Q | XT4XQ3250CFF000XXX |  | https://new.abb.com/products/en/1SDA102347R1 | https://new.abb.com/products/en/1SDA102394R1 | 1SDA076606R1
38 | Q | XT4XQ3250EFF000XXX | 1SDA102347R1+1SDA075748R1+1SDA076606R1 | XT4X 250 BREAKING PART 3p F F UL/CSA + Ekip LS/I In=250A XT4 3p UL/CSA 100% rated | 38:Q | XT4XQ3250EFF000XXX |  | https://new.abb.com/products/en/1SDA102347R1 | https://new.abb.com/products/en/1SDA075748R1 | 1SDA076606R1
38 | Q | XT4XQ3250FFF000XXX | 1SDA102347R1+1SDA075760R1+1SDA076606R1 | XT4X 250 BREAKING PART 3p F F UL/CSA + Ekip LSI In=250A XT4 3p UL/CSA 100% rated | 38:Q | XT4XQ3250FFF000XXX |  | https://new.abb.com/products/en/1SDA102347R1 | https://new.abb.com/products/en/1SDA075760R1 | 1SDA076606R1
38 | Q | XT4XQ3250GFF000XXX | 1SDA102347R1+1SDA075772R1+1SDA076606R1 | XT4X 250 BREAKING PART 3p F F UL/CSA + Ekip LSIG In=250A XT4 3p UL/CSA 100% rated | 38:Q | XT4XQ3250GFF000XXX |  | https://new.abb.com/products/en/1SDA102347R1 | https://new.abb.com/products/en/1SDA075772R1 | 1SDA076606R1
38 | Q | XT4XQ3250HFF000XXX | 1SDA102347R1+1SDA080258R1+1SDA076606R1 | XT4X 250 BREAKING PART 3p F F UL/CSA + SG.EL.Ekip E-LSIG In=250A XT4 3p UL/CSA 100% rated | 38:Q | XT4XQ3250HFF000XXX |  | https://new.abb.com/products/en/1SDA102347R1 | https://new.abb.com/products/en/1SDA080258R1 | 1SDA076606R1
38 | Q | XT4XQ4025AFF000XXX | 1SDA102349R1+1SDA075715R1+1SDA080701R1 | XT4X 250 TMF 4p 25A F F UL/CSA | 38:Q | XT4XQ4025AFF000XXX |  | https://new.abb.com/products/en/1SDA102349R1 | https://new.abb.com/products/en/1SDA075715R1 | 1SDA080701R1
38 | Q | XT4XQ4030AFF000XXX | 1SDA102349R1+1SDA075716R1+1SDA080701R1 | XT4X 250 TMF 4p 30A F F UL/CSA | 38:Q | XT4XQ4030AFF000XXX |  | https://new.abb.com/products/en/1SDA102349R1 | https://new.abb.com/products/en/1SDA075716R1 | 1SDA080701R1
38 | Q | XT4XQ4035AFF000XXX | 1SDA102349R1+1SDA075717R1+1SDA080701R1 | XT4X 250 TMF 4p 35A F F UL/CSA | 38:Q | XT4XQ4035AFF000XXX |  | https://new.abb.com/products/en/1SDA102349R1 | https://new.abb.com/products/en/1SDA075717R1 | 1SDA080701R1
38 | Q | XT4XQ4040CFF000XXX | 1SDA102349R1+1SDA102434R1+1SDA080701R1 | XT4X 250 Ekip DIP LIG 4p 40A F F UL/CSA | 38:Q | XT4XQ4040CFF000XXX |  | https://new.abb.com/products/en/1SDA102349R1 | https://new.abb.com/products/en/1SDA102434R1 | 1SDA080701R1
38 | Q | XT4XQ4040AFF000XXX | 1SDA102349R1+1SDA075718R1+1SDA080701R1 | XT4X 250 TMF 4p 40A F F UL/CSA | 38:Q | XT4XQ4040AFF000XXX |  | https://new.abb.com/products/en/1SDA102349R1 | https://new.abb.com/products/en/1SDA075718R1 | 1SDA080701R1
38 | Q | XT4XQ4040EFF000XXX | 1SDA102349R1+1SDA075749R1+1SDA080701R1 | XT4X 250 Ekip DIP LS/I 4p 40A F F UL/CSA | 38:Q | XT4XQ4040EFF000XXX |  | https://new.abb.com/products/en/1SDA102349R1 | https://new.abb.com/products/en/1SDA075749R1 | 1SDA080701R1
38 | Q | XT4XQ4040FFF000XXX | 1SDA102349R1+1SDA075761R1+1SDA080701R1 | XT4X 250 Ekip DIP LSI 4p 40A F F UL/CSA | 38:Q | XT4XQ4040FFF000XXX |  | https://new.abb.com/products/en/1SDA102349R1 | https://new.abb.com/products/en/1SDA075761R1 | 1SDA080701R1
38 | Q | XT4XQ4040GFF000XXX | 1SDA102349R1+1SDA075773R1+1SDA080701R1 | XT4X 250 Ekip DIP LSIG 4p 40A F F UL/CSA | 38:Q | XT4XQ4040GFF000XXX |  | https://new.abb.com/products/en/1SDA102349R1 | https://new.abb.com/products/en/1SDA075773R1 | 1SDA080701R1
38 | Q | XT4XQ4040HFF000XXX | 1SDA102349R1+1SDA080306R1+1SDA080701R1 | XT4X 250 Ekip DIP E-LSIG 4p 40A F F UL/CSA | 38:Q | XT4XQ4040HFF000XXX |  | https://new.abb.com/products/en/1SDA102349R1 | https://new.abb.com/products/en/1SDA080306R1 | 1SDA080701R1
38 | Q | XT4XQ4050AFF000XXX | 1SDA102349R1+1SDA075719R1+1SDA080701R1 | XT4X 250 TMF 4p 50A F F UL/CSA | 38:Q | XT4XQ4050AFF000XXX |  | https://new.abb.com/products/en/1SDA102349R1 | https://new.abb.com/products/en/1SDA075719R1 | 1SDA080701R1
38 | Q | XT4XQ4060CFF000XXX | 1SDA102349R1+1SDA102435R1+1SDA080701R1 | XT4X 250 Ekip DIP LIG 4p 60A F F UL/CSA | 38:Q | XT4XQ4060CFF000XXX |  | https://new.abb.com/products/en/1SDA102349R1 | https://new.abb.com/products/en/1SDA102435R1 | 1SDA080701R1
38 | Q | XT4XQ4060AFF000XXX | 1SDA102349R1+1SDA075720R1+1SDA080701R1 | XT4X 250 TMF 4p 60A F F UL/CSA | 38:Q | XT4XQ4060AFF000XXX |  | https://new.abb.com/products/en/1SDA102349R1 | https://new.abb.com/products/en/1SDA075720R1 | 1SDA080701R1
38 | Q | XT4XQ4060EFF000XXX | 1SDA102349R1+1SDA075750R1+1SDA080701R1 | XT4X 250 Ekip DIP LS/I 4p 60A F F UL/CSA | 38:Q | XT4XQ4060EFF000XXX |  | https://new.abb.com/products/en/1SDA102349R1 | https://new.abb.com/products/en/1SDA075750R1 | 1SDA080701R1
38 | Q | XT4XQ4060FFF000XXX | 1SDA102349R1+1SDA075762R1+1SDA080701R1 | XT4X 250 Ekip DIP LSI 4p 60A F F UL/CSA | 38:Q | XT4XQ4060FFF000XXX |  | https://new.abb.com/products/en/1SDA102349R1 | https://new.abb.com/products/en/1SDA075762R1 | 1SDA080701R1
38 | Q | XT4XQ4060GFF000XXX | 1SDA102349R1+1SDA075774R1+1SDA080701R1 | XT4X 250 Ekip DIP LSIG 4p 60A F F UL/CSA | 38:Q | XT4XQ4060GFF000XXX |  | https://new.abb.com/products/en/1SDA102349R1 | https://new.abb.com/products/en/1SDA075774R1 | 1SDA080701R1
38 | Q | XT4XQ4060HFF000XXX | 1SDA102349R1+1SDA080308R1+1SDA080701R1 | XT4X 250 Ekip DIP E-LSIG 4p 60A F F UL/CSA | 38:Q | XT4XQ4060HFF000XXX |  | https://new.abb.com/products/en/1SDA102349R1 | https://new.abb.com/products/en/1SDA080308R1 | 1SDA080701R1
38 | Q | XT4XQ4070AFF000XXX | 1SDA102349R1+1SDA075721R1+1SDA080701R1 | XT4X 250 TMF 4p 70A F F UL/CSA | 38:Q | XT4XQ4070AFF000XXX |  | https://new.abb.com/products/en/1SDA102349R1 | https://new.abb.com/products/en/1SDA075721R1 | 1SDA080701R1
38 | Q | XT4XQ4080BFF000XXX | 1SDA102349R1+1SDA075722R1+1SDA080701R1 | XT4X 250 TMA/TMD 4p 80A F F UL/CSA | 38:Q | XT4XQ4080BFF000XXX |  | https://new.abb.com/products/en/1SDA102349R1 | https://new.abb.com/products/en/1SDA075722R1 | 1SDA080701R1
38 | Q | XT4XQ4090BFF000XXX | 1SDA102349R1+1SDA075723R1+1SDA080701R1 | XT4X 250 TMA/TMD 4p 90A F F UL/CSA | 38:Q | XT4XQ4090BFF000XXX |  | https://new.abb.com/products/en/1SDA102349R1 | https://new.abb.com/products/en/1SDA075723R1 | 1SDA080701R1
38 | Q | XT4XQ4100PFF000XXX | 1SDA102349R1+1SDA102412R1+1SDA080701R1 | XT4X 250 BREAKING PART 4p F F UL/CSA + Ekip Touch LSI In=100A XT4 4p UL/CSA 100% rated | 38:Q | XT4XQ4100PFF000XXX |  | https://new.abb.com/products/en/1SDA102349R1 | https://new.abb.com/products/en/1SDA102412R1 | 1SDA080701R1
38 | Q | XT4XQ4100QFF000XXX | 1SDA102349R1+1SDA102416R1+1SDA080701R1 | XT4X 250 BREAKING PART 4p F F UL/CSA + Ekip Touch LSIG In=100A XT4 4p UL/CSA 100% rated | 38:Q | XT4XQ4100QFF000XXX |  | https://new.abb.com/products/en/1SDA102349R1 | https://new.abb.com/products/en/1SDA102416R1 | 1SDA080701R1
38 | Q | XT4XQ4100RFF000XXX | 1SDA102349R1+1SDA102420R1+1SDA080701R1 | XT4X 250 BREAKING PART 4p F F UL/CSA + Ekip Touch Meas.LSI In100 XT4 4p UL/CSA 100% rated | 38:Q | XT4XQ4100RFF000XXX |  | https://new.abb.com/products/en/1SDA102349R1 | https://new.abb.com/products/en/1SDA102420R1 | 1SDA080701R1
38 | Q | XT4XQ4100SFF000XXX | 1SDA102349R1+1SDA102424R1+1SDA080701R1 | XT4X 250 BREAKING PART 4p F F UL/CSA + Ekip Touch Meas.LSIG In100 XT4 4p UL/CSA 100% rated | 38:Q | XT4XQ4100SFF000XXX |  | https://new.abb.com/products/en/1SDA102349R1 | https://new.abb.com/products/en/1SDA102424R1 | 1SDA080701R1
38 | Q | XT4XQ4100TFF000XXX | 1SDA102349R1+1SDA102428R1+1SDA080701R1 | XT4X 250 BREAKING PART 4p F F UL/CSA + Ekip Hi-Touch LSI In=100A XT4 4p UL/CSA 100% rated | 38:Q | XT4XQ4100TFF000XXX |  | https://new.abb.com/products/en/1SDA102349R1 | https://new.abb.com/products/en/1SDA102428R1 | 1SDA080701R1
38 | Q | XT4XQ4100UFF000XXX | 1SDA102349R1+1SDA102432R1+1SDA080701R1 | XT4X 250 BREAKING PART 4p F F UL/CSA + Ekip Hi-Touch LSIG In=100A XT4 4p UL/CSA 100% rated | 38:Q | XT4XQ4100UFF000XXX |  | https://new.abb.com/products/en/1SDA102349R1 | https://new.abb.com/products/en/1SDA102432R1 | 1SDA080701R1
38 | Q | XT4XQ4100CFF000XXX | 1SDA102349R1+1SDA102436R1+1SDA080701R1 | XT4X 250 BREAKING PART 4p F F UL/CSA + Ekip Dip LIG In=100A XT4 4p UL/CSA 100% rated | 38:Q | XT4XQ4100CFF000XXX |  | https://new.abb.com/products/en/1SDA102349R1 | https://new.abb.com/products/en/1SDA102436R1 | 1SDA080701R1
38 | Q | XT4XQ4100BFF000XXX | 1SDA102349R1+1SDA075724R1+1SDA080701R1 | XT4X 250 BREAKING PART 4p F F UL/CSA + TMA 100 500..1000 4p F F XT4 4p UL/CSA 100% rated | 38:Q | XT4XQ4100BFF000XXX |  | https://new.abb.com/products/en/1SDA102349R1 | https://new.abb.com/products/en/1SDA075724R1 | 1SDA080701R1
38 | Q | XT4XQ4100EFF000XXX | 1SDA102349R1+1SDA075751R1+1SDA080701R1 | XT4X 250 BREAKING PART 4p F F UL/CSA + Ekip LS/I In=100A XT4 4p UL/CSA 100% rated | 38:Q | XT4XQ4100EFF000XXX |  | https://new.abb.com/products/en/1SDA102349R1 | https://new.abb.com/products/en/1SDA075751R1 | 1SDA080701R1
38 | Q | XT4XQ4100FFF000XXX | 1SDA102349R1+1SDA075763R1+1SDA080701R1 | XT4X 250 BREAKING PART 4p F F UL/CSA + Ekip LSI In=100A XT4 4p UL/CSA 100% rated | 38:Q | XT4XQ4100FFF000XXX |  | https://new.abb.com/products/en/1SDA102349R1 | https://new.abb.com/products/en/1SDA075763R1 | 1SDA080701R1
38 | Q | XT4XQ4100GFF000XXX | 1SDA102349R1+1SDA075775R1+1SDA080701R1 | XT4X 250 BREAKING PART 4p F F UL/CSA + Ekip LSIG In=100A XT4 4p UL/CSA 100% rated | 38:Q | XT4XQ4100GFF000XXX |  | https://new.abb.com/products/en/1SDA102349R1 | https://new.abb.com/products/en/1SDA075775R1 | 1SDA080701R1
38 | Q | XT4XQ4100HFF000XXX | 1SDA102349R1+1SDA080310R1+1SDA080701R1 | XT4X 250 BREAKING PART 4p F F UL/CSA + SG.EL.Ekip E-LSIG In=100A XT4 4p UL/CSA 100% rated | 38:Q | XT4XQ4100HFF000XXX |  | https://new.abb.com/products/en/1SDA102349R1 | https://new.abb.com/products/en/1SDA080310R1 | 1SDA080701R1
38 | Q | XT4XQ4110BFF000XXX | 1SDA102349R1+1SDA075725R1+1SDA080701R1 | XT4X 250 BREAKING PART 4p F F UL/CSA + TMA 110 550..1100 4p F F XT4 4p UL/CSA 100% rated | 38:Q | XT4XQ4110BFF000XXX |  | https://new.abb.com/products/en/1SDA102349R1 | https://new.abb.com/products/en/1SDA075725R1 | 1SDA080701R1
38 | Q | XT4XQ4125BFF000XXX | 1SDA102349R1+1SDA075726R1+1SDA080701R1 | XT4X 250 BREAKING PART 4p F F UL/CSA + TMA 125 625..1250 4p F F XT4 4p UL/CSA 100% rated | 38:Q | XT4XQ4125BFF000XXX |  | https://new.abb.com/products/en/1SDA102349R1 | https://new.abb.com/products/en/1SDA075726R1 | 1SDA080701R1
38 | Q | XT4XQ4150PFF000XXX | 1SDA102349R1+1SDA102410R1+1SDA080701R1 | XT4X 250 BREAKING PART 4p F F UL/CSA + Ekip Touch LSI In=150A XT4 4p UL/CSA 100% rated | 38:Q | XT4XQ4150PFF000XXX |  | https://new.abb.com/products/en/1SDA102349R1 | https://new.abb.com/products/en/1SDA102410R1 | 1SDA080701R1
38 | Q | XT4XQ4150QFF000XXX | 1SDA102349R1+1SDA102414R1+1SDA080701R1 | XT4X 250 BREAKING PART 4p F F UL/CSA + Ekip Touch LSIG In=150A XT4 4p UL/CSA 100% rated | 38:Q | XT4XQ4150QFF000XXX |  | https://new.abb.com/products/en/1SDA102349R1 | https://new.abb.com/products/en/1SDA102414R1 | 1SDA080701R1
38 | Q | XT4XQ4150RFF000XXX | 1SDA102349R1+1SDA102418R1+1SDA080701R1 | XT4X 250 BREAKING PART 4p F F UL/CSA + Ekip Touch Meas.LSI In150 XT4 4p UL/CSA 100% rated | 38:Q | XT4XQ4150RFF000XXX |  | https://new.abb.com/products/en/1SDA102349R1 | https://new.abb.com/products/en/1SDA102418R1 | 1SDA080701R1
38 | Q | XT4XQ4150SFF000XXX | 1SDA102349R1+1SDA102422R1+1SDA080701R1 | XT4X 250 BREAKING PART 4p F F UL/CSA + Ekip Touch Meas.LSIG In150 XT4 4p UL/CSA 100% rated | 38:Q | XT4XQ4150SFF000XXX |  | https://new.abb.com/products/en/1SDA102349R1 | https://new.abb.com/products/en/1SDA102422R1 | 1SDA080701R1
38 | Q | XT4XQ4150TFF000XXX | 1SDA102349R1+1SDA102426R1+1SDA080701R1 | XT4X 250 BREAKING PART 4p F F UL/CSA + Ekip Hi-Touch LSI In=150A XT4 4p UL/CSA 100% rated | 38:Q | XT4XQ4150TFF000XXX |  | https://new.abb.com/products/en/1SDA102349R1 | https://new.abb.com/products/en/1SDA102426R1 | 1SDA080701R1
38 | Q | XT4XQ4150UFF000XXX | 1SDA102349R1+1SDA102430R1+1SDA080701R1 | XT4X 250 BREAKING PART 4p F F UL/CSA + Ekip Hi-Touch LSIG In=150A XT4 4p UL/CSA 100% rated | 38:Q | XT4XQ4150UFF000XXX |  | https://new.abb.com/products/en/1SDA102349R1 | https://new.abb.com/products/en/1SDA102430R1 | 1SDA080701R1
38 | Q | XT4XQ4150CFF000XXX | 1SDA102349R1+1SDA102437R1+1SDA080701R1 | XT4X 250 BREAKING PART 4p F F UL/CSA + Ekip Dip LIG In=150A XT4 4p UL/CSA 100% rated | 38:Q | XT4XQ4150CFF000XXX |  | https://new.abb.com/products/en/1SDA102349R1 | https://new.abb.com/products/en/1SDA102437R1 | 1SDA080701R1
38 | Q | XT4XQ4150EFF000XXX | 1SDA102349R1+1SDA075752R1+1SDA080701R1 | XT4X 250 BREAKING PART 4p F F UL/CSA + Ekip LS/I In=150A XT4 4p UL/CSA 100% rated | 38:Q | XT4XQ4150EFF000XXX |  | https://new.abb.com/products/en/1SDA102349R1 | https://new.abb.com/products/en/1SDA075752R1 | 1SDA080701R1
38 | Q | XT4XQ4150FFF000XXX | 1SDA102349R1+1SDA075764R1+1SDA080701R1 | XT4X 250 BREAKING PART 4p F F UL/CSA + Ekip LSI In=150A XT4 4p UL/CSA 100% rated | 38:Q | XT4XQ4150FFF000XXX |  | https://new.abb.com/products/en/1SDA102349R1 | https://new.abb.com/products/en/1SDA075764R1 | 1SDA080701R1
38 | Q | XT4XQ4150GFF000XXX | 1SDA102349R1+1SDA075776R1+1SDA080701R1 | XT4X 250 BREAKING PART 4p F F UL/CSA + Ekip LSIG In=150A XT4 4p UL/CSA 100% rated | 38:Q | XT4XQ4150GFF000XXX |  | https://new.abb.com/products/en/1SDA102349R1 | https://new.abb.com/products/en/1SDA075776R1 | 1SDA080701R1
38 | Q | XT4XQ4150HFF000XXX | 1SDA102349R1+1SDA080312R1+1SDA080701R1 | XT4X 250 BREAKING PART 4p F F UL/CSA + SG.EL.Ekip E-LSIG In=150A XT4 4p UL/CSA 100% rated | 38:Q | XT4XQ4150HFF000XXX |  | https://new.abb.com/products/en/1SDA102349R1 | https://new.abb.com/products/en/1SDA080312R1 | 1SDA080701R1
38 | Q | XT4XQ4225PFF000XXX | 1SDA102349R1+1SDA102411R1+1SDA080701R1 | XT4X 250 BREAKING PART 4p F F UL/CSA + Ekip Touch LSI In=225A XT4 4p UL/CSA 100% rated | 38:Q | XT4XQ4225PFF000XXX |  | https://new.abb.com/products/en/1SDA102349R1 | https://new.abb.com/products/en/1SDA102411R1 | 1SDA080701R1
38 | Q | XT4XQ4225QFF000XXX | 1SDA102349R1+1SDA102415R1+1SDA080701R1 | XT4X 250 BREAKING PART 4p F F UL/CSA + Ekip Touch LSIG In=225A XT4 4p UL/CSA 100% rated | 38:Q | XT4XQ4225QFF000XXX |  | https://new.abb.com/products/en/1SDA102349R1 | https://new.abb.com/products/en/1SDA102415R1 | 1SDA080701R1
38 | Q | XT4XQ4225RFF000XXX | 1SDA102349R1+1SDA102419R1+1SDA080701R1 | XT4X 250 BREAKING PART 4p F F UL/CSA + Ekip Touch Meas.LSI In225 XT4 4p UL/CSA 100% rated | 38:Q | XT4XQ4225RFF000XXX |  | https://new.abb.com/products/en/1SDA102349R1 | https://new.abb.com/products/en/1SDA102419R1 | 1SDA080701R1
38 | Q | XT4XQ4225SFF000XXX | 1SDA102349R1+1SDA102423R1+1SDA080701R1 | XT4X 250 BREAKING PART 4p F F UL/CSA + Ekip Touch Meas.LSIG In225 XT4 4p UL/CSA 100% rated | 38:Q | XT4XQ4225SFF000XXX |  | https://new.abb.com/products/en/1SDA102349R1 | https://new.abb.com/products/en/1SDA102423R1 | 1SDA080701R1
38 | Q | XT4XQ4225TFF000XXX | 1SDA102349R1+1SDA102427R1+1SDA080701R1 | XT4X 250 BREAKING PART 4p F F UL/CSA + Ekip Hi-Touch LSI In=225A XT4 4p UL/CSA 100% rated | 38:Q | XT4XQ4225TFF000XXX |  | https://new.abb.com/products/en/1SDA102349R1 | https://new.abb.com/products/en/1SDA102427R1 | 1SDA080701R1
38 | Q | XT4XQ4225UFF000XXX | 1SDA102349R1+1SDA102431R1+1SDA080701R1 | XT4X 250 BREAKING PART 4p F F UL/CSA + Ekip Hi-Touch LSIG In=225A XT4 4p UL/CSA 100% rated | 38:Q | XT4XQ4225UFF000XXX |  | https://new.abb.com/products/en/1SDA102349R1 | https://new.abb.com/products/en/1SDA102431R1 | 1SDA080701R1
38 | Q | XT4XQ4225CFF000XXX | 1SDA102349R1+1SDA102438R1+1SDA080701R1 | XT4X 250 BREAKING PART 4p F F UL/CSA + Ekip Dip LIG In=225A XT4 4p UL/CSA 100% rated | 38:Q | XT4XQ4225CFF000XXX |  | https://new.abb.com/products/en/1SDA102349R1 | https://new.abb.com/products/en/1SDA102438R1 | 1SDA080701R1
38 | Q | XT4XQ4225EFF000XXX | 1SDA102349R1+1SDA075753R1+1SDA080701R1 | XT4X 250 BREAKING PART 4p F F UL/CSA + Ekip LS/I In=225A XT4 4p UL/CSA 100% rated | 38:Q | XT4XQ4225EFF000XXX |  | https://new.abb.com/products/en/1SDA102349R1 | https://new.abb.com/products/en/1SDA075753R1 | 1SDA080701R1
38 | Q | XT4XQ4225FFF000XXX | 1SDA102349R1+1SDA075765R1+1SDA080701R1 | XT4X 250 BREAKING PART 4p F F UL/CSA + Ekip LSI In=225A XT4 4p UL/CSA 100% rated | 38:Q | XT4XQ4225FFF000XXX |  | https://new.abb.com/products/en/1SDA102349R1 | https://new.abb.com/products/en/1SDA075765R1 | 1SDA080701R1
38 | Q | XT4XQ4225GFF000XXX | 1SDA102349R1+1SDA075777R1+1SDA080701R1 | XT4X 250 BREAKING PART 4p F F UL/CSA + Ekip LSIG In=225A XT4 4p UL/CSA 100% rated | 38:Q | XT4XQ4225GFF000XXX |  | https://new.abb.com/products/en/1SDA102349R1 | https://new.abb.com/products/en/1SDA075777R1 | 1SDA080701R1
38 | Q | XT4XQ4225HFF000XXX | 1SDA102349R1+1SDA080257R1+1SDA080701R1 | XT4X 250 BREAKING PART 4p F F UL/CSA + SG.EL.Ekip E-LSIG In=225A XT4 4p UL/CSA 100% rated | 38:Q | XT4XQ4225HFF000XXX |  | https://new.abb.com/products/en/1SDA102349R1 | https://new.abb.com/products/en/1SDA080257R1 | 1SDA080701R1
38 | Q | XT4XQ4250PFF000XXX | 1SDA102349R1+1SDA102413R1+1SDA080701R1 | XT4X 250 BREAKING PART 4p F F UL/CSA + Ekip Touch LSI In=250A XT4 4p UL/CSA 100% rated | 38:Q | XT4XQ4250PFF000XXX |  | https://new.abb.com/products/en/1SDA102349R1 | https://new.abb.com/products/en/1SDA102413R1 | 1SDA080701R1
38 | Q | XT4XQ4250QFF000XXX | 1SDA102349R1+1SDA102417R1+1SDA080701R1 | XT4X 250 BREAKING PART 4p F F UL/CSA + Ekip Touch LSIG In=250A XT4 4p UL/CSA 100% rated | 38:Q | XT4XQ4250QFF000XXX |  | https://new.abb.com/products/en/1SDA102349R1 | https://new.abb.com/products/en/1SDA102417R1 | 1SDA080701R1
38 | Q | XT4XQ4250RFF000XXX | 1SDA102349R1+1SDA102421R1+1SDA080701R1 | XT4X 250 BREAKING PART 4p F F UL/CSA + Ekip Touch Meas.LSI In250 XT4 4p UL/CSA 100% rated | 38:Q | XT4XQ4250RFF000XXX |  | https://new.abb.com/products/en/1SDA102349R1 | https://new.abb.com/products/en/1SDA102421R1 | 1SDA080701R1
38 | Q | XT4XQ4250SFF000XXX | 1SDA102349R1+1SDA102425R1+1SDA080701R1 | XT4X 250 BREAKING PART 4p F F UL/CSA + Ekip Touch Meas.LSIG In250 XT4 4p UL/CSA 100% rated | 38:Q | XT4XQ4250SFF000XXX |  | https://new.abb.com/products/en/1SDA102349R1 | https://new.abb.com/products/en/1SDA102425R1 | 1SDA080701R1
38 | Q | XT4XQ4250TFF000XXX | 1SDA102349R1+1SDA102429R1+1SDA080701R1 | XT4X 250 BREAKING PART 4p F F UL/CSA + Ekip Hi-Touch LSI In=250A XT4 4p UL/CSA 100% rated | 38:Q | XT4XQ4250TFF000XXX |  | https://new.abb.com/products/en/1SDA102349R1 | https://new.abb.com/products/en/1SDA102429R1 | 1SDA080701R1
38 | Q | XT4XQ4250UFF000XXX | 1SDA102349R1+1SDA102433R1+1SDA080701R1 | XT4X 250 BREAKING PART 4p F F UL/CSA + Ekip Hi-Touch LSIG In=250A XT4 4p UL/CSA 100% rated | 38:Q | XT4XQ4250UFF000XXX |  | https://new.abb.com/products/en/1SDA102349R1 | https://new.abb.com/products/en/1SDA102433R1 | 1SDA080701R1
38 | Q | XT4XQ4250CFF000XXX | 1SDA102349R1+1SDA102439R1+1SDA080701R1 | XT4X 250 BREAKING PART 4p F F UL/CSA + Ekip Dip LIG In=250A XT4 4p UL/CSA 100% rated | 38:Q | XT4XQ4250CFF000XXX |  | https://new.abb.com/products/en/1SDA102349R1 | https://new.abb.com/products/en/1SDA102439R1 | 1SDA080701R1
38 | Q | XT4XQ4250EFF000XXX | 1SDA102349R1+1SDA075754R1+1SDA080701R1 | XT4X 250 BREAKING PART 4p F F UL/CSA + Ekip LS/I In=250A XT4 4p UL/CSA 100% rated | 38:Q | XT4XQ4250EFF000XXX |  | https://new.abb.com/products/en/1SDA102349R1 | https://new.abb.com/products/en/1SDA075754R1 | 1SDA080701R1
38 | Q | XT4XQ4250FFF000XXX | 1SDA102349R1+1SDA075766R1+1SDA080701R1 | XT4X 250 BREAKING PART 4p F F UL/CSA + Ekip LSI In=250A XT4 4p UL/CSA 100% rated | 38:Q | XT4XQ4250FFF000XXX |  | https://new.abb.com/products/en/1SDA102349R1 | https://new.abb.com/products/en/1SDA075766R1 | 1SDA080701R1
38 | Q | XT4XQ4250GFF000XXX | 1SDA102349R1+1SDA075778R1+1SDA080701R1 | XT4X 250 BREAKING PART 4p F F UL/CSA + Ekip LSIG In=250A XT4 4p UL/CSA 100% rated | 38:Q | XT4XQ4250GFF000XXX |  | https://new.abb.com/products/en/1SDA102349R1 | https://new.abb.com/products/en/1SDA075778R1 | 1SDA080701R1
38 | Q | XT4XQ4250HFF000XXX | 1SDA102349R1+1SDA080259R1+1SDA080701R1 | XT4X 250 BREAKING PART 4p F F UL/CSA + SG.EL.Ekip E-LSIG In=250A XT4 4p UL/CSA 100% rated | 38:Q | XT4XQ4250HFF000XXX |  | https://new.abb.com/products/en/1SDA102349R1 | https://new.abb.com/products/en/1SDA080259R1 | 1SDA080701R1
38 | Q | XT4NQ3100PFF000XXX | 1SDA075640R1+1SDA102364R1+1SDA076606R1 | XT4N 250 BREAKING PART 3p F F UL/CSA + Ekip Touch LSI In=100A XT4 3p UL/CSA 100% rated | 38:Q | XT4NQ3100PFF000XXX |  | https://new.abb.com/products/en/1SDA075640R1 | https://new.abb.com/products/en/1SDA102364R1 | 1SDA076606R1
38 | Q | XT4NQ3100QFF000XXX | 1SDA075640R1+1SDA102368R1+1SDA076606R1 | XT4N 250 BREAKING PART 3p F F UL/CSA + Ekip Touch LSIG In=100A XT4 3p UL/CSA 100% rated | 38:Q | XT4NQ3100QFF000XXX |  | https://new.abb.com/products/en/1SDA075640R1 | https://new.abb.com/products/en/1SDA102368R1 | 1SDA076606R1
38 | Q | XT4NQ3100RFF000XXX | 1SDA075640R1+1SDA102372R1+1SDA076606R1 | XT4N 250 BREAKING PART 3p F F UL/CSA + Ekip Touch Meas.LSI In100 XT4 3p UL/CSA 100% rated | 38:Q | XT4NQ3100RFF000XXX |  | https://new.abb.com/products/en/1SDA075640R1 | https://new.abb.com/products/en/1SDA102372R1 | 1SDA076606R1
38 | Q | XT4NQ3100SFF000XXX | 1SDA075640R1+1SDA102376R1+1SDA076606R1 | XT4N 250 BREAKING PART 3p F F UL/CSA + Ekip Touch Meas.LSIG In100 XT4 3p UL/CSA 100% rated | 38:Q | XT4NQ3100SFF000XXX |  | https://new.abb.com/products/en/1SDA075640R1 | https://new.abb.com/products/en/1SDA102376R1 | 1SDA076606R1
38 | Q | XT4NQ3100TFF000XXX | 1SDA075640R1+1SDA102380R1+1SDA076606R1 | XT4N 250 BREAKING PART 3p F F UL/CSA + Ekip Hi-Touch LSI In=100A XT4 3p UL/CSA 100% rated | 38:Q | XT4NQ3100TFF000XXX |  | https://new.abb.com/products/en/1SDA075640R1 | https://new.abb.com/products/en/1SDA102380R1 | 1SDA076606R1
38 | Q | XT4NQ3100UFF000XXX | 1SDA075640R1+1SDA102384R1+1SDA076606R1 | XT4N 250 BREAKING PART 3p F F UL/CSA + Ekip Hi-Touch LSIG In=100A XT4 3p UL/CSA 100% rated | 38:Q | XT4NQ3100UFF000XXX |  | https://new.abb.com/products/en/1SDA075640R1 | https://new.abb.com/products/en/1SDA102384R1 | 1SDA076606R1
38 | Q | XT4NQ3150PFF000XXX | 1SDA075640R1+1SDA102362R1+1SDA076606R1 | XT4N 250 BREAKING PART 3p F F UL/CSA + Ekip Touch LSI In=150A XT4 3p UL/CSA 100% rated | 38:Q | XT4NQ3150PFF000XXX |  | https://new.abb.com/products/en/1SDA075640R1 | https://new.abb.com/products/en/1SDA102362R1 | 1SDA076606R1
38 | Q | XT4NQ3150QFF000XXX | 1SDA075640R1+1SDA102366R1+1SDA076606R1 | XT4N 250 BREAKING PART 3p F F UL/CSA + Ekip Touch LSIG In=150A XT4 3p UL/CSA 100% rated | 38:Q | XT4NQ3150QFF000XXX |  | https://new.abb.com/products/en/1SDA075640R1 | https://new.abb.com/products/en/1SDA102366R1 | 1SDA076606R1
38 | Q | XT4NQ3150RFF000XXX | 1SDA075640R1+1SDA102370R1+1SDA076606R1 | XT4N 250 BREAKING PART 3p F F UL/CSA + Ekip Touch Meas.LSI In150 XT4 3p UL/CSA 100% rated | 38:Q | XT4NQ3150RFF000XXX |  | https://new.abb.com/products/en/1SDA075640R1 | https://new.abb.com/products/en/1SDA102370R1 | 1SDA076606R1
38 | Q | XT4NQ3150SFF000XXX | 1SDA075640R1+1SDA102374R1+1SDA076606R1 | XT4N 250 BREAKING PART 3p F F UL/CSA + Ekip Touch Meas.LSIG In150 XT4 3p UL/CSA 100% rated | 38:Q | XT4NQ3150SFF000XXX |  | https://new.abb.com/products/en/1SDA075640R1 | https://new.abb.com/products/en/1SDA102374R1 | 1SDA076606R1
38 | Q | XT4NQ3150TFF000XXX | 1SDA075640R1+1SDA102378R1+1SDA076606R1 | XT4N 250 BREAKING PART 3p F F UL/CSA + Ekip Hi-Touch LSI In=150A XT4 3p UL/CSA 100% rated | 38:Q | XT4NQ3150TFF000XXX |  | https://new.abb.com/products/en/1SDA075640R1 | https://new.abb.com/products/en/1SDA102378R1 | 1SDA076606R1
38 | Q | XT4NQ3150UFF000XXX | 1SDA075640R1+1SDA102382R1+1SDA076606R1 | XT4N 250 BREAKING PART 3p F F UL/CSA + Ekip Hi-Touch LSIG In=150A XT4 3p UL/CSA 100% rated | 38:Q | XT4NQ3150UFF000XXX |  | https://new.abb.com/products/en/1SDA075640R1 | https://new.abb.com/products/en/1SDA102382R1 | 1SDA076606R1
38 | Q | XT4NQ3225PFF000XXX | 1SDA075640R1+1SDA102363R1+1SDA076606R1 | XT4N 250 BREAKING PART 3p F F UL/CSA + Ekip Touch LSI In=225A XT4 3p UL/CSA 100% rated | 38:Q | XT4NQ3225PFF000XXX |  | https://new.abb.com/products/en/1SDA075640R1 | https://new.abb.com/products/en/1SDA102363R1 | 1SDA076606R1
38 | Q | XT4NQ3225QFF000XXX | 1SDA075640R1+1SDA102367R1+1SDA076606R1 | XT4N 250 BREAKING PART 3p F F UL/CSA + Ekip Touch LSIG In=225A XT4 3p UL/CSA 100% rated | 38:Q | XT4NQ3225QFF000XXX |  | https://new.abb.com/products/en/1SDA075640R1 | https://new.abb.com/products/en/1SDA102367R1 | 1SDA076606R1
38 | Q | XT4NQ3225RFF000XXX | 1SDA075640R1+1SDA102371R1+1SDA076606R1 | XT4N 250 BREAKING PART 3p F F UL/CSA + Ekip Touch Meas.LSI In225 XT4 3p UL/CSA 100% rated | 38:Q | XT4NQ3225RFF000XXX |  | https://new.abb.com/products/en/1SDA075640R1 | https://new.abb.com/products/en/1SDA102371R1 | 1SDA076606R1
38 | Q | XT4NQ3225SFF000XXX | 1SDA075640R1+1SDA102375R1+1SDA076606R1 | XT4N 250 BREAKING PART 3p F F UL/CSA + Ekip Touch Meas.LSIG In225 XT4 3p UL/CSA 100% rated | 38:Q | XT4NQ3225SFF000XXX |  | https://new.abb.com/products/en/1SDA075640R1 | https://new.abb.com/products/en/1SDA102375R1 | 1SDA076606R1
38 | Q | XT4NQ3225TFF000XXX | 1SDA075640R1+1SDA102379R1+1SDA076606R1 | XT4N 250 BREAKING PART 3p F F UL/CSA + Ekip Hi-Touch LSI In=225A XT4 3p UL/CSA 100% rated | 38:Q | XT4NQ3225TFF000XXX |  | https://new.abb.com/products/en/1SDA075640R1 | https://new.abb.com/products/en/1SDA102379R1 | 1SDA076606R1
38 | Q | XT4NQ3225UFF000XXX | 1SDA075640R1+1SDA102383R1+1SDA076606R1 | XT4N 250 BREAKING PART 3p F F UL/CSA + Ekip Hi-Touch LSIG In=225A XT4 3p UL/CSA 100% rated | 38:Q | XT4NQ3225UFF000XXX |  | https://new.abb.com/products/en/1SDA075640R1 | https://new.abb.com/products/en/1SDA102383R1 | 1SDA076606R1
38 | Q | XT4NQ3250PFF000XXX | 1SDA075640R1+1SDA102365R1+1SDA076606R1 | XT4N 250 BREAKING PART 3p F F UL/CSA + Ekip Touch LSI In=250A XT4 3p UL/CSA 100% rated | 38:Q | XT4NQ3250PFF000XXX |  | https://new.abb.com/products/en/1SDA075640R1 | https://new.abb.com/products/en/1SDA102365R1 | 1SDA076606R1
38 | Q | XT4NQ3250QFF000XXX | 1SDA075640R1+1SDA102369R1+1SDA076606R1 | XT4N 250 BREAKING PART 3p F F UL/CSA + Ekip Touch LSIG In=250A XT4 3p UL/CSA 100% rated | 38:Q | XT4NQ3250QFF000XXX |  | https://new.abb.com/products/en/1SDA075640R1 | https://new.abb.com/products/en/1SDA102369R1 | 1SDA076606R1
38 | Q | XT4NQ3250RFF000XXX | 1SDA075640R1+1SDA102373R1+1SDA076606R1 | XT4N 250 BREAKING PART 3p F F UL/CSA + Ekip Touch Meas.LSI In250 XT4 3p UL/CSA 100% rated | 38:Q | XT4NQ3250RFF000XXX |  | https://new.abb.com/products/en/1SDA075640R1 | https://new.abb.com/products/en/1SDA102373R1 | 1SDA076606R1
38 | Q | XT4NQ3250SFF000XXX | 1SDA075640R1+1SDA102377R1+1SDA076606R1 | XT4N 250 BREAKING PART 3p F F UL/CSA + Ekip Touch Meas.LSIG In250 XT4 3p UL/CSA 100% rated | 38:Q | XT4NQ3250SFF000XXX |  | https://new.abb.com/products/en/1SDA075640R1 | https://new.abb.com/products/en/1SDA102377R1 | 1SDA076606R1
38 | Q | XT4NQ3250TFF000XXX | 1SDA075640R1+1SDA102381R1+1SDA076606R1 | XT4N 250 BREAKING PART 3p F F UL/CSA + Ekip Hi-Touch LSI In=250A XT4 3p UL/CSA 100% rated | 38:Q | XT4NQ3250TFF000XXX |  | https://new.abb.com/products/en/1SDA075640R1 | https://new.abb.com/products/en/1SDA102381R1 | 1SDA076606R1
38 | Q | XT4NQ3250UFF000XXX | 1SDA075640R1+1SDA102385R1+1SDA076606R1 | XT4N 250 BREAKING PART 3p F F UL/CSA + Ekip Hi-Touch LSIG In=250A XT4 3p UL/CSA 100% rated | 38:Q | XT4NQ3250UFF000XXX |  | https://new.abb.com/products/en/1SDA075640R1 | https://new.abb.com/products/en/1SDA102385R1 | 1SDA076606R1
38 | Q | XT4SQ3100PFF000XXX | 1SDA075641R1+1SDA102364R1+1SDA076606R1 | XT4S 250 BREAKING PART 3p F F UL/CSA + Ekip Touch LSI In=100A XT4 3p UL/CSA 100% rated | 38:Q | XT4SQ3100PFF000XXX |  | https://new.abb.com/products/en/1SDA075641R1 | https://new.abb.com/products/en/1SDA102364R1 | 1SDA076606R1
38 | Q | XT4SQ3100QFF000XXX | 1SDA075641R1+1SDA102368R1+1SDA076606R1 | XT4S 250 BREAKING PART 3p F F UL/CSA + Ekip Touch LSIG In=100A XT4 3p UL/CSA 100% rated | 38:Q | XT4SQ3100QFF000XXX |  | https://new.abb.com/products/en/1SDA075641R1 | https://new.abb.com/products/en/1SDA102368R1 | 1SDA076606R1
38 | Q | XT4SQ3100RFF000XXX | 1SDA075641R1+1SDA102372R1+1SDA076606R1 | XT4S 250 BREAKING PART 3p F F UL/CSA + Ekip Touch Meas.LSI In100 XT4 3p UL/CSA 100% rated | 38:Q | XT4SQ3100RFF000XXX |  | https://new.abb.com/products/en/1SDA075641R1 | https://new.abb.com/products/en/1SDA102372R1 | 1SDA076606R1
38 | Q | XT4SQ3100SFF000XXX | 1SDA075641R1+1SDA102376R1+1SDA076606R1 | XT4S 250 BREAKING PART 3p F F UL/CSA + Ekip Touch Meas.LSIG In100 XT4 3p UL/CSA 100% rated | 38:Q | XT4SQ3100SFF000XXX |  | https://new.abb.com/products/en/1SDA075641R1 | https://new.abb.com/products/en/1SDA102376R1 | 1SDA076606R1
38 | Q | XT4SQ3100TFF000XXX | 1SDA075641R1+1SDA102380R1+1SDA076606R1 | XT4S 250 BREAKING PART 3p F F UL/CSA + Ekip Hi-Touch LSI In=100A XT4 3p UL/CSA 100% rated | 38:Q | XT4SQ3100TFF000XXX |  | https://new.abb.com/products/en/1SDA075641R1 | https://new.abb.com/products/en/1SDA102380R1 | 1SDA076606R1
38 | Q | XT4SQ3100UFF000XXX | 1SDA075641R1+1SDA102384R1+1SDA076606R1 | XT4S 250 BREAKING PART 3p F F UL/CSA + Ekip Hi-Touch LSIG In=100A XT4 3p UL/CSA 100% rated | 38:Q | XT4SQ3100UFF000XXX |  | https://new.abb.com/products/en/1SDA075641R1 | https://new.abb.com/products/en/1SDA102384R1 | 1SDA076606R1
38 | Q | XT4SQ3150PFF000XXX | 1SDA075641R1+1SDA102362R1+1SDA076606R1 | XT4S 250 BREAKING PART 3p F F UL/CSA + Ekip Touch LSI In=150A XT4 3p UL/CSA 100% rated | 38:Q | XT4SQ3150PFF000XXX |  | https://new.abb.com/products/en/1SDA075641R1 | https://new.abb.com/products/en/1SDA102362R1 | 1SDA076606R1
38 | Q | XT4SQ3150QFF000XXX | 1SDA075641R1+1SDA102366R1+1SDA076606R1 | XT4S 250 BREAKING PART 3p F F UL/CSA + Ekip Touch LSIG In=150A XT4 3p UL/CSA 100% rated | 38:Q | XT4SQ3150QFF000XXX |  | https://new.abb.com/products/en/1SDA075641R1 | https://new.abb.com/products/en/1SDA102366R1 | 1SDA076606R1
38 | Q | XT4SQ3150RFF000XXX | 1SDA075641R1+1SDA102370R1+1SDA076606R1 | XT4S 250 BREAKING PART 3p F F UL/CSA + Ekip Touch Meas.LSI In150 XT4 3p UL/CSA 100% rated | 38:Q | XT4SQ3150RFF000XXX |  | https://new.abb.com/products/en/1SDA075641R1 | https://new.abb.com/products/en/1SDA102370R1 | 1SDA076606R1
38 | Q | XT4SQ3150SFF000XXX | 1SDA075641R1+1SDA102374R1+1SDA076606R1 | XT4S 250 BREAKING PART 3p F F UL/CSA + Ekip Touch Meas.LSIG In150 XT4 3p UL/CSA 100% rated | 38:Q | XT4SQ3150SFF000XXX |  | https://new.abb.com/products/en/1SDA075641R1 | https://new.abb.com/products/en/1SDA102374R1 | 1SDA076606R1
38 | Q | XT4SQ3150TFF000XXX | 1SDA075641R1+1SDA102378R1+1SDA076606R1 | XT4S 250 BREAKING PART 3p F F UL/CSA + Ekip Hi-Touch LSI In=150A XT4 3p UL/CSA 100% rated | 38:Q | XT4SQ3150TFF000XXX |  | https://new.abb.com/products/en/1SDA075641R1 | https://new.abb.com/products/en/1SDA102378R1 | 1SDA076606R1
38 | Q | XT4SQ3150UFF000XXX | 1SDA075641R1+1SDA102382R1+1SDA076606R1 | XT4S 250 BREAKING PART 3p F F UL/CSA + Ekip Hi-Touch LSIG In=150A XT4 3p UL/CSA 100% rated | 38:Q | XT4SQ3150UFF000XXX |  | https://new.abb.com/products/en/1SDA075641R1 | https://new.abb.com/products/en/1SDA102382R1 | 1SDA076606R1
38 | Q | XT4SQ3225PFF000XXX | 1SDA075641R1+1SDA102363R1+1SDA076606R1 | XT4S 250 BREAKING PART 3p F F UL/CSA + Ekip Touch LSI In=225A XT4 3p UL/CSA 100% rated | 38:Q | XT4SQ3225PFF000XXX |  | https://new.abb.com/products/en/1SDA075641R1 | https://new.abb.com/products/en/1SDA102363R1 | 1SDA076606R1
38 | Q | XT4SQ3225QFF000XXX | 1SDA075641R1+1SDA102367R1+1SDA076606R1 | XT4S 250 BREAKING PART 3p F F UL/CSA + Ekip Touch LSIG In=225A XT4 3p UL/CSA 100% rated | 38:Q | XT4SQ3225QFF000XXX |  | https://new.abb.com/products/en/1SDA075641R1 | https://new.abb.com/products/en/1SDA102367R1 | 1SDA076606R1
38 | Q | XT4SQ3225RFF000XXX | 1SDA075641R1+1SDA102371R1+1SDA076606R1 | XT4S 250 BREAKING PART 3p F F UL/CSA + Ekip Touch Meas.LSI In225 XT4 3p UL/CSA 100% rated | 38:Q | XT4SQ3225RFF000XXX |  | https://new.abb.com/products/en/1SDA075641R1 | https://new.abb.com/products/en/1SDA102371R1 | 1SDA076606R1
38 | Q | XT4SQ3225SFF000XXX | 1SDA075641R1+1SDA102375R1+1SDA076606R1 | XT4S 250 BREAKING PART 3p F F UL/CSA + Ekip Touch Meas.LSIG In225 XT4 3p UL/CSA 100% rated | 38:Q | XT4SQ3225SFF000XXX |  | https://new.abb.com/products/en/1SDA075641R1 | https://new.abb.com/products/en/1SDA102375R1 | 1SDA076606R1
38 | Q | XT4SQ3225TFF000XXX | 1SDA075641R1+1SDA102379R1+1SDA076606R1 | XT4S 250 BREAKING PART 3p F F UL/CSA + Ekip Hi-Touch LSI In=225A XT4 3p UL/CSA 100% rated | 38:Q | XT4SQ3225TFF000XXX |  | https://new.abb.com/products/en/1SDA075641R1 | https://new.abb.com/products/en/1SDA102379R1 | 1SDA076606R1
38 | Q | XT4SQ3225UFF000XXX | 1SDA075641R1+1SDA102383R1+1SDA076606R1 | XT4S 250 BREAKING PART 3p F F UL/CSA + Ekip Hi-Touch LSIG In=225A XT4 3p UL/CSA 100% rated | 38:Q | XT4SQ3225UFF000XXX |  | https://new.abb.com/products/en/1SDA075641R1 | https://new.abb.com/products/en/1SDA102383R1 | 1SDA076606R1
38 | Q | XT4SQ3250PFF000XXX | 1SDA075641R1+1SDA102365R1+1SDA076606R1 | XT4S 250 BREAKING PART 3p F F UL/CSA + Ekip Touch LSI In=250A XT4 3p UL/CSA 100% rated | 38:Q | XT4SQ3250PFF000XXX |  | https://new.abb.com/products/en/1SDA075641R1 | https://new.abb.com/products/en/1SDA102365R1 | 1SDA076606R1
38 | Q | XT4SQ3250QFF000XXX | 1SDA075641R1+1SDA102369R1+1SDA076606R1 | XT4S 250 BREAKING PART 3p F F UL/CSA + Ekip Touch LSIG In=250A XT4 3p UL/CSA 100% rated | 38:Q | XT4SQ3250QFF000XXX |  | https://new.abb.com/products/en/1SDA075641R1 | https://new.abb.com/products/en/1SDA102369R1 | 1SDA076606R1
38 | Q | XT4SQ3250RFF000XXX | 1SDA075641R1+1SDA102373R1+1SDA076606R1 | XT4S 250 BREAKING PART 3p F F UL/CSA + Ekip Touch Meas.LSI In250 XT4 3p UL/CSA 100% rated | 38:Q | XT4SQ3250RFF000XXX |  | https://new.abb.com/products/en/1SDA075641R1 | https://new.abb.com/products/en/1SDA102373R1 | 1SDA076606R1
38 | Q | XT4SQ3250SFF000XXX | 1SDA075641R1+1SDA102377R1+1SDA076606R1 | XT4S 250 BREAKING PART 3p F F UL/CSA + Ekip Touch Meas.LSIG In250 XT4 3p UL/CSA 100% rated | 38:Q | XT4SQ3250SFF000XXX |  | https://new.abb.com/products/en/1SDA075641R1 | https://new.abb.com/products/en/1SDA102377R1 | 1SDA076606R1
38 | Q | XT4SQ3250TFF000XXX | 1SDA075641R1+1SDA102381R1+1SDA076606R1 | XT4S 250 BREAKING PART 3p F F UL/CSA + Ekip Hi-Touch LSI In=250A XT4 3p UL/CSA 100% rated | 38:Q | XT4SQ3250TFF000XXX |  | https://new.abb.com/products/en/1SDA075641R1 | https://new.abb.com/products/en/1SDA102381R1 | 1SDA076606R1
38 | Q | XT4SQ3250UFF000XXX | 1SDA075641R1+1SDA102385R1+1SDA076606R1 | XT4S 250 BREAKING PART 3p F F UL/CSA + Ekip Hi-Touch LSIG In=250A XT4 3p UL/CSA 100% rated | 38:Q | XT4SQ3250UFF000XXX |  | https://new.abb.com/products/en/1SDA075641R1 | https://new.abb.com/products/en/1SDA102385R1 | 1SDA076606R1
38 | Q | XT4HQ3100PFF000XXX | 1SDA075642R1+1SDA102364R1+1SDA076606R1 | XT4H 250 BREAKING PART 3p F F UL/CSA + Ekip Touch LSI In=100A XT4 3p UL/CSA 100% rated | 38:Q | XT4HQ3100PFF000XXX |  | https://new.abb.com/products/en/1SDA075642R1 | https://new.abb.com/products/en/1SDA102364R1 | 1SDA076606R1
38 | Q | XT4HQ3100QFF000XXX | 1SDA075642R1+1SDA102368R1+1SDA076606R1 | XT4H 250 BREAKING PART 3p F F UL/CSA + Ekip Touch LSIG In=100A XT4 3p UL/CSA 100% rated | 38:Q | XT4HQ3100QFF000XXX |  | https://new.abb.com/products/en/1SDA075642R1 | https://new.abb.com/products/en/1SDA102368R1 | 1SDA076606R1
38 | Q | XT4HQ3100RFF000XXX | 1SDA075642R1+1SDA102372R1+1SDA076606R1 | XT4H 250 BREAKING PART 3p F F UL/CSA + Ekip Touch Meas.LSI In100 XT4 3p UL/CSA 100% rated | 38:Q | XT4HQ3100RFF000XXX |  | https://new.abb.com/products/en/1SDA075642R1 | https://new.abb.com/products/en/1SDA102372R1 | 1SDA076606R1
38 | Q | XT4HQ3100SFF000XXX | 1SDA075642R1+1SDA102376R1+1SDA076606R1 | XT4H 250 BREAKING PART 3p F F UL/CSA + Ekip Touch Meas.LSIG In100 XT4 3p UL/CSA 100% rated | 38:Q | XT4HQ3100SFF000XXX |  | https://new.abb.com/products/en/1SDA075642R1 | https://new.abb.com/products/en/1SDA102376R1 | 1SDA076606R1
38 | Q | XT4HQ3100TFF000XXX | 1SDA075642R1+1SDA102380R1+1SDA076606R1 | XT4H 250 BREAKING PART 3p F F UL/CSA + Ekip Hi-Touch LSI In=100A XT4 3p UL/CSA 100% rated | 38:Q | XT4HQ3100TFF000XXX |  | https://new.abb.com/products/en/1SDA075642R1 | https://new.abb.com/products/en/1SDA102380R1 | 1SDA076606R1
38 | Q | XT4HQ3100UFF000XXX | 1SDA075642R1+1SDA102384R1+1SDA076606R1 | XT4H 250 BREAKING PART 3p F F UL/CSA + Ekip Hi-Touch LSIG In=100A XT4 3p UL/CSA 100% rated | 38:Q | XT4HQ3100UFF000XXX |  | https://new.abb.com/products/en/1SDA075642R1 | https://new.abb.com/products/en/1SDA102384R1 | 1SDA076606R1
38 | Q | XT4HQ3150PFF000XXX | 1SDA075642R1+1SDA102362R1+1SDA076606R1 | XT4H 250 BREAKING PART 3p F F UL/CSA + Ekip Touch LSI In=150A XT4 3p UL/CSA 100% rated | 38:Q | XT4HQ3150PFF000XXX |  | https://new.abb.com/products/en/1SDA075642R1 | https://new.abb.com/products/en/1SDA102362R1 | 1SDA076606R1
38 | Q | XT4HQ3150QFF000XXX | 1SDA075642R1+1SDA102366R1+1SDA076606R1 | XT4H 250 BREAKING PART 3p F F UL/CSA + Ekip Touch LSIG In=150A XT4 3p UL/CSA 100% rated | 38:Q | XT4HQ3150QFF000XXX |  | https://new.abb.com/products/en/1SDA075642R1 | https://new.abb.com/products/en/1SDA102366R1 | 1SDA076606R1
38 | Q | XT4HQ3150RFF000XXX | 1SDA075642R1+1SDA102370R1+1SDA076606R1 | XT4H 250 BREAKING PART 3p F F UL/CSA + Ekip Touch Meas.LSI In150 XT4 3p UL/CSA 100% rated | 38:Q | XT4HQ3150RFF000XXX |  | https://new.abb.com/products/en/1SDA075642R1 | https://new.abb.com/products/en/1SDA102370R1 | 1SDA076606R1
38 | Q | XT4HQ3150SFF000XXX | 1SDA075642R1+1SDA102374R1+1SDA076606R1 | XT4H 250 BREAKING PART 3p F F UL/CSA + Ekip Touch Meas.LSIG In150 XT4 3p UL/CSA 100% rated | 38:Q | XT4HQ3150SFF000XXX |  | https://new.abb.com/products/en/1SDA075642R1 | https://new.abb.com/products/en/1SDA102374R1 | 1SDA076606R1
38 | Q | XT4HQ3150TFF000XXX | 1SDA075642R1+1SDA102378R1+1SDA076606R1 | XT4H 250 BREAKING PART 3p F F UL/CSA + Ekip Hi-Touch LSI In=150A XT4 3p UL/CSA 100% rated | 38:Q | XT4HQ3150TFF000XXX |  | https://new.abb.com/products/en/1SDA075642R1 | https://new.abb.com/products/en/1SDA102378R1 | 1SDA076606R1
38 | Q | XT4HQ3150UFF000XXX | 1SDA075642R1+1SDA102382R1+1SDA076606R1 | XT4H 250 BREAKING PART 3p F F UL/CSA + Ekip Hi-Touch LSIG In=150A XT4 3p UL/CSA 100% rated | 38:Q | XT4HQ3150UFF000XXX |  | https://new.abb.com/products/en/1SDA075642R1 | https://new.abb.com/products/en/1SDA102382R1 | 1SDA076606R1
38 | Q | XT4HQ3225PFF000XXX | 1SDA075642R1+1SDA102363R1+1SDA076606R1 | XT4H 250 BREAKING PART 3p F F UL/CSA + Ekip Touch LSI In=225A XT4 3p UL/CSA 100% rated | 38:Q | XT4HQ3225PFF000XXX |  | https://new.abb.com/products/en/1SDA075642R1 | https://new.abb.com/products/en/1SDA102363R1 | 1SDA076606R1
38 | Q | XT4HQ3225QFF000XXX | 1SDA075642R1+1SDA102367R1+1SDA076606R1 | XT4H 250 BREAKING PART 3p F F UL/CSA + Ekip Touch LSIG In=225A XT4 3p UL/CSA 100% rated | 38:Q | XT4HQ3225QFF000XXX |  | https://new.abb.com/products/en/1SDA075642R1 | https://new.abb.com/products/en/1SDA102367R1 | 1SDA076606R1
38 | Q | XT4HQ3225RFF000XXX | 1SDA075642R1+1SDA102371R1+1SDA076606R1 | XT4H 250 BREAKING PART 3p F F UL/CSA + Ekip Touch Meas.LSI In225 XT4 3p UL/CSA 100% rated | 38:Q | XT4HQ3225RFF000XXX |  | https://new.abb.com/products/en/1SDA075642R1 | https://new.abb.com/products/en/1SDA102371R1 | 1SDA076606R1
38 | Q | XT4HQ3225SFF000XXX | 1SDA075642R1+1SDA102375R1+1SDA076606R1 | XT4H 250 BREAKING PART 3p F F UL/CSA + Ekip Touch Meas.LSIG In225 XT4 3p UL/CSA 100% rated | 38:Q | XT4HQ3225SFF000XXX |  | https://new.abb.com/products/en/1SDA075642R1 | https://new.abb.com/products/en/1SDA102375R1 | 1SDA076606R1
38 | Q | XT4HQ3225TFF000XXX | 1SDA075642R1+1SDA102379R1+1SDA076606R1 | XT4H 250 BREAKING PART 3p F F UL/CSA + Ekip Hi-Touch LSI In=225A XT4 3p UL/CSA 100% rated | 38:Q | XT4HQ3225TFF000XXX |  | https://new.abb.com/products/en/1SDA075642R1 | https://new.abb.com/products/en/1SDA102379R1 | 1SDA076606R1
38 | Q | XT4HQ3225UFF000XXX | 1SDA075642R1+1SDA102383R1+1SDA076606R1 | XT4H 250 BREAKING PART 3p F F UL/CSA + Ekip Hi-Touch LSIG In=225A XT4 3p UL/CSA 100% rated | 38:Q | XT4HQ3225UFF000XXX |  | https://new.abb.com/products/en/1SDA075642R1 | https://new.abb.com/products/en/1SDA102383R1 | 1SDA076606R1
38 | Q | XT4HQ3250PFF000XXX | 1SDA075642R1+1SDA102365R1+1SDA076606R1 | XT4H 250 BREAKING PART 3p F F UL/CSA + Ekip Touch LSI In=250A XT4 3p UL/CSA 100% rated | 38:Q | XT4HQ3250PFF000XXX |  | https://new.abb.com/products/en/1SDA075642R1 | https://new.abb.com/products/en/1SDA102365R1 | 1SDA076606R1
38 | Q | XT4HQ3250QFF000XXX | 1SDA075642R1+1SDA102369R1+1SDA076606R1 | XT4H 250 BREAKING PART 3p F F UL/CSA + Ekip Touch LSIG In=250A XT4 3p UL/CSA 100% rated | 38:Q | XT4HQ3250QFF000XXX |  | https://new.abb.com/products/en/1SDA075642R1 | https://new.abb.com/products/en/1SDA102369R1 | 1SDA076606R1
38 | Q | XT4HQ3250RFF000XXX | 1SDA075642R1+1SDA102373R1+1SDA076606R1 | XT4H 250 BREAKING PART 3p F F UL/CSA + Ekip Touch Meas.LSI In250 XT4 3p UL/CSA 100% rated | 38:Q | XT4HQ3250RFF000XXX |  | https://new.abb.com/products/en/1SDA075642R1 | https://new.abb.com/products/en/1SDA102373R1 | 1SDA076606R1
38 | Q | XT4HQ3250SFF000XXX | 1SDA075642R1+1SDA102377R1+1SDA076606R1 | XT4H 250 BREAKING PART 3p F F UL/CSA + Ekip Touch Meas.LSIG In250 XT4 3p UL/CSA 100% rated | 38:Q | XT4HQ3250SFF000XXX |  | https://new.abb.com/products/en/1SDA075642R1 | https://new.abb.com/products/en/1SDA102377R1 | 1SDA076606R1
38 | Q | XT4HQ3250TFF000XXX | 1SDA075642R1+1SDA102381R1+1SDA076606R1 | XT4H 250 BREAKING PART 3p F F UL/CSA + Ekip Hi-Touch LSI In=250A XT4 3p UL/CSA 100% rated | 38:Q | XT4HQ3250TFF000XXX |  | https://new.abb.com/products/en/1SDA075642R1 | https://new.abb.com/products/en/1SDA102381R1 | 1SDA076606R1
38 | Q | XT4HQ3250UFF000XXX | 1SDA075642R1+1SDA102385R1+1SDA076606R1 | XT4H 250 BREAKING PART 3p F F UL/CSA + Ekip Hi-Touch LSIG In=250A XT4 3p UL/CSA 100% rated | 38:Q | XT4HQ3250UFF000XXX |  | https://new.abb.com/products/en/1SDA075642R1 | https://new.abb.com/products/en/1SDA102385R1 | 1SDA076606R1
38 | Q | XT4LQ3040CFF000XXX | 1SDA075643R1+1SDA102389R1+1SDA076606R1 | XT4L 250 Ekip DIP LIG 3p 40A F F UL/CSA | 38:Q | XT4LQ3040CFF000XXX |  | https://new.abb.com/products/en/1SDA075643R1 | https://new.abb.com/products/en/1SDA102389R1 | 1SDA076606R1
38 | Q | XT4LQ3060CFF000XXX | 1SDA075643R1+1SDA102390R1+1SDA076606R1 | XT4L 250 Ekip DIP LIG 3p 60A F F UL/CSA | 38:Q | XT4LQ3060CFF000XXX |  | https://new.abb.com/products/en/1SDA075643R1 | https://new.abb.com/products/en/1SDA102390R1 | 1SDA076606R1
38 | Q | XT4LQ3100PFF000XXX | 1SDA075643R1+1SDA102364R1+1SDA076606R1 | XT4L 250 BREAKING PART 3p F F UL/CSA + Ekip Touch LSI In=100A XT4 3p UL/CSA 100% rated | 38:Q | XT4LQ3100PFF000XXX |  | https://new.abb.com/products/en/1SDA075643R1 | https://new.abb.com/products/en/1SDA102364R1 | 1SDA076606R1
38 | Q | XT4LQ3100QFF000XXX | 1SDA075643R1+1SDA102368R1+1SDA076606R1 | XT4L 250 BREAKING PART 3p F F UL/CSA + Ekip Touch LSIG In=100A XT4 3p UL/CSA 100% rated | 38:Q | XT4LQ3100QFF000XXX |  | https://new.abb.com/products/en/1SDA075643R1 | https://new.abb.com/products/en/1SDA102368R1 | 1SDA076606R1
38 | Q | XT4LQ3100RFF000XXX | 1SDA075643R1+1SDA102372R1+1SDA076606R1 | XT4L 250 BREAKING PART 3p F F UL/CSA + Ekip Touch Meas.LSI In100 XT4 3p UL/CSA 100% rated | 38:Q | XT4LQ3100RFF000XXX |  | https://new.abb.com/products/en/1SDA075643R1 | https://new.abb.com/products/en/1SDA102372R1 | 1SDA076606R1
38 | Q | XT4LQ3100SFF000XXX | 1SDA075643R1+1SDA102376R1+1SDA076606R1 | XT4L 250 BREAKING PART 3p F F UL/CSA + Ekip Touch Meas.LSIG In100 XT4 3p UL/CSA 100% rated | 38:Q | XT4LQ3100SFF000XXX |  | https://new.abb.com/products/en/1SDA075643R1 | https://new.abb.com/products/en/1SDA102376R1 | 1SDA076606R1
38 | Q | XT4LQ3100TFF000XXX | 1SDA075643R1+1SDA102380R1+1SDA076606R1 | XT4L 250 BREAKING PART 3p F F UL/CSA + Ekip Hi-Touch LSI In=100A XT4 3p UL/CSA 100% rated | 38:Q | XT4LQ3100TFF000XXX |  | https://new.abb.com/products/en/1SDA075643R1 | https://new.abb.com/products/en/1SDA102380R1 | 1SDA076606R1
38 | Q | XT4LQ3100UFF000XXX | 1SDA075643R1+1SDA102384R1+1SDA076606R1 | XT4L 250 BREAKING PART 3p F F UL/CSA + Ekip Hi-Touch LSIG In=100A XT4 3p UL/CSA 100% rated | 38:Q | XT4LQ3100UFF000XXX |  | https://new.abb.com/products/en/1SDA075643R1 | https://new.abb.com/products/en/1SDA102384R1 | 1SDA076606R1
38 | Q | XT4LQ3100CFF000XXX | 1SDA075643R1+1SDA102391R1+1SDA076606R1 | XT4L 250 BREAKING PART 3p F F UL/CSA + Ekip Dip LIG In=100A XT4 3p UL/CSA 100% rated | 38:Q | XT4LQ3100CFF000XXX |  | https://new.abb.com/products/en/1SDA075643R1 | https://new.abb.com/products/en/1SDA102391R1 | 1SDA076606R1
38 | Q | XT4LQ3150PFF000XXX | 1SDA075643R1+1SDA102362R1+1SDA076606R1 | XT4L 250 BREAKING PART 3p F F UL/CSA + Ekip Touch LSI In=150A XT4 3p UL/CSA 100% rated | 38:Q | XT4LQ3150PFF000XXX |  | https://new.abb.com/products/en/1SDA075643R1 | https://new.abb.com/products/en/1SDA102362R1 | 1SDA076606R1
38 | Q | XT4LQ3150QFF000XXX | 1SDA075643R1+1SDA102366R1+1SDA076606R1 | XT4L 250 BREAKING PART 3p F F UL/CSA + Ekip Touch LSIG In=150A XT4 3p UL/CSA 100% rated | 38:Q | XT4LQ3150QFF000XXX |  | https://new.abb.com/products/en/1SDA075643R1 | https://new.abb.com/products/en/1SDA102366R1 | 1SDA076606R1
38 | Q | XT4LQ3150RFF000XXX | 1SDA075643R1+1SDA102370R1+1SDA076606R1 | XT4L 250 BREAKING PART 3p F F UL/CSA + Ekip Touch Meas.LSI In150 XT4 3p UL/CSA 100% rated | 38:Q | XT4LQ3150RFF000XXX |  | https://new.abb.com/products/en/1SDA075643R1 | https://new.abb.com/products/en/1SDA102370R1 | 1SDA076606R1
38 | Q | XT4LQ3150SFF000XXX | 1SDA075643R1+1SDA102374R1+1SDA076606R1 | XT4L 250 BREAKING PART 3p F F UL/CSA + Ekip Touch Meas.LSIG In150 XT4 3p UL/CSA 100% rated | 38:Q | XT4LQ3150SFF000XXX |  | https://new.abb.com/products/en/1SDA075643R1 | https://new.abb.com/products/en/1SDA102374R1 | 1SDA076606R1
38 | Q | XT4LQ3150TFF000XXX | 1SDA075643R1+1SDA102378R1+1SDA076606R1 | XT4L 250 BREAKING PART 3p F F UL/CSA + Ekip Hi-Touch LSI In=150A XT4 3p UL/CSA 100% rated | 38:Q | XT4LQ3150TFF000XXX |  | https://new.abb.com/products/en/1SDA075643R1 | https://new.abb.com/products/en/1SDA102378R1 | 1SDA076606R1
38 | Q | XT4LQ3150UFF000XXX | 1SDA075643R1+1SDA102382R1+1SDA076606R1 | XT4L 250 BREAKING PART 3p F F UL/CSA + Ekip Hi-Touch LSIG In=150A XT4 3p UL/CSA 100% rated | 38:Q | XT4LQ3150UFF000XXX |  | https://new.abb.com/products/en/1SDA075643R1 | https://new.abb.com/products/en/1SDA102382R1 | 1SDA076606R1
38 | Q | XT4LQ3150CFF000XXX | 1SDA075643R1+1SDA102392R1+1SDA076606R1 | XT4L 250 BREAKING PART 3p F F UL/CSA + Ekip Dip LIG In=150A XT4 3p UL/CSA 100% rated | 38:Q | XT4LQ3150CFF000XXX |  | https://new.abb.com/products/en/1SDA075643R1 | https://new.abb.com/products/en/1SDA102392R1 | 1SDA076606R1
38 | Q | XT4LQ3225PFF000XXX | 1SDA075643R1+1SDA102363R1+1SDA076606R1 | XT4L 250 BREAKING PART 3p F F UL/CSA + Ekip Touch LSI In=225A XT4 3p UL/CSA 100% rated | 38:Q | XT4LQ3225PFF000XXX |  | https://new.abb.com/products/en/1SDA075643R1 | https://new.abb.com/products/en/1SDA102363R1 | 1SDA076606R1
38 | Q | XT4LQ3225QFF000XXX | 1SDA075643R1+1SDA102367R1+1SDA076606R1 | XT4L 250 BREAKING PART 3p F F UL/CSA + Ekip Touch LSIG In=225A XT4 3p UL/CSA 100% rated | 38:Q | XT4LQ3225QFF000XXX |  | https://new.abb.com/products/en/1SDA075643R1 | https://new.abb.com/products/en/1SDA102367R1 | 1SDA076606R1
38 | Q | XT4LQ3225RFF000XXX | 1SDA075643R1+1SDA102371R1+1SDA076606R1 | XT4L 250 BREAKING PART 3p F F UL/CSA + Ekip Touch Meas.LSI In225 XT4 3p UL/CSA 100% rated | 38:Q | XT4LQ3225RFF000XXX |  | https://new.abb.com/products/en/1SDA075643R1 | https://new.abb.com/products/en/1SDA102371R1 | 1SDA076606R1
38 | Q | XT4LQ3225SFF000XXX | 1SDA075643R1+1SDA102375R1+1SDA076606R1 | XT4L 250 BREAKING PART 3p F F UL/CSA + Ekip Touch Meas.LSIG In225 XT4 3p UL/CSA 100% rated | 38:Q | XT4LQ3225SFF000XXX |  | https://new.abb.com/products/en/1SDA075643R1 | https://new.abb.com/products/en/1SDA102375R1 | 1SDA076606R1
38 | Q | XT4LQ3225TFF000XXX | 1SDA075643R1+1SDA102379R1+1SDA076606R1 | XT4L 250 BREAKING PART 3p F F UL/CSA + Ekip Hi-Touch LSI In=225A XT4 3p UL/CSA 100% rated | 38:Q | XT4LQ3225TFF000XXX |  | https://new.abb.com/products/en/1SDA075643R1 | https://new.abb.com/products/en/1SDA102379R1 | 1SDA076606R1
38 | Q | XT4LQ3225UFF000XXX | 1SDA075643R1+1SDA102383R1+1SDA076606R1 | XT4L 250 BREAKING PART 3p F F UL/CSA + Ekip Hi-Touch LSIG In=225A XT4 3p UL/CSA 100% rated | 38:Q | XT4LQ3225UFF000XXX |  | https://new.abb.com/products/en/1SDA075643R1 | https://new.abb.com/products/en/1SDA102383R1 | 1SDA076606R1
38 | Q | XT4LQ3225CFF000XXX | 1SDA075643R1+1SDA102393R1+1SDA076606R1 | XT4L 250 BREAKING PART 3p F F UL/CSA + Ekip Dip LIG In=225A XT4 3p UL/CSA 100% rated | 38:Q | XT4LQ3225CFF000XXX |  | https://new.abb.com/products/en/1SDA075643R1 | https://new.abb.com/products/en/1SDA102393R1 | 1SDA076606R1
38 | Q | XT4LQ3250PFF000XXX | 1SDA075643R1+1SDA102365R1+1SDA076606R1 | XT4L 250 BREAKING PART 3p F F UL/CSA + Ekip Touch LSI In=250A XT4 3p UL/CSA 100% rated | 38:Q | XT4LQ3250PFF000XXX |  | https://new.abb.com/products/en/1SDA075643R1 | https://new.abb.com/products/en/1SDA102365R1 | 1SDA076606R1
38 | Q | XT4LQ3250QFF000XXX | 1SDA075643R1+1SDA102369R1+1SDA076606R1 | XT4L 250 BREAKING PART 3p F F UL/CSA + Ekip Touch LSIG In=250A XT4 3p UL/CSA 100% rated | 38:Q | XT4LQ3250QFF000XXX |  | https://new.abb.com/products/en/1SDA075643R1 | https://new.abb.com/products/en/1SDA102369R1 | 1SDA076606R1
38 | Q | XT4LQ3250RFF000XXX | 1SDA075643R1+1SDA102373R1+1SDA076606R1 | XT4L 250 BREAKING PART 3p F F UL/CSA + Ekip Touch Meas.LSI In250 XT4 3p UL/CSA 100% rated | 38:Q | XT4LQ3250RFF000XXX |  | https://new.abb.com/products/en/1SDA075643R1 | https://new.abb.com/products/en/1SDA102373R1 | 1SDA076606R1
38 | Q | XT4LQ3250SFF000XXX | 1SDA075643R1+1SDA102377R1+1SDA076606R1 | XT4L 250 BREAKING PART 3p F F UL/CSA + Ekip Touch Meas.LSIG In250 XT4 3p UL/CSA 100% rated | 38:Q | XT4LQ3250SFF000XXX |  | https://new.abb.com/products/en/1SDA075643R1 | https://new.abb.com/products/en/1SDA102377R1 | 1SDA076606R1
38 | Q | XT4LQ3250TFF000XXX | 1SDA075643R1+1SDA102381R1+1SDA076606R1 | XT4L 250 BREAKING PART 3p F F UL/CSA + Ekip Hi-Touch LSI In=250A XT4 3p UL/CSA 100% rated | 38:Q | XT4LQ3250TFF000XXX |  | https://new.abb.com/products/en/1SDA075643R1 | https://new.abb.com/products/en/1SDA102381R1 | 1SDA076606R1
38 | Q | XT4LQ3250UFF000XXX | 1SDA075643R1+1SDA102385R1+1SDA076606R1 | XT4L 250 BREAKING PART 3p F F UL/CSA + Ekip Hi-Touch LSIG In=250A XT4 3p UL/CSA 100% rated | 38:Q | XT4LQ3250UFF000XXX |  | https://new.abb.com/products/en/1SDA075643R1 | https://new.abb.com/products/en/1SDA102385R1 | 1SDA076606R1
38 | Q | XT4LQ3250CFF000XXX | 1SDA075643R1+1SDA102394R1+1SDA076606R1 | XT4L 250 BREAKING PART 3p F F UL/CSA + Ekip Dip LIG In=250A XT4 3p UL/CSA 100% rated | 38:Q | XT4LQ3250CFF000XXX |  | https://new.abb.com/products/en/1SDA075643R1 | https://new.abb.com/products/en/1SDA102394R1 | 1SDA076606R1
38 | Q | XT4VQ3040CFF000XXX | 1SDA075644R1+1SDA102389R1+1SDA076606R1 | XT4V 250 Ekip DIP LIG 3p 40A F F UL/CSA | 38:Q | XT4VQ3040CFF000XXX |  | https://new.abb.com/products/en/1SDA075644R1 | https://new.abb.com/products/en/1SDA102389R1 | 1SDA076606R1
38 | Q | XT4VQ3060CFF000XXX | 1SDA075644R1+1SDA102390R1+1SDA076606R1 | XT4V 250 Ekip DIP LIG 3p 60A F F UL/CSA | 38:Q | XT4VQ3060CFF000XXX |  | https://new.abb.com/products/en/1SDA075644R1 | https://new.abb.com/products/en/1SDA102390R1 | 1SDA076606R1
38 | Q | XT4VQ3100PFF000XXX | 1SDA075644R1+1SDA102364R1+1SDA076606R1 | XT4V 250 BREAKING PART 3p F F UL/CSA + Ekip Touch LSI In=100A XT4 3p UL/CSA 100% rated | 38:Q | XT4VQ3100PFF000XXX |  | https://new.abb.com/products/en/1SDA075644R1 | https://new.abb.com/products/en/1SDA102364R1 | 1SDA076606R1
38 | Q | XT4VQ3100QFF000XXX | 1SDA075644R1+1SDA102368R1+1SDA076606R1 | XT4V 250 BREAKING PART 3p F F UL/CSA + Ekip Touch LSIG In=100A XT4 3p UL/CSA 100% rated | 38:Q | XT4VQ3100QFF000XXX |  | https://new.abb.com/products/en/1SDA075644R1 | https://new.abb.com/products/en/1SDA102368R1 | 1SDA076606R1
38 | Q | XT4VQ3100RFF000XXX | 1SDA075644R1+1SDA102372R1+1SDA076606R1 | XT4V 250 BREAKING PART 3p F F UL/CSA + Ekip Touch Meas.LSI In100 XT4 3p UL/CSA 100% rated | 38:Q | XT4VQ3100RFF000XXX |  | https://new.abb.com/products/en/1SDA075644R1 | https://new.abb.com/products/en/1SDA102372R1 | 1SDA076606R1
38 | Q | XT4VQ3100SFF000XXX | 1SDA075644R1+1SDA102376R1+1SDA076606R1 | XT4V 250 BREAKING PART 3p F F UL/CSA + Ekip Touch Meas.LSIG In100 XT4 3p UL/CSA 100% rated | 38:Q | XT4VQ3100SFF000XXX |  | https://new.abb.com/products/en/1SDA075644R1 | https://new.abb.com/products/en/1SDA102376R1 | 1SDA076606R1
38 | Q | XT4VQ3100TFF000XXX | 1SDA075644R1+1SDA102380R1+1SDA076606R1 | XT4V 250 BREAKING PART 3p F F UL/CSA + Ekip Hi-Touch LSI In=100A XT4 3p UL/CSA 100% rated | 38:Q | XT4VQ3100TFF000XXX |  | https://new.abb.com/products/en/1SDA075644R1 | https://new.abb.com/products/en/1SDA102380R1 | 1SDA076606R1
38 | Q | XT4VQ3100UFF000XXX | 1SDA075644R1+1SDA102384R1+1SDA076606R1 | XT4V 250 BREAKING PART 3p F F UL/CSA + Ekip Hi-Touch LSIG In=100A XT4 3p UL/CSA 100% rated | 38:Q | XT4VQ3100UFF000XXX |  | https://new.abb.com/products/en/1SDA075644R1 | https://new.abb.com/products/en/1SDA102384R1 | 1SDA076606R1
38 | Q | XT4VQ3100CFF000XXX | 1SDA075644R1+1SDA102391R1+1SDA076606R1 | XT4V 250 BREAKING PART 3p F F UL/CSA + Ekip Dip LIG In=100A XT4 3p UL/CSA 100% rated | 38:Q | XT4VQ3100CFF000XXX |  | https://new.abb.com/products/en/1SDA075644R1 | https://new.abb.com/products/en/1SDA102391R1 | 1SDA076606R1
38 | Q | XT4VQ3150PFF000XXX | 1SDA075644R1+1SDA102362R1+1SDA076606R1 | XT4V 250 BREAKING PART 3p F F UL/CSA + Ekip Touch LSI In=150A XT4 3p UL/CSA 100% rated | 38:Q | XT4VQ3150PFF000XXX |  | https://new.abb.com/products/en/1SDA075644R1 | https://new.abb.com/products/en/1SDA102362R1 | 1SDA076606R1
38 | Q | XT4VQ3150QFF000XXX | 1SDA075644R1+1SDA102366R1+1SDA076606R1 | XT4V 250 BREAKING PART 3p F F UL/CSA + Ekip Touch LSIG In=150A XT4 3p UL/CSA 100% rated | 38:Q | XT4VQ3150QFF000XXX |  | https://new.abb.com/products/en/1SDA075644R1 | https://new.abb.com/products/en/1SDA102366R1 | 1SDA076606R1
38 | Q | XT4VQ3150RFF000XXX | 1SDA075644R1+1SDA102370R1+1SDA076606R1 | XT4V 250 BREAKING PART 3p F F UL/CSA + Ekip Touch Meas.LSI In150 XT4 3p UL/CSA 100% rated | 38:Q | XT4VQ3150RFF000XXX |  | https://new.abb.com/products/en/1SDA075644R1 | https://new.abb.com/products/en/1SDA102370R1 | 1SDA076606R1
38 | Q | XT4VQ3150SFF000XXX | 1SDA075644R1+1SDA102374R1+1SDA076606R1 | XT4V 250 BREAKING PART 3p F F UL/CSA + Ekip Touch Meas.LSIG In150 XT4 3p UL/CSA 100% rated | 38:Q | XT4VQ3150SFF000XXX |  | https://new.abb.com/products/en/1SDA075644R1 | https://new.abb.com/products/en/1SDA102374R1 | 1SDA076606R1
38 | Q | XT4VQ3150TFF000XXX | 1SDA075644R1+1SDA102378R1+1SDA076606R1 | XT4V 250 BREAKING PART 3p F F UL/CSA + Ekip Hi-Touch LSI In=150A XT4 3p UL/CSA 100% rated | 38:Q | XT4VQ3150TFF000XXX |  | https://new.abb.com/products/en/1SDA075644R1 | https://new.abb.com/products/en/1SDA102378R1 | 1SDA076606R1
38 | Q | XT4VQ3150UFF000XXX | 1SDA075644R1+1SDA102382R1+1SDA076606R1 | XT4V 250 BREAKING PART 3p F F UL/CSA + Ekip Hi-Touch LSIG In=150A XT4 3p UL/CSA 100% rated | 38:Q | XT4VQ3150UFF000XXX |  | https://new.abb.com/products/en/1SDA075644R1 | https://new.abb.com/products/en/1SDA102382R1 | 1SDA076606R1
38 | Q | XT4VQ3150CFF000XXX | 1SDA075644R1+1SDA102392R1+1SDA076606R1 | XT4V 250 BREAKING PART 3p F F UL/CSA + Ekip Dip LIG In=150A XT4 3p UL/CSA 100% rated | 38:Q | XT4VQ3150CFF000XXX |  | https://new.abb.com/products/en/1SDA075644R1 | https://new.abb.com/products/en/1SDA102392R1 | 1SDA076606R1
38 | Q | XT4VQ3225PFF000XXX | 1SDA075644R1+1SDA102363R1+1SDA076606R1 | XT4V 250 BREAKING PART 3p F F UL/CSA + Ekip Touch LSI In=225A XT4 3p UL/CSA 100% rated | 38:Q | XT4VQ3225PFF000XXX |  | https://new.abb.com/products/en/1SDA075644R1 | https://new.abb.com/products/en/1SDA102363R1 | 1SDA076606R1
38 | Q | XT4VQ3225QFF000XXX | 1SDA075644R1+1SDA102367R1+1SDA076606R1 | XT4V 250 BREAKING PART 3p F F UL/CSA + Ekip Touch LSIG In=225A XT4 3p UL/CSA 100% rated | 38:Q | XT4VQ3225QFF000XXX |  | https://new.abb.com/products/en/1SDA075644R1 | https://new.abb.com/products/en/1SDA102367R1 | 1SDA076606R1
38 | Q | XT4VQ3225RFF000XXX | 1SDA075644R1+1SDA102371R1+1SDA076606R1 | XT4V 250 BREAKING PART 3p F F UL/CSA + Ekip Touch Meas.LSI In225 XT4 3p UL/CSA 100% rated | 38:Q | XT4VQ3225RFF000XXX |  | https://new.abb.com/products/en/1SDA075644R1 | https://new.abb.com/products/en/1SDA102371R1 | 1SDA076606R1
38 | Q | XT4VQ3225SFF000XXX | 1SDA075644R1+1SDA102375R1+1SDA076606R1 | XT4V 250 BREAKING PART 3p F F UL/CSA + Ekip Touch Meas.LSIG In225 XT4 3p UL/CSA 100% rated | 38:Q | XT4VQ3225SFF000XXX |  | https://new.abb.com/products/en/1SDA075644R1 | https://new.abb.com/products/en/1SDA102375R1 | 1SDA076606R1
38 | Q | XT4VQ3225TFF000XXX | 1SDA075644R1+1SDA102379R1+1SDA076606R1 | XT4V 250 BREAKING PART 3p F F UL/CSA + Ekip Hi-Touch LSI In=225A XT4 3p UL/CSA 100% rated | 38:Q | XT4VQ3225TFF000XXX |  | https://new.abb.com/products/en/1SDA075644R1 | https://new.abb.com/products/en/1SDA102379R1 | 1SDA076606R1
38 | Q | XT4VQ3225UFF000XXX | 1SDA075644R1+1SDA102383R1+1SDA076606R1 | XT4V 250 BREAKING PART 3p F F UL/CSA + Ekip Hi-Touch LSIG In=225A XT4 3p UL/CSA 100% rated | 38:Q | XT4VQ3225UFF000XXX |  | https://new.abb.com/products/en/1SDA075644R1 | https://new.abb.com/products/en/1SDA102383R1 | 1SDA076606R1
38 | Q | XT4VQ3225CFF000XXX | 1SDA075644R1+1SDA102393R1+1SDA076606R1 | XT4V 250 BREAKING PART 3p F F UL/CSA + Ekip Dip LIG In=225A XT4 3p UL/CSA 100% rated | 38:Q | XT4VQ3225CFF000XXX |  | https://new.abb.com/products/en/1SDA075644R1 | https://new.abb.com/products/en/1SDA102393R1 | 1SDA076606R1
38 | Q | XT4VQ3250PFF000XXX | 1SDA075644R1+1SDA102365R1+1SDA076606R1 | XT4V 250 BREAKING PART 3p F F UL/CSA + Ekip Touch LSI In=250A XT4 3p UL/CSA 100% rated | 38:Q | XT4VQ3250PFF000XXX |  | https://new.abb.com/products/en/1SDA075644R1 | https://new.abb.com/products/en/1SDA102365R1 | 1SDA076606R1
38 | Q | XT4VQ3250QFF000XXX | 1SDA075644R1+1SDA102369R1+1SDA076606R1 | XT4V 250 BREAKING PART 3p F F UL/CSA + Ekip Touch LSIG In=250A XT4 3p UL/CSA 100% rated | 38:Q | XT4VQ3250QFF000XXX |  | https://new.abb.com/products/en/1SDA075644R1 | https://new.abb.com/products/en/1SDA102369R1 | 1SDA076606R1
38 | Q | XT4VQ3250RFF000XXX | 1SDA075644R1+1SDA102373R1+1SDA076606R1 | XT4V 250 BREAKING PART 3p F F UL/CSA + Ekip Touch Meas.LSI In250 XT4 3p UL/CSA 100% rated | 38:Q | XT4VQ3250RFF000XXX |  | https://new.abb.com/products/en/1SDA075644R1 | https://new.abb.com/products/en/1SDA102373R1 | 1SDA076606R1
38 | Q | XT4VQ3250SFF000XXX | 1SDA075644R1+1SDA102377R1+1SDA076606R1 | XT4V 250 BREAKING PART 3p F F UL/CSA + Ekip Touch Meas.LSIG In250 XT4 3p UL/CSA 100% rated | 38:Q | XT4VQ3250SFF000XXX |  | https://new.abb.com/products/en/1SDA075644R1 | https://new.abb.com/products/en/1SDA102377R1 | 1SDA076606R1
38 | Q | XT4VQ3250TFF000XXX | 1SDA075644R1+1SDA102381R1+1SDA076606R1 | XT4V 250 BREAKING PART 3p F F UL/CSA + Ekip Hi-Touch LSI In=250A XT4 3p UL/CSA 100% rated | 38:Q | XT4VQ3250TFF000XXX |  | https://new.abb.com/products/en/1SDA075644R1 | https://new.abb.com/products/en/1SDA102381R1 | 1SDA076606R1
38 | Q | XT4VQ3250UFF000XXX | 1SDA075644R1+1SDA102385R1+1SDA076606R1 | XT4V 250 BREAKING PART 3p F F UL/CSA + Ekip Hi-Touch LSIG In=250A XT4 3p UL/CSA 100% rated | 38:Q | XT4VQ3250UFF000XXX |  | https://new.abb.com/products/en/1SDA075644R1 | https://new.abb.com/products/en/1SDA102385R1 | 1SDA076606R1
38 | Q | XT4VQ3250CFF000XXX | 1SDA075644R1+1SDA102394R1+1SDA076606R1 | XT4V 250 BREAKING PART 3p F F UL/CSA + Ekip Dip LIG In=250A XT4 3p UL/CSA 100% rated | 38:Q | XT4VQ3250CFF000XXX |  | https://new.abb.com/products/en/1SDA075644R1 | https://new.abb.com/products/en/1SDA102394R1 | 1SDA076606R1
38 | Q | XT4NQ4100PFF000XXX | 1SDA075645R1+1SDA102412R1+1SDA080701R1 | XT4N 250 BREAKING PART 4p F F UL/CSA + Ekip Touch LSI In=100A XT4 4p UL/CSA 100% rated | 38:Q | XT4NQ4100PFF000XXX |  | https://new.abb.com/products/en/1SDA075645R1 | https://new.abb.com/products/en/1SDA102412R1 | 1SDA080701R1
38 | Q | XT4NQ4100QFF000XXX | 1SDA075645R1+1SDA102416R1+1SDA080701R1 | XT4N 250 BREAKING PART 4p F F UL/CSA + Ekip Touch LSIG In=100A XT4 4p UL/CSA 100% rated | 38:Q | XT4NQ4100QFF000XXX |  | https://new.abb.com/products/en/1SDA075645R1 | https://new.abb.com/products/en/1SDA102416R1 | 1SDA080701R1
38 | Q | XT4NQ4100RFF000XXX | 1SDA075645R1+1SDA102420R1+1SDA080701R1 | XT4N 250 BREAKING PART 4p F F UL/CSA + Ekip Touch Meas.LSI In100 XT4 4p UL/CSA 100% rated | 38:Q | XT4NQ4100RFF000XXX |  | https://new.abb.com/products/en/1SDA075645R1 | https://new.abb.com/products/en/1SDA102420R1 | 1SDA080701R1
38 | Q | XT4NQ4100SFF000XXX | 1SDA075645R1+1SDA102424R1+1SDA080701R1 | XT4N 250 BREAKING PART 4p F F UL/CSA + Ekip Touch Meas.LSIG In100 XT4 4p UL/CSA 100% rated | 38:Q | XT4NQ4100SFF000XXX |  | https://new.abb.com/products/en/1SDA075645R1 | https://new.abb.com/products/en/1SDA102424R1 | 1SDA080701R1
38 | Q | XT4NQ4100TFF000XXX | 1SDA075645R1+1SDA102428R1+1SDA080701R1 | XT4N 250 BREAKING PART 4p F F UL/CSA + Ekip Hi-Touch LSI In=100A XT4 4p UL/CSA 100% rated | 38:Q | XT4NQ4100TFF000XXX |  | https://new.abb.com/products/en/1SDA075645R1 | https://new.abb.com/products/en/1SDA102428R1 | 1SDA080701R1
38 | Q | XT4NQ4100UFF000XXX | 1SDA075645R1+1SDA102432R1+1SDA080701R1 | XT4N 250 BREAKING PART 4p F F UL/CSA + Ekip Hi-Touch LSIG In=100A XT4 4p UL/CSA 100% rated | 38:Q | XT4NQ4100UFF000XXX |  | https://new.abb.com/products/en/1SDA075645R1 | https://new.abb.com/products/en/1SDA102432R1 | 1SDA080701R1
38 | Q | XT4NQ4150PFF000XXX | 1SDA075645R1+1SDA102410R1+1SDA080701R1 | XT4N 250 BREAKING PART 4p F F UL/CSA + Ekip Touch LSI In=150A XT4 4p UL/CSA 100% rated | 38:Q | XT4NQ4150PFF000XXX |  | https://new.abb.com/products/en/1SDA075645R1 | https://new.abb.com/products/en/1SDA102410R1 | 1SDA080701R1
38 | Q | XT4NQ4150QFF000XXX | 1SDA075645R1+1SDA102414R1+1SDA080701R1 | XT4N 250 BREAKING PART 4p F F UL/CSA + Ekip Touch LSIG In=150A XT4 4p UL/CSA 100% rated | 38:Q | XT4NQ4150QFF000XXX |  | https://new.abb.com/products/en/1SDA075645R1 | https://new.abb.com/products/en/1SDA102414R1 | 1SDA080701R1
38 | Q | XT4NQ4150RFF000XXX | 1SDA075645R1+1SDA102418R1+1SDA080701R1 | XT4N 250 BREAKING PART 4p F F UL/CSA + Ekip Touch Meas.LSI In150 XT4 4p UL/CSA 100% rated | 38:Q | XT4NQ4150RFF000XXX |  | https://new.abb.com/products/en/1SDA075645R1 | https://new.abb.com/products/en/1SDA102418R1 | 1SDA080701R1
38 | Q | XT4NQ4150SFF000XXX | 1SDA075645R1+1SDA102422R1+1SDA080701R1 | XT4N 250 BREAKING PART 4p F F UL/CSA + Ekip Touch Meas.LSIG In150 XT4 4p UL/CSA 100% rated | 38:Q | XT4NQ4150SFF000XXX |  | https://new.abb.com/products/en/1SDA075645R1 | https://new.abb.com/products/en/1SDA102422R1 | 1SDA080701R1
38 | Q | XT4NQ4150TFF000XXX | 1SDA075645R1+1SDA102426R1+1SDA080701R1 | XT4N 250 BREAKING PART 4p F F UL/CSA + Ekip Hi-Touch LSI In=150A XT4 4p UL/CSA 100% rated | 38:Q | XT4NQ4150TFF000XXX |  | https://new.abb.com/products/en/1SDA075645R1 | https://new.abb.com/products/en/1SDA102426R1 | 1SDA080701R1
38 | Q | XT4NQ4150UFF000XXX | 1SDA075645R1+1SDA102430R1+1SDA080701R1 | XT4N 250 BREAKING PART 4p F F UL/CSA + Ekip Hi-Touch LSIG In=150A XT4 4p UL/CSA 100% rated | 38:Q | XT4NQ4150UFF000XXX |  | https://new.abb.com/products/en/1SDA075645R1 | https://new.abb.com/products/en/1SDA102430R1 | 1SDA080701R1
38 | Q | XT4NQ4225PFF000XXX | 1SDA075645R1+1SDA102411R1+1SDA080701R1 | XT4N 250 BREAKING PART 4p F F UL/CSA + Ekip Touch LSI In=225A XT4 4p UL/CSA 100% rated | 38:Q | XT4NQ4225PFF000XXX |  | https://new.abb.com/products/en/1SDA075645R1 | https://new.abb.com/products/en/1SDA102411R1 | 1SDA080701R1
38 | Q | XT4NQ4225QFF000XXX | 1SDA075645R1+1SDA102415R1+1SDA080701R1 | XT4N 250 BREAKING PART 4p F F UL/CSA + Ekip Touch LSIG In=225A XT4 4p UL/CSA 100% rated | 38:Q | XT4NQ4225QFF000XXX |  | https://new.abb.com/products/en/1SDA075645R1 | https://new.abb.com/products/en/1SDA102415R1 | 1SDA080701R1
38 | Q | XT4NQ4225RFF000XXX | 1SDA075645R1+1SDA102419R1+1SDA080701R1 | XT4N 250 BREAKING PART 4p F F UL/CSA + Ekip Touch Meas.LSI In225 XT4 4p UL/CSA 100% rated | 38:Q | XT4NQ4225RFF000XXX |  | https://new.abb.com/products/en/1SDA075645R1 | https://new.abb.com/products/en/1SDA102419R1 | 1SDA080701R1
38 | Q | XT4NQ4225SFF000XXX | 1SDA075645R1+1SDA102423R1+1SDA080701R1 | XT4N 250 BREAKING PART 4p F F UL/CSA + Ekip Touch Meas.LSIG In225 XT4 4p UL/CSA 100% rated | 38:Q | XT4NQ4225SFF000XXX |  | https://new.abb.com/products/en/1SDA075645R1 | https://new.abb.com/products/en/1SDA102423R1 | 1SDA080701R1
38 | Q | XT4NQ4225TFF000XXX | 1SDA075645R1+1SDA102427R1+1SDA080701R1 | XT4N 250 BREAKING PART 4p F F UL/CSA + Ekip Hi-Touch LSI In=225A XT4 4p UL/CSA 100% rated | 38:Q | XT4NQ4225TFF000XXX |  | https://new.abb.com/products/en/1SDA075645R1 | https://new.abb.com/products/en/1SDA102427R1 | 1SDA080701R1
38 | Q | XT4NQ4225UFF000XXX | 1SDA075645R1+1SDA102431R1+1SDA080701R1 | XT4N 250 BREAKING PART 4p F F UL/CSA + Ekip Hi-Touch LSIG In=225A XT4 4p UL/CSA 100% rated | 38:Q | XT4NQ4225UFF000XXX |  | https://new.abb.com/products/en/1SDA075645R1 | https://new.abb.com/products/en/1SDA102431R1 | 1SDA080701R1
38 | Q | XT4NQ4250PFF000XXX | 1SDA075645R1+1SDA102413R1+1SDA080701R1 | XT4N 250 BREAKING PART 4p F F UL/CSA + Ekip Touch LSI In=250A XT4 4p UL/CSA 100% rated | 38:Q | XT4NQ4250PFF000XXX |  | https://new.abb.com/products/en/1SDA075645R1 | https://new.abb.com/products/en/1SDA102413R1 | 1SDA080701R1
38 | Q | XT4NQ4250QFF000XXX | 1SDA075645R1+1SDA102417R1+1SDA080701R1 | XT4N 250 BREAKING PART 4p F F UL/CSA + Ekip Touch LSIG In=250A XT4 4p UL/CSA 100% rated | 38:Q | XT4NQ4250QFF000XXX |  | https://new.abb.com/products/en/1SDA075645R1 | https://new.abb.com/products/en/1SDA102417R1 | 1SDA080701R1
38 | Q | XT4NQ4250RFF000XXX | 1SDA075645R1+1SDA102421R1+1SDA080701R1 | XT4N 250 BREAKING PART 4p F F UL/CSA + Ekip Touch Meas.LSI In250 XT4 4p UL/CSA 100% rated | 38:Q | XT4NQ4250RFF000XXX |  | https://new.abb.com/products/en/1SDA075645R1 | https://new.abb.com/products/en/1SDA102421R1 | 1SDA080701R1
38 | Q | XT4NQ4250SFF000XXX | 1SDA075645R1+1SDA102425R1+1SDA080701R1 | XT4N 250 BREAKING PART 4p F F UL/CSA + Ekip Touch Meas.LSIG In250 XT4 4p UL/CSA 100% rated | 38:Q | XT4NQ4250SFF000XXX |  | https://new.abb.com/products/en/1SDA075645R1 | https://new.abb.com/products/en/1SDA102425R1 | 1SDA080701R1
38 | Q | XT4NQ4250TFF000XXX | 1SDA075645R1+1SDA102429R1+1SDA080701R1 | XT4N 250 BREAKING PART 4p F F UL/CSA + Ekip Hi-Touch LSI In=250A XT4 4p UL/CSA 100% rated | 38:Q | XT4NQ4250TFF000XXX |  | https://new.abb.com/products/en/1SDA075645R1 | https://new.abb.com/products/en/1SDA102429R1 | 1SDA080701R1
38 | Q | XT4NQ4250UFF000XXX | 1SDA075645R1+1SDA102433R1+1SDA080701R1 | XT4N 250 BREAKING PART 4p F F UL/CSA + Ekip Hi-Touch LSIG In=250A XT4 4p UL/CSA 100% rated | 38:Q | XT4NQ4250UFF000XXX |  | https://new.abb.com/products/en/1SDA075645R1 | https://new.abb.com/products/en/1SDA102433R1 | 1SDA080701R1
38 | Q | XT4SQ4100PFF000XXX | 1SDA075646R1+1SDA102412R1+1SDA080701R1 | XT4S 250 BREAKING PART 4p F F UL/CSA + Ekip Touch LSI In=100A XT4 4p UL/CSA 100% rated | 38:Q | XT4SQ4100PFF000XXX |  | https://new.abb.com/products/en/1SDA075646R1 | https://new.abb.com/products/en/1SDA102412R1 | 1SDA080701R1
38 | Q | XT4SQ4100QFF000XXX | 1SDA075646R1+1SDA102416R1+1SDA080701R1 | XT4S 250 BREAKING PART 4p F F UL/CSA + Ekip Touch LSIG In=100A XT4 4p UL/CSA 100% rated | 38:Q | XT4SQ4100QFF000XXX |  | https://new.abb.com/products/en/1SDA075646R1 | https://new.abb.com/products/en/1SDA102416R1 | 1SDA080701R1
38 | Q | XT4SQ4100RFF000XXX | 1SDA075646R1+1SDA102420R1+1SDA080701R1 | XT4S 250 BREAKING PART 4p F F UL/CSA + Ekip Touch Meas.LSI In100 XT4 4p UL/CSA 100% rated | 38:Q | XT4SQ4100RFF000XXX |  | https://new.abb.com/products/en/1SDA075646R1 | https://new.abb.com/products/en/1SDA102420R1 | 1SDA080701R1
38 | Q | XT4SQ4100SFF000XXX | 1SDA075646R1+1SDA102424R1+1SDA080701R1 | XT4S 250 BREAKING PART 4p F F UL/CSA + Ekip Touch Meas.LSIG In100 XT4 4p UL/CSA 100% rated | 38:Q | XT4SQ4100SFF000XXX |  | https://new.abb.com/products/en/1SDA075646R1 | https://new.abb.com/products/en/1SDA102424R1 | 1SDA080701R1
38 | Q | XT4SQ4100TFF000XXX | 1SDA075646R1+1SDA102428R1+1SDA080701R1 | XT4S 250 BREAKING PART 4p F F UL/CSA + Ekip Hi-Touch LSI In=100A XT4 4p UL/CSA 100% rated | 38:Q | XT4SQ4100TFF000XXX |  | https://new.abb.com/products/en/1SDA075646R1 | https://new.abb.com/products/en/1SDA102428R1 | 1SDA080701R1
38 | Q | XT4SQ4100UFF000XXX | 1SDA075646R1+1SDA102432R1+1SDA080701R1 | XT4S 250 BREAKING PART 4p F F UL/CSA + Ekip Hi-Touch LSIG In=100A XT4 4p UL/CSA 100% rated | 38:Q | XT4SQ4100UFF000XXX |  | https://new.abb.com/products/en/1SDA075646R1 | https://new.abb.com/products/en/1SDA102432R1 | 1SDA080701R1
38 | Q | XT4SQ4150PFF000XXX | 1SDA075646R1+1SDA102410R1+1SDA080701R1 | XT4S 250 BREAKING PART 4p F F UL/CSA + Ekip Touch LSI In=150A XT4 4p UL/CSA 100% rated | 38:Q | XT4SQ4150PFF000XXX |  | https://new.abb.com/products/en/1SDA075646R1 | https://new.abb.com/products/en/1SDA102410R1 | 1SDA080701R1
38 | Q | XT4SQ4150QFF000XXX | 1SDA075646R1+1SDA102414R1+1SDA080701R1 | XT4S 250 BREAKING PART 4p F F UL/CSA + Ekip Touch LSIG In=150A XT4 4p UL/CSA 100% rated | 38:Q | XT4SQ4150QFF000XXX |  | https://new.abb.com/products/en/1SDA075646R1 | https://new.abb.com/products/en/1SDA102414R1 | 1SDA080701R1
38 | Q | XT4SQ4150RFF000XXX | 1SDA075646R1+1SDA102418R1+1SDA080701R1 | XT4S 250 BREAKING PART 4p F F UL/CSA + Ekip Touch Meas.LSI In150 XT4 4p UL/CSA 100% rated | 38:Q | XT4SQ4150RFF000XXX |  | https://new.abb.com/products/en/1SDA075646R1 | https://new.abb.com/products/en/1SDA102418R1 | 1SDA080701R1
38 | Q | XT4SQ4150SFF000XXX | 1SDA075646R1+1SDA102422R1+1SDA080701R1 | XT4S 250 BREAKING PART 4p F F UL/CSA + Ekip Touch Meas.LSIG In150 XT4 4p UL/CSA 100% rated | 38:Q | XT4SQ4150SFF000XXX |  | https://new.abb.com/products/en/1SDA075646R1 | https://new.abb.com/products/en/1SDA102422R1 | 1SDA080701R1
38 | Q | XT4SQ4150TFF000XXX | 1SDA075646R1+1SDA102426R1+1SDA080701R1 | XT4S 250 BREAKING PART 4p F F UL/CSA + Ekip Hi-Touch LSI In=150A XT4 4p UL/CSA 100% rated | 38:Q | XT4SQ4150TFF000XXX |  | https://new.abb.com/products/en/1SDA075646R1 | https://new.abb.com/products/en/1SDA102426R1 | 1SDA080701R1
38 | Q | XT4SQ4150UFF000XXX | 1SDA075646R1+1SDA102430R1+1SDA080701R1 | XT4S 250 BREAKING PART 4p F F UL/CSA + Ekip Hi-Touch LSIG In=150A XT4 4p UL/CSA 100% rated | 38:Q | XT4SQ4150UFF000XXX |  | https://new.abb.com/products/en/1SDA075646R1 | https://new.abb.com/products/en/1SDA102430R1 | 1SDA080701R1
38 | Q | XT4SQ4225PFF000XXX | 1SDA075646R1+1SDA102411R1+1SDA080701R1 | XT4S 250 BREAKING PART 4p F F UL/CSA + Ekip Touch LSI In=225A XT4 4p UL/CSA 100% rated | 38:Q | XT4SQ4225PFF000XXX |  | https://new.abb.com/products/en/1SDA075646R1 | https://new.abb.com/products/en/1SDA102411R1 | 1SDA080701R1
38 | Q | XT4SQ4225QFF000XXX | 1SDA075646R1+1SDA102415R1+1SDA080701R1 | XT4S 250 BREAKING PART 4p F F UL/CSA + Ekip Touch LSIG In=225A XT4 4p UL/CSA 100% rated | 38:Q | XT4SQ4225QFF000XXX |  | https://new.abb.com/products/en/1SDA075646R1 | https://new.abb.com/products/en/1SDA102415R1 | 1SDA080701R1
38 | Q | XT4SQ4225RFF000XXX | 1SDA075646R1+1SDA102419R1+1SDA080701R1 | XT4S 250 BREAKING PART 4p F F UL/CSA + Ekip Touch Meas.LSI In225 XT4 4p UL/CSA 100% rated | 38:Q | XT4SQ4225RFF000XXX |  | https://new.abb.com/products/en/1SDA075646R1 | https://new.abb.com/products/en/1SDA102419R1 | 1SDA080701R1
38 | Q | XT4SQ4225SFF000XXX | 1SDA075646R1+1SDA102423R1+1SDA080701R1 | XT4S 250 BREAKING PART 4p F F UL/CSA + Ekip Touch Meas.LSIG In225 XT4 4p UL/CSA 100% rated | 38:Q | XT4SQ4225SFF000XXX |  | https://new.abb.com/products/en/1SDA075646R1 | https://new.abb.com/products/en/1SDA102423R1 | 1SDA080701R1
38 | Q | XT4SQ4225TFF000XXX | 1SDA075646R1+1SDA102427R1+1SDA080701R1 | XT4S 250 BREAKING PART 4p F F UL/CSA + Ekip Hi-Touch LSI In=225A XT4 4p UL/CSA 100% rated | 38:Q | XT4SQ4225TFF000XXX |  | https://new.abb.com/products/en/1SDA075646R1 | https://new.abb.com/products/en/1SDA102427R1 | 1SDA080701R1
38 | Q | XT4SQ4225UFF000XXX | 1SDA075646R1+1SDA102431R1+1SDA080701R1 | XT4S 250 BREAKING PART 4p F F UL/CSA + Ekip Hi-Touch LSIG In=225A XT4 4p UL/CSA 100% rated | 38:Q | XT4SQ4225UFF000XXX |  | https://new.abb.com/products/en/1SDA075646R1 | https://new.abb.com/products/en/1SDA102431R1 | 1SDA080701R1
38 | Q | XT4SQ4250PFF000XXX | 1SDA075646R1+1SDA102413R1+1SDA080701R1 | XT4S 250 BREAKING PART 4p F F UL/CSA + Ekip Touch LSI In=250A XT4 4p UL/CSA 100% rated | 38:Q | XT4SQ4250PFF000XXX |  | https://new.abb.com/products/en/1SDA075646R1 | https://new.abb.com/products/en/1SDA102413R1 | 1SDA080701R1
38 | Q | XT4SQ4250QFF000XXX | 1SDA075646R1+1SDA102417R1+1SDA080701R1 | XT4S 250 BREAKING PART 4p F F UL/CSA + Ekip Touch LSIG In=250A XT4 4p UL/CSA 100% rated | 38:Q | XT4SQ4250QFF000XXX |  | https://new.abb.com/products/en/1SDA075646R1 | https://new.abb.com/products/en/1SDA102417R1 | 1SDA080701R1
38 | Q | XT4SQ4250RFF000XXX | 1SDA075646R1+1SDA102421R1+1SDA080701R1 | XT4S 250 BREAKING PART 4p F F UL/CSA + Ekip Touch Meas.LSI In250 XT4 4p UL/CSA 100% rated | 38:Q | XT4SQ4250RFF000XXX |  | https://new.abb.com/products/en/1SDA075646R1 | https://new.abb.com/products/en/1SDA102421R1 | 1SDA080701R1
38 | Q | XT4SQ4250SFF000XXX | 1SDA075646R1+1SDA102425R1+1SDA080701R1 | XT4S 250 BREAKING PART 4p F F UL/CSA + Ekip Touch Meas.LSIG In250 XT4 4p UL/CSA 100% rated | 38:Q | XT4SQ4250SFF000XXX |  | https://new.abb.com/products/en/1SDA075646R1 | https://new.abb.com/products/en/1SDA102425R1 | 1SDA080701R1
38 | Q | XT4SQ4250TFF000XXX | 1SDA075646R1+1SDA102429R1+1SDA080701R1 | XT4S 250 BREAKING PART 4p F F UL/CSA + Ekip Hi-Touch LSI In=250A XT4 4p UL/CSA 100% rated | 38:Q | XT4SQ4250TFF000XXX |  | https://new.abb.com/products/en/1SDA075646R1 | https://new.abb.com/products/en/1SDA102429R1 | 1SDA080701R1
38 | Q | XT4SQ4250UFF000XXX | 1SDA075646R1+1SDA102433R1+1SDA080701R1 | XT4S 250 BREAKING PART 4p F F UL/CSA + Ekip Hi-Touch LSIG In=250A XT4 4p UL/CSA 100% rated | 38:Q | XT4SQ4250UFF000XXX |  | https://new.abb.com/products/en/1SDA075646R1 | https://new.abb.com/products/en/1SDA102433R1 | 1SDA080701R1
38 | Q | XT4HQ4100PFF000XXX | 1SDA075647R1+1SDA102412R1+1SDA080701R1 | XT4H 250 BREAKING PART 4p F F UL/CSA + Ekip Touch LSI In=100A XT4 4p UL/CSA 100% rated | 38:Q | XT4HQ4100PFF000XXX |  | https://new.abb.com/products/en/1SDA075647R1 | https://new.abb.com/products/en/1SDA102412R1 | 1SDA080701R1
38 | Q | XT4HQ4100QFF000XXX | 1SDA075647R1+1SDA102416R1+1SDA080701R1 | XT4H 250 BREAKING PART 4p F F UL/CSA + Ekip Touch LSIG In=100A XT4 4p UL/CSA 100% rated | 38:Q | XT4HQ4100QFF000XXX |  | https://new.abb.com/products/en/1SDA075647R1 | https://new.abb.com/products/en/1SDA102416R1 | 1SDA080701R1
38 | Q | XT4HQ4100RFF000XXX | 1SDA075647R1+1SDA102420R1+1SDA080701R1 | XT4H 250 BREAKING PART 4p F F UL/CSA + Ekip Touch Meas.LSI In100 XT4 4p UL/CSA 100% rated | 38:Q | XT4HQ4100RFF000XXX |  | https://new.abb.com/products/en/1SDA075647R1 | https://new.abb.com/products/en/1SDA102420R1 | 1SDA080701R1
38 | Q | XT4HQ4100SFF000XXX | 1SDA075647R1+1SDA102424R1+1SDA080701R1 | XT4H 250 BREAKING PART 4p F F UL/CSA + Ekip Touch Meas.LSIG In100 XT4 4p UL/CSA 100% rated | 38:Q | XT4HQ4100SFF000XXX |  | https://new.abb.com/products/en/1SDA075647R1 | https://new.abb.com/products/en/1SDA102424R1 | 1SDA080701R1
38 | Q | XT4HQ4100TFF000XXX | 1SDA075647R1+1SDA102428R1+1SDA080701R1 | XT4H 250 BREAKING PART 4p F F UL/CSA + Ekip Hi-Touch LSI In=100A XT4 4p UL/CSA 100% rated | 38:Q | XT4HQ4100TFF000XXX |  | https://new.abb.com/products/en/1SDA075647R1 | https://new.abb.com/products/en/1SDA102428R1 | 1SDA080701R1
38 | Q | XT4HQ4100UFF000XXX | 1SDA075647R1+1SDA102432R1+1SDA080701R1 | XT4H 250 BREAKING PART 4p F F UL/CSA + Ekip Hi-Touch LSIG In=100A XT4 4p UL/CSA 100% rated | 38:Q | XT4HQ4100UFF000XXX |  | https://new.abb.com/products/en/1SDA075647R1 | https://new.abb.com/products/en/1SDA102432R1 | 1SDA080701R1
38 | Q | XT4HQ4150PFF000XXX | 1SDA075647R1+1SDA102410R1+1SDA080701R1 | XT4H 250 BREAKING PART 4p F F UL/CSA + Ekip Touch LSI In=150A XT4 4p UL/CSA 100% rated | 38:Q | XT4HQ4150PFF000XXX |  | https://new.abb.com/products/en/1SDA075647R1 | https://new.abb.com/products/en/1SDA102410R1 | 1SDA080701R1
38 | Q | XT4HQ4150QFF000XXX | 1SDA075647R1+1SDA102414R1+1SDA080701R1 | XT4H 250 BREAKING PART 4p F F UL/CSA + Ekip Touch LSIG In=150A XT4 4p UL/CSA 100% rated | 38:Q | XT4HQ4150QFF000XXX |  | https://new.abb.com/products/en/1SDA075647R1 | https://new.abb.com/products/en/1SDA102414R1 | 1SDA080701R1
38 | Q | XT4HQ4150RFF000XXX | 1SDA075647R1+1SDA102418R1+1SDA080701R1 | XT4H 250 BREAKING PART 4p F F UL/CSA + Ekip Touch Meas.LSI In150 XT4 4p UL/CSA 100% rated | 38:Q | XT4HQ4150RFF000XXX |  | https://new.abb.com/products/en/1SDA075647R1 | https://new.abb.com/products/en/1SDA102418R1 | 1SDA080701R1
38 | Q | XT4HQ4150SFF000XXX | 1SDA075647R1+1SDA102422R1+1SDA080701R1 | XT4H 250 BREAKING PART 4p F F UL/CSA + Ekip Touch Meas.LSIG In150 XT4 4p UL/CSA 100% rated | 38:Q | XT4HQ4150SFF000XXX |  | https://new.abb.com/products/en/1SDA075647R1 | https://new.abb.com/products/en/1SDA102422R1 | 1SDA080701R1
38 | Q | XT4HQ4150TFF000XXX | 1SDA075647R1+1SDA102426R1+1SDA080701R1 | XT4H 250 BREAKING PART 4p F F UL/CSA + Ekip Hi-Touch LSI In=150A XT4 4p UL/CSA 100% rated | 38:Q | XT4HQ4150TFF000XXX |  | https://new.abb.com/products/en/1SDA075647R1 | https://new.abb.com/products/en/1SDA102426R1 | 1SDA080701R1
38 | Q | XT4HQ4150UFF000XXX | 1SDA075647R1+1SDA102430R1+1SDA080701R1 | XT4H 250 BREAKING PART 4p F F UL/CSA + Ekip Hi-Touch LSIG In=150A XT4 4p UL/CSA 100% rated | 38:Q | XT4HQ4150UFF000XXX |  | https://new.abb.com/products/en/1SDA075647R1 | https://new.abb.com/products/en/1SDA102430R1 | 1SDA080701R1
38 | Q | XT4HQ4225PFF000XXX | 1SDA075647R1+1SDA102411R1+1SDA080701R1 | XT4H 250 BREAKING PART 4p F F UL/CSA + Ekip Touch LSI In=225A XT4 4p UL/CSA 100% rated | 38:Q | XT4HQ4225PFF000XXX |  | https://new.abb.com/products/en/1SDA075647R1 | https://new.abb.com/products/en/1SDA102411R1 | 1SDA080701R1
38 | Q | XT4HQ4225QFF000XXX | 1SDA075647R1+1SDA102415R1+1SDA080701R1 | XT4H 250 BREAKING PART 4p F F UL/CSA + Ekip Touch LSIG In=225A XT4 4p UL/CSA 100% rated | 38:Q | XT4HQ4225QFF000XXX |  | https://new.abb.com/products/en/1SDA075647R1 | https://new.abb.com/products/en/1SDA102415R1 | 1SDA080701R1
38 | Q | XT4HQ4225RFF000XXX | 1SDA075647R1+1SDA102419R1+1SDA080701R1 | XT4H 250 BREAKING PART 4p F F UL/CSA + Ekip Touch Meas.LSI In225 XT4 4p UL/CSA 100% rated | 38:Q | XT4HQ4225RFF000XXX |  | https://new.abb.com/products/en/1SDA075647R1 | https://new.abb.com/products/en/1SDA102419R1 | 1SDA080701R1
38 | Q | XT4HQ4225SFF000XXX | 1SDA075647R1+1SDA102423R1+1SDA080701R1 | XT4H 250 BREAKING PART 4p F F UL/CSA + Ekip Touch Meas.LSIG In225 XT4 4p UL/CSA 100% rated | 38:Q | XT4HQ4225SFF000XXX |  | https://new.abb.com/products/en/1SDA075647R1 | https://new.abb.com/products/en/1SDA102423R1 | 1SDA080701R1
38 | Q | XT4HQ4225TFF000XXX | 1SDA075647R1+1SDA102427R1+1SDA080701R1 | XT4H 250 BREAKING PART 4p F F UL/CSA + Ekip Hi-Touch LSI In=225A XT4 4p UL/CSA 100% rated | 38:Q | XT4HQ4225TFF000XXX |  | https://new.abb.com/products/en/1SDA075647R1 | https://new.abb.com/products/en/1SDA102427R1 | 1SDA080701R1
38 | Q | XT4HQ4225UFF000XXX | 1SDA075647R1+1SDA102431R1+1SDA080701R1 | XT4H 250 BREAKING PART 4p F F UL/CSA + Ekip Hi-Touch LSIG In=225A XT4 4p UL/CSA 100% rated | 38:Q | XT4HQ4225UFF000XXX |  | https://new.abb.com/products/en/1SDA075647R1 | https://new.abb.com/products/en/1SDA102431R1 | 1SDA080701R1
38 | Q | XT4HQ4250PFF000XXX | 1SDA075647R1+1SDA102413R1+1SDA080701R1 | XT4H 250 BREAKING PART 4p F F UL/CSA + Ekip Touch LSI In=250A XT4 4p UL/CSA 100% rated | 38:Q | XT4HQ4250PFF000XXX |  | https://new.abb.com/products/en/1SDA075647R1 | https://new.abb.com/products/en/1SDA102413R1 | 1SDA080701R1
38 | Q | XT4HQ4250QFF000XXX | 1SDA075647R1+1SDA102417R1+1SDA080701R1 | XT4H 250 BREAKING PART 4p F F UL/CSA + Ekip Touch LSIG In=250A XT4 4p UL/CSA 100% rated | 38:Q | XT4HQ4250QFF000XXX |  | https://new.abb.com/products/en/1SDA075647R1 | https://new.abb.com/products/en/1SDA102417R1 | 1SDA080701R1
38 | Q | XT4HQ4250RFF000XXX | 1SDA075647R1+1SDA102421R1+1SDA080701R1 | XT4H 250 BREAKING PART 4p F F UL/CSA + Ekip Touch Meas.LSI In250 XT4 4p UL/CSA 100% rated | 38:Q | XT4HQ4250RFF000XXX |  | https://new.abb.com/products/en/1SDA075647R1 | https://new.abb.com/products/en/1SDA102421R1 | 1SDA080701R1
38 | Q | XT4HQ4250SFF000XXX | 1SDA075647R1+1SDA102425R1+1SDA080701R1 | XT4H 250 BREAKING PART 4p F F UL/CSA + Ekip Touch Meas.LSIG In250 XT4 4p UL/CSA 100% rated | 38:Q | XT4HQ4250SFF000XXX |  | https://new.abb.com/products/en/1SDA075647R1 | https://new.abb.com/products/en/1SDA102425R1 | 1SDA080701R1
38 | Q | XT4HQ4250TFF000XXX | 1SDA075647R1+1SDA102429R1+1SDA080701R1 | XT4H 250 BREAKING PART 4p F F UL/CSA + Ekip Hi-Touch LSI In=250A XT4 4p UL/CSA 100% rated | 38:Q | XT4HQ4250TFF000XXX |  | https://new.abb.com/products/en/1SDA075647R1 | https://new.abb.com/products/en/1SDA102429R1 | 1SDA080701R1
38 | Q | XT4HQ4250UFF000XXX | 1SDA075647R1+1SDA102433R1+1SDA080701R1 | XT4H 250 BREAKING PART 4p F F UL/CSA + Ekip Hi-Touch LSIG In=250A XT4 4p UL/CSA 100% rated | 38:Q | XT4HQ4250UFF000XXX |  | https://new.abb.com/products/en/1SDA075647R1 | https://new.abb.com/products/en/1SDA102433R1 | 1SDA080701R1
38 | Q | XT4LQ4040CFF000XXX | 1SDA075648R1+1SDA102434R1+1SDA080701R1 | XT4L 250 Ekip DIP LIG 4p 40A F F UL/CSA | 38:Q | XT4LQ4040CFF000XXX |  | https://new.abb.com/products/en/1SDA075648R1 | https://new.abb.com/products/en/1SDA102434R1 | 1SDA080701R1
38 | Q | XT4LQ4060CFF000XXX | 1SDA075648R1+1SDA102435R1+1SDA080701R1 | XT4L 250 Ekip DIP LIG 4p 60A F F UL/CSA | 38:Q | XT4LQ4060CFF000XXX |  | https://new.abb.com/products/en/1SDA075648R1 | https://new.abb.com/products/en/1SDA102435R1 | 1SDA080701R1
38 | Q | XT4LQ4100PFF000XXX | 1SDA075648R1+1SDA102412R1+1SDA080701R1 | XT4L 250 BREAKING PART 4p F F UL/CSA + Ekip Touch LSI In=100A XT4 4p UL/CSA 100% rated | 38:Q | XT4LQ4100PFF000XXX |  | https://new.abb.com/products/en/1SDA075648R1 | https://new.abb.com/products/en/1SDA102412R1 | 1SDA080701R1
38 | Q | XT4LQ4100QFF000XXX | 1SDA075648R1+1SDA102416R1+1SDA080701R1 | XT4L 250 BREAKING PART 4p F F UL/CSA + Ekip Touch LSIG In=100A XT4 4p UL/CSA 100% rated | 38:Q | XT4LQ4100QFF000XXX |  | https://new.abb.com/products/en/1SDA075648R1 | https://new.abb.com/products/en/1SDA102416R1 | 1SDA080701R1
38 | Q | XT4LQ4100RFF000XXX | 1SDA075648R1+1SDA102420R1+1SDA080701R1 | XT4L 250 BREAKING PART 4p F F UL/CSA + Ekip Touch Meas.LSI In100 XT4 4p UL/CSA 100% rated | 38:Q | XT4LQ4100RFF000XXX |  | https://new.abb.com/products/en/1SDA075648R1 | https://new.abb.com/products/en/1SDA102420R1 | 1SDA080701R1
38 | Q | XT4LQ4100SFF000XXX | 1SDA075648R1+1SDA102424R1+1SDA080701R1 | XT4L 250 BREAKING PART 4p F F UL/CSA + Ekip Touch Meas.LSIG In100 XT4 4p UL/CSA 100% rated | 38:Q | XT4LQ4100SFF000XXX |  | https://new.abb.com/products/en/1SDA075648R1 | https://new.abb.com/products/en/1SDA102424R1 | 1SDA080701R1
38 | Q | XT4LQ4100TFF000XXX | 1SDA075648R1+1SDA102428R1+1SDA080701R1 | XT4L 250 BREAKING PART 4p F F UL/CSA + Ekip Hi-Touch LSI In=100A XT4 4p UL/CSA 100% rated | 38:Q | XT4LQ4100TFF000XXX |  | https://new.abb.com/products/en/1SDA075648R1 | https://new.abb.com/products/en/1SDA102428R1 | 1SDA080701R1
38 | Q | XT4LQ4100UFF000XXX | 1SDA075648R1+1SDA102432R1+1SDA080701R1 | XT4L 250 BREAKING PART 4p F F UL/CSA + Ekip Hi-Touch LSIG In=100A XT4 4p UL/CSA 100% rated | 38:Q | XT4LQ4100UFF000XXX |  | https://new.abb.com/products/en/1SDA075648R1 | https://new.abb.com/products/en/1SDA102432R1 | 1SDA080701R1
38 | Q | XT4LQ4100CFF000XXX | 1SDA075648R1+1SDA102436R1+1SDA080701R1 | XT4L 250 BREAKING PART 4p F F UL/CSA + Ekip Dip LIG In=100A XT4 4p UL/CSA 100% rated | 38:Q | XT4LQ4100CFF000XXX |  | https://new.abb.com/products/en/1SDA075648R1 | https://new.abb.com/products/en/1SDA102436R1 | 1SDA080701R1
38 | Q | XT4LQ4150PFF000XXX | 1SDA075648R1+1SDA102410R1+1SDA080701R1 | XT4L 250 BREAKING PART 4p F F UL/CSA + Ekip Touch LSI In=150A XT4 4p UL/CSA 100% rated | 38:Q | XT4LQ4150PFF000XXX |  | https://new.abb.com/products/en/1SDA075648R1 | https://new.abb.com/products/en/1SDA102410R1 | 1SDA080701R1
38 | Q | XT4LQ4150QFF000XXX | 1SDA075648R1+1SDA102414R1+1SDA080701R1 | XT4L 250 BREAKING PART 4p F F UL/CSA + Ekip Touch LSIG In=150A XT4 4p UL/CSA 100% rated | 38:Q | XT4LQ4150QFF000XXX |  | https://new.abb.com/products/en/1SDA075648R1 | https://new.abb.com/products/en/1SDA102414R1 | 1SDA080701R1
38 | Q | XT4LQ4150RFF000XXX | 1SDA075648R1+1SDA102418R1+1SDA080701R1 | XT4L 250 BREAKING PART 4p F F UL/CSA + Ekip Touch Meas.LSI In150 XT4 4p UL/CSA 100% rated | 38:Q | XT4LQ4150RFF000XXX |  | https://new.abb.com/products/en/1SDA075648R1 | https://new.abb.com/products/en/1SDA102418R1 | 1SDA080701R1
38 | Q | XT4LQ4150SFF000XXX | 1SDA075648R1+1SDA102422R1+1SDA080701R1 | XT4L 250 BREAKING PART 4p F F UL/CSA + Ekip Touch Meas.LSIG In150 XT4 4p UL/CSA 100% rated | 38:Q | XT4LQ4150SFF000XXX |  | https://new.abb.com/products/en/1SDA075648R1 | https://new.abb.com/products/en/1SDA102422R1 | 1SDA080701R1
38 | Q | XT4LQ4150TFF000XXX | 1SDA075648R1+1SDA102426R1+1SDA080701R1 | XT4L 250 BREAKING PART 4p F F UL/CSA + Ekip Hi-Touch LSI In=150A XT4 4p UL/CSA 100% rated | 38:Q | XT4LQ4150TFF000XXX |  | https://new.abb.com/products/en/1SDA075648R1 | https://new.abb.com/products/en/1SDA102426R1 | 1SDA080701R1
38 | Q | XT4LQ4150UFF000XXX | 1SDA075648R1+1SDA102430R1+1SDA080701R1 | XT4L 250 BREAKING PART 4p F F UL/CSA + Ekip Hi-Touch LSIG In=150A XT4 4p UL/CSA 100% rated | 38:Q | XT4LQ4150UFF000XXX |  | https://new.abb.com/products/en/1SDA075648R1 | https://new.abb.com/products/en/1SDA102430R1 | 1SDA080701R1
38 | Q | XT4LQ4150CFF000XXX | 1SDA075648R1+1SDA102437R1+1SDA080701R1 | XT4L 250 BREAKING PART 4p F F UL/CSA + Ekip Dip LIG In=150A XT4 4p UL/CSA 100% rated | 38:Q | XT4LQ4150CFF000XXX |  | https://new.abb.com/products/en/1SDA075648R1 | https://new.abb.com/products/en/1SDA102437R1 | 1SDA080701R1
38 | Q | XT4LQ4225PFF000XXX | 1SDA075648R1+1SDA102411R1+1SDA080701R1 | XT4L 250 BREAKING PART 4p F F UL/CSA + Ekip Touch LSI In=225A XT4 4p UL/CSA 100% rated | 38:Q | XT4LQ4225PFF000XXX |  | https://new.abb.com/products/en/1SDA075648R1 | https://new.abb.com/products/en/1SDA102411R1 | 1SDA080701R1
38 | Q | XT4LQ4225QFF000XXX | 1SDA075648R1+1SDA102415R1+1SDA080701R1 | XT4L 250 BREAKING PART 4p F F UL/CSA + Ekip Touch LSIG In=225A XT4 4p UL/CSA 100% rated | 38:Q | XT4LQ4225QFF000XXX |  | https://new.abb.com/products/en/1SDA075648R1 | https://new.abb.com/products/en/1SDA102415R1 | 1SDA080701R1
38 | Q | XT4LQ4225RFF000XXX | 1SDA075648R1+1SDA102419R1+1SDA080701R1 | XT4L 250 BREAKING PART 4p F F UL/CSA + Ekip Touch Meas.LSI In225 XT4 4p UL/CSA 100% rated | 38:Q | XT4LQ4225RFF000XXX |  | https://new.abb.com/products/en/1SDA075648R1 | https://new.abb.com/products/en/1SDA102419R1 | 1SDA080701R1
38 | Q | XT4LQ4225SFF000XXX | 1SDA075648R1+1SDA102423R1+1SDA080701R1 | XT4L 250 BREAKING PART 4p F F UL/CSA + Ekip Touch Meas.LSIG In225 XT4 4p UL/CSA 100% rated | 38:Q | XT4LQ4225SFF000XXX |  | https://new.abb.com/products/en/1SDA075648R1 | https://new.abb.com/products/en/1SDA102423R1 | 1SDA080701R1
38 | Q | XT4LQ4225TFF000XXX | 1SDA075648R1+1SDA102427R1+1SDA080701R1 | XT4L 250 BREAKING PART 4p F F UL/CSA + Ekip Hi-Touch LSI In=225A XT4 4p UL/CSA 100% rated | 38:Q | XT4LQ4225TFF000XXX |  | https://new.abb.com/products/en/1SDA075648R1 | https://new.abb.com/products/en/1SDA102427R1 | 1SDA080701R1
38 | Q | XT4LQ4225UFF000XXX | 1SDA075648R1+1SDA102431R1+1SDA080701R1 | XT4L 250 BREAKING PART 4p F F UL/CSA + Ekip Hi-Touch LSIG In=225A XT4 4p UL/CSA 100% rated | 38:Q | XT4LQ4225UFF000XXX |  | https://new.abb.com/products/en/1SDA075648R1 | https://new.abb.com/products/en/1SDA102431R1 | 1SDA080701R1
38 | Q | XT4LQ4225CFF000XXX | 1SDA075648R1+1SDA102438R1+1SDA080701R1 | XT4L 250 BREAKING PART 4p F F UL/CSA + Ekip Dip LIG In=225A XT4 4p UL/CSA 100% rated | 38:Q | XT4LQ4225CFF000XXX |  | https://new.abb.com/products/en/1SDA075648R1 | https://new.abb.com/products/en/1SDA102438R1 | 1SDA080701R1
38 | Q | XT4LQ4250PFF000XXX | 1SDA075648R1+1SDA102413R1+1SDA080701R1 | XT4L 250 BREAKING PART 4p F F UL/CSA + Ekip Touch LSI In=250A XT4 4p UL/CSA 100% rated | 38:Q | XT4LQ4250PFF000XXX |  | https://new.abb.com/products/en/1SDA075648R1 | https://new.abb.com/products/en/1SDA102413R1 | 1SDA080701R1
38 | Q | XT4LQ4250QFF000XXX | 1SDA075648R1+1SDA102417R1+1SDA080701R1 | XT4L 250 BREAKING PART 4p F F UL/CSA + Ekip Touch LSIG In=250A XT4 4p UL/CSA 100% rated | 38:Q | XT4LQ4250QFF000XXX |  | https://new.abb.com/products/en/1SDA075648R1 | https://new.abb.com/products/en/1SDA102417R1 | 1SDA080701R1
38 | Q | XT4LQ4250RFF000XXX | 1SDA075648R1+1SDA102421R1+1SDA080701R1 | XT4L 250 BREAKING PART 4p F F UL/CSA + Ekip Touch Meas.LSI In250 XT4 4p UL/CSA 100% rated | 38:Q | XT4LQ4250RFF000XXX |  | https://new.abb.com/products/en/1SDA075648R1 | https://new.abb.com/products/en/1SDA102421R1 | 1SDA080701R1
38 | Q | XT4LQ4250SFF000XXX | 1SDA075648R1+1SDA102425R1+1SDA080701R1 | XT4L 250 BREAKING PART 4p F F UL/CSA + Ekip Touch Meas.LSIG In250 XT4 4p UL/CSA 100% rated | 38:Q | XT4LQ4250SFF000XXX |  | https://new.abb.com/products/en/1SDA075648R1 | https://new.abb.com/products/en/1SDA102425R1 | 1SDA080701R1
38 | Q | XT4LQ4250TFF000XXX | 1SDA075648R1+1SDA102429R1+1SDA080701R1 | XT4L 250 BREAKING PART 4p F F UL/CSA + Ekip Hi-Touch LSI In=250A XT4 4p UL/CSA 100% rated | 38:Q | XT4LQ4250TFF000XXX |  | https://new.abb.com/products/en/1SDA075648R1 | https://new.abb.com/products/en/1SDA102429R1 | 1SDA080701R1
38 | Q | XT4LQ4250UFF000XXX | 1SDA075648R1+1SDA102433R1+1SDA080701R1 | XT4L 250 BREAKING PART 4p F F UL/CSA + Ekip Hi-Touch LSIG In=250A XT4 4p UL/CSA 100% rated | 38:Q | XT4LQ4250UFF000XXX |  | https://new.abb.com/products/en/1SDA075648R1 | https://new.abb.com/products/en/1SDA102433R1 | 1SDA080701R1
38 | Q | XT4LQ4250CFF000XXX | 1SDA075648R1+1SDA102439R1+1SDA080701R1 | XT4L 250 BREAKING PART 4p F F UL/CSA + Ekip Dip LIG In=250A XT4 4p UL/CSA 100% rated | 38:Q | XT4LQ4250CFF000XXX |  | https://new.abb.com/products/en/1SDA075648R1 | https://new.abb.com/products/en/1SDA102439R1 | 1SDA080701R1
38 | Q | XT4VQ4040CFF000XXX | 1SDA075649R1+1SDA102434R1+1SDA080701R1 | XT4V 250 Ekip DIP LIG 4p 40A F F UL/CSA | 38:Q | XT4VQ4040CFF000XXX |  | https://new.abb.com/products/en/1SDA075649R1 | https://new.abb.com/products/en/1SDA102434R1 | 1SDA080701R1
38 | Q | XT4VQ4060CFF000XXX | 1SDA075649R1+1SDA102435R1+1SDA080701R1 | XT4V 250 Ekip DIP LIG 4p 60A F F UL/CSA | 38:Q | XT4VQ4060CFF000XXX |  | https://new.abb.com/products/en/1SDA075649R1 | https://new.abb.com/products/en/1SDA102435R1 | 1SDA080701R1
38 | Q | XT4VQ4100PFF000XXX | 1SDA075649R1+1SDA102412R1+1SDA080701R1 | XT4V 250 BREAKING PART 4p F F UL/CSA + Ekip Touch LSI In=100A XT4 4p UL/CSA 100% rated | 38:Q | XT4VQ4100PFF000XXX |  | https://new.abb.com/products/en/1SDA075649R1 | https://new.abb.com/products/en/1SDA102412R1 | 1SDA080701R1
38 | Q | XT4VQ4100QFF000XXX | 1SDA075649R1+1SDA102416R1+1SDA080701R1 | XT4V 250 BREAKING PART 4p F F UL/CSA + Ekip Touch LSIG In=100A XT4 4p UL/CSA 100% rated | 38:Q | XT4VQ4100QFF000XXX |  | https://new.abb.com/products/en/1SDA075649R1 | https://new.abb.com/products/en/1SDA102416R1 | 1SDA080701R1
38 | Q | XT4VQ4100RFF000XXX | 1SDA075649R1+1SDA102420R1+1SDA080701R1 | XT4V 250 BREAKING PART 4p F F UL/CSA + Ekip Touch Meas.LSI In100 XT4 4p UL/CSA 100% rated | 38:Q | XT4VQ4100RFF000XXX |  | https://new.abb.com/products/en/1SDA075649R1 | https://new.abb.com/products/en/1SDA102420R1 | 1SDA080701R1
38 | Q | XT4VQ4100SFF000XXX | 1SDA075649R1+1SDA102424R1+1SDA080701R1 | XT4V 250 BREAKING PART 4p F F UL/CSA + Ekip Touch Meas.LSIG In100 XT4 4p UL/CSA 100% rated | 38:Q | XT4VQ4100SFF000XXX |  | https://new.abb.com/products/en/1SDA075649R1 | https://new.abb.com/products/en/1SDA102424R1 | 1SDA080701R1
38 | Q | XT4VQ4100TFF000XXX | 1SDA075649R1+1SDA102428R1+1SDA080701R1 | XT4V 250 BREAKING PART 4p F F UL/CSA + Ekip Hi-Touch LSI In=100A XT4 4p UL/CSA 100% rated | 38:Q | XT4VQ4100TFF000XXX |  | https://new.abb.com/products/en/1SDA075649R1 | https://new.abb.com/products/en/1SDA102428R1 | 1SDA080701R1
38 | Q | XT4VQ4100UFF000XXX | 1SDA075649R1+1SDA102432R1+1SDA080701R1 | XT4V 250 BREAKING PART 4p F F UL/CSA + Ekip Hi-Touch LSIG In=100A XT4 4p UL/CSA 100% rated | 38:Q | XT4VQ4100UFF000XXX |  | https://new.abb.com/products/en/1SDA075649R1 | https://new.abb.com/products/en/1SDA102432R1 | 1SDA080701R1
38 | Q | XT4VQ4100CFF000XXX | 1SDA075649R1+1SDA102436R1+1SDA080701R1 | XT4V 250 BREAKING PART 4p F F UL/CSA + Ekip Dip LIG In=100A XT4 4p UL/CSA 100% rated | 38:Q | XT4VQ4100CFF000XXX |  | https://new.abb.com/products/en/1SDA075649R1 | https://new.abb.com/products/en/1SDA102436R1 | 1SDA080701R1
38 | Q | XT4VQ4150PFF000XXX | 1SDA075649R1+1SDA102410R1+1SDA080701R1 | XT4V 250 BREAKING PART 4p F F UL/CSA + Ekip Touch LSI In=150A XT4 4p UL/CSA 100% rated | 38:Q | XT4VQ4150PFF000XXX |  | https://new.abb.com/products/en/1SDA075649R1 | https://new.abb.com/products/en/1SDA102410R1 | 1SDA080701R1
38 | Q | XT4VQ4150QFF000XXX | 1SDA075649R1+1SDA102414R1+1SDA080701R1 | XT4V 250 BREAKING PART 4p F F UL/CSA + Ekip Touch LSIG In=150A XT4 4p UL/CSA 100% rated | 38:Q | XT4VQ4150QFF000XXX |  | https://new.abb.com/products/en/1SDA075649R1 | https://new.abb.com/products/en/1SDA102414R1 | 1SDA080701R1
38 | Q | XT4VQ4150RFF000XXX | 1SDA075649R1+1SDA102418R1+1SDA080701R1 | XT4V 250 BREAKING PART 4p F F UL/CSA + Ekip Touch Meas.LSI In150 XT4 4p UL/CSA 100% rated | 38:Q | XT4VQ4150RFF000XXX |  | https://new.abb.com/products/en/1SDA075649R1 | https://new.abb.com/products/en/1SDA102418R1 | 1SDA080701R1
38 | Q | XT4VQ4150SFF000XXX | 1SDA075649R1+1SDA102422R1+1SDA080701R1 | XT4V 250 BREAKING PART 4p F F UL/CSA + Ekip Touch Meas.LSIG In150 XT4 4p UL/CSA 100% rated | 38:Q | XT4VQ4150SFF000XXX |  | https://new.abb.com/products/en/1SDA075649R1 | https://new.abb.com/products/en/1SDA102422R1 | 1SDA080701R1
38 | Q | XT4VQ4150TFF000XXX | 1SDA075649R1+1SDA102426R1+1SDA080701R1 | XT4V 250 BREAKING PART 4p F F UL/CSA + Ekip Hi-Touch LSI In=150A XT4 4p UL/CSA 100% rated | 38:Q | XT4VQ4150TFF000XXX |  | https://new.abb.com/products/en/1SDA075649R1 | https://new.abb.com/products/en/1SDA102426R1 | 1SDA080701R1
38 | Q | XT4VQ4150UFF000XXX | 1SDA075649R1+1SDA102430R1+1SDA080701R1 | XT4V 250 BREAKING PART 4p F F UL/CSA + Ekip Hi-Touch LSIG In=150A XT4 4p UL/CSA 100% rated | 38:Q | XT4VQ4150UFF000XXX |  | https://new.abb.com/products/en/1SDA075649R1 | https://new.abb.com/products/en/1SDA102430R1 | 1SDA080701R1
38 | Q | XT4VQ4150CFF000XXX | 1SDA075649R1+1SDA102437R1+1SDA080701R1 | XT4V 250 BREAKING PART 4p F F UL/CSA + Ekip Dip LIG In=150A XT4 4p UL/CSA 100% rated | 38:Q | XT4VQ4150CFF000XXX |  | https://new.abb.com/products/en/1SDA075649R1 | https://new.abb.com/products/en/1SDA102437R1 | 1SDA080701R1
38 | Q | XT4VQ4225PFF000XXX | 1SDA075649R1+1SDA102411R1+1SDA080701R1 | XT4V 250 BREAKING PART 4p F F UL/CSA + Ekip Touch LSI In=225A XT4 4p UL/CSA 100% rated | 38:Q | XT4VQ4225PFF000XXX |  | https://new.abb.com/products/en/1SDA075649R1 | https://new.abb.com/products/en/1SDA102411R1 | 1SDA080701R1
38 | Q | XT4VQ4225QFF000XXX | 1SDA075649R1+1SDA102415R1+1SDA080701R1 | XT4V 250 BREAKING PART 4p F F UL/CSA + Ekip Touch LSIG In=225A XT4 4p UL/CSA 100% rated | 38:Q | XT4VQ4225QFF000XXX |  | https://new.abb.com/products/en/1SDA075649R1 | https://new.abb.com/products/en/1SDA102415R1 | 1SDA080701R1
38 | Q | XT4VQ4225RFF000XXX | 1SDA075649R1+1SDA102419R1+1SDA080701R1 | XT4V 250 BREAKING PART 4p F F UL/CSA + Ekip Touch Meas.LSI In225 XT4 4p UL/CSA 100% rated | 38:Q | XT4VQ4225RFF000XXX |  | https://new.abb.com/products/en/1SDA075649R1 | https://new.abb.com/products/en/1SDA102419R1 | 1SDA080701R1
38 | Q | XT4VQ4225SFF000XXX | 1SDA075649R1+1SDA102423R1+1SDA080701R1 | XT4V 250 BREAKING PART 4p F F UL/CSA + Ekip Touch Meas.LSIG In225 XT4 4p UL/CSA 100% rated | 38:Q | XT4VQ4225SFF000XXX |  | https://new.abb.com/products/en/1SDA075649R1 | https://new.abb.com/products/en/1SDA102423R1 | 1SDA080701R1
38 | Q | XT4VQ4225TFF000XXX | 1SDA075649R1+1SDA102427R1+1SDA080701R1 | XT4V 250 BREAKING PART 4p F F UL/CSA + Ekip Hi-Touch LSI In=225A XT4 4p UL/CSA 100% rated | 38:Q | XT4VQ4225TFF000XXX |  | https://new.abb.com/products/en/1SDA075649R1 | https://new.abb.com/products/en/1SDA102427R1 | 1SDA080701R1
38 | Q | XT4VQ4225UFF000XXX | 1SDA075649R1+1SDA102431R1+1SDA080701R1 | XT4V 250 BREAKING PART 4p F F UL/CSA + Ekip Hi-Touch LSIG In=225A XT4 4p UL/CSA 100% rated | 38:Q | XT4VQ4225UFF000XXX |  | https://new.abb.com/products/en/1SDA075649R1 | https://new.abb.com/products/en/1SDA102431R1 | 1SDA080701R1
38 | Q | XT4VQ4225CFF000XXX | 1SDA075649R1+1SDA102438R1+1SDA080701R1 | XT4V 250 BREAKING PART 4p F F UL/CSA + Ekip Dip LIG In=225A XT4 4p UL/CSA 100% rated | 38:Q | XT4VQ4225CFF000XXX |  | https://new.abb.com/products/en/1SDA075649R1 | https://new.abb.com/products/en/1SDA102438R1 | 1SDA080701R1
38 | Q | XT4VQ4250PFF000XXX | 1SDA075649R1+1SDA102413R1+1SDA080701R1 | XT4V 250 BREAKING PART 4p F F UL/CSA + Ekip Touch LSI In=250A XT4 4p UL/CSA 100% rated | 38:Q | XT4VQ4250PFF000XXX |  | https://new.abb.com/products/en/1SDA075649R1 | https://new.abb.com/products/en/1SDA102413R1 | 1SDA080701R1
38 | Q | XT4VQ4250QFF000XXX | 1SDA075649R1+1SDA102417R1+1SDA080701R1 | XT4V 250 BREAKING PART 4p F F UL/CSA + Ekip Touch LSIG In=250A XT4 4p UL/CSA 100% rated | 38:Q | XT4VQ4250QFF000XXX |  | https://new.abb.com/products/en/1SDA075649R1 | https://new.abb.com/products/en/1SDA102417R1 | 1SDA080701R1
38 | Q | XT4VQ4250RFF000XXX | 1SDA075649R1+1SDA102421R1+1SDA080701R1 | XT4V 250 BREAKING PART 4p F F UL/CSA + Ekip Touch Meas.LSI In250 XT4 4p UL/CSA 100% rated | 38:Q | XT4VQ4250RFF000XXX |  | https://new.abb.com/products/en/1SDA075649R1 | https://new.abb.com/products/en/1SDA102421R1 | 1SDA080701R1
38 | Q | XT4VQ4250SFF000XXX | 1SDA075649R1+1SDA102425R1+1SDA080701R1 | XT4V 250 BREAKING PART 4p F F UL/CSA + Ekip Touch Meas.LSIG In250 XT4 4p UL/CSA 100% rated | 38:Q | XT4VQ4250SFF000XXX |  | https://new.abb.com/products/en/1SDA075649R1 | https://new.abb.com/products/en/1SDA102425R1 | 1SDA080701R1
38 | Q | XT4VQ4250TFF000XXX | 1SDA075649R1+1SDA102429R1+1SDA080701R1 | XT4V 250 BREAKING PART 4p F F UL/CSA + Ekip Hi-Touch LSI In=250A XT4 4p UL/CSA 100% rated | 38:Q | XT4VQ4250TFF000XXX |  | https://new.abb.com/products/en/1SDA075649R1 | https://new.abb.com/products/en/1SDA102429R1 | 1SDA080701R1
38 | Q | XT4VQ4250UFF000XXX | 1SDA075649R1+1SDA102433R1+1SDA080701R1 | XT4V 250 BREAKING PART 4p F F UL/CSA + Ekip Hi-Touch LSIG In=250A XT4 4p UL/CSA 100% rated | 38:Q | XT4VQ4250UFF000XXX |  | https://new.abb.com/products/en/1SDA075649R1 | https://new.abb.com/products/en/1SDA102433R1 | 1SDA080701R1
38 | Q | XT4VQ4250CFF000XXX | 1SDA075649R1+1SDA102439R1+1SDA080701R1 | XT4V 250 BREAKING PART 4p F F UL/CSA + Ekip Dip LIG In=250A XT4 4p UL/CSA 100% rated | 38:Q | XT4VQ4250CFF000XXX |  | https://new.abb.com/products/en/1SDA075649R1 | https://new.abb.com/products/en/1SDA102439R1 | 1SDA080701R1
38 | Q | XT5NQ325APFF000XXX | 1SDA102679R1+1SDA102719R1+1SDA112973R1 | XT5N 400 Ekip Touch LSI 3p 250A F F UL/CSA | 38:Q | XT5NQ325APFF000XXX |  | https://new.abb.com/products/en/1SDA102679R1 | https://new.abb.com/products/en/1SDA102719R1 | 1SDA112973R1
38 | Q | XT5NQ325AQFF000XXX | 1SDA102679R1+1SDA102723R1+1SDA112973R1 | XT5N 400 Ekip Touch LSIG 3p 250A F F UL/CSA | 38:Q | XT5NQ325AQFF000XXX |  | https://new.abb.com/products/en/1SDA102679R1 | https://new.abb.com/products/en/1SDA102723R1 | 1SDA112973R1
38 | Q | XT5NQ325ARFF000XXX | 1SDA102679R1+1SDA102727R1+1SDA112973R1 | XT5N 400 Ekip Touch Measuring LSI 3p 250A F F UL/CSA | 38:Q | XT5NQ325ARFF000XXX |  | https://new.abb.com/products/en/1SDA102679R1 | https://new.abb.com/products/en/1SDA102727R1 | 1SDA112973R1
38 | Q | XT5NQ325ASFF000XXX | 1SDA102679R1+1SDA102731R1+1SDA112973R1 | XT5N 400 Ekip Touch Measuring LSIG 3p 250A F F UL/CSA | 38:Q | XT5NQ325ASFF000XXX |  | https://new.abb.com/products/en/1SDA102679R1 | https://new.abb.com/products/en/1SDA102731R1 | 1SDA112973R1
38 | Q | XT5NQ325ATFF000XXX | 1SDA102679R1+1SDA102735R1+1SDA112973R1 | XT5N 400 Ekip Hi-Touch LSI 3p 250A F F UL/CSA | 38:Q | XT5NQ325ATFF000XXX |  | https://new.abb.com/products/en/1SDA102679R1 | https://new.abb.com/products/en/1SDA102735R1 | 1SDA112973R1
38 | Q | XT5NQ325AUFF000XXX | 1SDA102679R1+1SDA102739R1+1SDA112973R1 | XT5N 400 Ekip Hi-Touch LSIG 3p 250A F F UL/CSA | 38:Q | XT5NQ325AUFF000XXX |  | https://new.abb.com/products/en/1SDA102679R1 | https://new.abb.com/products/en/1SDA102739R1 | 1SDA112973R1
38 | Q | XT5NQ325AXFF000XXX | 1SDA102679R1+1SDA102761R1+1SDA112973R1 | XT5N 400 Ekip G Dip LS/I 3p 250A F F UL/CSA | 38:Q | XT5NQ325AXFF000XXX |  | https://new.abb.com/products/en/1SDA102679R1 | https://new.abb.com/products/en/1SDA102761R1 | 1SDA112973R1
38 | Q | XT5NQ325AYFF000XXX | 1SDA102679R1+1SDA102765R1+1SDA112973R1 | XT5N 400 Ekip G Touch LSIG 3p 250A F F UL/CSA | 38:Q | XT5NQ325AYFF000XXX |  | https://new.abb.com/products/en/1SDA102679R1 | https://new.abb.com/products/en/1SDA102765R1 | 1SDA112973R1
38 | Q | XT5NQ325AZFF000XXX | 1SDA102679R1+1SDA102769R1+1SDA112973R1 | XT5N 400 Ekip G Hi-Touch LSIG 3p 250A F F UL/CSA | 38:Q | XT5NQ325AZFF000XXX |  | https://new.abb.com/products/en/1SDA102679R1 | https://new.abb.com/products/en/1SDA102769R1 | 1SDA112973R1
38 | Q | XT5NQ330APFF000XXX | 1SDA102679R1+1SDA102720R1+1SDA112973R1 | XT5N 400 Ekip Touch LSI 3p 300A F F UL/CSA | 38:Q | XT5NQ330APFF000XXX |  | https://new.abb.com/products/en/1SDA102679R1 | https://new.abb.com/products/en/1SDA102720R1 | 1SDA112973R1
38 | Q | XT5NQ330AQFF000XXX | 1SDA102679R1+1SDA102724R1+1SDA112973R1 | XT5N 400 Ekip Touch LSIG 3p 300A F F UL/CSA | 38:Q | XT5NQ330AQFF000XXX |  | https://new.abb.com/products/en/1SDA102679R1 | https://new.abb.com/products/en/1SDA102724R1 | 1SDA112973R1
38 | Q | XT5NQ330ARFF000XXX | 1SDA102679R1+1SDA102728R1+1SDA112973R1 | XT5N 400 Ekip Touch Measuring LSI 3p 300A F F UL/CSA | 38:Q | XT5NQ330ARFF000XXX |  | https://new.abb.com/products/en/1SDA102679R1 | https://new.abb.com/products/en/1SDA102728R1 | 1SDA112973R1
38 | Q | XT5NQ330ASFF000XXX | 1SDA102679R1+1SDA102732R1+1SDA112973R1 | XT5N 400 Ekip Touch Measuring LSIG 3p 300A F F UL/CSA | 38:Q | XT5NQ330ASFF000XXX |  | https://new.abb.com/products/en/1SDA102679R1 | https://new.abb.com/products/en/1SDA102732R1 | 1SDA112973R1
38 | Q | XT5NQ330ATFF000XXX | 1SDA102679R1+1SDA102736R1+1SDA112973R1 | XT5N 400 Ekip Hi-Touch LSI 3p 300A F F UL/CSA | 38:Q | XT5NQ330ATFF000XXX |  | https://new.abb.com/products/en/1SDA102679R1 | https://new.abb.com/products/en/1SDA102736R1 | 1SDA112973R1
38 | Q | XT5NQ330AUFF000XXX | 1SDA102679R1+1SDA102740R1+1SDA112973R1 | XT5N 400 Ekip Hi-Touch LSIG 3p 300A F F UL/CSA | 38:Q | XT5NQ330AUFF000XXX |  | https://new.abb.com/products/en/1SDA102679R1 | https://new.abb.com/products/en/1SDA102740R1 | 1SDA112973R1
38 | Q | XT5NQ330AXFF000XXX | 1SDA102679R1+1SDA102762R1+1SDA112973R1 | XT5N 400 Ekip G Dip LS/I 3p 300A F F UL/CSA | 38:Q | XT5NQ330AXFF000XXX |  | https://new.abb.com/products/en/1SDA102679R1 | https://new.abb.com/products/en/1SDA102762R1 | 1SDA112973R1
38 | Q | XT5NQ330AYFF000XXX | 1SDA102679R1+1SDA102766R1+1SDA112973R1 | XT5N 400 Ekip G Touch LSIG 3p 300A F F UL/CSA | 38:Q | XT5NQ330AYFF000XXX |  | https://new.abb.com/products/en/1SDA102679R1 | https://new.abb.com/products/en/1SDA102766R1 | 1SDA112973R1
38 | Q | XT5NQ330AZFF000XXX | 1SDA102679R1+1SDA102770R1+1SDA112973R1 | XT5N 400 Ekip G Hi-Touch LSIG 3p 300A F F UL/CSA | 38:Q | XT5NQ330AZFF000XXX |  | https://new.abb.com/products/en/1SDA102679R1 | https://new.abb.com/products/en/1SDA102770R1 | 1SDA112973R1
38 | Q | XT5NQ340APFF000XXX | 1SDA102679R1+1SDA102721R1+1SDA112973R1 | XT5N 400 Ekip Touch LSI 3p 400A F F UL/CSA | 38:Q | XT5NQ340APFF000XXX |  | https://new.abb.com/products/en/1SDA102679R1 | https://new.abb.com/products/en/1SDA102721R1 | 1SDA112973R1
38 | Q | XT5NQ340AQFF000XXX | 1SDA102679R1+1SDA102725R1+1SDA112973R1 | XT5N 400 Ekip Touch LSIG 3p 400A F F UL/CSA | 38:Q | XT5NQ340AQFF000XXX |  | https://new.abb.com/products/en/1SDA102679R1 | https://new.abb.com/products/en/1SDA102725R1 | 1SDA112973R1
38 | Q | XT5NQ340ARFF000XXX | 1SDA102679R1+1SDA102729R1+1SDA112973R1 | XT5N 400 Ekip Touch Measuring LSI 3p 400A F F UL/CSA | 38:Q | XT5NQ340ARFF000XXX |  | https://new.abb.com/products/en/1SDA102679R1 | https://new.abb.com/products/en/1SDA102729R1 | 1SDA112973R1
38 | Q | XT5NQ340ASFF000XXX | 1SDA102679R1+1SDA102733R1+1SDA112973R1 | XT5N 400 Ekip Touch Measuring LSIG 3p 400A F F UL/CSA | 38:Q | XT5NQ340ASFF000XXX |  | https://new.abb.com/products/en/1SDA102679R1 | https://new.abb.com/products/en/1SDA102733R1 | 1SDA112973R1
38 | Q | XT5NQ340ATFF000XXX | 1SDA102679R1+1SDA102737R1+1SDA112973R1 | XT5N 400 Ekip Hi-Touch LSI 3p 400A F F UL/CSA | 38:Q | XT5NQ340ATFF000XXX |  | https://new.abb.com/products/en/1SDA102679R1 | https://new.abb.com/products/en/1SDA102737R1 | 1SDA112973R1
38 | Q | XT5NQ340AUFF000XXX | 1SDA102679R1+1SDA102741R1+1SDA112973R1 | XT5N 400 Ekip Hi-Touch LSIG 3p 400A F F UL/CSA | 38:Q | XT5NQ340AUFF000XXX |  | https://new.abb.com/products/en/1SDA102679R1 | https://new.abb.com/products/en/1SDA102741R1 | 1SDA112973R1
38 | Q | XT5NQ340AXFF000XXX | 1SDA102679R1+1SDA102763R1+1SDA112973R1 | XT5N 400 Ekip G Dip LS/I 3p 400A F F UL/CSA | 38:Q | XT5NQ340AXFF000XXX |  | https://new.abb.com/products/en/1SDA102679R1 | https://new.abb.com/products/en/1SDA102763R1 | 1SDA112973R1
38 | Q | XT5NQ340AYFF000XXX | 1SDA102679R1+1SDA102767R1+1SDA112973R1 | XT5N 400 Ekip G Touch LSIG 3p 400A F F UL/CSA | 38:Q | XT5NQ340AYFF000XXX |  | https://new.abb.com/products/en/1SDA102679R1 | https://new.abb.com/products/en/1SDA102767R1 | 1SDA112973R1
38 | Q | XT5NQ340AZFF000XXX | 1SDA102679R1+1SDA102771R1+1SDA112973R1 | XT5N 400 Ekip G Hi-Touch LSIG 3p 400A F F UL/CSA | 38:Q | XT5NQ340AZFF000XXX |  | https://new.abb.com/products/en/1SDA102679R1 | https://new.abb.com/products/en/1SDA102771R1 | 1SDA112973R1
38 | Q | XT5SQ325APFF000XXX | 1SDA102681R1+1SDA102719R1+1SDA112973R1 | XT5S 400 Ekip Touch LSI 3p 250A F F UL/CSA | 38:Q | XT5SQ325APFF000XXX |  | https://new.abb.com/products/en/1SDA102681R1 | https://new.abb.com/products/en/1SDA102719R1 | 1SDA112973R1
38 | Q | XT5SQ325AQFF000XXX | 1SDA102681R1+1SDA102723R1+1SDA112973R1 | XT5S 400 Ekip Touch LSIG 3p 250A F F UL/CSA | 38:Q | XT5SQ325AQFF000XXX |  | https://new.abb.com/products/en/1SDA102681R1 | https://new.abb.com/products/en/1SDA102723R1 | 1SDA112973R1
38 | Q | XT5SQ325ARFF000XXX | 1SDA102681R1+1SDA102727R1+1SDA112973R1 | XT5S 400 Ekip Touch Measuring LSI 3p 250A F F UL/CSA | 38:Q | XT5SQ325ARFF000XXX |  | https://new.abb.com/products/en/1SDA102681R1 | https://new.abb.com/products/en/1SDA102727R1 | 1SDA112973R1
38 | Q | XT5SQ325ASFF000XXX | 1SDA102681R1+1SDA102731R1+1SDA112973R1 | XT5S 400 Ekip Touch Measuring LSIG 3p 250A F F UL/CSA | 38:Q | XT5SQ325ASFF000XXX |  | https://new.abb.com/products/en/1SDA102681R1 | https://new.abb.com/products/en/1SDA102731R1 | 1SDA112973R1
38 | Q | XT5SQ325ATFF000XXX | 1SDA102681R1+1SDA102735R1+1SDA112973R1 | XT5S 400 Ekip Hi-Touch LSI 3p 250A F F UL/CSA | 38:Q | XT5SQ325ATFF000XXX |  | https://new.abb.com/products/en/1SDA102681R1 | https://new.abb.com/products/en/1SDA102735R1 | 1SDA112973R1
38 | Q | XT5SQ325AUFF000XXX | 1SDA102681R1+1SDA102739R1+1SDA112973R1 | XT5S 400 Ekip Hi-Touch LSIG 3p 250A F F UL/CSA | 38:Q | XT5SQ325AUFF000XXX |  | https://new.abb.com/products/en/1SDA102681R1 | https://new.abb.com/products/en/1SDA102739R1 | 1SDA112973R1
38 | Q | XT5SQ325AXFF000XXX | 1SDA102681R1+1SDA102761R1+1SDA112973R1 | XT5S 400 Ekip G Dip LS/I 3p 250A F F UL/CSA | 38:Q | XT5SQ325AXFF000XXX |  | https://new.abb.com/products/en/1SDA102681R1 | https://new.abb.com/products/en/1SDA102761R1 | 1SDA112973R1
38 | Q | XT5SQ325AYFF000XXX | 1SDA102681R1+1SDA102765R1+1SDA112973R1 | XT5S 400 Ekip G Touch LSIG 3p 250A F F UL/CSA | 38:Q | XT5SQ325AYFF000XXX |  | https://new.abb.com/products/en/1SDA102681R1 | https://new.abb.com/products/en/1SDA102765R1 | 1SDA112973R1
38 | Q | XT5SQ325AZFF000XXX | 1SDA102681R1+1SDA102769R1+1SDA112973R1 | XT5S 400 Ekip G Hi-Touch LSIG 3p 250A F F UL/CSA | 38:Q | XT5SQ325AZFF000XXX |  | https://new.abb.com/products/en/1SDA102681R1 | https://new.abb.com/products/en/1SDA102769R1 | 1SDA112973R1
38 | Q | XT5SQ330APFF000XXX | 1SDA102681R1+1SDA102720R1+1SDA112973R1 | XT5S 400 Ekip Touch LSI 3p 300A F F UL/CSA | 38:Q | XT5SQ330APFF000XXX |  | https://new.abb.com/products/en/1SDA102681R1 | https://new.abb.com/products/en/1SDA102720R1 | 1SDA112973R1
38 | Q | XT5SQ330AQFF000XXX | 1SDA102681R1+1SDA102724R1+1SDA112973R1 | XT5S 400 Ekip Touch LSIG 3p 300A F F UL/CSA | 38:Q | XT5SQ330AQFF000XXX |  | https://new.abb.com/products/en/1SDA102681R1 | https://new.abb.com/products/en/1SDA102724R1 | 1SDA112973R1
38 | Q | XT5SQ330ARFF000XXX | 1SDA102681R1+1SDA102728R1+1SDA112973R1 | XT5S 400 Ekip Touch Measuring LSI 3p 300A F F UL/CSA | 38:Q | XT5SQ330ARFF000XXX |  | https://new.abb.com/products/en/1SDA102681R1 | https://new.abb.com/products/en/1SDA102728R1 | 1SDA112973R1
38 | Q | XT5SQ330ASFF000XXX | 1SDA102681R1+1SDA102732R1+1SDA112973R1 | XT5S 400 Ekip Touch Measuring LSIG 3p 300A F F UL/CSA | 38:Q | XT5SQ330ASFF000XXX |  | https://new.abb.com/products/en/1SDA102681R1 | https://new.abb.com/products/en/1SDA102732R1 | 1SDA112973R1
38 | Q | XT5SQ330ATFF000XXX | 1SDA102681R1+1SDA102736R1+1SDA112973R1 | XT5S 400 Ekip Hi-Touch LSI 3p 300A F F UL/CSA | 38:Q | XT5SQ330ATFF000XXX |  | https://new.abb.com/products/en/1SDA102681R1 | https://new.abb.com/products/en/1SDA102736R1 | 1SDA112973R1
38 | Q | XT5SQ330AUFF000XXX | 1SDA102681R1+1SDA102740R1+1SDA112973R1 | XT5S 400 Ekip Hi-Touch LSIG 3p 300A F F UL/CSA | 38:Q | XT5SQ330AUFF000XXX |  | https://new.abb.com/products/en/1SDA102681R1 | https://new.abb.com/products/en/1SDA102740R1 | 1SDA112973R1
38 | Q | XT5SQ330AXFF000XXX | 1SDA102681R1+1SDA102762R1+1SDA112973R1 | XT5S 400 Ekip G Dip LS/I 3p 300A F F UL/CSA | 38:Q | XT5SQ330AXFF000XXX |  | https://new.abb.com/products/en/1SDA102681R1 | https://new.abb.com/products/en/1SDA102762R1 | 1SDA112973R1
38 | Q | XT5SQ330AYFF000XXX | 1SDA102681R1+1SDA102766R1+1SDA112973R1 | XT5S 400 Ekip G Touch LSIG 3p 300A F F UL/CSA | 38:Q | XT5SQ330AYFF000XXX |  | https://new.abb.com/products/en/1SDA102681R1 | https://new.abb.com/products/en/1SDA102766R1 | 1SDA112973R1
38 | Q | XT5SQ330AZFF000XXX | 1SDA102681R1+1SDA102770R1+1SDA112973R1 | XT5S 400 Ekip G Hi-Touch LSIG 3p 300A F F UL/CSA | 38:Q | XT5SQ330AZFF000XXX |  | https://new.abb.com/products/en/1SDA102681R1 | https://new.abb.com/products/en/1SDA102770R1 | 1SDA112973R1
38 | Q | XT5SQ340APFF000XXX | 1SDA102681R1+1SDA102721R1+1SDA112973R1 | XT5S 400 Ekip Touch LSI 3p 400A F F UL/CSA | 38:Q | XT5SQ340APFF000XXX |  | https://new.abb.com/products/en/1SDA102681R1 | https://new.abb.com/products/en/1SDA102721R1 | 1SDA112973R1
38 | Q | XT5SQ340AQFF000XXX | 1SDA102681R1+1SDA102725R1+1SDA112973R1 | XT5S 400 Ekip Touch LSIG 3p 400A F F UL/CSA | 38:Q | XT5SQ340AQFF000XXX |  | https://new.abb.com/products/en/1SDA102681R1 | https://new.abb.com/products/en/1SDA102725R1 | 1SDA112973R1
38 | Q | XT5SQ340ARFF000XXX | 1SDA102681R1+1SDA102729R1+1SDA112973R1 | XT5S 400 Ekip Touch Measuring LSI 3p 400A F F UL/CSA | 38:Q | XT5SQ340ARFF000XXX |  | https://new.abb.com/products/en/1SDA102681R1 | https://new.abb.com/products/en/1SDA102729R1 | 1SDA112973R1
38 | Q | XT5SQ340ASFF000XXX | 1SDA102681R1+1SDA102733R1+1SDA112973R1 | XT5S 400 Ekip Touch Measuring LSIG 3p 400A F F UL/CSA | 38:Q | XT5SQ340ASFF000XXX |  | https://new.abb.com/products/en/1SDA102681R1 | https://new.abb.com/products/en/1SDA102733R1 | 1SDA112973R1
38 | Q | XT5SQ340ATFF000XXX | 1SDA102681R1+1SDA102737R1+1SDA112973R1 | XT5S 400 Ekip Hi-Touch LSI 3p 400A F F UL/CSA | 38:Q | XT5SQ340ATFF000XXX |  | https://new.abb.com/products/en/1SDA102681R1 | https://new.abb.com/products/en/1SDA102737R1 | 1SDA112973R1
38 | Q | XT5SQ340AUFF000XXX | 1SDA102681R1+1SDA102741R1+1SDA112973R1 | XT5S 400 Ekip Hi-Touch LSIG 3p 400A F F UL/CSA | 38:Q | XT5SQ340AUFF000XXX |  | https://new.abb.com/products/en/1SDA102681R1 | https://new.abb.com/products/en/1SDA102741R1 | 1SDA112973R1
38 | Q | XT5SQ340AXFF000XXX | 1SDA102681R1+1SDA102763R1+1SDA112973R1 | XT5S 400 Ekip G Dip LS/I 3p 400A F F UL/CSA | 38:Q | XT5SQ340AXFF000XXX |  | https://new.abb.com/products/en/1SDA102681R1 | https://new.abb.com/products/en/1SDA102763R1 | 1SDA112973R1
38 | Q | XT5SQ340AYFF000XXX | 1SDA102681R1+1SDA102767R1+1SDA112973R1 | XT5S 400 Ekip G Touch LSIG 3p 400A F F UL/CSA | 38:Q | XT5SQ340AYFF000XXX |  | https://new.abb.com/products/en/1SDA102681R1 | https://new.abb.com/products/en/1SDA102767R1 | 1SDA112973R1
38 | Q | XT5SQ340AZFF000XXX | 1SDA102681R1+1SDA102771R1+1SDA112973R1 | XT5S 400 Ekip G Hi-Touch LSIG 3p 400A F F UL/CSA | 38:Q | XT5SQ340AZFF000XXX |  | https://new.abb.com/products/en/1SDA102681R1 | https://new.abb.com/products/en/1SDA102771R1 | 1SDA112973R1
38 | Q | XT5HQ325APFF000XXX | 1SDA102683R1+1SDA102719R1+1SDA112973R1 | XT5H 400 Ekip Touch LSI 3p 250A F F UL/CSA | 38:Q | XT5HQ325APFF000XXX |  | https://new.abb.com/products/en/1SDA102683R1 | https://new.abb.com/products/en/1SDA102719R1 | 1SDA112973R1
38 | Q | XT5HQ325AQFF000XXX | 1SDA102683R1+1SDA102723R1+1SDA112973R1 | XT5H 400 Ekip Touch LSIG 3p 250A F F UL/CSA | 38:Q | XT5HQ325AQFF000XXX |  | https://new.abb.com/products/en/1SDA102683R1 | https://new.abb.com/products/en/1SDA102723R1 | 1SDA112973R1
38 | Q | XT5HQ325ARFF000XXX | 1SDA102683R1+1SDA102727R1+1SDA112973R1 | XT5H 400 Ekip Touch Measuring LSI 3p 250A F F UL/CSA | 38:Q | XT5HQ325ARFF000XXX |  | https://new.abb.com/products/en/1SDA102683R1 | https://new.abb.com/products/en/1SDA102727R1 | 1SDA112973R1
38 | Q | XT5HQ325ASFF000XXX | 1SDA102683R1+1SDA102731R1+1SDA112973R1 | XT5H 400 Ekip Touch Measuring LSIG 3p 250A F F UL/CSA | 38:Q | XT5HQ325ASFF000XXX |  | https://new.abb.com/products/en/1SDA102683R1 | https://new.abb.com/products/en/1SDA102731R1 | 1SDA112973R1
38 | Q | XT5HQ325ATFF000XXX | 1SDA102683R1+1SDA102735R1+1SDA112973R1 | XT5H 400 Ekip Hi-Touch LSI 3p 250A F F UL/CSA | 38:Q | XT5HQ325ATFF000XXX |  | https://new.abb.com/products/en/1SDA102683R1 | https://new.abb.com/products/en/1SDA102735R1 | 1SDA112973R1
38 | Q | XT5HQ325AUFF000XXX | 1SDA102683R1+1SDA102739R1+1SDA112973R1 | XT5H 400 Ekip Hi-Touch LSIG 3p 250A F F UL/CSA | 38:Q | XT5HQ325AUFF000XXX |  | https://new.abb.com/products/en/1SDA102683R1 | https://new.abb.com/products/en/1SDA102739R1 | 1SDA112973R1
38 | Q | XT5HQ325AXFF000XXX | 1SDA102683R1+1SDA102761R1+1SDA112973R1 | XT5H 400 Ekip G Dip LS/I 3p 250A F F UL/CSA | 38:Q | XT5HQ325AXFF000XXX |  | https://new.abb.com/products/en/1SDA102683R1 | https://new.abb.com/products/en/1SDA102761R1 | 1SDA112973R1
38 | Q | XT5HQ325AYFF000XXX | 1SDA102683R1+1SDA102765R1+1SDA112973R1 | XT5H 400 Ekip G Touch LSIG 3p 250A F F UL/CSA | 38:Q | XT5HQ325AYFF000XXX |  | https://new.abb.com/products/en/1SDA102683R1 | https://new.abb.com/products/en/1SDA102765R1 | 1SDA112973R1
38 | Q | XT5HQ325AZFF000XXX | 1SDA102683R1+1SDA102769R1+1SDA112973R1 | XT5H 400 Ekip G Hi-Touch LSIG 3p 250A F F UL/CSA | 38:Q | XT5HQ325AZFF000XXX |  | https://new.abb.com/products/en/1SDA102683R1 | https://new.abb.com/products/en/1SDA102769R1 | 1SDA112973R1
38 | Q | XT5HQ330APFF000XXX | 1SDA102683R1+1SDA102720R1+1SDA112973R1 | XT5H 400 Ekip Touch LSI 3p 300A F F UL/CSA | 38:Q | XT5HQ330APFF000XXX |  | https://new.abb.com/products/en/1SDA102683R1 | https://new.abb.com/products/en/1SDA102720R1 | 1SDA112973R1
38 | Q | XT5HQ330AQFF000XXX | 1SDA102683R1+1SDA102724R1+1SDA112973R1 | XT5H 400 Ekip Touch LSIG 3p 300A F F UL/CSA | 38:Q | XT5HQ330AQFF000XXX |  | https://new.abb.com/products/en/1SDA102683R1 | https://new.abb.com/products/en/1SDA102724R1 | 1SDA112973R1
38 | Q | XT5HQ330ARFF000XXX | 1SDA102683R1+1SDA102728R1+1SDA112973R1 | XT5H 400 Ekip Touch Measuring LSI 3p 300A F F UL/CSA | 38:Q | XT5HQ330ARFF000XXX |  | https://new.abb.com/products/en/1SDA102683R1 | https://new.abb.com/products/en/1SDA102728R1 | 1SDA112973R1
38 | Q | XT5HQ330ASFF000XXX | 1SDA102683R1+1SDA102732R1+1SDA112973R1 | XT5H 400 Ekip Touch Measuring LSIG 3p 300A F F UL/CSA | 38:Q | XT5HQ330ASFF000XXX |  | https://new.abb.com/products/en/1SDA102683R1 | https://new.abb.com/products/en/1SDA102732R1 | 1SDA112973R1
38 | Q | XT5HQ330ATFF000XXX | 1SDA102683R1+1SDA102736R1+1SDA112973R1 | XT5H 400 Ekip Hi-Touch LSI 3p 300A F F UL/CSA | 38:Q | XT5HQ330ATFF000XXX |  | https://new.abb.com/products/en/1SDA102683R1 | https://new.abb.com/products/en/1SDA102736R1 | 1SDA112973R1
38 | Q | XT5HQ330AUFF000XXX | 1SDA102683R1+1SDA102740R1+1SDA112973R1 | XT5H 400 Ekip Hi-Touch LSIG 3p 300A F F UL/CSA | 38:Q | XT5HQ330AUFF000XXX |  | https://new.abb.com/products/en/1SDA102683R1 | https://new.abb.com/products/en/1SDA102740R1 | 1SDA112973R1
38 | Q | XT5HQ330AXFF000XXX | 1SDA102683R1+1SDA102762R1+1SDA112973R1 | XT5H 400 Ekip G Dip LS/I 3p 300A F F UL/CSA | 38:Q | XT5HQ330AXFF000XXX |  | https://new.abb.com/products/en/1SDA102683R1 | https://new.abb.com/products/en/1SDA102762R1 | 1SDA112973R1
38 | Q | XT5HQ330AYFF000XXX | 1SDA102683R1+1SDA102766R1+1SDA112973R1 | XT5H 400 Ekip G Touch LSIG 3p 300A F F UL/CSA | 38:Q | XT5HQ330AYFF000XXX |  | https://new.abb.com/products/en/1SDA102683R1 | https://new.abb.com/products/en/1SDA102766R1 | 1SDA112973R1
38 | Q | XT5HQ330AZFF000XXX | 1SDA102683R1+1SDA102770R1+1SDA112973R1 | XT5H 400 Ekip G Hi-Touch LSIG 3p 300A F F UL/CSA | 38:Q | XT5HQ330AZFF000XXX |  | https://new.abb.com/products/en/1SDA102683R1 | https://new.abb.com/products/en/1SDA102770R1 | 1SDA112973R1
38 | Q | XT5HQ340APFF000XXX | 1SDA102683R1+1SDA102721R1+1SDA112973R1 | XT5H 400 Ekip Touch LSI 3p 400A F F UL/CSA | 38:Q | XT5HQ340APFF000XXX |  | https://new.abb.com/products/en/1SDA102683R1 | https://new.abb.com/products/en/1SDA102721R1 | 1SDA112973R1
38 | Q | XT5HQ340AQFF000XXX | 1SDA102683R1+1SDA102725R1+1SDA112973R1 | XT5H 400 Ekip Touch LSIG 3p 400A F F UL/CSA | 38:Q | XT5HQ340AQFF000XXX |  | https://new.abb.com/products/en/1SDA102683R1 | https://new.abb.com/products/en/1SDA102725R1 | 1SDA112973R1
38 | Q | XT5HQ340ARFF000XXX | 1SDA102683R1+1SDA102729R1+1SDA112973R1 | XT5H 400 Ekip Touch Measuring LSI 3p 400A F F UL/CSA | 38:Q | XT5HQ340ARFF000XXX |  | https://new.abb.com/products/en/1SDA102683R1 | https://new.abb.com/products/en/1SDA102729R1 | 1SDA112973R1
38 | Q | XT5HQ340ASFF000XXX | 1SDA102683R1+1SDA102733R1+1SDA112973R1 | XT5H 400 Ekip Touch Measuring LSIG 3p 400A F F UL/CSA | 38:Q | XT5HQ340ASFF000XXX |  | https://new.abb.com/products/en/1SDA102683R1 | https://new.abb.com/products/en/1SDA102733R1 | 1SDA112973R1
38 | Q | XT5HQ340ATFF000XXX | 1SDA102683R1+1SDA102737R1+1SDA112973R1 | XT5H 400 Ekip Hi-Touch LSI 3p 400A F F UL/CSA | 38:Q | XT5HQ340ATFF000XXX |  | https://new.abb.com/products/en/1SDA102683R1 | https://new.abb.com/products/en/1SDA102737R1 | 1SDA112973R1
38 | Q | XT5HQ340AUFF000XXX | 1SDA102683R1+1SDA102741R1+1SDA112973R1 | XT5H 400 Ekip Hi-Touch LSIG 3p 400A F F UL/CSA | 38:Q | XT5HQ340AUFF000XXX |  | https://new.abb.com/products/en/1SDA102683R1 | https://new.abb.com/products/en/1SDA102741R1 | 1SDA112973R1
38 | Q | XT5HQ340AXFF000XXX | 1SDA102683R1+1SDA102763R1+1SDA112973R1 | XT5H 400 Ekip G Dip LS/I 3p 400A F F UL/CSA | 38:Q | XT5HQ340AXFF000XXX |  | https://new.abb.com/products/en/1SDA102683R1 | https://new.abb.com/products/en/1SDA102763R1 | 1SDA112973R1
38 | Q | XT5HQ340AYFF000XXX | 1SDA102683R1+1SDA102767R1+1SDA112973R1 | XT5H 400 Ekip G Touch LSIG 3p 400A F F UL/CSA | 38:Q | XT5HQ340AYFF000XXX |  | https://new.abb.com/products/en/1SDA102683R1 | https://new.abb.com/products/en/1SDA102767R1 | 1SDA112973R1
38 | Q | XT5HQ340AZFF000XXX | 1SDA102683R1+1SDA102771R1+1SDA112973R1 | XT5H 400 Ekip G Hi-Touch LSIG 3p 400A F F UL/CSA | 38:Q | XT5HQ340AZFF000XXX |  | https://new.abb.com/products/en/1SDA102683R1 | https://new.abb.com/products/en/1SDA102771R1 | 1SDA112973R1
38 | Q | XT5LQ325AEFF000XXX | 1SDA102685R1+1SDA102707R1+1SDA112973R1 | XT5L 400 Ekip DIP LS/I 3p 250A F F UL/CSA | 38:Q | XT5LQ325AEFF000XXX |  | https://new.abb.com/products/en/1SDA102685R1 | https://new.abb.com/products/en/1SDA102707R1 | 1SDA112973R1
38 | Q | XT5LQ325AFFF000XXX | 1SDA102685R1+1SDA102711R1+1SDA112973R1 | XT5L 400 Ekip DIP LSI 3p 250A F F UL/CSA | 38:Q | XT5LQ325AFFF000XXX |  | https://new.abb.com/products/en/1SDA102685R1 | https://new.abb.com/products/en/1SDA102711R1 | 1SDA112973R1
38 | Q | XT5LQ325AGFF000XXX | 1SDA102685R1+1SDA102715R1+1SDA112973R1 | XT5L 400 Ekip DIP LSIG 3p 250A F F UL/CSA | 38:Q | XT5LQ325AGFF000XXX |  | https://new.abb.com/products/en/1SDA102685R1 | https://new.abb.com/products/en/1SDA102715R1 | 1SDA112973R1
38 | Q | XT5LQ325APFF000XXX | 1SDA102685R1+1SDA102719R1+1SDA112973R1 | XT5L 400 Ekip Touch LSI 3p 250A F F UL/CSA | 38:Q | XT5LQ325APFF000XXX |  | https://new.abb.com/products/en/1SDA102685R1 | https://new.abb.com/products/en/1SDA102719R1 | 1SDA112973R1
38 | Q | XT5LQ325AQFF000XXX | 1SDA102685R1+1SDA102723R1+1SDA112973R1 | XT5L 400 Ekip Touch LSIG 3p 250A F F UL/CSA | 38:Q | XT5LQ325AQFF000XXX |  | https://new.abb.com/products/en/1SDA102685R1 | https://new.abb.com/products/en/1SDA102723R1 | 1SDA112973R1
38 | Q | XT5LQ325ARFF000XXX | 1SDA102685R1+1SDA102727R1+1SDA112973R1 | XT5L 400 Ekip Touch Measuring LSI 3p 250A F F UL/CSA | 38:Q | XT5LQ325ARFF000XXX |  | https://new.abb.com/products/en/1SDA102685R1 | https://new.abb.com/products/en/1SDA102727R1 | 1SDA112973R1
38 | Q | XT5LQ325ASFF000XXX | 1SDA102685R1+1SDA102731R1+1SDA112973R1 | XT5L 400 Ekip Touch Measuring LSIG 3p 250A F F UL/CSA | 38:Q | XT5LQ325ASFF000XXX |  | https://new.abb.com/products/en/1SDA102685R1 | https://new.abb.com/products/en/1SDA102731R1 | 1SDA112973R1
38 | Q | XT5LQ325ATFF000XXX | 1SDA102685R1+1SDA102735R1+1SDA112973R1 | XT5L 400 Ekip Hi-Touch LSI 3p 250A F F UL/CSA | 38:Q | XT5LQ325ATFF000XXX |  | https://new.abb.com/products/en/1SDA102685R1 | https://new.abb.com/products/en/1SDA102735R1 | 1SDA112973R1
38 | Q | XT5LQ325AUFF000XXX | 1SDA102685R1+1SDA102739R1+1SDA112973R1 | XT5L 400 Ekip Hi-Touch LSIG 3p 250A F F UL/CSA | 38:Q | XT5LQ325AUFF000XXX |  | https://new.abb.com/products/en/1SDA102685R1 | https://new.abb.com/products/en/1SDA102739R1 | 1SDA112973R1
38 | Q | XT5LQ325AXFF000XXX | 1SDA102685R1+1SDA102761R1+1SDA112973R1 | XT5L 400 Ekip G Dip LS/I 3p 250A F F UL/CSA | 38:Q | XT5LQ325AXFF000XXX |  | https://new.abb.com/products/en/1SDA102685R1 | https://new.abb.com/products/en/1SDA102761R1 | 1SDA112973R1
38 | Q | XT5LQ325AYFF000XXX | 1SDA102685R1+1SDA102765R1+1SDA112973R1 | XT5L 400 Ekip G Touch LSIG 3p 250A F F UL/CSA | 38:Q | XT5LQ325AYFF000XXX |  | https://new.abb.com/products/en/1SDA102685R1 | https://new.abb.com/products/en/1SDA102765R1 | 1SDA112973R1
38 | Q | XT5LQ325AZFF000XXX | 1SDA102685R1+1SDA102769R1+1SDA112973R1 | XT5L 400 Ekip G Hi-Touch LSIG 3p 250A F F UL/CSA | 38:Q | XT5LQ325AZFF000XXX |  | https://new.abb.com/products/en/1SDA102685R1 | https://new.abb.com/products/en/1SDA102769R1 | 1SDA112973R1
38 | Q | XT5LQ325ACFF000XXX | 1SDA102685R1+1SDA102773R1+1SDA112973R1 | XT5L 400 Ekip DIP LIG 3p 250A F F UL/CSA | 38:Q | XT5LQ325ACFF000XXX |  | https://new.abb.com/products/en/1SDA102685R1 | https://new.abb.com/products/en/1SDA102773R1 | 1SDA112973R1
38 | Q | XT5LQ330AGFF000XXX | 1SDA102685R1+1SDA102716R1+1SDA112973R1 | XT5L 400 Ekip DIP LSIG 3p 300A F F UL/CSA | 38:Q | XT5LQ330AGFF000XXX |  | https://new.abb.com/products/en/1SDA102685R1 | https://new.abb.com/products/en/1SDA102716R1 | 1SDA112973R1
38 | Q | XT5LQ330ABFF000XXX | 1SDA102685R1+1SDA102703R1+1SDA112973R1 | XT5L 400 TMA/TMD 3p 300A F F UL/CSA | 38:Q | XT5LQ330ABFF000XXX |  | https://new.abb.com/products/en/1SDA102685R1 | https://new.abb.com/products/en/1SDA102703R1 | 1SDA112973R1
38 | Q | XT5LQ330AEFF000XXX | 1SDA102685R1+1SDA102708R1+1SDA112973R1 | XT5L 400 Ekip DIP LS/I 3p 300A F F UL/CSA | 38:Q | XT5LQ330AEFF000XXX |  | https://new.abb.com/products/en/1SDA102685R1 | https://new.abb.com/products/en/1SDA102708R1 | 1SDA112973R1
38 | Q | XT5LQ330AFFF000XXX | 1SDA102685R1+1SDA102712R1+1SDA112973R1 | XT5L 400 Ekip DIP LSI 3p 300A F F UL/CSA | 38:Q | XT5LQ330AFFF000XXX |  | https://new.abb.com/products/en/1SDA102685R1 | https://new.abb.com/products/en/1SDA102712R1 | 1SDA112973R1
38 | Q | XT5LQ330APFF000XXX | 1SDA102685R1+1SDA102720R1+1SDA112973R1 | XT5L 400 Ekip Touch LSI 3p 300A F F UL/CSA | 38:Q | XT5LQ330APFF000XXX |  | https://new.abb.com/products/en/1SDA102685R1 | https://new.abb.com/products/en/1SDA102720R1 | 1SDA112973R1
38 | Q | XT5LQ330AQFF000XXX | 1SDA102685R1+1SDA102724R1+1SDA112973R1 | XT5L 400 Ekip Touch LSIG 3p 300A F F UL/CSA | 38:Q | XT5LQ330AQFF000XXX |  | https://new.abb.com/products/en/1SDA102685R1 | https://new.abb.com/products/en/1SDA102724R1 | 1SDA112973R1
38 | Q | XT5LQ330ARFF000XXX | 1SDA102685R1+1SDA102728R1+1SDA112973R1 | XT5L 400 Ekip Touch Measuring LSI 3p 300A F F UL/CSA | 38:Q | XT5LQ330ARFF000XXX |  | https://new.abb.com/products/en/1SDA102685R1 | https://new.abb.com/products/en/1SDA102728R1 | 1SDA112973R1
38 | Q | XT5LQ330ASFF000XXX | 1SDA102685R1+1SDA102732R1+1SDA112973R1 | XT5L 400 Ekip Touch Measuring LSIG 3p 300A F F UL/CSA | 38:Q | XT5LQ330ASFF000XXX |  | https://new.abb.com/products/en/1SDA102685R1 | https://new.abb.com/products/en/1SDA102732R1 | 1SDA112973R1
38 | Q | XT5LQ330ATFF000XXX | 1SDA102685R1+1SDA102736R1+1SDA112973R1 | XT5L 400 Ekip Hi-Touch LSI 3p 300A F F UL/CSA | 38:Q | XT5LQ330ATFF000XXX |  | https://new.abb.com/products/en/1SDA102685R1 | https://new.abb.com/products/en/1SDA102736R1 | 1SDA112973R1
38 | Q | XT5LQ330AUFF000XXX | 1SDA102685R1+1SDA102740R1+1SDA112973R1 | XT5L 400 Ekip Hi-Touch LSIG 3p 300A F F UL/CSA | 38:Q | XT5LQ330AUFF000XXX |  | https://new.abb.com/products/en/1SDA102685R1 | https://new.abb.com/products/en/1SDA102740R1 | 1SDA112973R1
38 | Q | XT5LQ330ANFF000XXX | 1SDA102685R1+1SDA102757R1+1SDA112973R1 | XT5L 400 TMG 3p 300A F F UL/CSA | 38:Q | XT5LQ330ANFF000XXX |  | https://new.abb.com/products/en/1SDA102685R1 | https://new.abb.com/products/en/1SDA102757R1 | 1SDA112973R1
38 | Q | XT5LQ330AXFF000XXX | 1SDA102685R1+1SDA102762R1+1SDA112973R1 | XT5L 400 Ekip G Dip LS/I 3p 300A F F UL/CSA | 38:Q | XT5LQ330AXFF000XXX |  | https://new.abb.com/products/en/1SDA102685R1 | https://new.abb.com/products/en/1SDA102762R1 | 1SDA112973R1
38 | Q | XT5LQ330AYFF000XXX | 1SDA102685R1+1SDA102766R1+1SDA112973R1 | XT5L 400 Ekip G Touch LSIG 3p 300A F F UL/CSA | 38:Q | XT5LQ330AYFF000XXX |  | https://new.abb.com/products/en/1SDA102685R1 | https://new.abb.com/products/en/1SDA102766R1 | 1SDA112973R1
38 | Q | XT5LQ330AZFF000XXX | 1SDA102685R1+1SDA102770R1+1SDA112973R1 | XT5L 400 Ekip G Hi-Touch LSIG 3p 300A F F UL/CSA | 38:Q | XT5LQ330AZFF000XXX |  | https://new.abb.com/products/en/1SDA102685R1 | https://new.abb.com/products/en/1SDA102770R1 | 1SDA112973R1
38 | Q | XT5LQ330ACFF000XXX | 1SDA102685R1+1SDA102774R1+1SDA112973R1 | XT5L 400 Ekip DIP LIG 3p 300A F F UL/CSA | 38:Q | XT5LQ330ACFF000XXX |  | https://new.abb.com/products/en/1SDA102685R1 | https://new.abb.com/products/en/1SDA102774R1 | 1SDA112973R1
38 | Q | XT5LQ340ABFF000XXX | 1SDA102685R1+1SDA102704R1+1SDA112973R1 | XT5L 400 TMA/TMD 3p 400A F F UL/CSA | 38:Q | XT5LQ340ABFF000XXX |  | https://new.abb.com/products/en/1SDA102685R1 | https://new.abb.com/products/en/1SDA102704R1 | 1SDA112973R1
38 | Q | XT5LQ340AEFF000XXX | 1SDA102685R1+1SDA102709R1+1SDA112973R1 | XT5L 400 Ekip DIP LS/I 3p 400A F F UL/CSA | 38:Q | XT5LQ340AEFF000XXX |  | https://new.abb.com/products/en/1SDA102685R1 | https://new.abb.com/products/en/1SDA102709R1 | 1SDA112973R1
38 | Q | XT5LQ340ACFF000XXX | 1SDA102685R1+1SDA102775R1+1SDA112973R1 | XT5L 400 Ekip DIP LIG 3p 400A F F UL/CSA | 38:Q | XT5LQ340ACFF000XXX |  | https://new.abb.com/products/en/1SDA102685R1 | https://new.abb.com/products/en/1SDA102775R1 | 1SDA112973R1
38 | Q | XT5LQ340AFFF000XXX | 1SDA102685R1+1SDA102713R1+1SDA112973R1 | XT5L 400 Ekip DIP LSI 3p 400A F F UL/CSA | 38:Q | XT5LQ340AFFF000XXX |  | https://new.abb.com/products/en/1SDA102685R1 | https://new.abb.com/products/en/1SDA102713R1 | 1SDA112973R1
38 | Q | XT5LQ340AGFF000XXX | 1SDA102685R1+1SDA102717R1+1SDA112973R1 | XT5L 400 Ekip DIP LSIG 3p 400A F F UL/CSA | 38:Q | XT5LQ340AGFF000XXX |  | https://new.abb.com/products/en/1SDA102685R1 | https://new.abb.com/products/en/1SDA102717R1 | 1SDA112973R1
38 | Q | XT5LQ340APFF000XXX | 1SDA102685R1+1SDA102721R1+1SDA112973R1 | XT5L 400 Ekip Touch LSI 3p 400A F F UL/CSA | 38:Q | XT5LQ340APFF000XXX |  | https://new.abb.com/products/en/1SDA102685R1 | https://new.abb.com/products/en/1SDA102721R1 | 1SDA112973R1
38 | Q | XT5LQ340AQFF000XXX | 1SDA102685R1+1SDA102725R1+1SDA112973R1 | XT5L 400 Ekip Touch LSIG 3p 400A F F UL/CSA | 38:Q | XT5LQ340AQFF000XXX |  | https://new.abb.com/products/en/1SDA102685R1 | https://new.abb.com/products/en/1SDA102725R1 | 1SDA112973R1
38 | Q | XT5LQ340ARFF000XXX | 1SDA102685R1+1SDA102729R1+1SDA112973R1 | XT5L 400 Ekip Touch Measuring LSI 3p 400A F F UL/CSA | 38:Q | XT5LQ340ARFF000XXX |  | https://new.abb.com/products/en/1SDA102685R1 | https://new.abb.com/products/en/1SDA102729R1 | 1SDA112973R1
38 | Q | XT5LQ340ASFF000XXX | 1SDA102685R1+1SDA102733R1+1SDA112973R1 | XT5L 400 Ekip Touch Measuring LSIG 3p 400A F F UL/CSA | 38:Q | XT5LQ340ASFF000XXX |  | https://new.abb.com/products/en/1SDA102685R1 | https://new.abb.com/products/en/1SDA102733R1 | 1SDA112973R1
38 | Q | XT5LQ340ATFF000XXX | 1SDA102685R1+1SDA102737R1+1SDA112973R1 | XT5L 400 Ekip Hi-Touch LSI 3p 400A F F UL/CSA | 38:Q | XT5LQ340ATFF000XXX |  | https://new.abb.com/products/en/1SDA102685R1 | https://new.abb.com/products/en/1SDA102737R1 | 1SDA112973R1
38 | Q | XT5LQ340AUFF000XXX | 1SDA102685R1+1SDA102741R1+1SDA112973R1 | XT5L 400 Ekip Hi-Touch LSIG 3p 400A F F UL/CSA | 38:Q | XT5LQ340AUFF000XXX |  | https://new.abb.com/products/en/1SDA102685R1 | https://new.abb.com/products/en/1SDA102741R1 | 1SDA112973R1
38 | Q | XT5LQ340ANFF000XXX | 1SDA102685R1+1SDA102758R1+1SDA112973R1 | XT5L 400 TMG 3p 400A F F UL/CSA | 38:Q | XT5LQ340ANFF000XXX |  | https://new.abb.com/products/en/1SDA102685R1 | https://new.abb.com/products/en/1SDA102758R1 | 1SDA112973R1
38 | Q | XT5LQ340AXFF000XXX | 1SDA102685R1+1SDA102763R1+1SDA112973R1 | XT5L 400 Ekip G Dip LS/I 3p 400A F F UL/CSA | 38:Q | XT5LQ340AXFF000XXX |  | https://new.abb.com/products/en/1SDA102685R1 | https://new.abb.com/products/en/1SDA102763R1 | 1SDA112973R1
38 | Q | XT5LQ340AYFF000XXX | 1SDA102685R1+1SDA102767R1+1SDA112973R1 | XT5L 400 Ekip G Touch LSIG 3p 400A F F UL/CSA | 38:Q | XT5LQ340AYFF000XXX |  | https://new.abb.com/products/en/1SDA102685R1 | https://new.abb.com/products/en/1SDA102767R1 | 1SDA112973R1
38 | Q | XT5LQ340AZFF000XXX | 1SDA102685R1+1SDA102771R1+1SDA112973R1 | XT5L 400 Ekip G Hi-Touch LSIG 3p 400A F F UL/CSA | 38:Q | XT5LQ340AZFF000XXX |  | https://new.abb.com/products/en/1SDA102685R1 | https://new.abb.com/products/en/1SDA102771R1 | 1SDA112973R1
38 | Q | XT5VQ325AEFF000XXX | 1SDA102687R1+1SDA102707R1+1SDA112973R1 | XT5V 400 Ekip DIP LS/I 3p 250A F F UL/CSA | 38:Q | XT5VQ325AEFF000XXX |  | https://new.abb.com/products/en/1SDA102687R1 | https://new.abb.com/products/en/1SDA102707R1 | 1SDA112973R1
38 | Q | XT5VQ325AFFF000XXX | 1SDA102687R1+1SDA102711R1+1SDA112973R1 | XT5V 400 Ekip DIP LSI 3p 250A F F UL/CSA | 38:Q | XT5VQ325AFFF000XXX |  | https://new.abb.com/products/en/1SDA102687R1 | https://new.abb.com/products/en/1SDA102711R1 | 1SDA112973R1
38 | Q | XT5VQ325AGFF000XXX | 1SDA102687R1+1SDA102715R1+1SDA112973R1 | XT5V 400 Ekip DIP LSIG 3p 250A F F UL/CSA | 38:Q | XT5VQ325AGFF000XXX |  | https://new.abb.com/products/en/1SDA102687R1 | https://new.abb.com/products/en/1SDA102715R1 | 1SDA112973R1
38 | Q | XT5VQ325APFF000XXX | 1SDA102687R1+1SDA102719R1+1SDA112973R1 | XT5V 400 Ekip Touch LSI 3p 250A F F UL/CSA | 38:Q | XT5VQ325APFF000XXX |  | https://new.abb.com/products/en/1SDA102687R1 | https://new.abb.com/products/en/1SDA102719R1 | 1SDA112973R1
38 | Q | XT5VQ325AQFF000XXX | 1SDA102687R1+1SDA102723R1+1SDA112973R1 | XT5V 400 Ekip Touch LSIG 3p 250A F F UL/CSA | 38:Q | XT5VQ325AQFF000XXX |  | https://new.abb.com/products/en/1SDA102687R1 | https://new.abb.com/products/en/1SDA102723R1 | 1SDA112973R1
38 | Q | XT5VQ325ARFF000XXX | 1SDA102687R1+1SDA102727R1+1SDA112973R1 | XT5V 400 Ekip Touch Measuring LSI 3p 250A F F UL/CSA | 38:Q | XT5VQ325ARFF000XXX |  | https://new.abb.com/products/en/1SDA102687R1 | https://new.abb.com/products/en/1SDA102727R1 | 1SDA112973R1
38 | Q | XT5VQ325ASFF000XXX | 1SDA102687R1+1SDA102731R1+1SDA112973R1 | XT5V 400 Ekip Touch Measuring LSIG 3p 250A F F UL/CSA | 38:Q | XT5VQ325ASFF000XXX |  | https://new.abb.com/products/en/1SDA102687R1 | https://new.abb.com/products/en/1SDA102731R1 | 1SDA112973R1
38 | Q | XT5VQ325ATFF000XXX | 1SDA102687R1+1SDA102735R1+1SDA112973R1 | XT5V 400 Ekip Hi-Touch LSI 3p 250A F F UL/CSA | 38:Q | XT5VQ325ATFF000XXX |  | https://new.abb.com/products/en/1SDA102687R1 | https://new.abb.com/products/en/1SDA102735R1 | 1SDA112973R1
38 | Q | XT5VQ325AUFF000XXX | 1SDA102687R1+1SDA102739R1+1SDA112973R1 | XT5V 400 Ekip Hi-Touch LSIG 3p 250A F F UL/CSA | 38:Q | XT5VQ325AUFF000XXX |  | https://new.abb.com/products/en/1SDA102687R1 | https://new.abb.com/products/en/1SDA102739R1 | 1SDA112973R1
38 | Q | XT5VQ325AXFF000XXX | 1SDA102687R1+1SDA102761R1+1SDA112973R1 | XT5V 400 Ekip G Dip LS/I 3p 250A F F UL/CSA | 38:Q | XT5VQ325AXFF000XXX |  | https://new.abb.com/products/en/1SDA102687R1 | https://new.abb.com/products/en/1SDA102761R1 | 1SDA112973R1
38 | Q | XT5VQ325AYFF000XXX | 1SDA102687R1+1SDA102765R1+1SDA112973R1 | XT5V 400 Ekip G Touch LSIG 3p 250A F F UL/CSA | 38:Q | XT5VQ325AYFF000XXX |  | https://new.abb.com/products/en/1SDA102687R1 | https://new.abb.com/products/en/1SDA102765R1 | 1SDA112973R1
38 | Q | XT5VQ325AZFF000XXX | 1SDA102687R1+1SDA102769R1+1SDA112973R1 | XT5V 400 Ekip G Hi-Touch LSIG 3p 250A F F UL/CSA | 38:Q | XT5VQ325AZFF000XXX |  | https://new.abb.com/products/en/1SDA102687R1 | https://new.abb.com/products/en/1SDA102769R1 | 1SDA112973R1
38 | Q | XT5VQ325ACFF000XXX | 1SDA102687R1+1SDA102773R1+1SDA112973R1 | XT5V 400 Ekip DIP LIG 3p 250A F F UL/CSA | 38:Q | XT5VQ325ACFF000XXX |  | https://new.abb.com/products/en/1SDA102687R1 | https://new.abb.com/products/en/1SDA102773R1 | 1SDA112973R1
38 | Q | XT5VQ330AGFF000XXX | 1SDA102687R1+1SDA102716R1+1SDA112973R1 | XT5V 400 Ekip DIP LSIG 3p 300A F F UL/CSA | 38:Q | XT5VQ330AGFF000XXX |  | https://new.abb.com/products/en/1SDA102687R1 | https://new.abb.com/products/en/1SDA102716R1 | 1SDA112973R1
38 | Q | XT5VQ330ABFF000XXX | 1SDA102687R1+1SDA102703R1+1SDA112973R1 | XT5V 400 TMA/TMD 3p 300A F F UL/CSA | 38:Q | XT5VQ330ABFF000XXX |  | https://new.abb.com/products/en/1SDA102687R1 | https://new.abb.com/products/en/1SDA102703R1 | 1SDA112973R1
38 | Q | XT5VQ330AEFF000XXX | 1SDA102687R1+1SDA102708R1+1SDA112973R1 | XT5V 400 Ekip DIP LS/I 3p 300A F F UL/CSA | 38:Q | XT5VQ330AEFF000XXX |  | https://new.abb.com/products/en/1SDA102687R1 | https://new.abb.com/products/en/1SDA102708R1 | 1SDA112973R1
38 | Q | XT5VQ330AFFF000XXX | 1SDA102687R1+1SDA102712R1+1SDA112973R1 | XT5V 400 Ekip DIP LSI 3p 300A F F UL/CSA | 38:Q | XT5VQ330AFFF000XXX |  | https://new.abb.com/products/en/1SDA102687R1 | https://new.abb.com/products/en/1SDA102712R1 | 1SDA112973R1
38 | Q | XT5VQ330APFF000XXX | 1SDA102687R1+1SDA102720R1+1SDA112973R1 | XT5V 400 Ekip Touch LSI 3p 300A F F UL/CSA | 38:Q | XT5VQ330APFF000XXX |  | https://new.abb.com/products/en/1SDA102687R1 | https://new.abb.com/products/en/1SDA102720R1 | 1SDA112973R1
38 | Q | XT5VQ330AQFF000XXX | 1SDA102687R1+1SDA102724R1+1SDA112973R1 | XT5V 400 Ekip Touch LSIG 3p 300A F F UL/CSA | 38:Q | XT5VQ330AQFF000XXX |  | https://new.abb.com/products/en/1SDA102687R1 | https://new.abb.com/products/en/1SDA102724R1 | 1SDA112973R1
38 | Q | XT5VQ330ARFF000XXX | 1SDA102687R1+1SDA102728R1+1SDA112973R1 | XT5V 400 Ekip Touch Measuring LSI 3p 300A F F UL/CSA | 38:Q | XT5VQ330ARFF000XXX |  | https://new.abb.com/products/en/1SDA102687R1 | https://new.abb.com/products/en/1SDA102728R1 | 1SDA112973R1
38 | Q | XT5VQ330ASFF000XXX | 1SDA102687R1+1SDA102732R1+1SDA112973R1 | XT5V 400 Ekip Touch Measuring LSIG 3p 300A F F UL/CSA | 38:Q | XT5VQ330ASFF000XXX |  | https://new.abb.com/products/en/1SDA102687R1 | https://new.abb.com/products/en/1SDA102732R1 | 1SDA112973R1
38 | Q | XT5VQ330ATFF000XXX | 1SDA102687R1+1SDA102736R1+1SDA112973R1 | XT5V 400 Ekip Hi-Touch LSI 3p 300A F F UL/CSA | 38:Q | XT5VQ330ATFF000XXX |  | https://new.abb.com/products/en/1SDA102687R1 | https://new.abb.com/products/en/1SDA102736R1 | 1SDA112973R1
38 | Q | XT5VQ330AUFF000XXX | 1SDA102687R1+1SDA102740R1+1SDA112973R1 | XT5V 400 Ekip Hi-Touch LSIG 3p 300A F F UL/CSA | 38:Q | XT5VQ330AUFF000XXX |  | https://new.abb.com/products/en/1SDA102687R1 | https://new.abb.com/products/en/1SDA102740R1 | 1SDA112973R1
38 | Q | XT5VQ330ANFF000XXX | 1SDA102687R1+1SDA102757R1+1SDA112973R1 | XT5V 400 TMG 3p 300A F F UL/CSA | 38:Q | XT5VQ330ANFF000XXX |  | https://new.abb.com/products/en/1SDA102687R1 | https://new.abb.com/products/en/1SDA102757R1 | 1SDA112973R1
38 | Q | XT5VQ330AXFF000XXX | 1SDA102687R1+1SDA102762R1+1SDA112973R1 | XT5V 400 Ekip G Dip LS/I 3p 300A F F UL/CSA | 38:Q | XT5VQ330AXFF000XXX |  | https://new.abb.com/products/en/1SDA102687R1 | https://new.abb.com/products/en/1SDA102762R1 | 1SDA112973R1
38 | Q | XT5VQ330AYFF000XXX | 1SDA102687R1+1SDA102766R1+1SDA112973R1 | XT5V 400 Ekip G Touch LSIG 3p 300A F F UL/CSA | 38:Q | XT5VQ330AYFF000XXX |  | https://new.abb.com/products/en/1SDA102687R1 | https://new.abb.com/products/en/1SDA102766R1 | 1SDA112973R1
38 | Q | XT5VQ330AZFF000XXX | 1SDA102687R1+1SDA102770R1+1SDA112973R1 | XT5V 400 Ekip G Hi-Touch LSIG 3p 300A F F UL/CSA | 38:Q | XT5VQ330AZFF000XXX |  | https://new.abb.com/products/en/1SDA102687R1 | https://new.abb.com/products/en/1SDA102770R1 | 1SDA112973R1
38 | Q | XT5VQ330ACFF000XXX | 1SDA102687R1+1SDA102774R1+1SDA112973R1 | XT5V 400 Ekip DIP LIG 3p 300A F F UL/CSA | 38:Q | XT5VQ330ACFF000XXX |  | https://new.abb.com/products/en/1SDA102687R1 | https://new.abb.com/products/en/1SDA102774R1 | 1SDA112973R1
38 | Q | XT5VQ340ABFF000XXX | 1SDA102687R1+1SDA102704R1+1SDA112973R1 | XT5V 400 TMA/TMD 3p 400A F F UL/CSA | 38:Q | XT5VQ340ABFF000XXX |  | https://new.abb.com/products/en/1SDA102687R1 | https://new.abb.com/products/en/1SDA102704R1 | 1SDA112973R1
38 | Q | XT5VQ340AEFF000XXX | 1SDA102687R1+1SDA102709R1+1SDA112973R1 | XT5V 400 Ekip DIP LS/I 3p 400A F F UL/CSA | 38:Q | XT5VQ340AEFF000XXX |  | https://new.abb.com/products/en/1SDA102687R1 | https://new.abb.com/products/en/1SDA102709R1 | 1SDA112973R1
38 | Q | XT5VQ340ACFF000XXX | 1SDA102687R1+1SDA102775R1+1SDA112973R1 | XT5V 400 Ekip DIP LIG 3p 400A F F UL/CSA | 38:Q | XT5VQ340ACFF000XXX |  | https://new.abb.com/products/en/1SDA102687R1 | https://new.abb.com/products/en/1SDA102775R1 | 1SDA112973R1
38 | Q | XT5VQ340AFFF000XXX | 1SDA102687R1+1SDA102713R1+1SDA112973R1 | XT5V 400 Ekip DIP LSI 3p 400A F F UL/CSA | 38:Q | XT5VQ340AFFF000XXX |  | https://new.abb.com/products/en/1SDA102687R1 | https://new.abb.com/products/en/1SDA102713R1 | 1SDA112973R1
38 | Q | XT5VQ340AGFF000XXX | 1SDA102687R1+1SDA102717R1+1SDA112973R1 | XT5V 400 Ekip DIP LSIG 3p 400A F F UL/CSA | 38:Q | XT5VQ340AGFF000XXX |  | https://new.abb.com/products/en/1SDA102687R1 | https://new.abb.com/products/en/1SDA102717R1 | 1SDA112973R1
38 | Q | XT5VQ340APFF000XXX | 1SDA102687R1+1SDA102721R1+1SDA112973R1 | XT5V 400 Ekip Touch LSI 3p 400A F F UL/CSA | 38:Q | XT5VQ340APFF000XXX |  | https://new.abb.com/products/en/1SDA102687R1 | https://new.abb.com/products/en/1SDA102721R1 | 1SDA112973R1
38 | Q | XT5VQ340AQFF000XXX | 1SDA102687R1+1SDA102725R1+1SDA112973R1 | XT5V 400 Ekip Touch LSIG 3p 400A F F UL/CSA | 38:Q | XT5VQ340AQFF000XXX |  | https://new.abb.com/products/en/1SDA102687R1 | https://new.abb.com/products/en/1SDA102725R1 | 1SDA112973R1
38 | Q | XT5VQ340ARFF000XXX | 1SDA102687R1+1SDA102729R1+1SDA112973R1 | XT5V 400 Ekip Touch Measuring LSI 3p 400A F F UL/CSA | 38:Q | XT5VQ340ARFF000XXX |  | https://new.abb.com/products/en/1SDA102687R1 | https://new.abb.com/products/en/1SDA102729R1 | 1SDA112973R1
38 | Q | XT5VQ340ASFF000XXX | 1SDA102687R1+1SDA102733R1+1SDA112973R1 | XT5V 400 Ekip Touch Measuring LSIG 3p 400A F F UL/CSA | 38:Q | XT5VQ340ASFF000XXX |  | https://new.abb.com/products/en/1SDA102687R1 | https://new.abb.com/products/en/1SDA102733R1 | 1SDA112973R1
38 | Q | XT5VQ340ATFF000XXX | 1SDA102687R1+1SDA102737R1+1SDA112973R1 | XT5V 400 Ekip Hi-Touch LSI 3p 400A F F UL/CSA | 38:Q | XT5VQ340ATFF000XXX |  | https://new.abb.com/products/en/1SDA102687R1 | https://new.abb.com/products/en/1SDA102737R1 | 1SDA112973R1
38 | Q | XT5VQ340AUFF000XXX | 1SDA102687R1+1SDA102741R1+1SDA112973R1 | XT5V 400 Ekip Hi-Touch LSIG 3p 400A F F UL/CSA | 38:Q | XT5VQ340AUFF000XXX |  | https://new.abb.com/products/en/1SDA102687R1 | https://new.abb.com/products/en/1SDA102741R1 | 1SDA112973R1
38 | Q | XT5VQ340ANFF000XXX | 1SDA102687R1+1SDA102758R1+1SDA112973R1 | XT5V 400 TMG 3p 400A F F UL/CSA | 38:Q | XT5VQ340ANFF000XXX |  | https://new.abb.com/products/en/1SDA102687R1 | https://new.abb.com/products/en/1SDA102758R1 | 1SDA112973R1
38 | Q | XT5VQ340AXFF000XXX | 1SDA102687R1+1SDA102763R1+1SDA112973R1 | XT5V 400 Ekip G Dip LS/I 3p 400A F F UL/CSA | 38:Q | XT5VQ340AXFF000XXX |  | https://new.abb.com/products/en/1SDA102687R1 | https://new.abb.com/products/en/1SDA102763R1 | 1SDA112973R1
38 | Q | XT5VQ340AYFF000XXX | 1SDA102687R1+1SDA102767R1+1SDA112973R1 | XT5V 400 Ekip G Touch LSIG 3p 400A F F UL/CSA | 38:Q | XT5VQ340AYFF000XXX |  | https://new.abb.com/products/en/1SDA102687R1 | https://new.abb.com/products/en/1SDA102767R1 | 1SDA112973R1
38 | Q | XT5VQ340AZFF000XXX | 1SDA102687R1+1SDA102771R1+1SDA112973R1 | XT5V 400 Ekip G Hi-Touch LSIG 3p 400A F F UL/CSA | 38:Q | XT5VQ340AZFF000XXX |  | https://new.abb.com/products/en/1SDA102687R1 | https://new.abb.com/products/en/1SDA102771R1 | 1SDA112973R1
38 | Q | XT5XQ325AEFF000XXX | 1SDA102689R1+1SDA102707R1+1SDA112973R1 | XT5X 400 Ekip DIP LS/I 3p 250A F F UL/CSA | 38:Q | XT5XQ325AEFF000XXX |  | https://new.abb.com/products/en/1SDA102689R1 | https://new.abb.com/products/en/1SDA102707R1 | 1SDA112973R1
38 | Q | XT5XQ325AFFF000XXX | 1SDA102689R1+1SDA102711R1+1SDA112973R1 | XT5X 400 Ekip DIP LSI 3p 250A F F UL/CSA | 38:Q | XT5XQ325AFFF000XXX |  | https://new.abb.com/products/en/1SDA102689R1 | https://new.abb.com/products/en/1SDA102711R1 | 1SDA112973R1
38 | Q | XT5XQ325AGFF000XXX | 1SDA102689R1+1SDA102715R1+1SDA112973R1 | XT5X 400 Ekip DIP LSIG 3p 250A F F UL/CSA | 38:Q | XT5XQ325AGFF000XXX |  | https://new.abb.com/products/en/1SDA102689R1 | https://new.abb.com/products/en/1SDA102715R1 | 1SDA112973R1
38 | Q | XT5XQ325APFF000XXX | 1SDA102689R1+1SDA102719R1+1SDA112973R1 | XT5X 400 Ekip Touch LSI 3p 250A F F UL/CSA | 38:Q | XT5XQ325APFF000XXX |  | https://new.abb.com/products/en/1SDA102689R1 | https://new.abb.com/products/en/1SDA102719R1 | 1SDA112973R1
38 | Q | XT5XQ325AQFF000XXX | 1SDA102689R1+1SDA102723R1+1SDA112973R1 | XT5X 400 Ekip Touch LSIG 3p 250A F F UL/CSA | 38:Q | XT5XQ325AQFF000XXX |  | https://new.abb.com/products/en/1SDA102689R1 | https://new.abb.com/products/en/1SDA102723R1 | 1SDA112973R1
38 | Q | XT5XQ325ARFF000XXX | 1SDA102689R1+1SDA102727R1+1SDA112973R1 | XT5X 400 Ekip Touch Measuring LSI 3p 250A F F UL/CSA | 38:Q | XT5XQ325ARFF000XXX |  | https://new.abb.com/products/en/1SDA102689R1 | https://new.abb.com/products/en/1SDA102727R1 | 1SDA112973R1
38 | Q | XT5XQ325ASFF000XXX | 1SDA102689R1+1SDA102731R1+1SDA112973R1 | XT5X 400 Ekip Touch Measuring LSIG 3p 250A F F UL/CSA | 38:Q | XT5XQ325ASFF000XXX |  | https://new.abb.com/products/en/1SDA102689R1 | https://new.abb.com/products/en/1SDA102731R1 | 1SDA112973R1
38 | Q | XT5XQ325ATFF000XXX | 1SDA102689R1+1SDA102735R1+1SDA112973R1 | XT5X 400 Ekip Hi-Touch LSI 3p 250A F F UL/CSA | 38:Q | XT5XQ325ATFF000XXX |  | https://new.abb.com/products/en/1SDA102689R1 | https://new.abb.com/products/en/1SDA102735R1 | 1SDA112973R1
38 | Q | XT5XQ325AUFF000XXX | 1SDA102689R1+1SDA102739R1+1SDA112973R1 | XT5X 400 Ekip Hi-Touch LSIG 3p 250A F F UL/CSA | 38:Q | XT5XQ325AUFF000XXX |  | https://new.abb.com/products/en/1SDA102689R1 | https://new.abb.com/products/en/1SDA102739R1 | 1SDA112973R1
38 | Q | XT5XQ325AXFF000XXX | 1SDA102689R1+1SDA102761R1+1SDA112973R1 | XT5X 400 Ekip G Dip LS/I 3p 250A F F UL/CSA | 38:Q | XT5XQ325AXFF000XXX |  | https://new.abb.com/products/en/1SDA102689R1 | https://new.abb.com/products/en/1SDA102761R1 | 1SDA112973R1
38 | Q | XT5XQ325AYFF000XXX | 1SDA102689R1+1SDA102765R1+1SDA112973R1 | XT5X 400 Ekip G Touch LSIG 3p 250A F F UL/CSA | 38:Q | XT5XQ325AYFF000XXX |  | https://new.abb.com/products/en/1SDA102689R1 | https://new.abb.com/products/en/1SDA102765R1 | 1SDA112973R1
38 | Q | XT5XQ325AZFF000XXX | 1SDA102689R1+1SDA102769R1+1SDA112973R1 | XT5X 400 Ekip G Hi-Touch LSIG 3p 250A F F UL/CSA | 38:Q | XT5XQ325AZFF000XXX |  | https://new.abb.com/products/en/1SDA102689R1 | https://new.abb.com/products/en/1SDA102769R1 | 1SDA112973R1
38 | Q | XT5XQ325ACFF000XXX | 1SDA102689R1+1SDA102773R1+1SDA112973R1 | XT5X 400 Ekip DIP LIG 3p 250A F F UL/CSA | 38:Q | XT5XQ325ACFF000XXX |  | https://new.abb.com/products/en/1SDA102689R1 | https://new.abb.com/products/en/1SDA102773R1 | 1SDA112973R1
38 | Q | XT5XQ330AGFF000XXX | 1SDA102689R1+1SDA102716R1+1SDA112973R1 | XT5X 400 Ekip DIP LSIG 3p 300A F F UL/CSA | 38:Q | XT5XQ330AGFF000XXX |  | https://new.abb.com/products/en/1SDA102689R1 | https://new.abb.com/products/en/1SDA102716R1 | 1SDA112973R1
38 | Q | XT5XQ330ABFF000XXX | 1SDA102689R1+1SDA102703R1+1SDA112973R1 | XT5X 400 TMA/TMD 3p 300A F F UL/CSA | 38:Q | XT5XQ330ABFF000XXX |  | https://new.abb.com/products/en/1SDA102689R1 | https://new.abb.com/products/en/1SDA102703R1 | 1SDA112973R1
38 | Q | XT5XQ330AEFF000XXX | 1SDA102689R1+1SDA102708R1+1SDA112973R1 | XT5X 400 Ekip DIP LS/I 3p 300A F F UL/CSA | 38:Q | XT5XQ330AEFF000XXX |  | https://new.abb.com/products/en/1SDA102689R1 | https://new.abb.com/products/en/1SDA102708R1 | 1SDA112973R1
38 | Q | XT5XQ330AFFF000XXX | 1SDA102689R1+1SDA102712R1+1SDA112973R1 | XT5X 400 Ekip DIP LSI 3p 300A F F UL/CSA | 38:Q | XT5XQ330AFFF000XXX |  | https://new.abb.com/products/en/1SDA102689R1 | https://new.abb.com/products/en/1SDA102712R1 | 1SDA112973R1
38 | Q | XT5XQ330APFF000XXX | 1SDA102689R1+1SDA102720R1+1SDA112973R1 | XT5X 400 Ekip Touch LSI 3p 300A F F UL/CSA | 38:Q | XT5XQ330APFF000XXX |  | https://new.abb.com/products/en/1SDA102689R1 | https://new.abb.com/products/en/1SDA102720R1 | 1SDA112973R1
38 | Q | XT5XQ330AQFF000XXX | 1SDA102689R1+1SDA102724R1+1SDA112973R1 | XT5X 400 Ekip Touch LSIG 3p 300A F F UL/CSA | 38:Q | XT5XQ330AQFF000XXX |  | https://new.abb.com/products/en/1SDA102689R1 | https://new.abb.com/products/en/1SDA102724R1 | 1SDA112973R1
38 | Q | XT5XQ330ARFF000XXX | 1SDA102689R1+1SDA102728R1+1SDA112973R1 | XT5X 400 Ekip Touch Measuring LSI 3p 300A F F UL/CSA | 38:Q | XT5XQ330ARFF000XXX |  | https://new.abb.com/products/en/1SDA102689R1 | https://new.abb.com/products/en/1SDA102728R1 | 1SDA112973R1
38 | Q | XT5XQ330ASFF000XXX | 1SDA102689R1+1SDA102732R1+1SDA112973R1 | XT5X 400 Ekip Touch Measuring LSIG 3p 300A F F UL/CSA | 38:Q | XT5XQ330ASFF000XXX |  | https://new.abb.com/products/en/1SDA102689R1 | https://new.abb.com/products/en/1SDA102732R1 | 1SDA112973R1
38 | Q | XT5XQ330ATFF000XXX | 1SDA102689R1+1SDA102736R1+1SDA112973R1 | XT5X 400 Ekip Hi-Touch LSI 3p 300A F F UL/CSA | 38:Q | XT5XQ330ATFF000XXX |  | https://new.abb.com/products/en/1SDA102689R1 | https://new.abb.com/products/en/1SDA102736R1 | 1SDA112973R1
38 | Q | XT5XQ330AUFF000XXX | 1SDA102689R1+1SDA102740R1+1SDA112973R1 | XT5X 400 Ekip Hi-Touch LSIG 3p 300A F F UL/CSA | 38:Q | XT5XQ330AUFF000XXX |  | https://new.abb.com/products/en/1SDA102689R1 | https://new.abb.com/products/en/1SDA102740R1 | 1SDA112973R1
38 | Q | XT5XQ330ANFF000XXX | 1SDA102689R1+1SDA102757R1+1SDA112973R1 | XT5X 400 TMG 3p 300A F F UL/CSA | 38:Q | XT5XQ330ANFF000XXX |  | https://new.abb.com/products/en/1SDA102689R1 | https://new.abb.com/products/en/1SDA102757R1 | 1SDA112973R1
38 | Q | XT5XQ330AXFF000XXX | 1SDA102689R1+1SDA102762R1+1SDA112973R1 | XT5X 400 Ekip G Dip LS/I 3p 300A F F UL/CSA | 38:Q | XT5XQ330AXFF000XXX |  | https://new.abb.com/products/en/1SDA102689R1 | https://new.abb.com/products/en/1SDA102762R1 | 1SDA112973R1
38 | Q | XT5XQ330AYFF000XXX | 1SDA102689R1+1SDA102766R1+1SDA112973R1 | XT5X 400 Ekip G Touch LSIG 3p 300A F F UL/CSA | 38:Q | XT5XQ330AYFF000XXX |  | https://new.abb.com/products/en/1SDA102689R1 | https://new.abb.com/products/en/1SDA102766R1 | 1SDA112973R1
38 | Q | XT5XQ330AZFF000XXX | 1SDA102689R1+1SDA102770R1+1SDA112973R1 | XT5X 400 Ekip G Hi-Touch LSIG 3p 300A F F UL/CSA | 38:Q | XT5XQ330AZFF000XXX |  | https://new.abb.com/products/en/1SDA102689R1 | https://new.abb.com/products/en/1SDA102770R1 | 1SDA112973R1
38 | Q | XT5XQ330ACFF000XXX | 1SDA102689R1+1SDA102774R1+1SDA112973R1 | XT5X 400 Ekip DIP LIG 3p 300A F F UL/CSA | 38:Q | XT5XQ330ACFF000XXX |  | https://new.abb.com/products/en/1SDA102689R1 | https://new.abb.com/products/en/1SDA102774R1 | 1SDA112973R1
38 | Q | XT5XQ340ABFF000XXX | 1SDA102689R1+1SDA102704R1+1SDA112973R1 | XT5X 400 TMA/TMD 3p 400A F F UL/CSA | 38:Q | XT5XQ340ABFF000XXX |  | https://new.abb.com/products/en/1SDA102689R1 | https://new.abb.com/products/en/1SDA102704R1 | 1SDA112973R1
38 | Q | XT5XQ340AEFF000XXX | 1SDA102689R1+1SDA102709R1+1SDA112973R1 | XT5X 400 Ekip DIP LS/I 3p 400A F F UL/CSA | 38:Q | XT5XQ340AEFF000XXX |  | https://new.abb.com/products/en/1SDA102689R1 | https://new.abb.com/products/en/1SDA102709R1 | 1SDA112973R1
38 | Q | XT5XQ340ACFF000XXX | 1SDA102689R1+1SDA102775R1+1SDA112973R1 | XT5X 400 Ekip DIP LIG 3p 400A F F UL/CSA | 38:Q | XT5XQ340ACFF000XXX |  | https://new.abb.com/products/en/1SDA102689R1 | https://new.abb.com/products/en/1SDA102775R1 | 1SDA112973R1
38 | Q | XT5XQ340AFFF000XXX | 1SDA102689R1+1SDA102713R1+1SDA112973R1 | XT5X 400 Ekip DIP LSI 3p 400A F F UL/CSA | 38:Q | XT5XQ340AFFF000XXX |  | https://new.abb.com/products/en/1SDA102689R1 | https://new.abb.com/products/en/1SDA102713R1 | 1SDA112973R1
38 | Q | XT5XQ340AGFF000XXX | 1SDA102689R1+1SDA102717R1+1SDA112973R1 | XT5X 400 Ekip DIP LSIG 3p 400A F F UL/CSA | 38:Q | XT5XQ340AGFF000XXX |  | https://new.abb.com/products/en/1SDA102689R1 | https://new.abb.com/products/en/1SDA102717R1 | 1SDA112973R1
38 | Q | XT5XQ340APFF000XXX | 1SDA102689R1+1SDA102721R1+1SDA112973R1 | XT5X 400 Ekip Touch LSI 3p 400A F F UL/CSA | 38:Q | XT5XQ340APFF000XXX |  | https://new.abb.com/products/en/1SDA102689R1 | https://new.abb.com/products/en/1SDA102721R1 | 1SDA112973R1
38 | Q | XT5XQ340AQFF000XXX | 1SDA102689R1+1SDA102725R1+1SDA112973R1 | XT5X 400 Ekip Touch LSIG 3p 400A F F UL/CSA | 38:Q | XT5XQ340AQFF000XXX |  | https://new.abb.com/products/en/1SDA102689R1 | https://new.abb.com/products/en/1SDA102725R1 | 1SDA112973R1
38 | Q | XT5XQ340ARFF000XXX | 1SDA102689R1+1SDA102729R1+1SDA112973R1 | XT5X 400 Ekip Touch Measuring LSI 3p 400A F F UL/CSA | 38:Q | XT5XQ340ARFF000XXX |  | https://new.abb.com/products/en/1SDA102689R1 | https://new.abb.com/products/en/1SDA102729R1 | 1SDA112973R1
38 | Q | XT5XQ340ASFF000XXX | 1SDA102689R1+1SDA102733R1+1SDA112973R1 | XT5X 400 Ekip Touch Measuring LSIG 3p 400A F F UL/CSA | 38:Q | XT5XQ340ASFF000XXX |  | https://new.abb.com/products/en/1SDA102689R1 | https://new.abb.com/products/en/1SDA102733R1 | 1SDA112973R1
38 | Q | XT5XQ340ATFF000XXX | 1SDA102689R1+1SDA102737R1+1SDA112973R1 | XT5X 400 Ekip Hi-Touch LSI 3p 400A F F UL/CSA | 38:Q | XT5XQ340ATFF000XXX |  | https://new.abb.com/products/en/1SDA102689R1 | https://new.abb.com/products/en/1SDA102737R1 | 1SDA112973R1
38 | Q | XT5XQ340AUFF000XXX | 1SDA102689R1+1SDA102741R1+1SDA112973R1 | XT5X 400 Ekip Hi-Touch LSIG 3p 400A F F UL/CSA | 38:Q | XT5XQ340AUFF000XXX |  | https://new.abb.com/products/en/1SDA102689R1 | https://new.abb.com/products/en/1SDA102741R1 | 1SDA112973R1
38 | Q | XT5XQ340ANFF000XXX | 1SDA102689R1+1SDA102758R1+1SDA112973R1 | XT5X 400 TMG 3p 400A F F UL/CSA | 38:Q | XT5XQ340ANFF000XXX |  | https://new.abb.com/products/en/1SDA102689R1 | https://new.abb.com/products/en/1SDA102758R1 | 1SDA112973R1
38 | Q | XT5XQ340AXFF000XXX | 1SDA102689R1+1SDA102763R1+1SDA112973R1 | XT5X 400 Ekip G Dip LS/I 3p 400A F F UL/CSA | 38:Q | XT5XQ340AXFF000XXX |  | https://new.abb.com/products/en/1SDA102689R1 | https://new.abb.com/products/en/1SDA102763R1 | 1SDA112973R1
38 | Q | XT5XQ340AYFF000XXX | 1SDA102689R1+1SDA102767R1+1SDA112973R1 | XT5X 400 Ekip G Touch LSIG 3p 400A F F UL/CSA | 38:Q | XT5XQ340AYFF000XXX |  | https://new.abb.com/products/en/1SDA102689R1 | https://new.abb.com/products/en/1SDA102767R1 | 1SDA112973R1
38 | Q | XT5XQ340AZFF000XXX | 1SDA102689R1+1SDA102771R1+1SDA112973R1 | XT5X 400 Ekip G Hi-Touch LSIG 3p 400A F F UL/CSA | 38:Q | XT5XQ340AZFF000XXX |  | https://new.abb.com/products/en/1SDA102689R1 | https://new.abb.com/products/en/1SDA102771R1 | 1SDA112973R1
38 | Q | XT5NQ425APFF000XXX | 1SDA102691R1+1SDA102796R1+1SDA112974R1 | XT5N 400 Ekip Touch LSI 4p 250A F F UL/CSA | 38:Q | XT5NQ425APFF000XXX |  | https://new.abb.com/products/en/1SDA102691R1 | https://new.abb.com/products/en/1SDA102796R1 | 1SDA112974R1
38 | Q | XT5NQ425AQFF000XXX | 1SDA102691R1+1SDA102800R1+1SDA112974R1 | XT5N 400 Ekip Touch LSIG 4p 250A F F UL/CSA | 38:Q | XT5NQ425AQFF000XXX |  | https://new.abb.com/products/en/1SDA102691R1 | https://new.abb.com/products/en/1SDA102800R1 | 1SDA112974R1
38 | Q | XT5NQ425ARFF000XXX | 1SDA102691R1+1SDA102804R1+1SDA112974R1 | XT5N 400 Ekip Touch Measuring LSI 4p 250A F F UL/CSA | 38:Q | XT5NQ425ARFF000XXX |  | https://new.abb.com/products/en/1SDA102691R1 | https://new.abb.com/products/en/1SDA102804R1 | 1SDA112974R1
38 | Q | XT5NQ425ASFF000XXX | 1SDA102691R1+1SDA102808R1+1SDA112974R1 | XT5N 400 Ekip Touch Measuring LSIG 4p 250A F F UL/CSA | 38:Q | XT5NQ425ASFF000XXX |  | https://new.abb.com/products/en/1SDA102691R1 | https://new.abb.com/products/en/1SDA102808R1 | 1SDA112974R1
38 | Q | XT5NQ425ATFF000XXX | 1SDA102691R1+1SDA102812R1+1SDA112974R1 | XT5N 400 Ekip Hi-Touch LSI 4p 250A F F UL/CSA | 38:Q | XT5NQ425ATFF000XXX |  | https://new.abb.com/products/en/1SDA102691R1 | https://new.abb.com/products/en/1SDA102812R1 | 1SDA112974R1
38 | Q | XT5NQ425AUFF000XXX | 1SDA102691R1+1SDA102816R1+1SDA112974R1 | XT5N 400 Ekip Hi-Touch LSIG 4p 250A F F UL/CSA | 38:Q | XT5NQ425AUFF000XXX |  | https://new.abb.com/products/en/1SDA102691R1 | https://new.abb.com/products/en/1SDA102816R1 | 1SDA112974R1
38 | Q | XT5NQ425AXFF000XXX | 1SDA102691R1+1SDA102820R1+1SDA112974R1 | XT5N 400 Ekip G Dip LS/I 4p 250A F F UL/CSA | 38:Q | XT5NQ425AXFF000XXX |  | https://new.abb.com/products/en/1SDA102691R1 | https://new.abb.com/products/en/1SDA102820R1 | 1SDA112974R1
38 | Q | XT5NQ425AYFF000XXX | 1SDA102691R1+1SDA102824R1+1SDA112974R1 | XT5N 400 Ekip G Touch LSIG 4p 250A F F UL/CSA | 38:Q | XT5NQ425AYFF000XXX |  | https://new.abb.com/products/en/1SDA102691R1 | https://new.abb.com/products/en/1SDA102824R1 | 1SDA112974R1
38 | Q | XT5NQ425AZFF000XXX | 1SDA102691R1+1SDA102828R1+1SDA112974R1 | XT5N 400 Ekip G Hi-Touch LSIG 4p 250A F F UL/CSA | 38:Q | XT5NQ425AZFF000XXX |  | https://new.abb.com/products/en/1SDA102691R1 | https://new.abb.com/products/en/1SDA102828R1 | 1SDA112974R1
38 | Q | XT5NQ430APFF000XXX | 1SDA102691R1+1SDA102797R1+1SDA112974R1 | XT5N 400 Ekip Touch LSI 4p 300A F F UL/CSA | 38:Q | XT5NQ430APFF000XXX |  | https://new.abb.com/products/en/1SDA102691R1 | https://new.abb.com/products/en/1SDA102797R1 | 1SDA112974R1
38 | Q | XT5NQ430AQFF000XXX | 1SDA102691R1+1SDA102801R1+1SDA112974R1 | XT5N 400 Ekip Touch LSIG 4p 300A F F UL/CSA | 38:Q | XT5NQ430AQFF000XXX |  | https://new.abb.com/products/en/1SDA102691R1 | https://new.abb.com/products/en/1SDA102801R1 | 1SDA112974R1
38 | Q | XT5NQ430ARFF000XXX | 1SDA102691R1+1SDA102805R1+1SDA112974R1 | XT5N 400 Ekip Touch Measuring LSI 4p 300A F F UL/CSA | 38:Q | XT5NQ430ARFF000XXX |  | https://new.abb.com/products/en/1SDA102691R1 | https://new.abb.com/products/en/1SDA102805R1 | 1SDA112974R1
38 | Q | XT5NQ430ASFF000XXX | 1SDA102691R1+1SDA102809R1+1SDA112974R1 | XT5N 400 Ekip Touch Measuring LSIG 4p 300A F F UL/CSA | 38:Q | XT5NQ430ASFF000XXX |  | https://new.abb.com/products/en/1SDA102691R1 | https://new.abb.com/products/en/1SDA102809R1 | 1SDA112974R1
38 | Q | XT5NQ430ATFF000XXX | 1SDA102691R1+1SDA102813R1+1SDA112974R1 | XT5N 400 Ekip Hi-Touch LSI 4p 300A F F UL/CSA | 38:Q | XT5NQ430ATFF000XXX |  | https://new.abb.com/products/en/1SDA102691R1 | https://new.abb.com/products/en/1SDA102813R1 | 1SDA112974R1
38 | Q | XT5NQ430AUFF000XXX | 1SDA102691R1+1SDA102817R1+1SDA112974R1 | XT5N 400 Ekip Hi-Touch LSIG 4p 300A F F UL/CSA | 38:Q | XT5NQ430AUFF000XXX |  | https://new.abb.com/products/en/1SDA102691R1 | https://new.abb.com/products/en/1SDA102817R1 | 1SDA112974R1
38 | Q | XT5NQ430AXFF000XXX | 1SDA102691R1+1SDA102821R1+1SDA112974R1 | XT5N 400 Ekip G Dip LS/I 4p 300A F F UL/CSA | 38:Q | XT5NQ430AXFF000XXX |  | https://new.abb.com/products/en/1SDA102691R1 | https://new.abb.com/products/en/1SDA102821R1 | 1SDA112974R1
38 | Q | XT5NQ430AYFF000XXX | 1SDA102691R1+1SDA102825R1+1SDA112974R1 | XT5N 400 Ekip G Touch LSIG 4p 300A F F UL/CSA | 38:Q | XT5NQ430AYFF000XXX |  | https://new.abb.com/products/en/1SDA102691R1 | https://new.abb.com/products/en/1SDA102825R1 | 1SDA112974R1
38 | Q | XT5NQ430AZFF000XXX | 1SDA102691R1+1SDA102829R1+1SDA112974R1 | XT5N 400 Ekip G Hi-Touch LSIG 4p 300A F F UL/CSA | 38:Q | XT5NQ430AZFF000XXX |  | https://new.abb.com/products/en/1SDA102691R1 | https://new.abb.com/products/en/1SDA102829R1 | 1SDA112974R1
38 | Q | XT5NQ440APFF000XXX | 1SDA102691R1+1SDA102798R1+1SDA112974R1 | XT5N 400 Ekip Touch LSI 4p 400A F F UL/CSA | 38:Q | XT5NQ440APFF000XXX |  | https://new.abb.com/products/en/1SDA102691R1 | https://new.abb.com/products/en/1SDA102798R1 | 1SDA112974R1
38 | Q | XT5NQ440AQFF000XXX | 1SDA102691R1+1SDA102802R1+1SDA112974R1 | XT5N 400 Ekip Touch LSIG 4p 400A F F UL/CSA | 38:Q | XT5NQ440AQFF000XXX |  | https://new.abb.com/products/en/1SDA102691R1 | https://new.abb.com/products/en/1SDA102802R1 | 1SDA112974R1
38 | Q | XT5NQ440ARFF000XXX | 1SDA102691R1+1SDA102806R1+1SDA112974R1 | XT5N 400 Ekip Touch Measuring LSI 4p 400A F F UL/CSA | 38:Q | XT5NQ440ARFF000XXX |  | https://new.abb.com/products/en/1SDA102691R1 | https://new.abb.com/products/en/1SDA102806R1 | 1SDA112974R1
38 | Q | XT5NQ440ASFF000XXX | 1SDA102691R1+1SDA102810R1+1SDA112974R1 | XT5N 400 Ekip Touch Measuring LSIG 4p 400A F F UL/CSA | 38:Q | XT5NQ440ASFF000XXX |  | https://new.abb.com/products/en/1SDA102691R1 | https://new.abb.com/products/en/1SDA102810R1 | 1SDA112974R1
38 | Q | XT5NQ440ATFF000XXX | 1SDA102691R1+1SDA102814R1+1SDA112974R1 | XT5N 400 Ekip Hi-Touch LSI 4p 400A F F UL/CSA | 38:Q | XT5NQ440ATFF000XXX |  | https://new.abb.com/products/en/1SDA102691R1 | https://new.abb.com/products/en/1SDA102814R1 | 1SDA112974R1
38 | Q | XT5NQ440AUFF000XXX | 1SDA102691R1+1SDA102818R1+1SDA112974R1 | XT5N 400 Ekip Hi-Touch LSIG 4p 400A F F UL/CSA | 38:Q | XT5NQ440AUFF000XXX |  | https://new.abb.com/products/en/1SDA102691R1 | https://new.abb.com/products/en/1SDA102818R1 | 1SDA112974R1
38 | Q | XT5NQ440AXFF000XXX | 1SDA102691R1+1SDA102822R1+1SDA112974R1 | XT5N 400 Ekip G Dip LS/I 4p 400A F F UL/CSA | 38:Q | XT5NQ440AXFF000XXX |  | https://new.abb.com/products/en/1SDA102691R1 | https://new.abb.com/products/en/1SDA102822R1 | 1SDA112974R1
38 | Q | XT5NQ440AYFF000XXX | 1SDA102691R1+1SDA102826R1+1SDA112974R1 | XT5N 400 Ekip G Touch LSIG 4p 400A F F UL/CSA | 38:Q | XT5NQ440AYFF000XXX |  | https://new.abb.com/products/en/1SDA102691R1 | https://new.abb.com/products/en/1SDA102826R1 | 1SDA112974R1
38 | Q | XT5NQ440AZFF000XXX | 1SDA102691R1+1SDA102830R1+1SDA112974R1 | XT5N 400 Ekip G Hi-Touch LSIG 4p 400A F F UL/CSA | 38:Q | XT5NQ440AZFF000XXX |  | https://new.abb.com/products/en/1SDA102691R1 | https://new.abb.com/products/en/1SDA102830R1 | 1SDA112974R1
38 | Q | XT5SQ425APFF000XXX | 1SDA102693R1+1SDA102796R1+1SDA112974R1 | XT5S 400 Ekip Touch LSI 4p 250A F F UL/CSA | 38:Q | XT5SQ425APFF000XXX |  | https://new.abb.com/products/en/1SDA102693R1 | https://new.abb.com/products/en/1SDA102796R1 | 1SDA112974R1
38 | Q | XT5SQ425AQFF000XXX | 1SDA102693R1+1SDA102800R1+1SDA112974R1 | XT5S 400 Ekip Touch LSIG 4p 250A F F UL/CSA | 38:Q | XT5SQ425AQFF000XXX |  | https://new.abb.com/products/en/1SDA102693R1 | https://new.abb.com/products/en/1SDA102800R1 | 1SDA112974R1
38 | Q | XT5SQ425ARFF000XXX | 1SDA102693R1+1SDA102804R1+1SDA112974R1 | XT5S 400 Ekip Touch Measuring LSI 4p 250A F F UL/CSA | 38:Q | XT5SQ425ARFF000XXX |  | https://new.abb.com/products/en/1SDA102693R1 | https://new.abb.com/products/en/1SDA102804R1 | 1SDA112974R1
38 | Q | XT5SQ425ASFF000XXX | 1SDA102693R1+1SDA102808R1+1SDA112974R1 | XT5S 400 Ekip Touch Measuring LSIG 4p 250A F F UL/CSA | 38:Q | XT5SQ425ASFF000XXX |  | https://new.abb.com/products/en/1SDA102693R1 | https://new.abb.com/products/en/1SDA102808R1 | 1SDA112974R1
38 | Q | XT5SQ425ATFF000XXX | 1SDA102693R1+1SDA102812R1+1SDA112974R1 | XT5S 400 Ekip Hi-Touch LSI 4p 250A F F UL/CSA | 38:Q | XT5SQ425ATFF000XXX |  | https://new.abb.com/products/en/1SDA102693R1 | https://new.abb.com/products/en/1SDA102812R1 | 1SDA112974R1
38 | Q | XT5SQ425AUFF000XXX | 1SDA102693R1+1SDA102816R1+1SDA112974R1 | XT5S 400 Ekip Hi-Touch LSIG 4p 250A F F UL/CSA | 38:Q | XT5SQ425AUFF000XXX |  | https://new.abb.com/products/en/1SDA102693R1 | https://new.abb.com/products/en/1SDA102816R1 | 1SDA112974R1
38 | Q | XT5SQ425AXFF000XXX | 1SDA102693R1+1SDA102820R1+1SDA112974R1 | XT5S 400 Ekip G Dip LS/I 4p 250A F F UL/CSA | 38:Q | XT5SQ425AXFF000XXX |  | https://new.abb.com/products/en/1SDA102693R1 | https://new.abb.com/products/en/1SDA102820R1 | 1SDA112974R1
38 | Q | XT5SQ425AYFF000XXX | 1SDA102693R1+1SDA102824R1+1SDA112974R1 | XT5S 400 Ekip G Touch LSIG 4p 250A F F UL/CSA | 38:Q | XT5SQ425AYFF000XXX |  | https://new.abb.com/products/en/1SDA102693R1 | https://new.abb.com/products/en/1SDA102824R1 | 1SDA112974R1
38 | Q | XT5SQ425AZFF000XXX | 1SDA102693R1+1SDA102828R1+1SDA112974R1 | XT5S 400 Ekip G Hi-Touch LSIG 4p 250A F F UL/CSA | 38:Q | XT5SQ425AZFF000XXX |  | https://new.abb.com/products/en/1SDA102693R1 | https://new.abb.com/products/en/1SDA102828R1 | 1SDA112974R1
38 | Q | XT5SQ430APFF000XXX | 1SDA102693R1+1SDA102797R1+1SDA112974R1 | XT5S 400 Ekip Touch LSI 4p 300A F F UL/CSA | 38:Q | XT5SQ430APFF000XXX |  | https://new.abb.com/products/en/1SDA102693R1 | https://new.abb.com/products/en/1SDA102797R1 | 1SDA112974R1
38 | Q | XT5SQ430AQFF000XXX | 1SDA102693R1+1SDA102801R1+1SDA112974R1 | XT5S 400 Ekip Touch LSIG 4p 300A F F UL/CSA | 38:Q | XT5SQ430AQFF000XXX |  | https://new.abb.com/products/en/1SDA102693R1 | https://new.abb.com/products/en/1SDA102801R1 | 1SDA112974R1
38 | Q | XT5SQ430ARFF000XXX | 1SDA102693R1+1SDA102805R1+1SDA112974R1 | XT5S 400 Ekip Touch Measuring LSI 4p 300A F F UL/CSA | 38:Q | XT5SQ430ARFF000XXX |  | https://new.abb.com/products/en/1SDA102693R1 | https://new.abb.com/products/en/1SDA102805R1 | 1SDA112974R1
38 | Q | XT5SQ430ASFF000XXX | 1SDA102693R1+1SDA102809R1+1SDA112974R1 | XT5S 400 Ekip Touch Measuring LSIG 4p 300A F F UL/CSA | 38:Q | XT5SQ430ASFF000XXX |  | https://new.abb.com/products/en/1SDA102693R1 | https://new.abb.com/products/en/1SDA102809R1 | 1SDA112974R1
38 | Q | XT5SQ430ATFF000XXX | 1SDA102693R1+1SDA102813R1+1SDA112974R1 | XT5S 400 Ekip Hi-Touch LSI 4p 300A F F UL/CSA | 38:Q | XT5SQ430ATFF000XXX |  | https://new.abb.com/products/en/1SDA102693R1 | https://new.abb.com/products/en/1SDA102813R1 | 1SDA112974R1
38 | Q | XT5SQ430AUFF000XXX | 1SDA102693R1+1SDA102817R1+1SDA112974R1 | XT5S 400 Ekip Hi-Touch LSIG 4p 300A F F UL/CSA | 38:Q | XT5SQ430AUFF000XXX |  | https://new.abb.com/products/en/1SDA102693R1 | https://new.abb.com/products/en/1SDA102817R1 | 1SDA112974R1
38 | Q | XT5SQ430AXFF000XXX | 1SDA102693R1+1SDA102821R1+1SDA112974R1 | XT5S 400 Ekip G Dip LS/I 4p 300A F F UL/CSA | 38:Q | XT5SQ430AXFF000XXX |  | https://new.abb.com/products/en/1SDA102693R1 | https://new.abb.com/products/en/1SDA102821R1 | 1SDA112974R1
38 | Q | XT5SQ430AYFF000XXX | 1SDA102693R1+1SDA102825R1+1SDA112974R1 | XT5S 400 Ekip G Touch LSIG 4p 300A F F UL/CSA | 38:Q | XT5SQ430AYFF000XXX |  | https://new.abb.com/products/en/1SDA102693R1 | https://new.abb.com/products/en/1SDA102825R1 | 1SDA112974R1
38 | Q | XT5SQ430AZFF000XXX | 1SDA102693R1+1SDA102829R1+1SDA112974R1 | XT5S 400 Ekip G Hi-Touch LSIG 4p 300A F F UL/CSA | 38:Q | XT5SQ430AZFF000XXX |  | https://new.abb.com/products/en/1SDA102693R1 | https://new.abb.com/products/en/1SDA102829R1 | 1SDA112974R1
38 | Q | XT5SQ440APFF000XXX | 1SDA102693R1+1SDA102798R1+1SDA112974R1 | XT5S 400 Ekip Touch LSI 4p 400A F F UL/CSA | 38:Q | XT5SQ440APFF000XXX |  | https://new.abb.com/products/en/1SDA102693R1 | https://new.abb.com/products/en/1SDA102798R1 | 1SDA112974R1
38 | Q | XT5SQ440AQFF000XXX | 1SDA102693R1+1SDA102802R1+1SDA112974R1 | XT5S 400 Ekip Touch LSIG 4p 400A F F UL/CSA | 38:Q | XT5SQ440AQFF000XXX |  | https://new.abb.com/products/en/1SDA102693R1 | https://new.abb.com/products/en/1SDA102802R1 | 1SDA112974R1
38 | Q | XT5SQ440ARFF000XXX | 1SDA102693R1+1SDA102806R1+1SDA112974R1 | XT5S 400 Ekip Touch Measuring LSI 4p 400A F F UL/CSA | 38:Q | XT5SQ440ARFF000XXX |  | https://new.abb.com/products/en/1SDA102693R1 | https://new.abb.com/products/en/1SDA102806R1 | 1SDA112974R1
38 | Q | XT5SQ440ASFF000XXX | 1SDA102693R1+1SDA102810R1+1SDA112974R1 | XT5S 400 Ekip Touch Measuring LSIG 4p 400A F F UL/CSA | 38:Q | XT5SQ440ASFF000XXX |  | https://new.abb.com/products/en/1SDA102693R1 | https://new.abb.com/products/en/1SDA102810R1 | 1SDA112974R1
38 | Q | XT5SQ440ATFF000XXX | 1SDA102693R1+1SDA102814R1+1SDA112974R1 | XT5S 400 Ekip Hi-Touch LSI 4p 400A F F UL/CSA | 38:Q | XT5SQ440ATFF000XXX |  | https://new.abb.com/products/en/1SDA102693R1 | https://new.abb.com/products/en/1SDA102814R1 | 1SDA112974R1
38 | Q | XT5SQ440AUFF000XXX | 1SDA102693R1+1SDA102818R1+1SDA112974R1 | XT5S 400 Ekip Hi-Touch LSIG 4p 400A F F UL/CSA | 38:Q | XT5SQ440AUFF000XXX |  | https://new.abb.com/products/en/1SDA102693R1 | https://new.abb.com/products/en/1SDA102818R1 | 1SDA112974R1
38 | Q | XT5SQ440AXFF000XXX | 1SDA102693R1+1SDA102822R1+1SDA112974R1 | XT5S 400 Ekip G Dip LS/I 4p 400A F F UL/CSA | 38:Q | XT5SQ440AXFF000XXX |  | https://new.abb.com/products/en/1SDA102693R1 | https://new.abb.com/products/en/1SDA102822R1 | 1SDA112974R1
38 | Q | XT5SQ440AYFF000XXX | 1SDA102693R1+1SDA102826R1+1SDA112974R1 | XT5S 400 Ekip G Touch LSIG 4p 400A F F UL/CSA | 38:Q | XT5SQ440AYFF000XXX |  | https://new.abb.com/products/en/1SDA102693R1 | https://new.abb.com/products/en/1SDA102826R1 | 1SDA112974R1
38 | Q | XT5SQ440AZFF000XXX | 1SDA102693R1+1SDA102830R1+1SDA112974R1 | XT5S 400 Ekip G Hi-Touch LSIG 4p 400A F F UL/CSA | 38:Q | XT5SQ440AZFF000XXX |  | https://new.abb.com/products/en/1SDA102693R1 | https://new.abb.com/products/en/1SDA102830R1 | 1SDA112974R1
38 | Q | XT5HQ425APFF000XXX | 1SDA102695R1+1SDA102796R1+1SDA112974R1 | XT5H 400 Ekip Touch LSI 4p 250A F F UL/CSA | 38:Q | XT5HQ425APFF000XXX |  | https://new.abb.com/products/en/1SDA102695R1 | https://new.abb.com/products/en/1SDA102796R1 | 1SDA112974R1
38 | Q | XT5HQ425AQFF000XXX | 1SDA102695R1+1SDA102800R1+1SDA112974R1 | XT5H 400 Ekip Touch LSIG 4p 250A F F UL/CSA | 38:Q | XT5HQ425AQFF000XXX |  | https://new.abb.com/products/en/1SDA102695R1 | https://new.abb.com/products/en/1SDA102800R1 | 1SDA112974R1
38 | Q | XT5HQ425ARFF000XXX | 1SDA102695R1+1SDA102804R1+1SDA112974R1 | XT5H 400 Ekip Touch Measuring LSI 4p 250A F F UL/CSA | 38:Q | XT5HQ425ARFF000XXX |  | https://new.abb.com/products/en/1SDA102695R1 | https://new.abb.com/products/en/1SDA102804R1 | 1SDA112974R1
38 | Q | XT5HQ425ASFF000XXX | 1SDA102695R1+1SDA102808R1+1SDA112974R1 | XT5H 400 Ekip Touch Measuring LSIG 4p 250A F F UL/CSA | 38:Q | XT5HQ425ASFF000XXX |  | https://new.abb.com/products/en/1SDA102695R1 | https://new.abb.com/products/en/1SDA102808R1 | 1SDA112974R1
38 | Q | XT5HQ425ATFF000XXX | 1SDA102695R1+1SDA102812R1+1SDA112974R1 | XT5H 400 Ekip Hi-Touch LSI 4p 250A F F UL/CSA | 38:Q | XT5HQ425ATFF000XXX |  | https://new.abb.com/products/en/1SDA102695R1 | https://new.abb.com/products/en/1SDA102812R1 | 1SDA112974R1
38 | Q | XT5HQ425AUFF000XXX | 1SDA102695R1+1SDA102816R1+1SDA112974R1 | XT5H 400 Ekip Hi-Touch LSIG 4p 250A F F UL/CSA | 38:Q | XT5HQ425AUFF000XXX |  | https://new.abb.com/products/en/1SDA102695R1 | https://new.abb.com/products/en/1SDA102816R1 | 1SDA112974R1
38 | Q | XT5HQ425AXFF000XXX | 1SDA102695R1+1SDA102820R1+1SDA112974R1 | XT5H 400 Ekip G Dip LS/I 4p 250A F F UL/CSA | 38:Q | XT5HQ425AXFF000XXX |  | https://new.abb.com/products/en/1SDA102695R1 | https://new.abb.com/products/en/1SDA102820R1 | 1SDA112974R1
38 | Q | XT5HQ425AYFF000XXX | 1SDA102695R1+1SDA102824R1+1SDA112974R1 | XT5H 400 Ekip G Touch LSIG 4p 250A F F UL/CSA | 38:Q | XT5HQ425AYFF000XXX |  | https://new.abb.com/products/en/1SDA102695R1 | https://new.abb.com/products/en/1SDA102824R1 | 1SDA112974R1
38 | Q | XT5HQ425AZFF000XXX | 1SDA102695R1+1SDA102828R1+1SDA112974R1 | XT5H 400 Ekip G Hi-Touch LSIG 4p 250A F F UL/CSA | 38:Q | XT5HQ425AZFF000XXX |  | https://new.abb.com/products/en/1SDA102695R1 | https://new.abb.com/products/en/1SDA102828R1 | 1SDA112974R1
38 | Q | XT5HQ430APFF000XXX | 1SDA102695R1+1SDA102797R1+1SDA112974R1 | XT5H 400 Ekip Touch LSI 4p 300A F F UL/CSA | 38:Q | XT5HQ430APFF000XXX |  | https://new.abb.com/products/en/1SDA102695R1 | https://new.abb.com/products/en/1SDA102797R1 | 1SDA112974R1
38 | Q | XT5HQ430AQFF000XXX | 1SDA102695R1+1SDA102801R1+1SDA112974R1 | XT5H 400 Ekip Touch LSIG 4p 300A F F UL/CSA | 38:Q | XT5HQ430AQFF000XXX |  | https://new.abb.com/products/en/1SDA102695R1 | https://new.abb.com/products/en/1SDA102801R1 | 1SDA112974R1
38 | Q | XT5HQ430ARFF000XXX | 1SDA102695R1+1SDA102805R1+1SDA112974R1 | XT5H 400 Ekip Touch Measuring LSI 4p 300A F F UL/CSA | 38:Q | XT5HQ430ARFF000XXX |  | https://new.abb.com/products/en/1SDA102695R1 | https://new.abb.com/products/en/1SDA102805R1 | 1SDA112974R1
38 | Q | XT5HQ430ASFF000XXX | 1SDA102695R1+1SDA102809R1+1SDA112974R1 | XT5H 400 Ekip Touch Measuring LSIG 4p 300A F F UL/CSA | 38:Q | XT5HQ430ASFF000XXX |  | https://new.abb.com/products/en/1SDA102695R1 | https://new.abb.com/products/en/1SDA102809R1 | 1SDA112974R1
38 | Q | XT5HQ430ATFF000XXX | 1SDA102695R1+1SDA102813R1+1SDA112974R1 | XT5H 400 Ekip Hi-Touch LSI 4p 300A F F UL/CSA | 38:Q | XT5HQ430ATFF000XXX |  | https://new.abb.com/products/en/1SDA102695R1 | https://new.abb.com/products/en/1SDA102813R1 | 1SDA112974R1
38 | Q | XT5HQ430AUFF000XXX | 1SDA102695R1+1SDA102817R1+1SDA112974R1 | XT5H 400 Ekip Hi-Touch LSIG 4p 300A F F UL/CSA | 38:Q | XT5HQ430AUFF000XXX |  | https://new.abb.com/products/en/1SDA102695R1 | https://new.abb.com/products/en/1SDA102817R1 | 1SDA112974R1
38 | Q | XT5HQ430AXFF000XXX | 1SDA102695R1+1SDA102821R1+1SDA112974R1 | XT5H 400 Ekip G Dip LS/I 4p 300A F F UL/CSA | 38:Q | XT5HQ430AXFF000XXX |  | https://new.abb.com/products/en/1SDA102695R1 | https://new.abb.com/products/en/1SDA102821R1 | 1SDA112974R1
38 | Q | XT5HQ430AYFF000XXX | 1SDA102695R1+1SDA102825R1+1SDA112974R1 | XT5H 400 Ekip G Touch LSIG 4p 300A F F UL/CSA | 38:Q | XT5HQ430AYFF000XXX |  | https://new.abb.com/products/en/1SDA102695R1 | https://new.abb.com/products/en/1SDA102825R1 | 1SDA112974R1
38 | Q | XT5HQ430AZFF000XXX | 1SDA102695R1+1SDA102829R1+1SDA112974R1 | XT5H 400 Ekip G Hi-Touch LSIG 4p 300A F F UL/CSA | 38:Q | XT5HQ430AZFF000XXX |  | https://new.abb.com/products/en/1SDA102695R1 | https://new.abb.com/products/en/1SDA102829R1 | 1SDA112974R1
38 | Q | XT5HQ440APFF000XXX | 1SDA102695R1+1SDA102798R1+1SDA112974R1 | XT5H 400 Ekip Touch LSI 4p 400A F F UL/CSA | 38:Q | XT5HQ440APFF000XXX |  | https://new.abb.com/products/en/1SDA102695R1 | https://new.abb.com/products/en/1SDA102798R1 | 1SDA112974R1
38 | Q | XT5HQ440AQFF000XXX | 1SDA102695R1+1SDA102802R1+1SDA112974R1 | XT5H 400 Ekip Touch LSIG 4p 400A F F UL/CSA | 38:Q | XT5HQ440AQFF000XXX |  | https://new.abb.com/products/en/1SDA102695R1 | https://new.abb.com/products/en/1SDA102802R1 | 1SDA112974R1
38 | Q | XT5HQ440ARFF000XXX | 1SDA102695R1+1SDA102806R1+1SDA112974R1 | XT5H 400 Ekip Touch Measuring LSI 4p 400A F F UL/CSA | 38:Q | XT5HQ440ARFF000XXX |  | https://new.abb.com/products/en/1SDA102695R1 | https://new.abb.com/products/en/1SDA102806R1 | 1SDA112974R1
38 | Q | XT5HQ440ASFF000XXX | 1SDA102695R1+1SDA102810R1+1SDA112974R1 | XT5H 400 Ekip Touch Measuring LSIG 4p 400A F F UL/CSA | 38:Q | XT5HQ440ASFF000XXX |  | https://new.abb.com/products/en/1SDA102695R1 | https://new.abb.com/products/en/1SDA102810R1 | 1SDA112974R1
38 | Q | XT5HQ440ATFF000XXX | 1SDA102695R1+1SDA102814R1+1SDA112974R1 | XT5H 400 Ekip Hi-Touch LSI 4p 400A F F UL/CSA | 38:Q | XT5HQ440ATFF000XXX |  | https://new.abb.com/products/en/1SDA102695R1 | https://new.abb.com/products/en/1SDA102814R1 | 1SDA112974R1
38 | Q | XT5HQ440AUFF000XXX | 1SDA102695R1+1SDA102818R1+1SDA112974R1 | XT5H 400 Ekip Hi-Touch LSIG 4p 400A F F UL/CSA | 38:Q | XT5HQ440AUFF000XXX |  | https://new.abb.com/products/en/1SDA102695R1 | https://new.abb.com/products/en/1SDA102818R1 | 1SDA112974R1
38 | Q | XT5HQ440AXFF000XXX | 1SDA102695R1+1SDA102822R1+1SDA112974R1 | XT5H 400 Ekip G Dip LS/I 4p 400A F F UL/CSA | 38:Q | XT5HQ440AXFF000XXX |  | https://new.abb.com/products/en/1SDA102695R1 | https://new.abb.com/products/en/1SDA102822R1 | 1SDA112974R1
38 | Q | XT5HQ440AYFF000XXX | 1SDA102695R1+1SDA102826R1+1SDA112974R1 | XT5H 400 Ekip G Touch LSIG 4p 400A F F UL/CSA | 38:Q | XT5HQ440AYFF000XXX |  | https://new.abb.com/products/en/1SDA102695R1 | https://new.abb.com/products/en/1SDA102826R1 | 1SDA112974R1
38 | Q | XT5HQ440AZFF000XXX | 1SDA102695R1+1SDA102830R1+1SDA112974R1 | XT5H 400 Ekip G Hi-Touch LSIG 4p 400A F F UL/CSA | 38:Q | XT5HQ440AZFF000XXX |  | https://new.abb.com/products/en/1SDA102695R1 | https://new.abb.com/products/en/1SDA102830R1 | 1SDA112974R1
38 | Q | XT5LQ425AEFF000XXX | 1SDA102697R1+1SDA102784R1+1SDA112974R1 | XT5L 400 Ekip DIP LS/I 4p 250A F F UL/CSA | 38:Q | XT5LQ425AEFF000XXX |  | https://new.abb.com/products/en/1SDA102697R1 | https://new.abb.com/products/en/1SDA102784R1 | 1SDA112974R1
38 | Q | XT5LQ425AFFF000XXX | 1SDA102697R1+1SDA102788R1+1SDA112974R1 | XT5L 400 Ekip DIP LSI 4p 250A F F UL/CSA | 38:Q | XT5LQ425AFFF000XXX |  | https://new.abb.com/products/en/1SDA102697R1 | https://new.abb.com/products/en/1SDA102788R1 | 1SDA112974R1
38 | Q | XT5LQ425AGFF000XXX | 1SDA102697R1+1SDA102792R1+1SDA112974R1 | XT5L 400 Ekip DIP LSIG 4p 250A F F UL/CSA | 38:Q | XT5LQ425AGFF000XXX |  | https://new.abb.com/products/en/1SDA102697R1 | https://new.abb.com/products/en/1SDA102792R1 | 1SDA112974R1
38 | Q | XT5LQ425APFF000XXX | 1SDA102697R1+1SDA102796R1+1SDA112974R1 | XT5L 400 Ekip Touch LSI 4p 250A F F UL/CSA | 38:Q | XT5LQ425APFF000XXX |  | https://new.abb.com/products/en/1SDA102697R1 | https://new.abb.com/products/en/1SDA102796R1 | 1SDA112974R1
38 | Q | XT5LQ425AQFF000XXX | 1SDA102697R1+1SDA102800R1+1SDA112974R1 | XT5L 400 Ekip Touch LSIG 4p 250A F F UL/CSA | 38:Q | XT5LQ425AQFF000XXX |  | https://new.abb.com/products/en/1SDA102697R1 | https://new.abb.com/products/en/1SDA102800R1 | 1SDA112974R1
38 | Q | XT5LQ425ARFF000XXX | 1SDA102697R1+1SDA102804R1+1SDA112974R1 | XT5L 400 Ekip Touch Measuring LSI 4p 250A F F UL/CSA | 38:Q | XT5LQ425ARFF000XXX |  | https://new.abb.com/products/en/1SDA102697R1 | https://new.abb.com/products/en/1SDA102804R1 | 1SDA112974R1
38 | Q | XT5LQ425ASFF000XXX | 1SDA102697R1+1SDA102808R1+1SDA112974R1 | XT5L 400 Ekip Touch Measuring LSIG 4p 250A F F UL/CSA | 38:Q | XT5LQ425ASFF000XXX |  | https://new.abb.com/products/en/1SDA102697R1 | https://new.abb.com/products/en/1SDA102808R1 | 1SDA112974R1
38 | Q | XT5LQ425ATFF000XXX | 1SDA102697R1+1SDA102812R1+1SDA112974R1 | XT5L 400 Ekip Hi-Touch LSI 4p 250A F F UL/CSA | 38:Q | XT5LQ425ATFF000XXX |  | https://new.abb.com/products/en/1SDA102697R1 | https://new.abb.com/products/en/1SDA102812R1 | 1SDA112974R1
38 | Q | XT5LQ425AUFF000XXX | 1SDA102697R1+1SDA102816R1+1SDA112974R1 | XT5L 400 Ekip Hi-Touch LSIG 4p 250A F F UL/CSA | 38:Q | XT5LQ425AUFF000XXX |  | https://new.abb.com/products/en/1SDA102697R1 | https://new.abb.com/products/en/1SDA102816R1 | 1SDA112974R1
38 | Q | XT5LQ425AXFF000XXX | 1SDA102697R1+1SDA102820R1+1SDA112974R1 | XT5L 400 Ekip G Dip LS/I 4p 250A F F UL/CSA | 38:Q | XT5LQ425AXFF000XXX |  | https://new.abb.com/products/en/1SDA102697R1 | https://new.abb.com/products/en/1SDA102820R1 | 1SDA112974R1
38 | Q | XT5LQ425AYFF000XXX | 1SDA102697R1+1SDA102824R1+1SDA112974R1 | XT5L 400 Ekip G Touch LSIG 4p 250A F F UL/CSA | 38:Q | XT5LQ425AYFF000XXX |  | https://new.abb.com/products/en/1SDA102697R1 | https://new.abb.com/products/en/1SDA102824R1 | 1SDA112974R1
38 | Q | XT5LQ425AZFF000XXX | 1SDA102697R1+1SDA102828R1+1SDA112974R1 | XT5L 400 Ekip G Hi-Touch LSIG 4p 250A F F UL/CSA | 38:Q | XT5LQ425AZFF000XXX |  | https://new.abb.com/products/en/1SDA102697R1 | https://new.abb.com/products/en/1SDA102828R1 | 1SDA112974R1
38 | Q | XT5LQ425ACFF000XXX | 1SDA102697R1+1SDA102832R1+1SDA112974R1 | XT5L 400 Ekip DIP LIG 4p 250A F F UL/CSA | 38:Q | XT5LQ425ACFF000XXX |  | https://new.abb.com/products/en/1SDA102697R1 | https://new.abb.com/products/en/1SDA102832R1 | 1SDA112974R1
38 | Q | XT5LQ430ABFF000XXX | 1SDA102697R1+1SDA102780R1+1SDA112974R1 | XT5L 400 TMA/TMD 4p 300A F F UL/CSA | 38:Q | XT5LQ430ABFF000XXX |  | https://new.abb.com/products/en/1SDA102697R1 | https://new.abb.com/products/en/1SDA102780R1 | 1SDA112974R1
38 | Q | XT5LQ430AEFF000XXX | 1SDA102697R1+1SDA102785R1+1SDA112974R1 | XT5L 400 Ekip DIP LS/I 4p 300A F F UL/CSA | 38:Q | XT5LQ430AEFF000XXX |  | https://new.abb.com/products/en/1SDA102697R1 | https://new.abb.com/products/en/1SDA102785R1 | 1SDA112974R1
38 | Q | XT5LQ430AFFF000XXX | 1SDA102697R1+1SDA102789R1+1SDA112974R1 | XT5L 400 Ekip DIP LSI 4p 300A F F UL/CSA | 38:Q | XT5LQ430AFFF000XXX |  | https://new.abb.com/products/en/1SDA102697R1 | https://new.abb.com/products/en/1SDA102789R1 | 1SDA112974R1
38 | Q | XT5LQ430AGFF000XXX | 1SDA102697R1+1SDA102793R1+1SDA112974R1 | XT5L 400 Ekip DIP LSIG 4p 300A F F UL/CSA | 38:Q | XT5LQ430AGFF000XXX |  | https://new.abb.com/products/en/1SDA102697R1 | https://new.abb.com/products/en/1SDA102793R1 | 1SDA112974R1
38 | Q | XT5LQ430APFF000XXX | 1SDA102697R1+1SDA102797R1+1SDA112974R1 | XT5L 400 Ekip Touch LSI 4p 300A F F UL/CSA | 38:Q | XT5LQ430APFF000XXX |  | https://new.abb.com/products/en/1SDA102697R1 | https://new.abb.com/products/en/1SDA102797R1 | 1SDA112974R1
38 | Q | XT5LQ430AQFF000XXX | 1SDA102697R1+1SDA102801R1+1SDA112974R1 | XT5L 400 Ekip Touch LSIG 4p 300A F F UL/CSA | 38:Q | XT5LQ430AQFF000XXX |  | https://new.abb.com/products/en/1SDA102697R1 | https://new.abb.com/products/en/1SDA102801R1 | 1SDA112974R1
38 | Q | XT5LQ430ARFF000XXX | 1SDA102697R1+1SDA102805R1+1SDA112974R1 | XT5L 400 Ekip Touch Measuring LSI 4p 300A F F UL/CSA | 38:Q | XT5LQ430ARFF000XXX |  | https://new.abb.com/products/en/1SDA102697R1 | https://new.abb.com/products/en/1SDA102805R1 | 1SDA112974R1
38 | Q | XT5LQ430ASFF000XXX | 1SDA102697R1+1SDA102809R1+1SDA112974R1 | XT5L 400 Ekip Touch Measuring LSIG 4p 300A F F UL/CSA | 38:Q | XT5LQ430ASFF000XXX |  | https://new.abb.com/products/en/1SDA102697R1 | https://new.abb.com/products/en/1SDA102809R1 | 1SDA112974R1
38 | Q | XT5LQ430ATFF000XXX | 1SDA102697R1+1SDA102813R1+1SDA112974R1 | XT5L 400 Ekip Hi-Touch LSI 4p 300A F F UL/CSA | 38:Q | XT5LQ430ATFF000XXX |  | https://new.abb.com/products/en/1SDA102697R1 | https://new.abb.com/products/en/1SDA102813R1 | 1SDA112974R1
38 | Q | XT5LQ430AUFF000XXX | 1SDA102697R1+1SDA102817R1+1SDA112974R1 | XT5L 400 Ekip Hi-Touch LSIG 4p 300A F F UL/CSA | 38:Q | XT5LQ430AUFF000XXX |  | https://new.abb.com/products/en/1SDA102697R1 | https://new.abb.com/products/en/1SDA102817R1 | 1SDA112974R1
38 | Q | XT5LQ430AXFF000XXX | 1SDA102697R1+1SDA102821R1+1SDA112974R1 | XT5L 400 Ekip G Dip LS/I 4p 300A F F UL/CSA | 38:Q | XT5LQ430AXFF000XXX |  | https://new.abb.com/products/en/1SDA102697R1 | https://new.abb.com/products/en/1SDA102821R1 | 1SDA112974R1
38 | Q | XT5LQ430AYFF000XXX | 1SDA102697R1+1SDA102825R1+1SDA112974R1 | XT5L 400 Ekip G Touch LSIG 4p 300A F F UL/CSA | 38:Q | XT5LQ430AYFF000XXX |  | https://new.abb.com/products/en/1SDA102697R1 | https://new.abb.com/products/en/1SDA102825R1 | 1SDA112974R1
38 | Q | XT5LQ430AZFF000XXX | 1SDA102697R1+1SDA102829R1+1SDA112974R1 | XT5L 400 Ekip G Hi-Touch LSIG 4p 300A F F UL/CSA | 38:Q | XT5LQ430AZFF000XXX |  | https://new.abb.com/products/en/1SDA102697R1 | https://new.abb.com/products/en/1SDA102829R1 | 1SDA112974R1
38 | Q | XT5LQ430ACFF000XXX | 1SDA102697R1+1SDA102833R1+1SDA112974R1 | XT5L 400 Ekip DIP LIG 4p 300A F F UL/CSA | 38:Q | XT5LQ430ACFF000XXX |  | https://new.abb.com/products/en/1SDA102697R1 | https://new.abb.com/products/en/1SDA102833R1 | 1SDA112974R1
38 | Q | XT5LQ430ANFF000XXX | 1SDA102697R1+1SDA107795R1+1SDA112974R1 | XT5L 400 TMG 4p 300A F F UL/CSA | 38:Q | XT5LQ430ANFF000XXX |  | https://new.abb.com/products/en/1SDA102697R1 | https://new.abb.com/products/en/1SDA107795R1 | 1SDA112974R1
38 | Q | XT5LQ440ABFF000XXX | 1SDA102697R1+1SDA102781R1+1SDA112974R1 | XT5L 400 TMA/TMD 4p 400A F F UL/CSA | 38:Q | XT5LQ440ABFF000XXX |  | https://new.abb.com/products/en/1SDA102697R1 | https://new.abb.com/products/en/1SDA102781R1 | 1SDA112974R1
38 | Q | XT5LQ440AFFF000XXX | 1SDA102697R1+1SDA102790R1+1SDA112974R1 | XT5L 400 Ekip DIP LSI 4p 400A F F UL/CSA | 38:Q | XT5LQ440AFFF000XXX |  | https://new.abb.com/products/en/1SDA102697R1 | https://new.abb.com/products/en/1SDA102790R1 | 1SDA112974R1
38 | Q | XT5LQ440AEFF000XXX | 1SDA102697R1+1SDA102786R1+1SDA112974R1 | XT5L 400 Ekip DIP LS/I 4p 400A F F UL/CSA | 38:Q | XT5LQ440AEFF000XXX |  | https://new.abb.com/products/en/1SDA102697R1 | https://new.abb.com/products/en/1SDA102786R1 | 1SDA112974R1
38 | Q | XT5LQ440AGFF000XXX | 1SDA102697R1+1SDA102794R1+1SDA112974R1 | XT5L 400 Ekip DIP LSIG 4p 400A F F UL/CSA | 38:Q | XT5LQ440AGFF000XXX |  | https://new.abb.com/products/en/1SDA102697R1 | https://new.abb.com/products/en/1SDA102794R1 | 1SDA112974R1
38 | Q | XT5LQ440APFF000XXX | 1SDA102697R1+1SDA102798R1+1SDA112974R1 | XT5L 400 Ekip Touch LSI 4p 400A F F UL/CSA | 38:Q | XT5LQ440APFF000XXX |  | https://new.abb.com/products/en/1SDA102697R1 | https://new.abb.com/products/en/1SDA102798R1 | 1SDA112974R1
38 | Q | XT5LQ440AQFF000XXX | 1SDA102697R1+1SDA102802R1+1SDA112974R1 | XT5L 400 Ekip Touch LSIG 4p 400A F F UL/CSA | 38:Q | XT5LQ440AQFF000XXX |  | https://new.abb.com/products/en/1SDA102697R1 | https://new.abb.com/products/en/1SDA102802R1 | 1SDA112974R1
38 | Q | XT5LQ440ARFF000XXX | 1SDA102697R1+1SDA102806R1+1SDA112974R1 | XT5L 400 Ekip Touch Measuring LSI 4p 400A F F UL/CSA | 38:Q | XT5LQ440ARFF000XXX |  | https://new.abb.com/products/en/1SDA102697R1 | https://new.abb.com/products/en/1SDA102806R1 | 1SDA112974R1
38 | Q | XT5LQ440ASFF000XXX | 1SDA102697R1+1SDA102810R1+1SDA112974R1 | XT5L 400 Ekip Touch Measuring LSIG 4p 400A F F UL/CSA | 38:Q | XT5LQ440ASFF000XXX |  | https://new.abb.com/products/en/1SDA102697R1 | https://new.abb.com/products/en/1SDA102810R1 | 1SDA112974R1
38 | Q | XT5LQ440ATFF000XXX | 1SDA102697R1+1SDA102814R1+1SDA112974R1 | XT5L 400 Ekip Hi-Touch LSI 4p 400A F F UL/CSA | 38:Q | XT5LQ440ATFF000XXX |  | https://new.abb.com/products/en/1SDA102697R1 | https://new.abb.com/products/en/1SDA102814R1 | 1SDA112974R1
38 | Q | XT5LQ440AUFF000XXX | 1SDA102697R1+1SDA102818R1+1SDA112974R1 | XT5L 400 Ekip Hi-Touch LSIG 4p 400A F F UL/CSA | 38:Q | XT5LQ440AUFF000XXX |  | https://new.abb.com/products/en/1SDA102697R1 | https://new.abb.com/products/en/1SDA102818R1 | 1SDA112974R1
38 | Q | XT5LQ440AXFF000XXX | 1SDA102697R1+1SDA102822R1+1SDA112974R1 | XT5L 400 Ekip G Dip LS/I 4p 400A F F UL/CSA | 38:Q | XT5LQ440AXFF000XXX |  | https://new.abb.com/products/en/1SDA102697R1 | https://new.abb.com/products/en/1SDA102822R1 | 1SDA112974R1
38 | Q | XT5LQ440AYFF000XXX | 1SDA102697R1+1SDA102826R1+1SDA112974R1 | XT5L 400 Ekip G Touch LSIG 4p 400A F F UL/CSA | 38:Q | XT5LQ440AYFF000XXX |  | https://new.abb.com/products/en/1SDA102697R1 | https://new.abb.com/products/en/1SDA102826R1 | 1SDA112974R1
38 | Q | XT5LQ440AZFF000XXX | 1SDA102697R1+1SDA102830R1+1SDA112974R1 | XT5L 400 Ekip G Hi-Touch LSIG 4p 400A F F UL/CSA | 38:Q | XT5LQ440AZFF000XXX |  | https://new.abb.com/products/en/1SDA102697R1 | https://new.abb.com/products/en/1SDA102830R1 | 1SDA112974R1
38 | Q | XT5LQ440ACFF000XXX | 1SDA102697R1+1SDA102834R1+1SDA112974R1 | XT5L 400 Ekip DIP LIG 4p 400A F F UL/CSA | 38:Q | XT5LQ440ACFF000XXX |  | https://new.abb.com/products/en/1SDA102697R1 | https://new.abb.com/products/en/1SDA102834R1 | 1SDA112974R1
38 | Q | XT5LQ440ANFF000XXX | 1SDA102697R1+1SDA107796R1+1SDA112974R1 | XT5L 400 TMG 4p 400A F F UL/CSA | 38:Q | XT5LQ440ANFF000XXX |  | https://new.abb.com/products/en/1SDA102697R1 | https://new.abb.com/products/en/1SDA107796R1 | 1SDA112974R1
38 | Q | XT5VQ425AEFF000XXX | 1SDA102699R1+1SDA102784R1+1SDA112974R1 | XT5V 400 Ekip DIP LS/I 4p 250A F F UL/CSA | 38:Q | XT5VQ425AEFF000XXX |  | https://new.abb.com/products/en/1SDA102699R1 | https://new.abb.com/products/en/1SDA102784R1 | 1SDA112974R1
38 | Q | XT5VQ425AFFF000XXX | 1SDA102699R1+1SDA102788R1+1SDA112974R1 | XT5V 400 Ekip DIP LSI 4p 250A F F UL/CSA | 38:Q | XT5VQ425AFFF000XXX |  | https://new.abb.com/products/en/1SDA102699R1 | https://new.abb.com/products/en/1SDA102788R1 | 1SDA112974R1
38 | Q | XT5VQ425AGFF000XXX | 1SDA102699R1+1SDA102792R1+1SDA112974R1 | XT5V 400 Ekip DIP LSIG 4p 250A F F UL/CSA | 38:Q | XT5VQ425AGFF000XXX |  | https://new.abb.com/products/en/1SDA102699R1 | https://new.abb.com/products/en/1SDA102792R1 | 1SDA112974R1
38 | Q | XT5VQ425APFF000XXX | 1SDA102699R1+1SDA102796R1+1SDA112974R1 | XT5V 400 Ekip Touch LSI 4p 250A F F UL/CSA | 38:Q | XT5VQ425APFF000XXX |  | https://new.abb.com/products/en/1SDA102699R1 | https://new.abb.com/products/en/1SDA102796R1 | 1SDA112974R1
38 | Q | XT5VQ425AQFF000XXX | 1SDA102699R1+1SDA102800R1+1SDA112974R1 | XT5V 400 Ekip Touch LSIG 4p 250A F F UL/CSA | 38:Q | XT5VQ425AQFF000XXX |  | https://new.abb.com/products/en/1SDA102699R1 | https://new.abb.com/products/en/1SDA102800R1 | 1SDA112974R1
38 | Q | XT5VQ425ARFF000XXX | 1SDA102699R1+1SDA102804R1+1SDA112974R1 | XT5V 400 Ekip Touch Measuring LSI 4p 250A F F UL/CSA | 38:Q | XT5VQ425ARFF000XXX |  | https://new.abb.com/products/en/1SDA102699R1 | https://new.abb.com/products/en/1SDA102804R1 | 1SDA112974R1
38 | Q | XT5VQ425ASFF000XXX | 1SDA102699R1+1SDA102808R1+1SDA112974R1 | XT5V 400 Ekip Touch Measuring LSIG 4p 250A F F UL/CSA | 38:Q | XT5VQ425ASFF000XXX |  | https://new.abb.com/products/en/1SDA102699R1 | https://new.abb.com/products/en/1SDA102808R1 | 1SDA112974R1
38 | Q | XT5VQ425ATFF000XXX | 1SDA102699R1+1SDA102812R1+1SDA112974R1 | XT5V 400 Ekip Hi-Touch LSI 4p 250A F F UL/CSA | 38:Q | XT5VQ425ATFF000XXX |  | https://new.abb.com/products/en/1SDA102699R1 | https://new.abb.com/products/en/1SDA102812R1 | 1SDA112974R1
38 | Q | XT5VQ425AUFF000XXX | 1SDA102699R1+1SDA102816R1+1SDA112974R1 | XT5V 400 Ekip Hi-Touch LSIG 4p 250A F F UL/CSA | 38:Q | XT5VQ425AUFF000XXX |  | https://new.abb.com/products/en/1SDA102699R1 | https://new.abb.com/products/en/1SDA102816R1 | 1SDA112974R1
38 | Q | XT5VQ425AXFF000XXX | 1SDA102699R1+1SDA102820R1+1SDA112974R1 | XT5V 400 Ekip G Dip LS/I 4p 250A F F UL/CSA | 38:Q | XT5VQ425AXFF000XXX |  | https://new.abb.com/products/en/1SDA102699R1 | https://new.abb.com/products/en/1SDA102820R1 | 1SDA112974R1
38 | Q | XT5VQ425AYFF000XXX | 1SDA102699R1+1SDA102824R1+1SDA112974R1 | XT5V 400 Ekip G Touch LSIG 4p 250A F F UL/CSA | 38:Q | XT5VQ425AYFF000XXX |  | https://new.abb.com/products/en/1SDA102699R1 | https://new.abb.com/products/en/1SDA102824R1 | 1SDA112974R1
38 | Q | XT5VQ425AZFF000XXX | 1SDA102699R1+1SDA102828R1+1SDA112974R1 | XT5V 400 Ekip G Hi-Touch LSIG 4p 250A F F UL/CSA | 38:Q | XT5VQ425AZFF000XXX |  | https://new.abb.com/products/en/1SDA102699R1 | https://new.abb.com/products/en/1SDA102828R1 | 1SDA112974R1
38 | Q | XT5VQ425ACFF000XXX | 1SDA102699R1+1SDA102832R1+1SDA112974R1 | XT5V 400 Ekip DIP LIG 4p 250A F F UL/CSA | 38:Q | XT5VQ425ACFF000XXX |  | https://new.abb.com/products/en/1SDA102699R1 | https://new.abb.com/products/en/1SDA102832R1 | 1SDA112974R1
38 | Q | XT5VQ430ABFF000XXX | 1SDA102699R1+1SDA102780R1+1SDA112974R1 | XT5V 400 TMA/TMD 4p 300A F F UL/CSA | 38:Q | XT5VQ430ABFF000XXX |  | https://new.abb.com/products/en/1SDA102699R1 | https://new.abb.com/products/en/1SDA102780R1 | 1SDA112974R1
38 | Q | XT5VQ430AEFF000XXX | 1SDA102699R1+1SDA102785R1+1SDA112974R1 | XT5V 400 Ekip DIP LS/I 4p 300A F F UL/CSA | 38:Q | XT5VQ430AEFF000XXX |  | https://new.abb.com/products/en/1SDA102699R1 | https://new.abb.com/products/en/1SDA102785R1 | 1SDA112974R1
38 | Q | XT5VQ430AFFF000XXX | 1SDA102699R1+1SDA102789R1+1SDA112974R1 | XT5V 400 Ekip DIP LSI 4p 300A F F UL/CSA | 38:Q | XT5VQ430AFFF000XXX |  | https://new.abb.com/products/en/1SDA102699R1 | https://new.abb.com/products/en/1SDA102789R1 | 1SDA112974R1
38 | Q | XT5VQ430AGFF000XXX | 1SDA102699R1+1SDA102793R1+1SDA112974R1 | XT5V 400 Ekip DIP LSIG 4p 300A F F UL/CSA | 38:Q | XT5VQ430AGFF000XXX |  | https://new.abb.com/products/en/1SDA102699R1 | https://new.abb.com/products/en/1SDA102793R1 | 1SDA112974R1
38 | Q | XT5VQ430APFF000XXX | 1SDA102699R1+1SDA102797R1+1SDA112974R1 | XT5V 400 Ekip Touch LSI 4p 300A F F UL/CSA | 38:Q | XT5VQ430APFF000XXX |  | https://new.abb.com/products/en/1SDA102699R1 | https://new.abb.com/products/en/1SDA102797R1 | 1SDA112974R1
38 | Q | XT5VQ430AQFF000XXX | 1SDA102699R1+1SDA102801R1+1SDA112974R1 | XT5V 400 Ekip Touch LSIG 4p 300A F F UL/CSA | 38:Q | XT5VQ430AQFF000XXX |  | https://new.abb.com/products/en/1SDA102699R1 | https://new.abb.com/products/en/1SDA102801R1 | 1SDA112974R1
38 | Q | XT5VQ430ARFF000XXX | 1SDA102699R1+1SDA102805R1+1SDA112974R1 | XT5V 400 Ekip Touch Measuring LSI 4p 300A F F UL/CSA | 38:Q | XT5VQ430ARFF000XXX |  | https://new.abb.com/products/en/1SDA102699R1 | https://new.abb.com/products/en/1SDA102805R1 | 1SDA112974R1
38 | Q | XT5VQ430ASFF000XXX | 1SDA102699R1+1SDA102809R1+1SDA112974R1 | XT5V 400 Ekip Touch Measuring LSIG 4p 300A F F UL/CSA | 38:Q | XT5VQ430ASFF000XXX |  | https://new.abb.com/products/en/1SDA102699R1 | https://new.abb.com/products/en/1SDA102809R1 | 1SDA112974R1
38 | Q | XT5VQ430ATFF000XXX | 1SDA102699R1+1SDA102813R1+1SDA112974R1 | XT5V 400 Ekip Hi-Touch LSI 4p 300A F F UL/CSA | 38:Q | XT5VQ430ATFF000XXX |  | https://new.abb.com/products/en/1SDA102699R1 | https://new.abb.com/products/en/1SDA102813R1 | 1SDA112974R1
38 | Q | XT5VQ430AUFF000XXX | 1SDA102699R1+1SDA102817R1+1SDA112974R1 | XT5V 400 Ekip Hi-Touch LSIG 4p 300A F F UL/CSA | 38:Q | XT5VQ430AUFF000XXX |  | https://new.abb.com/products/en/1SDA102699R1 | https://new.abb.com/products/en/1SDA102817R1 | 1SDA112974R1
38 | Q | XT5VQ430AXFF000XXX | 1SDA102699R1+1SDA102821R1+1SDA112974R1 | XT5V 400 Ekip G Dip LS/I 4p 300A F F UL/CSA | 38:Q | XT5VQ430AXFF000XXX |  | https://new.abb.com/products/en/1SDA102699R1 | https://new.abb.com/products/en/1SDA102821R1 | 1SDA112974R1
38 | Q | XT5VQ430AYFF000XXX | 1SDA102699R1+1SDA102825R1+1SDA112974R1 | XT5V 400 Ekip G Touch LSIG 4p 300A F F UL/CSA | 38:Q | XT5VQ430AYFF000XXX |  | https://new.abb.com/products/en/1SDA102699R1 | https://new.abb.com/products/en/1SDA102825R1 | 1SDA112974R1
38 | Q | XT5VQ430AZFF000XXX | 1SDA102699R1+1SDA102829R1+1SDA112974R1 | XT5V 400 Ekip G Hi-Touch LSIG 4p 300A F F UL/CSA | 38:Q | XT5VQ430AZFF000XXX |  | https://new.abb.com/products/en/1SDA102699R1 | https://new.abb.com/products/en/1SDA102829R1 | 1SDA112974R1
38 | Q | XT5VQ430ACFF000XXX | 1SDA102699R1+1SDA102833R1+1SDA112974R1 | XT5V 400 Ekip DIP LIG 4p 300A F F UL/CSA | 38:Q | XT5VQ430ACFF000XXX |  | https://new.abb.com/products/en/1SDA102699R1 | https://new.abb.com/products/en/1SDA102833R1 | 1SDA112974R1
38 | Q | XT5VQ430ANFF000XXX | 1SDA102699R1+1SDA107795R1+1SDA112974R1 | XT5V 400 TMG 4p 300A F F UL/CSA | 38:Q | XT5VQ430ANFF000XXX |  | https://new.abb.com/products/en/1SDA102699R1 | https://new.abb.com/products/en/1SDA107795R1 | 1SDA112974R1
38 | Q | XT5VQ440ABFF000XXX | 1SDA102699R1+1SDA102781R1+1SDA112974R1 | XT5V 400 TMA/TMD 4p 400A F F UL/CSA | 38:Q | XT5VQ440ABFF000XXX |  | https://new.abb.com/products/en/1SDA102699R1 | https://new.abb.com/products/en/1SDA102781R1 | 1SDA112974R1
38 | Q | XT5VQ440AFFF000XXX | 1SDA102699R1+1SDA102790R1+1SDA112974R1 | XT5V 400 Ekip DIP LSI 4p 400A F F UL/CSA | 38:Q | XT5VQ440AFFF000XXX |  | https://new.abb.com/products/en/1SDA102699R1 | https://new.abb.com/products/en/1SDA102790R1 | 1SDA112974R1
38 | Q | XT5VQ440AEFF000XXX | 1SDA102699R1+1SDA102786R1+1SDA112974R1 | XT5V 400 Ekip DIP LS/I 4p 400A F F UL/CSA | 38:Q | XT5VQ440AEFF000XXX |  | https://new.abb.com/products/en/1SDA102699R1 | https://new.abb.com/products/en/1SDA102786R1 | 1SDA112974R1
38 | Q | XT5VQ440AGFF000XXX | 1SDA102699R1+1SDA102794R1+1SDA112974R1 | XT5V 400 Ekip DIP LSIG 4p 400A F F UL/CSA | 38:Q | XT5VQ440AGFF000XXX |  | https://new.abb.com/products/en/1SDA102699R1 | https://new.abb.com/products/en/1SDA102794R1 | 1SDA112974R1
38 | Q | XT5VQ440APFF000XXX | 1SDA102699R1+1SDA102798R1+1SDA112974R1 | XT5V 400 Ekip Touch LSI 4p 400A F F UL/CSA | 38:Q | XT5VQ440APFF000XXX |  | https://new.abb.com/products/en/1SDA102699R1 | https://new.abb.com/products/en/1SDA102798R1 | 1SDA112974R1
38 | Q | XT5VQ440AQFF000XXX | 1SDA102699R1+1SDA102802R1+1SDA112974R1 | XT5V 400 Ekip Touch LSIG 4p 400A F F UL/CSA | 38:Q | XT5VQ440AQFF000XXX |  | https://new.abb.com/products/en/1SDA102699R1 | https://new.abb.com/products/en/1SDA102802R1 | 1SDA112974R1
38 | Q | XT5VQ440ARFF000XXX | 1SDA102699R1+1SDA102806R1+1SDA112974R1 | XT5V 400 Ekip Touch Measuring LSI 4p 400A F F UL/CSA | 38:Q | XT5VQ440ARFF000XXX |  | https://new.abb.com/products/en/1SDA102699R1 | https://new.abb.com/products/en/1SDA102806R1 | 1SDA112974R1
38 | Q | XT5VQ440ASFF000XXX | 1SDA102699R1+1SDA102810R1+1SDA112974R1 | XT5V 400 Ekip Touch Measuring LSIG 4p 400A F F UL/CSA | 38:Q | XT5VQ440ASFF000XXX |  | https://new.abb.com/products/en/1SDA102699R1 | https://new.abb.com/products/en/1SDA102810R1 | 1SDA112974R1
38 | Q | XT5VQ440ATFF000XXX | 1SDA102699R1+1SDA102814R1+1SDA112974R1 | XT5V 400 Ekip Hi-Touch LSI 4p 400A F F UL/CSA | 38:Q | XT5VQ440ATFF000XXX |  | https://new.abb.com/products/en/1SDA102699R1 | https://new.abb.com/products/en/1SDA102814R1 | 1SDA112974R1
38 | Q | XT5VQ440AUFF000XXX | 1SDA102699R1+1SDA102818R1+1SDA112974R1 | XT5V 400 Ekip Hi-Touch LSIG 4p 400A F F UL/CSA | 38:Q | XT5VQ440AUFF000XXX |  | https://new.abb.com/products/en/1SDA102699R1 | https://new.abb.com/products/en/1SDA102818R1 | 1SDA112974R1
38 | Q | XT5VQ440AXFF000XXX | 1SDA102699R1+1SDA102822R1+1SDA112974R1 | XT5V 400 Ekip G Dip LS/I 4p 400A F F UL/CSA | 38:Q | XT5VQ440AXFF000XXX |  | https://new.abb.com/products/en/1SDA102699R1 | https://new.abb.com/products/en/1SDA102822R1 | 1SDA112974R1
38 | Q | XT5VQ440AYFF000XXX | 1SDA102699R1+1SDA102826R1+1SDA112974R1 | XT5V 400 Ekip G Touch LSIG 4p 400A F F UL/CSA | 38:Q | XT5VQ440AYFF000XXX |  | https://new.abb.com/products/en/1SDA102699R1 | https://new.abb.com/products/en/1SDA102826R1 | 1SDA112974R1
38 | Q | XT5VQ440AZFF000XXX | 1SDA102699R1+1SDA102830R1+1SDA112974R1 | XT5V 400 Ekip G Hi-Touch LSIG 4p 400A F F UL/CSA | 38:Q | XT5VQ440AZFF000XXX |  | https://new.abb.com/products/en/1SDA102699R1 | https://new.abb.com/products/en/1SDA102830R1 | 1SDA112974R1
38 | Q | XT5VQ440ACFF000XXX | 1SDA102699R1+1SDA102834R1+1SDA112974R1 | XT5V 400 Ekip DIP LIG 4p 400A F F UL/CSA | 38:Q | XT5VQ440ACFF000XXX |  | https://new.abb.com/products/en/1SDA102699R1 | https://new.abb.com/products/en/1SDA102834R1 | 1SDA112974R1
38 | Q | XT5VQ440ANFF000XXX | 1SDA102699R1+1SDA107796R1+1SDA112974R1 | XT5V 400 TMG 4p 400A F F UL/CSA | 38:Q | XT5VQ440ANFF000XXX |  | https://new.abb.com/products/en/1SDA102699R1 | https://new.abb.com/products/en/1SDA107796R1 | 1SDA112974R1
38 | Q | XT5XQ425AEFF000XXX | 1SDA102701R1+1SDA102784R1+1SDA112974R1 | XT5X 400 Ekip DIP LS/I 4p 250A F F UL/CSA | 38:Q | XT5XQ425AEFF000XXX |  | https://new.abb.com/products/en/1SDA102701R1 | https://new.abb.com/products/en/1SDA102784R1 | 1SDA112974R1
38 | Q | XT5XQ425AFFF000XXX | 1SDA102701R1+1SDA102788R1+1SDA112974R1 | XT5X 400 Ekip DIP LSI 4p 250A F F UL/CSA | 38:Q | XT5XQ425AFFF000XXX |  | https://new.abb.com/products/en/1SDA102701R1 | https://new.abb.com/products/en/1SDA102788R1 | 1SDA112974R1
38 | Q | XT5XQ425AGFF000XXX | 1SDA102701R1+1SDA102792R1+1SDA112974R1 | XT5X 400 Ekip DIP LSIG 4p 250A F F UL/CSA | 38:Q | XT5XQ425AGFF000XXX |  | https://new.abb.com/products/en/1SDA102701R1 | https://new.abb.com/products/en/1SDA102792R1 | 1SDA112974R1
38 | Q | XT5XQ425APFF000XXX | 1SDA102701R1+1SDA102796R1+1SDA112974R1 | XT5X 400 Ekip Touch LSI 4p 250A F F UL/CSA | 38:Q | XT5XQ425APFF000XXX |  | https://new.abb.com/products/en/1SDA102701R1 | https://new.abb.com/products/en/1SDA102796R1 | 1SDA112974R1
38 | Q | XT5XQ425AQFF000XXX | 1SDA102701R1+1SDA102800R1+1SDA112974R1 | XT5X 400 Ekip Touch LSIG 4p 250A F F UL/CSA | 38:Q | XT5XQ425AQFF000XXX |  | https://new.abb.com/products/en/1SDA102701R1 | https://new.abb.com/products/en/1SDA102800R1 | 1SDA112974R1
38 | Q | XT5XQ425ARFF000XXX | 1SDA102701R1+1SDA102804R1+1SDA112974R1 | XT5X 400 Ekip Touch Measuring LSI 4p 250A F F UL/CSA | 38:Q | XT5XQ425ARFF000XXX |  | https://new.abb.com/products/en/1SDA102701R1 | https://new.abb.com/products/en/1SDA102804R1 | 1SDA112974R1
38 | Q | XT5XQ425ASFF000XXX | 1SDA102701R1+1SDA102808R1+1SDA112974R1 | XT5X 400 Ekip Touch Measuring LSIG 4p 250A F F UL/CSA | 38:Q | XT5XQ425ASFF000XXX |  | https://new.abb.com/products/en/1SDA102701R1 | https://new.abb.com/products/en/1SDA102808R1 | 1SDA112974R1
38 | Q | XT5XQ425ATFF000XXX | 1SDA102701R1+1SDA102812R1+1SDA112974R1 | XT5X 400 Ekip Hi-Touch LSI 4p 250A F F UL/CSA | 38:Q | XT5XQ425ATFF000XXX |  | https://new.abb.com/products/en/1SDA102701R1 | https://new.abb.com/products/en/1SDA102812R1 | 1SDA112974R1
38 | Q | XT5XQ425AUFF000XXX | 1SDA102701R1+1SDA102816R1+1SDA112974R1 | XT5X 400 Ekip Hi-Touch LSIG 4p 250A F F UL/CSA | 38:Q | XT5XQ425AUFF000XXX |  | https://new.abb.com/products/en/1SDA102701R1 | https://new.abb.com/products/en/1SDA102816R1 | 1SDA112974R1
38 | Q | XT5XQ425AXFF000XXX | 1SDA102701R1+1SDA102820R1+1SDA112974R1 | XT5X 400 Ekip G Dip LS/I 4p 250A F F UL/CSA | 38:Q | XT5XQ425AXFF000XXX |  | https://new.abb.com/products/en/1SDA102701R1 | https://new.abb.com/products/en/1SDA102820R1 | 1SDA112974R1
38 | Q | XT5XQ425AYFF000XXX | 1SDA102701R1+1SDA102824R1+1SDA112974R1 | XT5X 400 Ekip G Touch LSIG 4p 250A F F UL/CSA | 38:Q | XT5XQ425AYFF000XXX |  | https://new.abb.com/products/en/1SDA102701R1 | https://new.abb.com/products/en/1SDA102824R1 | 1SDA112974R1
38 | Q | XT5XQ425AZFF000XXX | 1SDA102701R1+1SDA102828R1+1SDA112974R1 | XT5X 400 Ekip G Hi-Touch LSIG 4p 250A F F UL/CSA | 38:Q | XT5XQ425AZFF000XXX |  | https://new.abb.com/products/en/1SDA102701R1 | https://new.abb.com/products/en/1SDA102828R1 | 1SDA112974R1
38 | Q | XT5XQ425ACFF000XXX | 1SDA102701R1+1SDA102832R1+1SDA112974R1 | XT5X 400 Ekip DIP LIG 4p 250A F F UL/CSA | 38:Q | XT5XQ425ACFF000XXX |  | https://new.abb.com/products/en/1SDA102701R1 | https://new.abb.com/products/en/1SDA102832R1 | 1SDA112974R1
38 | Q | XT5XQ430ABFF000XXX | 1SDA102701R1+1SDA102780R1+1SDA112974R1 | XT5X 400 TMA/TMD 4p 300A F F UL/CSA | 38:Q | XT5XQ430ABFF000XXX |  | https://new.abb.com/products/en/1SDA102701R1 | https://new.abb.com/products/en/1SDA102780R1 | 1SDA112974R1
38 | Q | XT5XQ430AEFF000XXX | 1SDA102701R1+1SDA102785R1+1SDA112974R1 | XT5X 400 Ekip DIP LS/I 4p 300A F F UL/CSA | 38:Q | XT5XQ430AEFF000XXX |  | https://new.abb.com/products/en/1SDA102701R1 | https://new.abb.com/products/en/1SDA102785R1 | 1SDA112974R1
38 | Q | XT5XQ430AFFF000XXX | 1SDA102701R1+1SDA102789R1+1SDA112974R1 | XT5X 400 Ekip DIP LSI 4p 300A F F UL/CSA | 38:Q | XT5XQ430AFFF000XXX |  | https://new.abb.com/products/en/1SDA102701R1 | https://new.abb.com/products/en/1SDA102789R1 | 1SDA112974R1
38 | Q | XT5XQ430AGFF000XXX | 1SDA102701R1+1SDA102793R1+1SDA112974R1 | XT5X 400 Ekip DIP LSIG 4p 300A F F UL/CSA | 38:Q | XT5XQ430AGFF000XXX |  | https://new.abb.com/products/en/1SDA102701R1 | https://new.abb.com/products/en/1SDA102793R1 | 1SDA112974R1
38 | Q | XT5XQ430APFF000XXX | 1SDA102701R1+1SDA102797R1+1SDA112974R1 | XT5X 400 Ekip Touch LSI 4p 300A F F UL/CSA | 38:Q | XT5XQ430APFF000XXX |  | https://new.abb.com/products/en/1SDA102701R1 | https://new.abb.com/products/en/1SDA102797R1 | 1SDA112974R1
38 | Q | XT5XQ430AQFF000XXX | 1SDA102701R1+1SDA102801R1+1SDA112974R1 | XT5X 400 Ekip Touch LSIG 4p 300A F F UL/CSA | 38:Q | XT5XQ430AQFF000XXX |  | https://new.abb.com/products/en/1SDA102701R1 | https://new.abb.com/products/en/1SDA102801R1 | 1SDA112974R1
38 | Q | XT5XQ430ARFF000XXX | 1SDA102701R1+1SDA102805R1+1SDA112974R1 | XT5X 400 Ekip Touch Measuring LSI 4p 300A F F UL/CSA | 38:Q | XT5XQ430ARFF000XXX |  | https://new.abb.com/products/en/1SDA102701R1 | https://new.abb.com/products/en/1SDA102805R1 | 1SDA112974R1
38 | Q | XT5XQ430ASFF000XXX | 1SDA102701R1+1SDA102809R1+1SDA112974R1 | XT5X 400 Ekip Touch Measuring LSIG 4p 300A F F UL/CSA | 38:Q | XT5XQ430ASFF000XXX |  | https://new.abb.com/products/en/1SDA102701R1 | https://new.abb.com/products/en/1SDA102809R1 | 1SDA112974R1
38 | Q | XT5XQ430ATFF000XXX | 1SDA102701R1+1SDA102813R1+1SDA112974R1 | XT5X 400 Ekip Hi-Touch LSI 4p 300A F F UL/CSA | 38:Q | XT5XQ430ATFF000XXX |  | https://new.abb.com/products/en/1SDA102701R1 | https://new.abb.com/products/en/1SDA102813R1 | 1SDA112974R1
38 | Q | XT5XQ430AUFF000XXX | 1SDA102701R1+1SDA102817R1+1SDA112974R1 | XT5X 400 Ekip Hi-Touch LSIG 4p 300A F F UL/CSA | 38:Q | XT5XQ430AUFF000XXX |  | https://new.abb.com/products/en/1SDA102701R1 | https://new.abb.com/products/en/1SDA102817R1 | 1SDA112974R1
38 | Q | XT5XQ430AXFF000XXX | 1SDA102701R1+1SDA102821R1+1SDA112974R1 | XT5X 400 Ekip G Dip LS/I 4p 300A F F UL/CSA | 38:Q | XT5XQ430AXFF000XXX |  | https://new.abb.com/products/en/1SDA102701R1 | https://new.abb.com/products/en/1SDA102821R1 | 1SDA112974R1
38 | Q | XT5XQ430AYFF000XXX | 1SDA102701R1+1SDA102825R1+1SDA112974R1 | XT5X 400 Ekip G Touch LSIG 4p 300A F F UL/CSA | 38:Q | XT5XQ430AYFF000XXX |  | https://new.abb.com/products/en/1SDA102701R1 | https://new.abb.com/products/en/1SDA102825R1 | 1SDA112974R1
38 | Q | XT5XQ430AZFF000XXX | 1SDA102701R1+1SDA102829R1+1SDA112974R1 | XT5X 400 Ekip G Hi-Touch LSIG 4p 300A F F UL/CSA | 38:Q | XT5XQ430AZFF000XXX |  | https://new.abb.com/products/en/1SDA102701R1 | https://new.abb.com/products/en/1SDA102829R1 | 1SDA112974R1
38 | Q | XT5XQ430ACFF000XXX | 1SDA102701R1+1SDA102833R1+1SDA112974R1 | XT5X 400 Ekip DIP LIG 4p 300A F F UL/CSA | 38:Q | XT5XQ430ACFF000XXX |  | https://new.abb.com/products/en/1SDA102701R1 | https://new.abb.com/products/en/1SDA102833R1 | 1SDA112974R1
38 | Q | XT5XQ430ANFF000XXX | 1SDA102701R1+1SDA107795R1+1SDA112974R1 | XT5X 400 TMG 4p 300A F F UL/CSA | 38:Q | XT5XQ430ANFF000XXX |  | https://new.abb.com/products/en/1SDA102701R1 | https://new.abb.com/products/en/1SDA107795R1 | 1SDA112974R1
38 | Q | XT5XQ440ABFF000XXX | 1SDA102701R1+1SDA102781R1+1SDA112974R1 | XT5X 400 TMA/TMD 4p 400A F F UL/CSA | 38:Q | XT5XQ440ABFF000XXX |  | https://new.abb.com/products/en/1SDA102701R1 | https://new.abb.com/products/en/1SDA102781R1 | 1SDA112974R1
38 | Q | XT5XQ440AFFF000XXX | 1SDA102701R1+1SDA102790R1+1SDA112974R1 | XT5X 400 Ekip DIP LSI 4p 400A F F UL/CSA | 38:Q | XT5XQ440AFFF000XXX |  | https://new.abb.com/products/en/1SDA102701R1 | https://new.abb.com/products/en/1SDA102790R1 | 1SDA112974R1
38 | Q | XT5XQ440AEFF000XXX | 1SDA102701R1+1SDA102786R1+1SDA112974R1 | XT5X 400 Ekip DIP LS/I 4p 400A F F UL/CSA | 38:Q | XT5XQ440AEFF000XXX |  | https://new.abb.com/products/en/1SDA102701R1 | https://new.abb.com/products/en/1SDA102786R1 | 1SDA112974R1
38 | Q | XT5XQ440AGFF000XXX | 1SDA102701R1+1SDA102794R1+1SDA112974R1 | XT5X 400 Ekip DIP LSIG 4p 400A F F UL/CSA | 38:Q | XT5XQ440AGFF000XXX |  | https://new.abb.com/products/en/1SDA102701R1 | https://new.abb.com/products/en/1SDA102794R1 | 1SDA112974R1
38 | Q | XT5XQ440APFF000XXX | 1SDA102701R1+1SDA102798R1+1SDA112974R1 | XT5X 400 Ekip Touch LSI 4p 400A F F UL/CSA | 38:Q | XT5XQ440APFF000XXX |  | https://new.abb.com/products/en/1SDA102701R1 | https://new.abb.com/products/en/1SDA102798R1 | 1SDA112974R1
38 | Q | XT5XQ440AQFF000XXX | 1SDA102701R1+1SDA102802R1+1SDA112974R1 | XT5X 400 Ekip Touch LSIG 4p 400A F F UL/CSA | 38:Q | XT5XQ440AQFF000XXX |  | https://new.abb.com/products/en/1SDA102701R1 | https://new.abb.com/products/en/1SDA102802R1 | 1SDA112974R1
38 | Q | XT5XQ440ARFF000XXX | 1SDA102701R1+1SDA102806R1+1SDA112974R1 | XT5X 400 Ekip Touch Measuring LSI 4p 400A F F UL/CSA | 38:Q | XT5XQ440ARFF000XXX |  | https://new.abb.com/products/en/1SDA102701R1 | https://new.abb.com/products/en/1SDA102806R1 | 1SDA112974R1
38 | Q | XT5XQ440ASFF000XXX | 1SDA102701R1+1SDA102810R1+1SDA112974R1 | XT5X 400 Ekip Touch Measuring LSIG 4p 400A F F UL/CSA | 38:Q | XT5XQ440ASFF000XXX |  | https://new.abb.com/products/en/1SDA102701R1 | https://new.abb.com/products/en/1SDA102810R1 | 1SDA112974R1
38 | Q | XT5XQ440ATFF000XXX | 1SDA102701R1+1SDA102814R1+1SDA112974R1 | XT5X 400 Ekip Hi-Touch LSI 4p 400A F F UL/CSA | 38:Q | XT5XQ440ATFF000XXX |  | https://new.abb.com/products/en/1SDA102701R1 | https://new.abb.com/products/en/1SDA102814R1 | 1SDA112974R1
38 | Q | XT5XQ440AUFF000XXX | 1SDA102701R1+1SDA102818R1+1SDA112974R1 | XT5X 400 Ekip Hi-Touch LSIG 4p 400A F F UL/CSA | 38:Q | XT5XQ440AUFF000XXX |  | https://new.abb.com/products/en/1SDA102701R1 | https://new.abb.com/products/en/1SDA102818R1 | 1SDA112974R1
38 | Q | XT5XQ440AXFF000XXX | 1SDA102701R1+1SDA102822R1+1SDA112974R1 | XT5X 400 Ekip G Dip LS/I 4p 400A F F UL/CSA | 38:Q | XT5XQ440AXFF000XXX |  | https://new.abb.com/products/en/1SDA102701R1 | https://new.abb.com/products/en/1SDA102822R1 | 1SDA112974R1
38 | Q | XT5XQ440AYFF000XXX | 1SDA102701R1+1SDA102826R1+1SDA112974R1 | XT5X 400 Ekip G Touch LSIG 4p 400A F F UL/CSA | 38:Q | XT5XQ440AYFF000XXX |  | https://new.abb.com/products/en/1SDA102701R1 | https://new.abb.com/products/en/1SDA102826R1 | 1SDA112974R1
38 | Q | XT5XQ440AZFF000XXX | 1SDA102701R1+1SDA102830R1+1SDA112974R1 | XT5X 400 Ekip G Hi-Touch LSIG 4p 400A F F UL/CSA | 38:Q | XT5XQ440AZFF000XXX |  | https://new.abb.com/products/en/1SDA102701R1 | https://new.abb.com/products/en/1SDA102830R1 | 1SDA112974R1
38 | Q | XT5XQ440ACFF000XXX | 1SDA102701R1+1SDA102834R1+1SDA112974R1 | XT5X 400 Ekip DIP LIG 4p 400A F F UL/CSA | 38:Q | XT5XQ440ACFF000XXX |  | https://new.abb.com/products/en/1SDA102701R1 | https://new.abb.com/products/en/1SDA102834R1 | 1SDA112974R1
38 | Q | XT5XQ440ANFF000XXX | 1SDA102701R1+1SDA107796R1+1SDA112974R1 | XT5X 400 TMG 4p 400A F F UL/CSA | 38:Q | XT5XQ440ANFF000XXX |  | https://new.abb.com/products/en/1SDA102701R1 | https://new.abb.com/products/en/1SDA107796R1 | 1SDA112974R1
38 | Q | XT5NQ360BXFF000XXX | 1SDA102680R1+1SDA102764R1+1SDA112973R1 | XT5N 600 Ekip G Dip LS/I 3p 600A F F UL/CSA | 38:Q | XT5NQ360BXFF000XXX |  | https://new.abb.com/products/en/1SDA102680R1 | https://new.abb.com/products/en/1SDA102764R1 | 1SDA112973R1
38 | Q | XT5NQ360BPFF000XXX | 1SDA102680R1+1SDA102722R1+1SDA112973R1 | XT5N 600 Ekip Touch LSI 3p 600A F F UL/CSA | 38:Q | XT5NQ360BPFF000XXX |  | https://new.abb.com/products/en/1SDA102680R1 | https://new.abb.com/products/en/1SDA102722R1 | 1SDA112973R1
38 | Q | XT5NQ360BQFF000XXX | 1SDA102680R1+1SDA102726R1+1SDA112973R1 | XT5N 600 Ekip Touch LSIG 3p 600A F F UL/CSA | 38:Q | XT5NQ360BQFF000XXX |  | https://new.abb.com/products/en/1SDA102680R1 | https://new.abb.com/products/en/1SDA102726R1 | 1SDA112973R1
38 | Q | XT5NQ360BRFF000XXX | 1SDA102680R1+1SDA102730R1+1SDA112973R1 | XT5N 600 Ekip Touch Measuring LSI 3p 600A F F UL/CSA | 38:Q | XT5NQ360BRFF000XXX |  | https://new.abb.com/products/en/1SDA102680R1 | https://new.abb.com/products/en/1SDA102730R1 | 1SDA112973R1
38 | Q | XT5NQ360BSFF000XXX | 1SDA102680R1+1SDA102734R1+1SDA112973R1 | XT5N 600 Ekip Touch Measuring LSIG 3p 600A F F UL/CSA | 38:Q | XT5NQ360BSFF000XXX |  | https://new.abb.com/products/en/1SDA102680R1 | https://new.abb.com/products/en/1SDA102734R1 | 1SDA112973R1
38 | Q | XT5NQ360BTFF000XXX | 1SDA102680R1+1SDA102738R1+1SDA112973R1 | XT5N 600 Ekip Hi-Touch LSI 3p 600A F F UL/CSA | 38:Q | XT5NQ360BTFF000XXX |  | https://new.abb.com/products/en/1SDA102680R1 | https://new.abb.com/products/en/1SDA102738R1 | 1SDA112973R1
38 | Q | XT5NQ360BUFF000XXX | 1SDA102680R1+1SDA102742R1+1SDA112973R1 | XT5N 600 Ekip Hi-Touch LSIG 3p 600A F F UL/CSA | 38:Q | XT5NQ360BUFF000XXX |  | https://new.abb.com/products/en/1SDA102680R1 | https://new.abb.com/products/en/1SDA102742R1 | 1SDA112973R1
38 | Q | XT5NQ360BYFF000XXX | 1SDA102680R1+1SDA102768R1+1SDA112973R1 | XT5N 600 Ekip G Touch LSIG 3p 600A F F UL/CSA | 38:Q | XT5NQ360BYFF000XXX |  | https://new.abb.com/products/en/1SDA102680R1 | https://new.abb.com/products/en/1SDA102768R1 | 1SDA112973R1
38 | Q | XT5NQ360BZFF000XXX | 1SDA102680R1+1SDA102772R1+1SDA112973R1 | XT5N 600 Ekip G Hi-Touch LSIG 3p 600A F F UL/CSA | 38:Q | XT5NQ360BZFF000XXX |  | https://new.abb.com/products/en/1SDA102680R1 | https://new.abb.com/products/en/1SDA102772R1 | 1SDA112973R1
38 | Q | XT5SQ360BXFF000XXX | 1SDA102682R1+1SDA102764R1+1SDA112973R1 | XT5S 600 Ekip G Dip LS/I 3p 600A F F UL/CSA | 38:Q | XT5SQ360BXFF000XXX |  | https://new.abb.com/products/en/1SDA102682R1 | https://new.abb.com/products/en/1SDA102764R1 | 1SDA112973R1
38 | Q | XT5SQ360BPFF000XXX | 1SDA102682R1+1SDA102722R1+1SDA112973R1 | XT5S 600 Ekip Touch LSI 3p 600A F F UL/CSA | 38:Q | XT5SQ360BPFF000XXX |  | https://new.abb.com/products/en/1SDA102682R1 | https://new.abb.com/products/en/1SDA102722R1 | 1SDA112973R1
38 | Q | XT5SQ360BQFF000XXX | 1SDA102682R1+1SDA102726R1+1SDA112973R1 | XT5S 600 Ekip Touch LSIG 3p 600A F F UL/CSA | 38:Q | XT5SQ360BQFF000XXX |  | https://new.abb.com/products/en/1SDA102682R1 | https://new.abb.com/products/en/1SDA102726R1 | 1SDA112973R1
38 | Q | XT5SQ360BRFF000XXX | 1SDA102682R1+1SDA102730R1+1SDA112973R1 | XT5S 600 Ekip Touch Measuring LSI 3p 600A F F UL/CSA | 38:Q | XT5SQ360BRFF000XXX |  | https://new.abb.com/products/en/1SDA102682R1 | https://new.abb.com/products/en/1SDA102730R1 | 1SDA112973R1
38 | Q | XT5SQ360BSFF000XXX | 1SDA102682R1+1SDA102734R1+1SDA112973R1 | XT5S 600 Ekip Touch Measuring LSIG 3p 600A F F UL/CSA | 38:Q | XT5SQ360BSFF000XXX |  | https://new.abb.com/products/en/1SDA102682R1 | https://new.abb.com/products/en/1SDA102734R1 | 1SDA112973R1
38 | Q | XT5SQ360BTFF000XXX | 1SDA102682R1+1SDA102738R1+1SDA112973R1 | XT5S 600 Ekip Hi-Touch LSI 3p 600A F F UL/CSA | 38:Q | XT5SQ360BTFF000XXX |  | https://new.abb.com/products/en/1SDA102682R1 | https://new.abb.com/products/en/1SDA102738R1 | 1SDA112973R1
38 | Q | XT5SQ360BUFF000XXX | 1SDA102682R1+1SDA102742R1+1SDA112973R1 | XT5S 600 Ekip Hi-Touch LSIG 3p 600A F F UL/CSA | 38:Q | XT5SQ360BUFF000XXX |  | https://new.abb.com/products/en/1SDA102682R1 | https://new.abb.com/products/en/1SDA102742R1 | 1SDA112973R1
38 | Q | XT5SQ360BYFF000XXX | 1SDA102682R1+1SDA102768R1+1SDA112973R1 | XT5S 600 Ekip G Touch LSIG 3p 600A F F UL/CSA | 38:Q | XT5SQ360BYFF000XXX |  | https://new.abb.com/products/en/1SDA102682R1 | https://new.abb.com/products/en/1SDA102768R1 | 1SDA112973R1
38 | Q | XT5SQ360BZFF000XXX | 1SDA102682R1+1SDA102772R1+1SDA112973R1 | XT5S 600 Ekip G Hi-Touch LSIG 3p 600A F F UL/CSA | 38:Q | XT5SQ360BZFF000XXX |  | https://new.abb.com/products/en/1SDA102682R1 | https://new.abb.com/products/en/1SDA102772R1 | 1SDA112973R1
38 | Q | XT5HQ360BXFF000XXX | 1SDA102684R1+1SDA102764R1+1SDA112973R1 | XT5H 600 Ekip G Dip LS/I 3p 600A F F UL/CSA | 38:Q | XT5HQ360BXFF000XXX |  | https://new.abb.com/products/en/1SDA102684R1 | https://new.abb.com/products/en/1SDA102764R1 | 1SDA112973R1
38 | Q | XT5HQ360BPFF000XXX | 1SDA102684R1+1SDA102722R1+1SDA112973R1 | XT5H 600 Ekip Touch LSI 3p 600A F F UL/CSA | 38:Q | XT5HQ360BPFF000XXX |  | https://new.abb.com/products/en/1SDA102684R1 | https://new.abb.com/products/en/1SDA102722R1 | 1SDA112973R1
38 | Q | XT5HQ360BQFF000XXX | 1SDA102684R1+1SDA102726R1+1SDA112973R1 | XT5H 600 Ekip Touch LSIG 3p 600A F F UL/CSA | 38:Q | XT5HQ360BQFF000XXX |  | https://new.abb.com/products/en/1SDA102684R1 | https://new.abb.com/products/en/1SDA102726R1 | 1SDA112973R1
38 | Q | XT5HQ360BRFF000XXX | 1SDA102684R1+1SDA102730R1+1SDA112973R1 | XT5H 600 Ekip Touch Measuring LSI 3p 600A F F UL/CSA | 38:Q | XT5HQ360BRFF000XXX |  | https://new.abb.com/products/en/1SDA102684R1 | https://new.abb.com/products/en/1SDA102730R1 | 1SDA112973R1
38 | Q | XT5HQ360BSFF000XXX | 1SDA102684R1+1SDA102734R1+1SDA112973R1 | XT5H 600 Ekip Touch Measuring LSIG 3p 600A F F UL/CSA | 38:Q | XT5HQ360BSFF000XXX |  | https://new.abb.com/products/en/1SDA102684R1 | https://new.abb.com/products/en/1SDA102734R1 | 1SDA112973R1
38 | Q | XT5HQ360BTFF000XXX | 1SDA102684R1+1SDA102738R1+1SDA112973R1 | XT5H 600 Ekip Hi-Touch LSI 3p 600A F F UL/CSA | 38:Q | XT5HQ360BTFF000XXX |  | https://new.abb.com/products/en/1SDA102684R1 | https://new.abb.com/products/en/1SDA102738R1 | 1SDA112973R1
38 | Q | XT5HQ360BUFF000XXX | 1SDA102684R1+1SDA102742R1+1SDA112973R1 | XT5H 600 Ekip Hi-Touch LSIG 3p 600A F F UL/CSA | 38:Q | XT5HQ360BUFF000XXX |  | https://new.abb.com/products/en/1SDA102684R1 | https://new.abb.com/products/en/1SDA102742R1 | 1SDA112973R1
38 | Q | XT5HQ360BYFF000XXX | 1SDA102684R1+1SDA102768R1+1SDA112973R1 | XT5H 600 Ekip G Touch LSIG 3p 600A F F UL/CSA | 38:Q | XT5HQ360BYFF000XXX |  | https://new.abb.com/products/en/1SDA102684R1 | https://new.abb.com/products/en/1SDA102768R1 | 1SDA112973R1
38 | Q | XT5HQ360BZFF000XXX | 1SDA102684R1+1SDA102772R1+1SDA112973R1 | XT5H 600 Ekip G Hi-Touch LSIG 3p 600A F F UL/CSA | 38:Q | XT5HQ360BZFF000XXX |  | https://new.abb.com/products/en/1SDA102684R1 | https://new.abb.com/products/en/1SDA102772R1 | 1SDA112973R1
38 | Q | XT5LQ360BBFF000XXX | 1SDA102686R1+1SDA102706R1+1SDA112973R1 | XT5L 600 TMA/TMD 3p 600A F F UL/CSA | 38:Q | XT5LQ360BBFF000XXX |  | https://new.abb.com/products/en/1SDA102686R1 | https://new.abb.com/products/en/1SDA102706R1 | 1SDA112973R1
38 | Q | XT5LQ360BEFF000XXX | 1SDA102686R1+1SDA102710R1+1SDA112973R1 | XT5L 600 Ekip DIP LS/I 3p 600A F F UL/CSA | 38:Q | XT5LQ360BEFF000XXX |  | https://new.abb.com/products/en/1SDA102686R1 | https://new.abb.com/products/en/1SDA102710R1 | 1SDA112973R1
38 | Q | XT5LQ360BXFF000XXX | 1SDA102686R1+1SDA102764R1+1SDA112973R1 | XT5L 600 Ekip G Dip LS/I 3p 600A F F UL/CSA | 38:Q | XT5LQ360BXFF000XXX |  | https://new.abb.com/products/en/1SDA102686R1 | https://new.abb.com/products/en/1SDA102764R1 | 1SDA112973R1
38 | Q | XT5LQ360BCFF000XXX | 1SDA102686R1+1SDA102776R1+1SDA112973R1 | XT5L 600 Ekip DIP LIG 3p 600A F F UL/CSA | 38:Q | XT5LQ360BCFF000XXX |  | https://new.abb.com/products/en/1SDA102686R1 | https://new.abb.com/products/en/1SDA102776R1 | 1SDA112973R1
38 | Q | XT5LQ360BFFF000XXX | 1SDA102686R1+1SDA102714R1+1SDA112973R1 | XT5L 600 Ekip DIP LSI 3p 600A F F UL/CSA | 38:Q | XT5LQ360BFFF000XXX |  | https://new.abb.com/products/en/1SDA102686R1 | https://new.abb.com/products/en/1SDA102714R1 | 1SDA112973R1
38 | Q | XT5LQ360BGFF000XXX | 1SDA102686R1+1SDA102718R1+1SDA112973R1 | XT5L 600 Ekip DIP LSIG 3p 600A F F UL/CSA | 38:Q | XT5LQ360BGFF000XXX |  | https://new.abb.com/products/en/1SDA102686R1 | https://new.abb.com/products/en/1SDA102718R1 | 1SDA112973R1
38 | Q | XT5LQ360BPFF000XXX | 1SDA102686R1+1SDA102722R1+1SDA112973R1 | XT5L 600 Ekip Touch LSI 3p 600A F F UL/CSA | 38:Q | XT5LQ360BPFF000XXX |  | https://new.abb.com/products/en/1SDA102686R1 | https://new.abb.com/products/en/1SDA102722R1 | 1SDA112973R1
38 | Q | XT5LQ360BQFF000XXX | 1SDA102686R1+1SDA102726R1+1SDA112973R1 | XT5L 600 Ekip Touch LSIG 3p 600A F F UL/CSA | 38:Q | XT5LQ360BQFF000XXX |  | https://new.abb.com/products/en/1SDA102686R1 | https://new.abb.com/products/en/1SDA102726R1 | 1SDA112973R1
38 | Q | XT5LQ360BRFF000XXX | 1SDA102686R1+1SDA102730R1+1SDA112973R1 | XT5L 600 Ekip Touch Measuring LSI 3p 600A F F UL/CSA | 38:Q | XT5LQ360BRFF000XXX |  | https://new.abb.com/products/en/1SDA102686R1 | https://new.abb.com/products/en/1SDA102730R1 | 1SDA112973R1
38 | Q | XT5LQ360BSFF000XXX | 1SDA102686R1+1SDA102734R1+1SDA112973R1 | XT5L 600 Ekip Touch Measuring LSIG 3p 600A F F UL/CSA | 38:Q | XT5LQ360BSFF000XXX |  | https://new.abb.com/products/en/1SDA102686R1 | https://new.abb.com/products/en/1SDA102734R1 | 1SDA112973R1
38 | Q | XT5LQ360BTFF000XXX | 1SDA102686R1+1SDA102738R1+1SDA112973R1 | XT5L 600 Ekip Hi-Touch LSI 3p 600A F F UL/CSA | 38:Q | XT5LQ360BTFF000XXX |  | https://new.abb.com/products/en/1SDA102686R1 | https://new.abb.com/products/en/1SDA102738R1 | 1SDA112973R1
38 | Q | XT5LQ360BUFF000XXX | 1SDA102686R1+1SDA102742R1+1SDA112973R1 | XT5L 600 Ekip Hi-Touch LSIG 3p 600A F F UL/CSA | 38:Q | XT5LQ360BUFF000XXX |  | https://new.abb.com/products/en/1SDA102686R1 | https://new.abb.com/products/en/1SDA102742R1 | 1SDA112973R1
38 | Q | XT5LQ360BNFF000XXX | 1SDA102686R1+1SDA102760R1+1SDA112973R1 | XT5L 600 TMG 3p 600A F F UL/CSA | 38:Q | XT5LQ360BNFF000XXX |  | https://new.abb.com/products/en/1SDA102686R1 | https://new.abb.com/products/en/1SDA102760R1 | 1SDA112973R1
38 | Q | XT5LQ360BYFF000XXX | 1SDA102686R1+1SDA102768R1+1SDA112973R1 | XT5L 600 Ekip G Touch LSIG 3p 600A F F UL/CSA | 38:Q | XT5LQ360BYFF000XXX |  | https://new.abb.com/products/en/1SDA102686R1 | https://new.abb.com/products/en/1SDA102768R1 | 1SDA112973R1
38 | Q | XT5LQ360BZFF000XXX | 1SDA102686R1+1SDA102772R1+1SDA112973R1 | XT5L 600 Ekip G Hi-Touch LSIG 3p 600A F F UL/CSA | 38:Q | XT5LQ360BZFF000XXX |  | https://new.abb.com/products/en/1SDA102686R1 | https://new.abb.com/products/en/1SDA102772R1 | 1SDA112973R1
38 | Q | XT5NQ460BPFF000XXX | 1SDA102692R1+1SDA102799R1+1SDA112974R1 | XT5N 600 Ekip Touch LSI 4p 600A F F UL/CSA | 38:Q | XT5NQ460BPFF000XXX |  | https://new.abb.com/products/en/1SDA102692R1 | https://new.abb.com/products/en/1SDA102799R1 | 1SDA112974R1
38 | Q | XT5NQ460BQFF000XXX | 1SDA102692R1+1SDA102803R1+1SDA112974R1 | XT5N 600 Ekip Touch LSIG 4p 600A F F UL/CSA | 38:Q | XT5NQ460BQFF000XXX |  | https://new.abb.com/products/en/1SDA102692R1 | https://new.abb.com/products/en/1SDA102803R1 | 1SDA112974R1
38 | Q | XT5NQ460BRFF000XXX | 1SDA102692R1+1SDA102807R1+1SDA112974R1 | XT5N 600 Ekip Touch Measuring LSI 4p 600A F F UL/CSA | 38:Q | XT5NQ460BRFF000XXX |  | https://new.abb.com/products/en/1SDA102692R1 | https://new.abb.com/products/en/1SDA102807R1 | 1SDA112974R1
38 | Q | XT5NQ460BSFF000XXX | 1SDA102692R1+1SDA102811R1+1SDA112974R1 | XT5N 600 Ekip Touch Measuring LSIG 4p 600A F F UL/CSA | 38:Q | XT5NQ460BSFF000XXX |  | https://new.abb.com/products/en/1SDA102692R1 | https://new.abb.com/products/en/1SDA102811R1 | 1SDA112974R1
38 | Q | XT5NQ460BTFF000XXX | 1SDA102692R1+1SDA102815R1+1SDA112974R1 | XT5N 600 Ekip Hi-Touch LSI 4p 600A F F UL/CSA | 38:Q | XT5NQ460BTFF000XXX |  | https://new.abb.com/products/en/1SDA102692R1 | https://new.abb.com/products/en/1SDA102815R1 | 1SDA112974R1
38 | Q | XT5NQ460BUFF000XXX | 1SDA102692R1+1SDA102819R1+1SDA112974R1 | XT5N 600 Ekip Hi-Touch LSIG 4p 600A F F UL/CSA | 38:Q | XT5NQ460BUFF000XXX |  | https://new.abb.com/products/en/1SDA102692R1 | https://new.abb.com/products/en/1SDA102819R1 | 1SDA112974R1
38 | Q | XT5NQ460BXFF000XXX | 1SDA102692R1+1SDA102823R1+1SDA112974R1 | XT5N 600 Ekip G Dip LS/I 4p 600A F F UL/CSA | 38:Q | XT5NQ460BXFF000XXX |  | https://new.abb.com/products/en/1SDA102692R1 | https://new.abb.com/products/en/1SDA102823R1 | 1SDA112974R1
38 | Q | XT5NQ460BYFF000XXX | 1SDA102692R1+1SDA102827R1+1SDA112974R1 | XT5N 600 Ekip G Touch LSIG 4p 600A F F UL/CSA | 38:Q | XT5NQ460BYFF000XXX |  | https://new.abb.com/products/en/1SDA102692R1 | https://new.abb.com/products/en/1SDA102827R1 | 1SDA112974R1
38 | Q | XT5NQ460BZFF000XXX | 1SDA102692R1+1SDA102831R1+1SDA112974R1 | XT5N 600 Ekip G Hi-Touch LSIG 4p 600A F F UL/CSA | 38:Q | XT5NQ460BZFF000XXX |  | https://new.abb.com/products/en/1SDA102692R1 | https://new.abb.com/products/en/1SDA102831R1 | 1SDA112974R1
38 | Q | XT5SQ460BPFF000XXX | 1SDA102694R1+1SDA102799R1+1SDA112974R1 | XT5S 600 Ekip Touch LSI 4p 600A F F UL/CSA | 38:Q | XT5SQ460BPFF000XXX |  | https://new.abb.com/products/en/1SDA102694R1 | https://new.abb.com/products/en/1SDA102799R1 | 1SDA112974R1
38 | Q | XT5SQ460BQFF000XXX | 1SDA102694R1+1SDA102803R1+1SDA112974R1 | XT5S 600 Ekip Touch LSIG 4p 600A F F UL/CSA | 38:Q | XT5SQ460BQFF000XXX |  | https://new.abb.com/products/en/1SDA102694R1 | https://new.abb.com/products/en/1SDA102803R1 | 1SDA112974R1
38 | Q | XT5SQ460BRFF000XXX | 1SDA102694R1+1SDA102807R1+1SDA112974R1 | XT5S 600 Ekip Touch Measuring LSI 4p 600A F F UL/CSA | 38:Q | XT5SQ460BRFF000XXX |  | https://new.abb.com/products/en/1SDA102694R1 | https://new.abb.com/products/en/1SDA102807R1 | 1SDA112974R1
38 | Q | XT5SQ460BSFF000XXX | 1SDA102694R1+1SDA102811R1+1SDA112974R1 | XT5S 600 Ekip Touch Measuring LSIG 4p 600A F F UL/CSA | 38:Q | XT5SQ460BSFF000XXX |  | https://new.abb.com/products/en/1SDA102694R1 | https://new.abb.com/products/en/1SDA102811R1 | 1SDA112974R1
38 | Q | XT5SQ460BTFF000XXX | 1SDA102694R1+1SDA102815R1+1SDA112974R1 | XT5S 600 Ekip Hi-Touch LSI 4p 600A F F UL/CSA | 38:Q | XT5SQ460BTFF000XXX |  | https://new.abb.com/products/en/1SDA102694R1 | https://new.abb.com/products/en/1SDA102815R1 | 1SDA112974R1
38 | Q | XT5SQ460BUFF000XXX | 1SDA102694R1+1SDA102819R1+1SDA112974R1 | XT5S 600 Ekip Hi-Touch LSIG 4p 600A F F UL/CSA | 38:Q | XT5SQ460BUFF000XXX |  | https://new.abb.com/products/en/1SDA102694R1 | https://new.abb.com/products/en/1SDA102819R1 | 1SDA112974R1
38 | Q | XT5SQ460BXFF000XXX | 1SDA102694R1+1SDA102823R1+1SDA112974R1 | XT5S 600 Ekip G Dip LS/I 4p 600A F F UL/CSA | 38:Q | XT5SQ460BXFF000XXX |  | https://new.abb.com/products/en/1SDA102694R1 | https://new.abb.com/products/en/1SDA102823R1 | 1SDA112974R1
38 | Q | XT5SQ460BYFF000XXX | 1SDA102694R1+1SDA102827R1+1SDA112974R1 | XT5S 600 Ekip G Touch LSIG 4p 600A F F UL/CSA | 38:Q | XT5SQ460BYFF000XXX |  | https://new.abb.com/products/en/1SDA102694R1 | https://new.abb.com/products/en/1SDA102827R1 | 1SDA112974R1
38 | Q | XT5SQ460BZFF000XXX | 1SDA102694R1+1SDA102831R1+1SDA112974R1 | XT5S 600 Ekip G Hi-Touch LSIG 4p 600A F F UL/CSA | 38:Q | XT5SQ460BZFF000XXX |  | https://new.abb.com/products/en/1SDA102694R1 | https://new.abb.com/products/en/1SDA102831R1 | 1SDA112974R1
38 | Q | XT5HQ460BPFF000XXX | 1SDA102696R1+1SDA102799R1+1SDA112974R1 | XT5H 600 Ekip Touch LSI 4p 600A F F UL/CSA | 38:Q | XT5HQ460BPFF000XXX |  | https://new.abb.com/products/en/1SDA102696R1 | https://new.abb.com/products/en/1SDA102799R1 | 1SDA112974R1
38 | Q | XT5HQ460BQFF000XXX | 1SDA102696R1+1SDA102803R1+1SDA112974R1 | XT5H 600 Ekip Touch LSIG 4p 600A F F UL/CSA | 38:Q | XT5HQ460BQFF000XXX |  | https://new.abb.com/products/en/1SDA102696R1 | https://new.abb.com/products/en/1SDA102803R1 | 1SDA112974R1
38 | Q | XT5HQ460BRFF000XXX | 1SDA102696R1+1SDA102807R1+1SDA112974R1 | XT5H 600 Ekip Touch Measuring LSI 4p 600A F F UL/CSA | 38:Q | XT5HQ460BRFF000XXX |  | https://new.abb.com/products/en/1SDA102696R1 | https://new.abb.com/products/en/1SDA102807R1 | 1SDA112974R1
38 | Q | XT5HQ460BSFF000XXX | 1SDA102696R1+1SDA102811R1+1SDA112974R1 | XT5H 600 Ekip Touch Measuring LSIG 4p 600A F F UL/CSA | 38:Q | XT5HQ460BSFF000XXX |  | https://new.abb.com/products/en/1SDA102696R1 | https://new.abb.com/products/en/1SDA102811R1 | 1SDA112974R1
38 | Q | XT5HQ460BTFF000XXX | 1SDA102696R1+1SDA102815R1+1SDA112974R1 | XT5H 600 Ekip Hi-Touch LSI 4p 600A F F UL/CSA | 38:Q | XT5HQ460BTFF000XXX |  | https://new.abb.com/products/en/1SDA102696R1 | https://new.abb.com/products/en/1SDA102815R1 | 1SDA112974R1
38 | Q | XT5HQ460BUFF000XXX | 1SDA102696R1+1SDA102819R1+1SDA112974R1 | XT5H 600 Ekip Hi-Touch LSIG 4p 600A F F UL/CSA | 38:Q | XT5HQ460BUFF000XXX |  | https://new.abb.com/products/en/1SDA102696R1 | https://new.abb.com/products/en/1SDA102819R1 | 1SDA112974R1
38 | Q | XT5HQ460BXFF000XXX | 1SDA102696R1+1SDA102823R1+1SDA112974R1 | XT5H 600 Ekip G Dip LS/I 4p 600A F F UL/CSA | 38:Q | XT5HQ460BXFF000XXX |  | https://new.abb.com/products/en/1SDA102696R1 | https://new.abb.com/products/en/1SDA102823R1 | 1SDA112974R1
38 | Q | XT5HQ460BYFF000XXX | 1SDA102696R1+1SDA102827R1+1SDA112974R1 | XT5H 600 Ekip G Touch LSIG 4p 600A F F UL/CSA | 38:Q | XT5HQ460BYFF000XXX |  | https://new.abb.com/products/en/1SDA102696R1 | https://new.abb.com/products/en/1SDA102827R1 | 1SDA112974R1
38 | Q | XT5HQ460BZFF000XXX | 1SDA102696R1+1SDA102831R1+1SDA112974R1 | XT5H 600 Ekip G Hi-Touch LSIG 4p 600A F F UL/CSA | 38:Q | XT5HQ460BZFF000XXX |  | https://new.abb.com/products/en/1SDA102696R1 | https://new.abb.com/products/en/1SDA102831R1 | 1SDA112974R1
38 | Q | XT5LQ460BBFF000XXX | 1SDA102698R1+1SDA102783R1+1SDA112974R1 | XT5L 600 TMA/TMD 4p 600A F F UL/CSA | 38:Q | XT5LQ460BBFF000XXX |  | https://new.abb.com/products/en/1SDA102698R1 | https://new.abb.com/products/en/1SDA102783R1 | 1SDA112974R1
38 | Q | XT5LQ460BEFF000XXX | 1SDA102698R1+1SDA102787R1+1SDA112974R1 | XT5L 600 Ekip DIP LS/I 4p 600A F F UL/CSA | 38:Q | XT5LQ460BEFF000XXX |  | https://new.abb.com/products/en/1SDA102698R1 | https://new.abb.com/products/en/1SDA102787R1 | 1SDA112974R1
38 | Q | XT5LQ460BFFF000XXX | 1SDA102698R1+1SDA102791R1+1SDA112974R1 | XT5L 600 Ekip DIP LSI 4p 600A F F UL/CSA | 38:Q | XT5LQ460BFFF000XXX |  | https://new.abb.com/products/en/1SDA102698R1 | https://new.abb.com/products/en/1SDA102791R1 | 1SDA112974R1
38 | Q | XT5LQ460BGFF000XXX | 1SDA102698R1+1SDA102795R1+1SDA112974R1 | XT5L 600 Ekip DIP LSIG 4p 600A F F UL/CSA | 38:Q | XT5LQ460BGFF000XXX |  | https://new.abb.com/products/en/1SDA102698R1 | https://new.abb.com/products/en/1SDA102795R1 | 1SDA112974R1
38 | Q | XT5LQ460BPFF000XXX | 1SDA102698R1+1SDA102799R1+1SDA112974R1 | XT5L 600 Ekip Touch LSI 4p 600A F F UL/CSA | 38:Q | XT5LQ460BPFF000XXX |  | https://new.abb.com/products/en/1SDA102698R1 | https://new.abb.com/products/en/1SDA102799R1 | 1SDA112974R1
38 | Q | XT5LQ460BQFF000XXX | 1SDA102698R1+1SDA102803R1+1SDA112974R1 | XT5L 600 Ekip Touch LSIG 4p 600A F F UL/CSA | 38:Q | XT5LQ460BQFF000XXX |  | https://new.abb.com/products/en/1SDA102698R1 | https://new.abb.com/products/en/1SDA102803R1 | 1SDA112974R1
38 | Q | XT5LQ460BRFF000XXX | 1SDA102698R1+1SDA102807R1+1SDA112974R1 | XT5L 600 Ekip Touch Measuring LSI 4p 600A F F UL/CSA | 38:Q | XT5LQ460BRFF000XXX |  | https://new.abb.com/products/en/1SDA102698R1 | https://new.abb.com/products/en/1SDA102807R1 | 1SDA112974R1
38 | Q | XT5LQ460BSFF000XXX | 1SDA102698R1+1SDA102811R1+1SDA112974R1 | XT5L 600 Ekip Touch Measuring LSIG 4p 600A F F UL/CSA | 38:Q | XT5LQ460BSFF000XXX |  | https://new.abb.com/products/en/1SDA102698R1 | https://new.abb.com/products/en/1SDA102811R1 | 1SDA112974R1
38 | Q | XT5LQ460BTFF000XXX | 1SDA102698R1+1SDA102815R1+1SDA112974R1 | XT5L 600 Ekip Hi-Touch LSI 4p 600A F F UL/CSA | 38:Q | XT5LQ460BTFF000XXX |  | https://new.abb.com/products/en/1SDA102698R1 | https://new.abb.com/products/en/1SDA102815R1 | 1SDA112974R1
38 | Q | XT5LQ460BUFF000XXX | 1SDA102698R1+1SDA102819R1+1SDA112974R1 | XT5L 600 Ekip Hi-Touch LSIG 4p 600A F F UL/CSA | 38:Q | XT5LQ460BUFF000XXX |  | https://new.abb.com/products/en/1SDA102698R1 | https://new.abb.com/products/en/1SDA102819R1 | 1SDA112974R1
38 | Q | XT5LQ460BXFF000XXX | 1SDA102698R1+1SDA102823R1+1SDA112974R1 | XT5L 600 Ekip G Dip LS/I 4p 600A F F UL/CSA | 38:Q | XT5LQ460BXFF000XXX |  | https://new.abb.com/products/en/1SDA102698R1 | https://new.abb.com/products/en/1SDA102823R1 | 1SDA112974R1
38 | Q | XT5LQ460BYFF000XXX | 1SDA102698R1+1SDA102827R1+1SDA112974R1 | XT5L 600 Ekip G Touch LSIG 4p 600A F F UL/CSA | 38:Q | XT5LQ460BYFF000XXX |  | https://new.abb.com/products/en/1SDA102698R1 | https://new.abb.com/products/en/1SDA102827R1 | 1SDA112974R1
38 | Q | XT5LQ460BZFF000XXX | 1SDA102698R1+1SDA102831R1+1SDA112974R1 | XT5L 600 Ekip G Hi-Touch LSIG 4p 600A F F UL/CSA | 38:Q | XT5LQ460BZFF000XXX |  | https://new.abb.com/products/en/1SDA102698R1 | https://new.abb.com/products/en/1SDA102831R1 | 1SDA112974R1
38 | Q | XT5LQ460BCFF000XXX | 1SDA102698R1+1SDA102835R1+1SDA112974R1 | XT5L 600 Ekip DIP LIG 4p 600A F F UL/CSA | 38:Q | XT5LQ460BCFF000XXX |  | https://new.abb.com/products/en/1SDA102698R1 | https://new.abb.com/products/en/1SDA102835R1 | 1SDA112974R1
38 | Q | XT5LQ460BNFF000XXX | 1SDA102698R1+1SDA107797R1+1SDA112974R1 | XT5L 600 TMG 4p 600A F F UL/CSA | 38:Q | XT5LQ460BNFF000XXX |  | https://new.abb.com/products/en/1SDA102698R1 | https://new.abb.com/products/en/1SDA107797R1 | 1SDA112974R1
38 | Q | XT6NQ3600XFF000XXX | 1SDA102881R1+1SDA107673R1+1SDA112975R1 | XT6N 800 Ekip G Dip LS/I 3p 600A F F UL/CSA | 38:Q | XT6NQ3600XFF000XXX |  | https://new.abb.com/products/en/1SDA102881R1 | https://new.abb.com/products/en/1SDA107673R1 | 1SDA112975R1
38 | Q | XT6NQ3800XFF000XXX | 1SDA102881R1+1SDA107484R1+1SDA112975R1 | XT6N 800 Ekip G Dip LS/I 3p 800A F F UL/CSA | 38:Q | XT6NQ3800XFF000XXX |  | https://new.abb.com/products/en/1SDA102881R1 | https://new.abb.com/products/en/1SDA107484R1 | 1SDA112975R1
38 | Q | XT6SQ3600XFF000XXX | 1SDA102882R1+1SDA107673R1+1SDA112975R1 | XT6S 800 Ekip G Dip LS/I 3p 600A F F UL/CSA | 38:Q | XT6SQ3600XFF000XXX |  | https://new.abb.com/products/en/1SDA102882R1 | https://new.abb.com/products/en/1SDA107673R1 | 1SDA112975R1
38 | Q | XT6SQ3800XFF000XXX | 1SDA102882R1+1SDA107484R1+1SDA112975R1 | XT6S 800 Ekip G Dip LS/I 3p 800A F F UL/CSA | 38:Q | XT6SQ3800XFF000XXX |  | https://new.abb.com/products/en/1SDA102882R1 | https://new.abb.com/products/en/1SDA107484R1 | 1SDA112975R1
38 | Q | XT6HQ3600XFF000XXX | 1SDA102883R1+1SDA107673R1+1SDA112975R1 | XT6H 800 Ekip G Dip LS/I 3p 600A F F UL/CSA | 38:Q | XT6HQ3600XFF000XXX |  | https://new.abb.com/products/en/1SDA102883R1 | https://new.abb.com/products/en/1SDA107673R1 | 1SDA112975R1
38 | Q | XT6HQ3800XFF000XXX | 1SDA102883R1+1SDA107484R1+1SDA112975R1 | XT6H 800 Ekip G Dip LS/I 3p 800A F F UL/CSA | 38:Q | XT6HQ3800XFF000XXX |  | https://new.abb.com/products/en/1SDA102883R1 | https://new.abb.com/products/en/1SDA107484R1 | 1SDA112975R1
38 | Q | XT6NQ4600XFF000XXX | 1SDA102884R1+1SDA107674R1+1SDA112976R1 | XT6N 800 Ekip G Dip LS/I 4p 600A F F UL/CSA | 38:Q | XT6NQ4600XFF000XXX |  | https://new.abb.com/products/en/1SDA102884R1 | https://new.abb.com/products/en/1SDA107674R1 | 1SDA112976R1
38 | Q | XT6NQ4800XFF000XXX | 1SDA102884R1+1SDA107485R1+1SDA112976R1 | XT6N 800 Ekip G Dip LS/I 4p 800A F F UL/CSA | 38:Q | XT6NQ4800XFF000XXX |  | https://new.abb.com/products/en/1SDA102884R1 | https://new.abb.com/products/en/1SDA107485R1 | 1SDA112976R1
38 | Q | XT6SQ4600XFF000XXX | 1SDA102885R1+1SDA107674R1+1SDA112976R1 | XT6S 800 Ekip G Dip LS/I 4p 600A F F UL/CSA | 38:Q | XT6SQ4600XFF000XXX |  | https://new.abb.com/products/en/1SDA102885R1 | https://new.abb.com/products/en/1SDA107674R1 | 1SDA112976R1
38 | Q | XT6SQ4800XFF000XXX | 1SDA102885R1+1SDA107485R1+1SDA112976R1 | XT6S 800 Ekip G Dip LS/I 4p 800A F F UL/CSA | 38:Q | XT6SQ4800XFF000XXX |  | https://new.abb.com/products/en/1SDA102885R1 | https://new.abb.com/products/en/1SDA107485R1 | 1SDA112976R1
38 | Q | XT6HQ4600XFF000XXX | 1SDA102886R1+1SDA107674R1+1SDA112976R1 | XT6H 800 Ekip G Dip LS/I 4p 600A F F UL/CSA | 38:Q | XT6HQ4600XFF000XXX |  | https://new.abb.com/products/en/1SDA102886R1 | https://new.abb.com/products/en/1SDA107674R1 | 1SDA112976R1
38 | Q | XT6HQ4800XFF000XXX | 1SDA102886R1+1SDA107485R1+1SDA112976R1 | XT6H 800 Ekip G Dip LS/I 4p 800A F F UL/CSA | 38:Q | XT6HQ4800XFF000XXX |  | https://new.abb.com/products/en/1SDA102886R1 | https://new.abb.com/products/en/1SDA107485R1 | 1SDA112976R1
12 | U | XSUCQFAZZAAAA00000 | 1SDA101958R1 | XT7S M 800 EkipG TouchLSIG In800 3pFF UL | 12:U | XSUCQFAZZAAAA00000 | https://new.abb.com/products/en/1SDA101958R1
12 | U | XSUEQFAZZAAAA00000 | 1SDA101959R1 | XT7S M 1000 EkipG TouchLSIG 1000 3pFF UL | 12:U | XSUEQFAZZAAAA00000 | https://new.abb.com/products/en/1SDA101959R1
12 | U | XSUGQFAZZAAAA00000 | 1SDA101960R1 | XT7S M 1200 EkipG TouchLSIG 1200 3pFF UL | 12:U | XSUGQFAZZAAAA00000 | https://new.abb.com/products/en/1SDA101960R1
12 | U | XHUCQFAZZAAAA00000 | 1SDA101961R1 | XT7H M 800 EkipG TouchLSIG In800 3pFF UL | 12:U | XHUCQFAZZAAAA00000 | https://new.abb.com/products/en/1SDA101961R1
12 | U | XHUEQFAZZAAAA00000 | 1SDA101962R1 | XT7H M 1000 EkipG TouchLSIG 1000 3pFF UL | 12:U | XHUEQFAZZAAAA00000 | https://new.abb.com/products/en/1SDA101962R1
12 | U | XHUGQFAZZAAAA00000 | 1SDA101963R1 | XT7H M 1200 EkipG TouchLSIG 1200 3pFF UL | 12:U | XHUGQFAZZAAAA00000 | https://new.abb.com/products/en/1SDA101963R1
12 | U | XVUCRFAZZAAAA00000 | 1SDA101964R1 | XT7V M 800 EkipGHi-TouchLSIG 800 3pFF UL | 12:U | XVUCRFAZZAAAA00000 | https://new.abb.com/products/en/1SDA101964R1
12 | U | XSUCAFAZZAAAA00000 | 1SDA103349R1 | XT7S M 800 Ekip Dip LS/I In800A 3p FF UL | 12:U | XSUCAFAZZAAAA00000 | https://new.abb.com/products/en/1SDA103349R1
12 | U | XSUEAFAZZAAAA00000 | 1SDA103350R1 | XT7S M 1000 Ekip Dip LS/I 1000A 3p FF UL | 12:U | XSUEAFAZZAAAA00000 | https://new.abb.com/products/en/1SDA103350R1
12 | U | XSUGAFAZZAAAA00000 | 1SDA103351R1 | XT7S M 1200 Ekip Dip LS/I 1200A 3p FF UL | 12:U | XSUGAFAZZAAAA00000 | https://new.abb.com/products/en/1SDA103351R1
12 | U | XSUCCFAZZAAAA00000 | 1SDA103352R1 | XT7S M 800 Ekip Dip LSI In800A 3p F F UL | 12:U | XSUCCFAZZAAAA00000 | https://new.abb.com/products/en/1SDA103352R1
12 | U | XSUECFAZZAAAA00000 | 1SDA103353R1 | XT7S M 1000 Ekip Dip LSI In1000 3p FF UL | 12:U | XSUECFAZZAAAA00000 | https://new.abb.com/products/en/1SDA103353R1
12 | U | XSUGCFAZZAAAA00000 | 1SDA103354R1 | XT7S M 1200 Ekip Dip LSI 1200A 3p F F UL | 12:U | XSUGCFAZZAAAA00000 | https://new.abb.com/products/en/1SDA103354R1
12 | U | XSUCDFAZZAAAA00000 | 1SDA103355R1 | XT7S M 800 Ekip Dip LSIG In800A 3p FF UL | 12:U | XSUCDFAZZAAAA00000 | https://new.abb.com/products/en/1SDA103355R1
12 | U | XSUEDFAZZAAAA00000 | 1SDA103356R1 | XT7S M 1000 Ekip Dip LSIG 1000A 3p FF UL | 12:U | XSUEDFAZZAAAA00000 | https://new.abb.com/products/en/1SDA103356R1
12 | U | XSUGDFAZZAAAA00000 | 1SDA103357R1 | XT7S M 1200 Ekip Dip LSIG 1200A 3p FF UL | 12:U | XSUGDFAZZAAAA00000 | https://new.abb.com/products/en/1SDA103357R1
12 | U | XSUCEFAZZAAAA00000 | 1SDA103358R1 | XT7S M 800 Ekip Touch LSI In800 3p FF UL | 12:U | XSUCEFAZZAAAA00000 | https://new.abb.com/products/en/1SDA103358R1
12 | U | XSUEEFAZZAAAA00000 | 1SDA103359R1 | XT7S M 1000 Ekip Touch LSI 1000 3p FF UL | 12:U | XSUEEFAZZAAAA00000 | https://new.abb.com/products/en/1SDA103359R1
12 | U | XSUGEFAZZAAAA00000 | 1SDA103360R1 | XT7S M 1200 Ekip Touch LSI 1200 3p FF UL | 12:U | XSUGEFAZZAAAA00000 | https://new.abb.com/products/en/1SDA103360R1
12 | U | XSUCFFAZZAAAA00000 | 1SDA103361R1 | XT7S M 800 Ekip Touch LSIG 800 3p FF UL | 12:U | XSUCFFAZZAAAA00000 | https://new.abb.com/products/en/1SDA103361R1
12 | U | XSUEFFAZZAAAA00000 | 1SDA103362R1 | XT7S M 1000 Ekip Touch LSIG 1000 3pFF UL | 12:U | XSUEFFAZZAAAA00000 | https://new.abb.com/products/en/1SDA103362R1
12 | U | XSUGFFAZZAAAA00000 | 1SDA103363R1 | XT7S M 1200 Ekip Touch LSIG 1200 3pFF UL | 12:U | XSUGFFAZZAAAA00000 | https://new.abb.com/products/en/1SDA103363R1
12 | U | XSUCGFAZZAAAA00000 | 1SDA103364R1 | XT7S M 800 EkipTouchMeas.LSI 800 3pFF UL | 12:U | XSUCGFAZZAAAA00000 | https://new.abb.com/products/en/1SDA103364R1
12 | U | XSUEGFAZZAAAA00000 | 1SDA103365R1 | XT7S M 1000 Ekip Touch Meas.LSI 3p FF UL | 12:U | XSUEGFAZZAAAA00000 | https://new.abb.com/products/en/1SDA103365R1
12 | U | XSUGGFAZZAAAA00000 | 1SDA103366R1 | XT7S M 1200 Ekip Touch Meas.LSI 3p FF UL | 12:U | XSUGGFAZZAAAA00000 | https://new.abb.com/products/en/1SDA103366R1
12 | U | XSUCHFAZZAAAA00000 | 1SDA103367R1 | XT7S M 800 Ekip Touch Meas.LSIG 3p FF UL | 12:U | XSUCHFAZZAAAA00000 | https://new.abb.com/products/en/1SDA103367R1
12 | U | XSUEHFAZZAAAA00000 | 1SDA103368R1 | XT7S M 1000 Ekip Touch Meas.LSIG 3pFF UL | 12:U | XSUEHFAZZAAAA00000 | https://new.abb.com/products/en/1SDA103368R1
12 | U | XSUGHFAZZAAAA00000 | 1SDA103369R1 | XT7S M 1200 Ekip Touch Meas.LSIG 3pFF UL | 12:U | XSUGHFAZZAAAA00000 | https://new.abb.com/products/en/1SDA103369R1
12 | U | XSUCJFAZZAAAA00000 | 1SDA103370R1 | XT7S M 800 Ekip Hi-TouchLSI 800 3p FF UL | 12:U | XSUCJFAZZAAAA00000 | https://new.abb.com/products/en/1SDA103370R1
12 | U | XSUEJFAZZAAAA00000 | 1SDA103371R1 | XT7S M 1000 EkipHi-TouchLSI 1000 3pFF UL | 12:U | XSUEJFAZZAAAA00000 | https://new.abb.com/products/en/1SDA103371R1
12 | U | XSUGJFAZZAAAA00000 | 1SDA103372R1 | XT7S M 1200 EkipHi-TouchLSI 1200 3pFF UL | 12:U | XSUGJFAZZAAAA00000 | https://new.abb.com/products/en/1SDA103372R1
12 | U | XSUCLFAZZAAAA00000 | 1SDA103373R1 | XT7S M 800 Ekip Hi-TouchLSIG 800 3pFF UL | 12:U | XSUCLFAZZAAAA00000 | https://new.abb.com/products/en/1SDA103373R1
12 | U | XSUELFAZZAAAA00000 | 1SDA103374R1 | XT7S M1000 EkipHi-TouchLSIG 1000 3pFF UL | 12:U | XSUELFAZZAAAA00000 | https://new.abb.com/products/en/1SDA103374R1
12 | U | XSUGLFAZZAAAA00000 | 1SDA103375R1 | XT7S M1200 EkipHi-TouchLSIG 1200 3pFF UL | 12:U | XSUGLFAZZAAAA00000 | https://new.abb.com/products/en/1SDA103375R1
12 | U | XSUCMFAZZAAAA00000 | 1SDA103376R1 | XT7S M 800 Ekip M Dip I(MCP)800 3p FF UL | 12:U | XSUCMFAZZAAAA00000 | https://new.abb.com/products/en/1SDA103376R1
12 | U | XSUEMFAZZAAAA00000 | 1SDA103377R1 | XT7S M 1000 EkipM Dip I(MCP)1000 3pFF UL | 12:U | XSUEMFAZZAAAA00000 | https://new.abb.com/products/en/1SDA103377R1
12 | U | XSUGMFAZZAAAA00000 | 1SDA103378R1 | XT7S M 1200 EkipM Dip I(MCP)1200 3pFF UL | 12:U | XSUGMFAZZAAAA00000 | https://new.abb.com/products/en/1SDA103378R1
12 | U | XSUCNFAZZAAAA00000 | 1SDA103379R1 | XT7S M 800 EkipM Touch LRIU(MPCB)3pFF UL | 12:U | XSUCNFAZZAAAA00000 | https://new.abb.com/products/en/1SDA103379R1
12 | U | XSUENFAZZAAAA00000 | 1SDA103380R1 | XT7S M 1000 EkipM TouchLRIU(MPCB)3pFF UL | 12:U | XSUENFAZZAAAA00000 | https://new.abb.com/products/en/1SDA103380R1
12 | U | XSUGNFAZZAAAA00000 | 1SDA103381R1 | XT7S M 1200 EkipM TouchLRIU(MPCB)3pFF UL | 12:U | XSUGNFAZZAAAA00000 | https://new.abb.com/products/en/1SDA103381R1
12 | U | XSUCPFAZZAAAA00000 | 1SDA103382R1 | XT7S M 800 Ekip G Dip LS/I 800 3p F F UL | 12:U | XSUCPFAZZAAAA00000 | https://new.abb.com/products/en/1SDA103382R1
12 | U | XSUEPFAZZAAAA00000 | 1SDA103383R1 | XT7S M 1000 Ekip G Dip LS/I 1000 3pFF UL | 12:U | XSUEPFAZZAAAA00000 | https://new.abb.com/products/en/1SDA103383R1
12 | U | XSUGPFAZZAAAA00000 | 1SDA103384R1 | XT7S M 1200 Ekip G Dip LS/I 1200 3pFF UL | 12:U | XSUGPFAZZAAAA00000 | https://new.abb.com/products/en/1SDA103384R1
12 | U | XSUCRFAZZAAAA00000 | 1SDA103385R1 | XT7S M 800 Ekip G Hi-Touch LSIG 3p FF UL | 12:U | XSUCRFAZZAAAA00000 | https://new.abb.com/products/en/1SDA103385R1
12 | U | XSUERFAZZAAAA00000 | 1SDA103386R1 | XT7S M 1000 Ekip G Hi-Touch LSIG 3pFF UL | 12:U | XSUERFAZZAAAA00000 | https://new.abb.com/products/en/1SDA103386R1
12 | U | XSUGRFAZZAAAA00000 | 1SDA103387R1 | XT7S M 1200 Ekip G Hi-Touch LSIG 3pFF UL | 12:U | XSUGRFAZZAAAA00000 | https://new.abb.com/products/en/1SDA103387R1
12 | U | XSUCBFAZZAAAA00000 | 1SDA103391R1 | XT7S M 800 Ekip Dip LIG In800A 3p FF UL | 12:U | XSUCBFAZZAAAA00000 | https://new.abb.com/products/en/1SDA103391R1
12 | U | XSUEBFAZZAAAA00000 | 1SDA103392R1 | XT7S M 1000 Ekip Dip LIG 1000A 3p FF UL | 12:U | XSUEBFAZZAAAA00000 | https://new.abb.com/products/en/1SDA103392R1
12 | U | XSUGBFAZZAAAA00000 | 1SDA103393R1 | XT7S M 1200 Ekip Dip LIG 1200A 3p FF UL | 12:U | XSUGBFAZZAAAA00000 | https://new.abb.com/products/en/1SDA103393R1
12 | U | XHUCAFAZZAAAA00000 | 1SDA103394R1 | XT7H M 800 Ekip Dip LS/I In800A 3p FF UL | 12:U | XHUCAFAZZAAAA00000 | https://new.abb.com/products/en/1SDA103394R1
12 | U | XHUEAFAZZAAAA00000 | 1SDA103395R1 | XT7H M 1000 Ekip Dip LS/I 1000A 3p FF UL | 12:U | XHUEAFAZZAAAA00000 | https://new.abb.com/products/en/1SDA103395R1
12 | U | XHUGAFAZZAAAA00000 | 1SDA103396R1 | XT7H M 1200 Ekip Dip LS/I 1200A 3p FF UL | 12:U | XHUGAFAZZAAAA00000 | https://new.abb.com/products/en/1SDA103396R1
12 | U | XHUCCFAZZAAAA00000 | 1SDA103397R1 | XT7H M 800 Ekip Dip LSI In800A 3p F F UL | 12:U | XHUCCFAZZAAAA00000 | https://new.abb.com/products/en/1SDA103397R1
12 | U | XHUECFAZZAAAA00000 | 1SDA103398R1 | XT7H M 1000 Ekip Dip LSI 1000A 3p F F UL | 12:U | XHUECFAZZAAAA00000 | https://new.abb.com/products/en/1SDA103398R1
12 | U | XHUGCFAZZAAAA00000 | 1SDA103399R1 | XT7H M 1200 Ekip Dip LSI 1200A 3p F F UL | 12:U | XHUGCFAZZAAAA00000 | https://new.abb.com/products/en/1SDA103399R1
12 | U | XHUCDFAZZAAAA00000 | 1SDA103400R1 | XT7H M 800 Ekip Dip LSIG In800A 3p FF UL | 12:U | XHUCDFAZZAAAA00000 | https://new.abb.com/products/en/1SDA103400R1
12 | U | XHUEDFAZZAAAA00000 | 1SDA103401R1 | XT7H M 1000 Ekip Dip LSIG 1000A 3p FF UL | 12:U | XHUEDFAZZAAAA00000 | https://new.abb.com/products/en/1SDA103401R1
12 | U | XHUGDFAZZAAAA00000 | 1SDA103402R1 | XT7H M 1200 Ekip Dip LSIG 1200A 3p FF UL | 12:U | XHUGDFAZZAAAA00000 | https://new.abb.com/products/en/1SDA103402R1
12 | U | XHUCEFAZZAAAA00000 | 1SDA103403R1 | XT7H M 800 Ekip Touch LSI In800 3p FF UL | 12:U | XHUCEFAZZAAAA00000 | https://new.abb.com/products/en/1SDA103403R1
12 | U | XHUEEFAZZAAAA00000 | 1SDA103404R1 | XT7H M 1000 Ekip Touch LSI 1000 3p FF UL | 12:U | XHUEEFAZZAAAA00000 | https://new.abb.com/products/en/1SDA103404R1
12 | U | XHUGEFAZZAAAA00000 | 1SDA103405R1 | XT7H M 1200 Ekip Touch LSI 1200 3p FF UL | 12:U | XHUGEFAZZAAAA00000 | https://new.abb.com/products/en/1SDA103405R1
12 | U | XHUCFFAZZAAAA00000 | 1SDA103406R1 | XT7H M 800 Ekip Touch LSIG 800 3p FF UL | 12:U | XHUCFFAZZAAAA00000 | https://new.abb.com/products/en/1SDA103406R1
12 | U | XHUEFFAZZAAAA00000 | 1SDA103407R1 | XT7H M 1000 Ekip Touch LSIG 1000 3pFF UL | 12:U | XHUEFFAZZAAAA00000 | https://new.abb.com/products/en/1SDA103407R1
12 | U | XHUGFFAZZAAAA00000 | 1SDA103408R1 | XT7H M 1200 Ekip Touch LSIG 1200 3pFF UL | 12:U | XHUGFFAZZAAAA00000 | https://new.abb.com/products/en/1SDA103408R1
12 | U | XHUCGFAZZAAAA00000 | 1SDA103409R1 | XT7H M 800 EkipTouchMeas.LSI 800 3pFF UL | 12:U | XHUCGFAZZAAAA00000 | https://new.abb.com/products/en/1SDA103409R1
12 | U | XHUEGFAZZAAAA00000 | 1SDA103410R1 | XT7H M 1000 Ekip Touch Meas.LSI 3p FF UL | 12:U | XHUEGFAZZAAAA00000 | https://new.abb.com/products/en/1SDA103410R1
12 | U | XHUGGFAZZAAAA00000 | 1SDA103411R1 | XT7H M 1200 Ekip Touch Meas.LSI 3p FF UL | 12:U | XHUGGFAZZAAAA00000 | https://new.abb.com/products/en/1SDA103411R1
12 | U | XHUCHFAZZAAAA00000 | 1SDA103412R1 | XT7H M 800 Ekip Touch Meas.LSIG 3p FF UL | 12:U | XHUCHFAZZAAAA00000 | https://new.abb.com/products/en/1SDA103412R1
12 | U | XHUEHFAZZAAAA00000 | 1SDA103413R1 | XT7H M 1000 Ekip Touch Meas.LSIG 3pFF UL | 12:U | XHUEHFAZZAAAA00000 | https://new.abb.com/products/en/1SDA103413R1
12 | U | XHUGHFAZZAAAA00000 | 1SDA103414R1 | XT7H M 1200 Ekip Touch Meas.LSIG 3pFF UL | 12:U | XHUGHFAZZAAAA00000 | https://new.abb.com/products/en/1SDA103414R1
12 | U | XHUCJFAZZAAAA00000 | 1SDA103415R1 | XT7H M 800 Ekip Hi-TouchLSI 800 3p FF UL | 12:U | XHUCJFAZZAAAA00000 | https://new.abb.com/products/en/1SDA103415R1
12 | U | XHUEJFAZZAAAA00000 | 1SDA103416R1 | XT7H M 1000 EkipHi-TouchLSI 1000 3pFF UL | 12:U | XHUEJFAZZAAAA00000 | https://new.abb.com/products/en/1SDA103416R1
12 | U | XHUGJFAZZAAAA00000 | 1SDA103417R1 | XT7H M 1200 EkipHi-TouchLSI 1200 3pFF UL | 12:U | XHUGJFAZZAAAA00000 | https://new.abb.com/products/en/1SDA103417R1
12 | U | XHUCLFAZZAAAA00000 | 1SDA103418R1 | XT7H M 800 Ekip Hi-TouchLSIG 800 3pFF UL | 12:U | XHUCLFAZZAAAA00000 | https://new.abb.com/products/en/1SDA103418R1
12 | U | XHUELFAZZAAAA00000 | 1SDA103419R1 | XT7H M1000 EkipHi-TouchLSIG 1000 3pFF UL | 12:U | XHUELFAZZAAAA00000 | https://new.abb.com/products/en/1SDA103419R1
12 | U | XHUGLFAZZAAAA00000 | 1SDA103420R1 | XT7H M1200 EkipHi-TouchLSIG 1200 3pFF UL | 12:U | XHUGLFAZZAAAA00000 | https://new.abb.com/products/en/1SDA103420R1
12 | U | XHUCMFAZZAAAA00000 | 1SDA103421R1 | XT7H M 800 Ekip M Dip I(MCP)800 3p FF UL | 12:U | XHUCMFAZZAAAA00000 | https://new.abb.com/products/en/1SDA103421R1
12 | U | XHUEMFAZZAAAA00000 | 1SDA103422R1 | XT7H M 1000 EkipM Dip I(MCP)1000 3pFF UL | 12:U | XHUEMFAZZAAAA00000 | https://new.abb.com/products/en/1SDA103422R1
12 | U | XHUGMFAZZAAAA00000 | 1SDA103423R1 | XT7H M 1200 EkipM Dip I(MCP)1200 3pFF UL | 12:U | XHUGMFAZZAAAA00000 | https://new.abb.com/products/en/1SDA103423R1
12 | U | XHUCNFAZZAAAA00000 | 1SDA103424R1 | XT7H M 800 EkipM Touch LRIU(MPCB)3pFF UL | 12:U | XHUCNFAZZAAAA00000 | https://new.abb.com/products/en/1SDA103424R1
12 | U | XHUENFAZZAAAA00000 | 1SDA103425R1 | XT7H M 1000 EkipM TouchLRIU(MPCB)3pFF UL | 12:U | XHUENFAZZAAAA00000 | https://new.abb.com/products/en/1SDA103425R1
12 | U | XHUGNFAZZAAAA00000 | 1SDA103426R1 | XT7H M 1200 EkipM TouchLRIU(MPCB)3pFF UL | 12:U | XHUGNFAZZAAAA00000 | https://new.abb.com/products/en/1SDA103426R1
12 | U | XHUCPFAZZAAAA00000 | 1SDA103427R1 | XT7H M 800 Ekip G Dip LS/I 800 3p F F UL | 12:U | XHUCPFAZZAAAA00000 | https://new.abb.com/products/en/1SDA103427R1
12 | U | XHUEPFAZZAAAA00000 | 1SDA103428R1 | XT7H M 1000 Ekip G Dip LS/I 1000 3pFF UL | 12:U | XHUEPFAZZAAAA00000 | https://new.abb.com/products/en/1SDA103428R1
12 | U | XHUGPFAZZAAAA00000 | 1SDA103429R1 | XT7H M 1200 Ekip G Dip LS/I 1200 3pFF UL | 12:U | XHUGPFAZZAAAA00000 | https://new.abb.com/products/en/1SDA103429R1
12 | U | XHUCRFAZZAAAA00000 | 1SDA103430R1 | XT7H M 800 Ekip G Hi-Touch LSIG 3p FF UL | 12:U | XHUCRFAZZAAAA00000 | https://new.abb.com/products/en/1SDA103430R1
12 | U | XHUERFAZZAAAA00000 | 1SDA103431R1 | XT7H M 1000 Ekip G Hi-Touch LSIG 3pFF UL | 12:U | XHUERFAZZAAAA00000 | https://new.abb.com/products/en/1SDA103431R1
12 | U | XHUGRFAZZAAAA00000 | 1SDA103432R1 | XT7H M 1200 Ekip G Hi-Touch LSIG 3pFF UL | 12:U | XHUGRFAZZAAAA00000 | https://new.abb.com/products/en/1SDA103432R1
12 | U | XHUCBFAZZAAAA00000 | 1SDA103436R1 | XT7H M 800 Ekip Dip LIG In800A 3p FF UL | 12:U | XHUCBFAZZAAAA00000 | https://new.abb.com/products/en/1SDA103436R1
12 | U | XHUEBFAZZAAAA00000 | 1SDA103437R1 | XT7H M 1000 Ekip Dip LIG 1000A 3p FF UL | 12:U | XHUEBFAZZAAAA00000 | https://new.abb.com/products/en/1SDA103437R1
12 | U | XHUGBFAZZAAAA00000 | 1SDA103438R1 | XT7H M 1200 Ekip Dip LIG 1200A 3p FF UL | 12:U | XHUGBFAZZAAAA00000 | https://new.abb.com/products/en/1SDA103438R1
12 | U | XLUCAFAZZAAAA00000 | 1SDA103439R1 | XT7L M 800 Ekip Dip LS/I In800A 3p FF UL | 12:U | XLUCAFAZZAAAA00000 | https://new.abb.com/products/en/1SDA103439R1
12 | U | XLUEAFAZZAAAA00000 | 1SDA103440R1 | XT7L M 1000 Ekip Dip LS/I 1000A 3p FF UL | 12:U | XLUEAFAZZAAAA00000 | https://new.abb.com/products/en/1SDA103440R1
12 | U | XLUGAFAZZAAAA00000 | 1SDA103441R1 | XT7L M 1200 Ekip Dip LS/I 1200A 3p FF UL | 12:U | XLUGAFAZZAAAA00000 | https://new.abb.com/products/en/1SDA103441R1
12 | U | XLUCCFAZZAAAA00000 | 1SDA103442R1 | XT7L M 800 Ekip Dip LSI In800A 3p F F UL | 12:U | XLUCCFAZZAAAA00000 | https://new.abb.com/products/en/1SDA103442R1
12 | U | XLUECFAZZAAAA00000 | 1SDA103443R1 | XT7L M 1000 Ekip Dip LSI In1000 3p FF UL | 12:U | XLUECFAZZAAAA00000 | https://new.abb.com/products/en/1SDA103443R1
12 | U | XLUGCFAZZAAAA00000 | 1SDA103444R1 | XT7L M 1200 Ekip Dip LSI 1200A 3p F F UL | 12:U | XLUGCFAZZAAAA00000 | https://new.abb.com/products/en/1SDA103444R1
12 | U | XLUCDFAZZAAAA00000 | 1SDA103445R1 | XT7L M 800 Ekip Dip LSIG In800A 3p FF UL | 12:U | XLUCDFAZZAAAA00000 | https://new.abb.com/products/en/1SDA103445R1
12 | U | XLUEDFAZZAAAA00000 | 1SDA103446R1 | XT7L M 1000 Ekip Dip LSIG 1000A 3p FF UL | 12:U | XLUEDFAZZAAAA00000 | https://new.abb.com/products/en/1SDA103446R1
12 | U | XLUGDFAZZAAAA00000 | 1SDA103447R1 | XT7L M 1200 Ekip Dip LSIG 1200A 3p FF UL | 12:U | XLUGDFAZZAAAA00000 | https://new.abb.com/products/en/1SDA103447R1
12 | U | XLUCEFAZZAAAA00000 | 1SDA103448R1 | XT7L M 800 Ekip Touch LSI In800 3p FF UL | 12:U | XLUCEFAZZAAAA00000 | https://new.abb.com/products/en/1SDA103448R1
12 | U | XLUEEFAZZAAAA00000 | 1SDA103449R1 | XT7L M 1000 Ekip Touch LSI 1000 3p FF UL | 12:U | XLUEEFAZZAAAA00000 | https://new.abb.com/products/en/1SDA103449R1
12 | U | XLUGEFAZZAAAA00000 | 1SDA103450R1 | XT7L M 1200 Ekip Touch LSI 1200 3p FF UL | 12:U | XLUGEFAZZAAAA00000 | https://new.abb.com/products/en/1SDA103450R1
12 | U | XLUCFFAZZAAAA00000 | 1SDA103451R1 | XT7L M 800 Ekip Touch LSIG 800 3p FF UL | 12:U | XLUCFFAZZAAAA00000 | https://new.abb.com/products/en/1SDA103451R1
12 | U | XLUEFFAZZAAAA00000 | 1SDA103452R1 | XT7L M 1000 Ekip Touch LSIG 1000 3pFF UL | 12:U | XLUEFFAZZAAAA00000 | https://new.abb.com/products/en/1SDA103452R1
12 | U | XLUGFFAZZAAAA00000 | 1SDA103453R1 | XT7L M 1200 Ekip Touch LSIG 1200 3pFF UL | 12:U | XLUGFFAZZAAAA00000 | https://new.abb.com/products/en/1SDA103453R1
12 | U | XLUCGFAZZAAAA00000 | 1SDA103454R1 | XT7L M 800 EkipTouchMeas.LSI 800 3pFF UL | 12:U | XLUCGFAZZAAAA00000 | https://new.abb.com/products/en/1SDA103454R1
12 | U | XLUEGFAZZAAAA00000 | 1SDA103455R1 | XT7L M 1000 Ekip Touch Meas.LSI 3p FF UL | 12:U | XLUEGFAZZAAAA00000 | https://new.abb.com/products/en/1SDA103455R1
12 | U | XLUGGFAZZAAAA00000 | 1SDA103456R1 | XT7L M 1200 Ekip Touch Meas.LSI 3p FF UL | 12:U | XLUGGFAZZAAAA00000 | https://new.abb.com/products/en/1SDA103456R1
12 | U | XLUCHFAZZAAAA00000 | 1SDA103457R1 | XT7L M 800 Ekip Touch Meas.LSIG 3p FF UL | 12:U | XLUCHFAZZAAAA00000 | https://new.abb.com/products/en/1SDA103457R1
12 | U | XLUEHFAZZAAAA00000 | 1SDA103458R1 | XT7L M 1000 Ekip Touch Meas.LSIG 3pFF UL | 12:U | XLUEHFAZZAAAA00000 | https://new.abb.com/products/en/1SDA103458R1
12 | U | XLUGHFAZZAAAA00000 | 1SDA103459R1 | XT7L M 1200 Ekip Touch Meas.LSIG 3pFF UL | 12:U | XLUGHFAZZAAAA00000 | https://new.abb.com/products/en/1SDA103459R1
12 | U | XLUCJFAZZAAAA00000 | 1SDA103460R1 | XT7L M 800 Ekip Hi-TouchLSI 800 3p FF UL | 12:U | XLUCJFAZZAAAA00000 | https://new.abb.com/products/en/1SDA103460R1
12 | U | XLUEJFAZZAAAA00000 | 1SDA103461R1 | XT7L M 1000 EkipHi-TouchLSI 1000 3pFF UL | 12:U | XLUEJFAZZAAAA00000 | https://new.abb.com/products/en/1SDA103461R1
12 | U | XLUGJFAZZAAAA00000 | 1SDA103462R1 | XT7L M 1200 EkipHi-TouchLSI 1200 3pFF UL | 12:U | XLUGJFAZZAAAA00000 | https://new.abb.com/products/en/1SDA103462R1
12 | U | XLUCLFAZZAAAA00000 | 1SDA103463R1 | XT7L M 800 Ekip Hi-TouchLSIG 800 3pFF UL | 12:U | XLUCLFAZZAAAA00000 | https://new.abb.com/products/en/1SDA103463R1
12 | U | XLUELFAZZAAAA00000 | 1SDA103464R1 | XT7L M1000 EkipHi-TouchLSIG 1000 3pFF UL | 12:U | XLUELFAZZAAAA00000 | https://new.abb.com/products/en/1SDA103464R1
12 | U | XLUGLFAZZAAAA00000 | 1SDA103465R1 | XT7L M1200 EkipHi-TouchLSIG 1200 3pFF UL | 12:U | XLUGLFAZZAAAA00000 | https://new.abb.com/products/en/1SDA103465R1
12 | U | XLUCMFAZZAAAA00000 | 1SDA103466R1 | XT7L M 800 Ekip M Dip I(MCP)800 3p FF UL | 12:U | XLUCMFAZZAAAA00000 | https://new.abb.com/products/en/1SDA103466R1
12 | U | XLUEMFAZZAAAA00000 | 1SDA103467R1 | XT7L M 1000 EkipM Dip I(MCP)1000 3pFF UL | 12:U | XLUEMFAZZAAAA00000 | https://new.abb.com/products/en/1SDA103467R1
12 | U | XLUGMFAZZAAAA00000 | 1SDA103468R1 | XT7L M 1200 EkipM Dip I(MCP)1200 3pFF UL | 12:U | XLUGMFAZZAAAA00000 | https://new.abb.com/products/en/1SDA103468R1
12 | U | XLUCNFAZZAAAA00000 | 1SDA103469R1 | XT7L M 800 EkipM Touch LRIU(MPCB)3pFF UL | 12:U | XLUCNFAZZAAAA00000 | https://new.abb.com/products/en/1SDA103469R1
12 | U | XLUENFAZZAAAA00000 | 1SDA103470R1 | XT7L M 1000 EkipM TouchLRIU(MPCB)3pFF UL | 12:U | XLUENFAZZAAAA00000 | https://new.abb.com/products/en/1SDA103470R1
12 | U | XLUGNFAZZAAAA00000 | 1SDA103471R1 | XT7L M 1200 EkipM TouchLRIU(MPCB)3pFF UL | 12:U | XLUGNFAZZAAAA00000 | https://new.abb.com/products/en/1SDA103471R1
12 | U | XLUCPFAZZAAAA00000 | 1SDA103472R1 | XT7L M 800 Ekip G Dip LS/I 800 3p F F UL | 12:U | XLUCPFAZZAAAA00000 | https://new.abb.com/products/en/1SDA103472R1
12 | U | XLUEPFAZZAAAA00000 | 1SDA103473R1 | XT7L M 1000 Ekip G Dip LS/I 1000 3pFF UL | 12:U | XLUEPFAZZAAAA00000 | https://new.abb.com/products/en/1SDA103473R1
12 | U | XLUGPFAZZAAAA00000 | 1SDA103474R1 | XT7L M 1200 Ekip G Dip LS/I 1200 3pFF UL | 12:U | XLUGPFAZZAAAA00000 | https://new.abb.com/products/en/1SDA103474R1
12 | U | XLUCQFAZZAAAA00000 | 1SDA103475R1 | XT7L M 800 Ekip G Touch LSIG 800 3pFF UL | 12:U | XLUCQFAZZAAAA00000 | https://new.abb.com/products/en/1SDA103475R1
12 | U | XLUEQFAZZAAAA00000 | 1SDA103476R1 | XT7L M 1000 EkipG TouchLSIG 1000 3pFF UL | 12:U | XLUEQFAZZAAAA00000 | https://new.abb.com/products/en/1SDA103476R1
12 | U | XLUGQFAZZAAAA00000 | 1SDA103477R1 | XT7L M 1200 EkipG TouchLSIG 1200 3pFF UL | 12:U | XLUGQFAZZAAAA00000 | https://new.abb.com/products/en/1SDA103477R1
12 | U | XLUCRFAZZAAAA00000 | 1SDA103478R1 | XT7L M 800 Ekip G Hi-Touch LSIG 3p FF UL | 12:U | XLUCRFAZZAAAA00000 | https://new.abb.com/products/en/1SDA103478R1
12 | U | XLUERFAZZAAAA00000 | 1SDA103479R1 | XT7L M 1000 Ekip G Hi-Touch LSIG 3pFF UL | 12:U | XLUERFAZZAAAA00000 | https://new.abb.com/products/en/1SDA103479R1
12 | U | XLUGRFAZZAAAA00000 | 1SDA103480R1 | XT7L M 1200 Ekip G Hi-Touch LSIG 3pFF UL | 12:U | XLUGRFAZZAAAA00000 | https://new.abb.com/products/en/1SDA103480R1
12 | U | XLUCBFAZZAAAA00000 | 1SDA103484R1 | XT7L M 800 Ekip Dip LIG In800A 3p FF UL | 12:U | XLUCBFAZZAAAA00000 | https://new.abb.com/products/en/1SDA103484R1
12 | U | XLUEBFAZZAAAA00000 | 1SDA103485R1 | XT7L M 1000 Ekip Dip LIG 1000A 3p FF UL | 12:U | XLUEBFAZZAAAA00000 | https://new.abb.com/products/en/1SDA103485R1
12 | U | XLUGBFAZZAAAA00000 | 1SDA103486R1 | XT7L M 1200 Ekip Dip LIG 1200A 3p FF UL | 12:U | XLUGBFAZZAAAA00000 | https://new.abb.com/products/en/1SDA103486R1
12 | U | XVUCAFAZZAAAA00000 | 1SDA103487R1 | XT7V M 800 Ekip Dip LS/I In800A 3p FF UL | 12:U | XVUCAFAZZAAAA00000 | https://new.abb.com/products/en/1SDA103487R1
12 | U | XVUEAFAZZAAAA00000 | 1SDA103488R1 | XT7V M 1000 Ekip Dip LS/I 1000A 3p FF UL | 12:U | XVUEAFAZZAAAA00000 | https://new.abb.com/products/en/1SDA103488R1
12 | U | XVUGAFAZZAAAA00000 | 1SDA103489R1 | XT7V M 1200 Ekip Dip LS/I 1200A 3p FF UL | 12:U | XVUGAFAZZAAAA00000 | https://new.abb.com/products/en/1SDA103489R1
12 | U | XVUCCFAZZAAAA00000 | 1SDA103490R1 | XT7V M 800 Ekip Dip LSI In800A 3p F F UL | 12:U | XVUCCFAZZAAAA00000 | https://new.abb.com/products/en/1SDA103490R1
12 | U | XVUECFAZZAAAA00000 | 1SDA103491R1 | XT7V M 1000 Ekip Dip LSI In1000 3p FF UL | 12:U | XVUECFAZZAAAA00000 | https://new.abb.com/products/en/1SDA103491R1
12 | U | XVUGCFAZZAAAA00000 | 1SDA103492R1 | XT7V M 1200 Ekip Dip LSI 1200A 3p F F UL | 12:U | XVUGCFAZZAAAA00000 | https://new.abb.com/products/en/1SDA103492R1
12 | U | XVUCDFAZZAAAA00000 | 1SDA103493R1 | XT7V M 800 Ekip Dip LSIG In800A 3p FF UL | 12:U | XVUCDFAZZAAAA00000 | https://new.abb.com/products/en/1SDA103493R1
12 | U | XVUEDFAZZAAAA00000 | 1SDA103494R1 | XT7V M 1000 Ekip Dip LSIG 1000A 3p FF UL | 12:U | XVUEDFAZZAAAA00000 | https://new.abb.com/products/en/1SDA103494R1
12 | U | XVUGDFAZZAAAA00000 | 1SDA103495R1 | XT7V M 1200 Ekip Dip LSIG 1200A 3p FF UL | 12:U | XVUGDFAZZAAAA00000 | https://new.abb.com/products/en/1SDA103495R1
12 | U | XVUCEFAZZAAAA00000 | 1SDA103496R1 | XT7V M 800 Ekip Touch LSI In800 3p FF UL | 12:U | XVUCEFAZZAAAA00000 | https://new.abb.com/products/en/1SDA103496R1
12 | U | XVUEEFAZZAAAA00000 | 1SDA103497R1 | XT7V M 1000 Ekip Touch LSI 1000 3p FF UL | 12:U | XVUEEFAZZAAAA00000 | https://new.abb.com/products/en/1SDA103497R1
12 | U | XVUGEFAZZAAAA00000 | 1SDA103498R1 | XT7V M 1200 Ekip Touch LSI 1200 3p FF UL | 12:U | XVUGEFAZZAAAA00000 | https://new.abb.com/products/en/1SDA103498R1
12 | U | XVUCFFAZZAAAA00000 | 1SDA103499R1 | XT7V M 800 Ekip Touch LSIG 800 3p FF UL | 12:U | XVUCFFAZZAAAA00000 | https://new.abb.com/products/en/1SDA103499R1
12 | U | XVUEFFAZZAAAA00000 | 1SDA103500R1 | XT7V M 1000 Ekip Touch LSIG 1000 3pFF UL | 12:U | XVUEFFAZZAAAA00000 | https://new.abb.com/products/en/1SDA103500R1
12 | U | XVUGFFAZZAAAA00000 | 1SDA103501R1 | XT7V M 1200 Ekip Touch LSIG 1200 3pFF UL | 12:U | XVUGFFAZZAAAA00000 | https://new.abb.com/products/en/1SDA103501R1
12 | U | XVUCGFAZZAAAA00000 | 1SDA103502R1 | XT7V M 800 EkipTouchMeas.LSI 800 3pFF UL | 12:U | XVUCGFAZZAAAA00000 | https://new.abb.com/products/en/1SDA103502R1
12 | U | XVUEGFAZZAAAA00000 | 1SDA103503R1 | XT7V M 1000 Ekip Touch Meas.LSI 3p FF UL | 12:U | XVUEGFAZZAAAA00000 | https://new.abb.com/products/en/1SDA103503R1
12 | U | XVUGGFAZZAAAA00000 | 1SDA103504R1 | XT7V M 1200 Ekip Touch Meas.LSI 3p FF UL | 12:U | XVUGGFAZZAAAA00000 | https://new.abb.com/products/en/1SDA103504R1
12 | U | XVUCHFAZZAAAA00000 | 1SDA103505R1 | XT7V M 800 Ekip Touch Meas.LSIG 3p FF UL | 12:U | XVUCHFAZZAAAA00000 | https://new.abb.com/products/en/1SDA103505R1
12 | U | XVUEHFAZZAAAA00000 | 1SDA103506R1 | XT7V M 1000 Ekip Touch Meas.LSIG 3pFF UL | 12:U | XVUEHFAZZAAAA00000 | https://new.abb.com/products/en/1SDA103506R1
12 | U | XVUGHFAZZAAAA00000 | 1SDA103507R1 | XT7V M 1200 Ekip Touch Meas.LSIG 3pFF UL | 12:U | XVUGHFAZZAAAA00000 | https://new.abb.com/products/en/1SDA103507R1
12 | U | XVUCJFAZZAAAA00000 | 1SDA103508R1 | XT7V M 800 Ekip Hi-TouchLSI 800 3p FF UL | 12:U | XVUCJFAZZAAAA00000 | https://new.abb.com/products/en/1SDA103508R1
12 | U | XVUEJFAZZAAAA00000 | 1SDA103509R1 | XT7V M 1000 EkipHi-TouchLSI 1000 3pFF UL | 12:U | XVUEJFAZZAAAA00000 | https://new.abb.com/products/en/1SDA103509R1
12 | U | XVUGJFAZZAAAA00000 | 1SDA103510R1 | XT7V M 1200 EkipHi-TouchLSI 1200 3pFF UL | 12:U | XVUGJFAZZAAAA00000 | https://new.abb.com/products/en/1SDA103510R1
12 | U | XVUCLFAZZAAAA00000 | 1SDA103511R1 | XT7V M 800 Ekip Hi-TouchLSIG 800 3pFF UL | 12:U | XVUCLFAZZAAAA00000 | https://new.abb.com/products/en/1SDA103511R1
12 | U | XVUELFAZZAAAA00000 | 1SDA103512R1 | XT7V M1000 EkipHi-TouchLSIG 1000 3pFF UL | 12:U | XVUELFAZZAAAA00000 | https://new.abb.com/products/en/1SDA103512R1
12 | U | XVUGLFAZZAAAA00000 | 1SDA103513R1 | XT7V M1200 EkipHi-TouchLSIG 1200 3pFF UL | 12:U | XVUGLFAZZAAAA00000 | https://new.abb.com/products/en/1SDA103513R1
12 | U | XVUCMFAZZAAAA00000 | 1SDA103514R1 | XT7V M 800 Ekip M Dip I(MCP)800 3p FF UL | 12:U | XVUCMFAZZAAAA00000 | https://new.abb.com/products/en/1SDA103514R1
12 | U | XVUEMFAZZAAAA00000 | 1SDA103515R1 | XT7V M 1000 EkipM Dip I(MCP)1000 3pFF UL | 12:U | XVUEMFAZZAAAA00000 | https://new.abb.com/products/en/1SDA103515R1
12 | U | XVUGMFAZZAAAA00000 | 1SDA103516R1 | XT7V M 1200 EkipM Dip I(MCP)1200 3pFF UL | 12:U | XVUGMFAZZAAAA00000 | https://new.abb.com/products/en/1SDA103516R1
12 | U | XVUCNFAZZAAAA00000 | 1SDA103517R1 | XT7V M 800 EkipM Touch LRIU(MPCB)3pFF UL | 12:U | XVUCNFAZZAAAA00000 | https://new.abb.com/products/en/1SDA103517R1
12 | U | XVUENFAZZAAAA00000 | 1SDA103518R1 | XT7V M 1000 EkipM TouchLRIU(MPCB)3pFF UL | 12:U | XVUENFAZZAAAA00000 | https://new.abb.com/products/en/1SDA103518R1
12 | U | XVUGNFAZZAAAA00000 | 1SDA103519R1 | XT7V M 1200 EkipM TouchLRIU(MPCB)3pFF UL | 12:U | XVUGNFAZZAAAA00000 | https://new.abb.com/products/en/1SDA103519R1
12 | U | XVUCPFAZZAAAA00000 | 1SDA103520R1 | XT7V M 800 Ekip G Dip LS/I 800 3p F F UL | 12:U | XVUCPFAZZAAAA00000 | https://new.abb.com/products/en/1SDA103520R1
12 | U | XVUEPFAZZAAAA00000 | 1SDA103521R1 | XT7V M 1000 Ekip G Dip LS/I 1000 3pFF UL | 12:U | XVUEPFAZZAAAA00000 | https://new.abb.com/products/en/1SDA103521R1
12 | U | XVUGPFAZZAAAA00000 | 1SDA103522R1 | XT7V M 1200 Ekip G Dip LS/I 1200 3pFF UL | 12:U | XVUGPFAZZAAAA00000 | https://new.abb.com/products/en/1SDA103522R1
12 | U | XVUCQFAZZAAAA00000 | 1SDA103523R1 | XT7V M 800 Ekip G Touch LSIG 800 3pFF UL | 12:U | XVUCQFAZZAAAA00000 | https://new.abb.com/products/en/1SDA103523R1
12 | U | XVUEQFAZZAAAA00000 | 1SDA103524R1 | XT7V M 1000 EkipG TouchLSIG 1000 3pFF UL | 12:U | XVUEQFAZZAAAA00000 | https://new.abb.com/products/en/1SDA103524R1
12 | U | XVUGQFAZZAAAA00000 | 1SDA103525R1 | XT7V M 1200 EkipG TouchLSIG 1200 3pFF UL | 12:U | XVUGQFAZZAAAA00000 | https://new.abb.com/products/en/1SDA103525R1
12 | U | XVUERFAZZAAAA00000 | 1SDA103526R1 | XT7V M 1000 Ekip G Hi-Touch LSIG 3pFF UL | 12:U | XVUERFAZZAAAA00000 | https://new.abb.com/products/en/1SDA103526R1
12 | U | XVUGRFAZZAAAA00000 | 1SDA103527R1 | XT7V M 1200 Ekip G Hi-Touch LSIG 3pFF UL | 12:U | XVUGRFAZZAAAA00000 | https://new.abb.com/products/en/1SDA103527R1
12 | U | XVUCBFAZZAAAA00000 | 1SDA103531R1 | XT7V M 800 Ekip Dip LIG In800A 3p FF UL | 12:U | XVUCBFAZZAAAA00000 | https://new.abb.com/products/en/1SDA103531R1
12 | U | XVUEBFAZZAAAA00000 | 1SDA103532R1 | XT7V M 1000 Ekip Dip LIG 1000A 3p FF UL | 12:U | XVUEBFAZZAAAA00000 | https://new.abb.com/products/en/1SDA103532R1
12 | U | XVUGBFAZZAAAA00000 | 1SDA103533R1 | XT7V M 1200 Ekip Dip LIG 1200A 3p FF UL | 12:U | XVUGBFAZZAAAA00000 | https://new.abb.com/products/en/1SDA103533R1
12 | U | XSUDAFAZZAAAA00000 | 1SDA103581R1 | XT7S M 800 Ekip Dip LS/I In800A 4p FF UL | 12:U | XSUDAFAZZAAAA00000 | https://new.abb.com/products/en/1SDA103581R1
12 | U | XSUFAFAZZAAAA00000 | 1SDA103582R1 | XT7S M 1000 Ekip Dip LS/I 1000A 4p FF UL | 12:U | XSUFAFAZZAAAA00000 | https://new.abb.com/products/en/1SDA103582R1
12 | U | XSUHAFAZZAAAA00000 | 1SDA103583R1 | XT7S M 1200 Ekip Dip LS/I 1200A 4p FF UL | 12:U | XSUHAFAZZAAAA00000 | https://new.abb.com/products/en/1SDA103583R1
12 | U | XSUDCFAZZAAAA00000 | 1SDA103584R1 | XT7S M 800 Ekip Dip LSI In800A 4p F F UL | 12:U | XSUDCFAZZAAAA00000 | https://new.abb.com/products/en/1SDA103584R1
12 | U | XSUFCFAZZAAAA00000 | 1SDA103585R1 | XT7S M 1000 Ekip Dip LSI In1000 4p FF UL | 12:U | XSUFCFAZZAAAA00000 | https://new.abb.com/products/en/1SDA103585R1
12 | U | XSUHCFAZZAAAA00000 | 1SDA103586R1 | XT7S M 1200 Ekip Dip LSI 1200A 4p F F UL | 12:U | XSUHCFAZZAAAA00000 | https://new.abb.com/products/en/1SDA103586R1
12 | U | XSUDDFAZZAAAA00000 | 1SDA103587R1 | XT7S M 800 Ekip Dip LSIG In800A 4p FF UL | 12:U | XSUDDFAZZAAAA00000 | https://new.abb.com/products/en/1SDA103587R1
12 | U | XSUFDFAZZAAAA00000 | 1SDA103588R1 | XT7S M 1000 Ekip Dip LSIG 1000A 4p FF UL | 12:U | XSUFDFAZZAAAA00000 | https://new.abb.com/products/en/1SDA103588R1
12 | U | XSUHDFAZZAAAA00000 | 1SDA103589R1 | XT7S M 1200 Ekip Dip LSIG 1200A 4p FF UL | 12:U | XSUHDFAZZAAAA00000 | https://new.abb.com/products/en/1SDA103589R1
12 | U | XSUDEFAZZAAAA00000 | 1SDA103590R1 | XT7S M 800 Ekip Touch LSI In800 4p FF UL | 12:U | XSUDEFAZZAAAA00000 | https://new.abb.com/products/en/1SDA103590R1
12 | U | XSUFEFAZZAAAA00000 | 1SDA103591R1 | XT7S M 1000 Ekip Touch LSI 1000 4p FF UL | 12:U | XSUFEFAZZAAAA00000 | https://new.abb.com/products/en/1SDA103591R1
12 | U | XSUHEFAZZAAAA00000 | 1SDA103592R1 | XT7S M 1200 Ekip Touch LSI 1200 4p FF UL | 12:U | XSUHEFAZZAAAA00000 | https://new.abb.com/products/en/1SDA103592R1
12 | U | XSUDFFAZZAAAA00000 | 1SDA103593R1 | XT7S M 800 Ekip Touch LSIG 800 4p FF UL | 12:U | XSUDFFAZZAAAA00000 | https://new.abb.com/products/en/1SDA103593R1
12 | U | XSUFFFAZZAAAA00000 | 1SDA103594R1 | XT7S M 1000 Ekip Touch LSIG 1000 4pFF UL | 12:U | XSUFFFAZZAAAA00000 | https://new.abb.com/products/en/1SDA103594R1
12 | U | XSUHFFAZZAAAA00000 | 1SDA103595R1 | XT7S M 1200 Ekip Touch LSIG 1200 4pFF UL | 12:U | XSUHFFAZZAAAA00000 | https://new.abb.com/products/en/1SDA103595R1
12 | U | XSUDGFAZZAAAA00000 | 1SDA103596R1 | XT7S M 800 EkipTouchMeas.LSI 800 4pFF UL | 12:U | XSUDGFAZZAAAA00000 | https://new.abb.com/products/en/1SDA103596R1
12 | U | XSUFGFAZZAAAA00000 | 1SDA103597R1 | XT7S M 1000 Ekip Touch Meas.LSI 4p FF UL | 12:U | XSUFGFAZZAAAA00000 | https://new.abb.com/products/en/1SDA103597R1
12 | U | XSUHGFAZZAAAA00000 | 1SDA103598R1 | XT7S M 1200 Ekip Touch Meas.LSI 4p FF UL | 12:U | XSUHGFAZZAAAA00000 | https://new.abb.com/products/en/1SDA103598R1
12 | U | XSUDHFAZZAAAA00000 | 1SDA103599R1 | XT7S M 800 Ekip Touch Meas.LSIG 4p FF UL | 12:U | XSUDHFAZZAAAA00000 | https://new.abb.com/products/en/1SDA103599R1
12 | U | XSUFHFAZZAAAA00000 | 1SDA103600R1 | XT7S M 1000 Ekip Touch Meas.LSIG 4pFF UL | 12:U | XSUFHFAZZAAAA00000 | https://new.abb.com/products/en/1SDA103600R1
12 | U | XSUHHFAZZAAAA00000 | 1SDA103601R1 | XT7S M 1200 Ekip Touch Meas.LSIG 4pFF UL | 12:U | XSUHHFAZZAAAA00000 | https://new.abb.com/products/en/1SDA103601R1
12 | U | XSUDJFAZZAAAA00000 | 1SDA103602R1 | XT7S M 800 Ekip Hi-TouchLSI 800 4p FF UL | 12:U | XSUDJFAZZAAAA00000 | https://new.abb.com/products/en/1SDA103602R1
12 | U | XSUFJFAZZAAAA00000 | 1SDA103603R1 | XT7S M 1000 EkipHi-TouchLSI 1000 4pFF UL | 12:U | XSUFJFAZZAAAA00000 | https://new.abb.com/products/en/1SDA103603R1
12 | U | XSUHJFAZZAAAA00000 | 1SDA103604R1 | XT7S M 1200 EkipHi-TouchLSI 1200 4pFF UL | 12:U | XSUHJFAZZAAAA00000 | https://new.abb.com/products/en/1SDA103604R1
12 | U | XSUDLFAZZAAAA00000 | 1SDA103605R1 | XT7S M 800 Ekip Hi-TouchLSIG 800 4pFF UL | 12:U | XSUDLFAZZAAAA00000 | https://new.abb.com/products/en/1SDA103605R1
12 | U | XSUFLFAZZAAAA00000 | 1SDA103606R1 | XT7S M1000 EkipHi-TouchLSIG 1000 4pFF UL | 12:U | XSUFLFAZZAAAA00000 | https://new.abb.com/products/en/1SDA103606R1
12 | U | XSUHLFAZZAAAA00000 | 1SDA103607R1 | XT7S M1200 EkipHi-TouchLSIG 1200 4pFF UL | 12:U | XSUHLFAZZAAAA00000 | https://new.abb.com/products/en/1SDA103607R1
12 | U | XSUDPFAZZAAAA00000 | 1SDA103608R1 | XT7S M 800 Ekip G Dip LS/I 800 4p F F UL | 12:U | XSUDPFAZZAAAA00000 | https://new.abb.com/products/en/1SDA103608R1
12 | U | XSUFPFAZZAAAA00000 | 1SDA103609R1 | XT7S M 1000 Ekip G Dip LS/I 1000 4pFF UL | 12:U | XSUFPFAZZAAAA00000 | https://new.abb.com/products/en/1SDA103609R1
12 | U | XSUHPFAZZAAAA00000 | 1SDA103610R1 | XT7S M 1200 Ekip G Dip LS/I 1200 4pFF UL | 12:U | XSUHPFAZZAAAA00000 | https://new.abb.com/products/en/1SDA103610R1
12 | U | XSUDQFAZZAAAA00000 | 1SDA103611R1 | XT7S M 800 Ekip G Touch LSIG 800 4pFF UL | 12:U | XSUDQFAZZAAAA00000 | https://new.abb.com/products/en/1SDA103611R1
12 | U | XSUFQFAZZAAAA00000 | 1SDA103612R1 | XT7S M 1000 EkipG TouchLSIG 1000 4pFF UL | 12:U | XSUFQFAZZAAAA00000 | https://new.abb.com/products/en/1SDA103612R1
12 | U | XSUHQFAZZAAAA00000 | 1SDA103613R1 | XT7S M 1200 EkipG TouchLSIG 1200 4pFF UL | 12:U | XSUHQFAZZAAAA00000 | https://new.abb.com/products/en/1SDA103613R1
12 | U | XSUDRFAZZAAAA00000 | 1SDA103614R1 | XT7S M 800 EkipGHi-TouchLSIG 800 4pFF UL | 12:U | XSUDRFAZZAAAA00000 | https://new.abb.com/products/en/1SDA103614R1
12 | U | XSUFRFAZZAAAA00000 | 1SDA103615R1 | XT7S M 1000 Ekip G Hi-Touch LSIG 4pFF UL | 12:U | XSUFRFAZZAAAA00000 | https://new.abb.com/products/en/1SDA103615R1
12 | U | XSUHRFAZZAAAA00000 | 1SDA103616R1 | XT7S M 1200 Ekip G Hi-Touch LSIG 4pFF UL | 12:U | XSUHRFAZZAAAA00000 | https://new.abb.com/products/en/1SDA103616R1
12 | U | XSUDBFAZZAAAA00000 | 1SDA103620R1 | XT7S M 800 Ekip Dip LIG In800A 4p FF UL | 12:U | XSUDBFAZZAAAA00000 | https://new.abb.com/products/en/1SDA103620R1
12 | U | XSUFBFAZZAAAA00000 | 1SDA103621R1 | XT7S M 1000 Ekip Dip LIG 1000A 4p FF UL | 12:U | XSUFBFAZZAAAA00000 | https://new.abb.com/products/en/1SDA103621R1
12 | U | XSUHBFAZZAAAA00000 | 1SDA103622R1 | XT7S M 1200 Ekip Dip LIG 1200A 4p FF UL | 12:U | XSUHBFAZZAAAA00000 | https://new.abb.com/products/en/1SDA103622R1
12 | U | XHUDAFAZZAAAA00000 | 1SDA103623R1 | XT7H M 800 Ekip Dip LS/I In800A 4p FF UL | 12:U | XHUDAFAZZAAAA00000 | https://new.abb.com/products/en/1SDA103623R1
12 | U | XHUFAFAZZAAAA00000 | 1SDA103624R1 | XT7H M 1000 Ekip Dip LS/I 1000A 4p FF UL | 12:U | XHUFAFAZZAAAA00000 | https://new.abb.com/products/en/1SDA103624R1
12 | U | XHUHAFAZZAAAA00000 | 1SDA103625R1 | XT7H M 1200 Ekip Dip LS/I 1200A 4p FF UL | 12:U | XHUHAFAZZAAAA00000 | https://new.abb.com/products/en/1SDA103625R1
12 | U | XHUDCFAZZAAAA00000 | 1SDA103626R1 | XT7H M 800 Ekip Dip LSI In800A 4p F F UL | 12:U | XHUDCFAZZAAAA00000 | https://new.abb.com/products/en/1SDA103626R1
12 | U | XHUFCFAZZAAAA00000 | 1SDA103627R1 | XT7H M 1000 Ekip Dip LSI 1000A 4p F F UL | 12:U | XHUFCFAZZAAAA00000 | https://new.abb.com/products/en/1SDA103627R1
12 | U | XHUHCFAZZAAAA00000 | 1SDA103628R1 | XT7H M 1200 Ekip Dip LSI 1200A 4p F F UL | 12:U | XHUHCFAZZAAAA00000 | https://new.abb.com/products/en/1SDA103628R1
12 | U | XHUDDFAZZAAAA00000 | 1SDA103629R1 | XT7H M 800 Ekip Dip LSIG In800A 4p FF UL | 12:U | XHUDDFAZZAAAA00000 | https://new.abb.com/products/en/1SDA103629R1
12 | U | XHUFDFAZZAAAA00000 | 1SDA103630R1 | XT7H M 1000 Ekip Dip LSIG 1000A 4p FF UL | 12:U | XHUFDFAZZAAAA00000 | https://new.abb.com/products/en/1SDA103630R1
12 | U | XHUHDFAZZAAAA00000 | 1SDA103631R1 | XT7H M 1200 Ekip Dip LSIG 1200A 4p FF UL | 12:U | XHUHDFAZZAAAA00000 | https://new.abb.com/products/en/1SDA103631R1
12 | U | XHUDEFAZZAAAA00000 | 1SDA103632R1 | XT7H M 800 Ekip Touch LSI In800 4p FF UL | 12:U | XHUDEFAZZAAAA00000 | https://new.abb.com/products/en/1SDA103632R1
12 | U | XHUFEFAZZAAAA00000 | 1SDA103633R1 | XT7H M 1000 Ekip Touch LSI 1000 4p FF UL | 12:U | XHUFEFAZZAAAA00000 | https://new.abb.com/products/en/1SDA103633R1
12 | U | XHUHEFAZZAAAA00000 | 1SDA103634R1 | XT7H M 1200 Ekip Touch LSI 1200 4p FF UL | 12:U | XHUHEFAZZAAAA00000 | https://new.abb.com/products/en/1SDA103634R1
12 | U | XHUDFFAZZAAAA00000 | 1SDA103635R1 | XT7H M 800 Ekip Touch LSIG 800 4p FF UL | 12:U | XHUDFFAZZAAAA00000 | https://new.abb.com/products/en/1SDA103635R1
12 | U | XHUFFFAZZAAAA00000 | 1SDA103636R1 | XT7H M 1000 Ekip Touch LSIG 1000 4pFF UL | 12:U | XHUFFFAZZAAAA00000 | https://new.abb.com/products/en/1SDA103636R1
12 | U | XHUHFFAZZAAAA00000 | 1SDA103637R1 | XT7H M 1200 Ekip Touch LSIG 1200 4pFF UL | 12:U | XHUHFFAZZAAAA00000 | https://new.abb.com/products/en/1SDA103637R1
12 | U | XHUDGFAZZAAAA00000 | 1SDA103638R1 | XT7H M 800 EkipTouchMeas.LSI 800 4pFF UL | 12:U | XHUDGFAZZAAAA00000 | https://new.abb.com/products/en/1SDA103638R1
12 | U | XHUFGFAZZAAAA00000 | 1SDA103639R1 | XT7H M 1000 Ekip Touch Meas.LSI 4p FF UL | 12:U | XHUFGFAZZAAAA00000 | https://new.abb.com/products/en/1SDA103639R1
12 | U | XHUHGFAZZAAAA00000 | 1SDA103640R1 | XT7H M 1200 Ekip Touch Meas.LSI 4p FF UL | 12:U | XHUHGFAZZAAAA00000 | https://new.abb.com/products/en/1SDA103640R1
12 | U | XHUDHFAZZAAAA00000 | 1SDA103641R1 | XT7H M 800 Ekip Touch Meas.LSIG 4p FF UL | 12:U | XHUDHFAZZAAAA00000 | https://new.abb.com/products/en/1SDA103641R1
12 | U | XHUFHFAZZAAAA00000 | 1SDA103642R1 | XT7H M 1000 Ekip Touch Meas.LSIG 4pFF UL | 12:U | XHUFHFAZZAAAA00000 | https://new.abb.com/products/en/1SDA103642R1
12 | U | XHUHHFAZZAAAA00000 | 1SDA103643R1 | XT7H M 1200 Ekip Touch Meas.LSIG 4pFF UL | 12:U | XHUHHFAZZAAAA00000 | https://new.abb.com/products/en/1SDA103643R1
12 | U | XHUDJFAZZAAAA00000 | 1SDA103644R1 | XT7H M 800 Ekip Hi-TouchLSI 800 4p FF UL | 12:U | XHUDJFAZZAAAA00000 | https://new.abb.com/products/en/1SDA103644R1
12 | U | XHUFJFAZZAAAA00000 | 1SDA103645R1 | XT7H M 1000 EkipHi-TouchLSI 1000 4pFF UL | 12:U | XHUFJFAZZAAAA00000 | https://new.abb.com/products/en/1SDA103645R1
12 | U | XHUHJFAZZAAAA00000 | 1SDA103646R1 | XT7H M 1200 EkipHi-TouchLSI 1200 4pFF UL | 12:U | XHUHJFAZZAAAA00000 | https://new.abb.com/products/en/1SDA103646R1
12 | U | XHUDLFAZZAAAA00000 | 1SDA103647R1 | XT7H M 800 Ekip Hi-TouchLSIG 800 4pFF UL | 12:U | XHUDLFAZZAAAA00000 | https://new.abb.com/products/en/1SDA103647R1
12 | U | XHUFLFAZZAAAA00000 | 1SDA103648R1 | XT7H M1000 EkipHi-TouchLSIG 1000 4pFF UL | 12:U | XHUFLFAZZAAAA00000 | https://new.abb.com/products/en/1SDA103648R1
12 | U | XHUHLFAZZAAAA00000 | 1SDA103649R1 | XT7H M1200 EkipHi-TouchLSIG 1200 4pFF UL | 12:U | XHUHLFAZZAAAA00000 | https://new.abb.com/products/en/1SDA103649R1
12 | U | XHUDPFAZZAAAA00000 | 1SDA103650R1 | XT7H M 800 Ekip G Dip LS/I 800 4p F F UL | 12:U | XHUDPFAZZAAAA00000 | https://new.abb.com/products/en/1SDA103650R1
12 | U | XHUFPFAZZAAAA00000 | 1SDA103651R1 | XT7H M 1000 Ekip G Dip LS/I 1000 4pFF UL | 12:U | XHUFPFAZZAAAA00000 | https://new.abb.com/products/en/1SDA103651R1
12 | U | XHUHPFAZZAAAA00000 | 1SDA103652R1 | XT7H M 1200 Ekip G Dip LS/I 1200 4pFF UL | 12:U | XHUHPFAZZAAAA00000 | https://new.abb.com/products/en/1SDA103652R1
12 | U | XHUDQFAZZAAAA00000 | 1SDA103653R1 | XT7H M 800 Ekip G Touch LSIG 800 4pFF UL | 12:U | XHUDQFAZZAAAA00000 | https://new.abb.com/products/en/1SDA103653R1
12 | U | XHUFQFAZZAAAA00000 | 1SDA103654R1 | XT7H M 1000 EkipG TouchLSIG 1000 4pFF UL | 12:U | XHUFQFAZZAAAA00000 | https://new.abb.com/products/en/1SDA103654R1
12 | U | XHUHQFAZZAAAA00000 | 1SDA103655R1 | XT7H M 1200 EkipG TouchLSIG 1200 4pFF UL | 12:U | XHUHQFAZZAAAA00000 | https://new.abb.com/products/en/1SDA103655R1
12 | U | XHUDRFAZZAAAA00000 | 1SDA103656R1 | XT7H M 800 EkipGHi-TouchLSIG 800 4pFF UL | 12:U | XHUDRFAZZAAAA00000 | https://new.abb.com/products/en/1SDA103656R1
12 | U | XHUFRFAZZAAAA00000 | 1SDA103657R1 | XT7H M 1000 Ekip G Hi-Touch LSIG 4pFF UL | 12:U | XHUFRFAZZAAAA00000 | https://new.abb.com/products/en/1SDA103657R1
12 | U | XHUHRFAZZAAAA00000 | 1SDA103658R1 | XT7H M 1200 Ekip G Hi-Touch LSIG 4pFF UL | 12:U | XHUHRFAZZAAAA00000 | https://new.abb.com/products/en/1SDA103658R1
12 | U | XHUDBFAZZAAAA00000 | 1SDA103662R1 | XT7H M 800 Ekip Dip LIG In800A 4p FF UL | 12:U | XHUDBFAZZAAAA00000 | https://new.abb.com/products/en/1SDA103662R1
12 | U | XHUFBFAZZAAAA00000 | 1SDA103663R1 | XT7H M 1000 Ekip Dip LIG 1000A 4p FF UL | 12:U | XHUFBFAZZAAAA00000 | https://new.abb.com/products/en/1SDA103663R1
12 | U | XHUHBFAZZAAAA00000 | 1SDA103664R1 | XT7H M 1200 Ekip Dip LIG 1200A 4p FF UL | 12:U | XHUHBFAZZAAAA00000 | https://new.abb.com/products/en/1SDA103664R1
12 | U | XLUDAFAZZAAAA00000 | 1SDA103665R1 | XT7L M 800 Ekip Dip LS/I In800A 4p FF UL | 12:U | XLUDAFAZZAAAA00000 | https://new.abb.com/products/en/1SDA103665R1
12 | U | XLUFAFAZZAAAA00000 | 1SDA103666R1 | XT7L M 1000 Ekip Dip LS/I 1000A 4p FF UL | 12:U | XLUFAFAZZAAAA00000 | https://new.abb.com/products/en/1SDA103666R1
12 | U | XLUHAFAZZAAAA00000 | 1SDA103667R1 | XT7L M 1200 Ekip Dip LS/I 1200A 4p FF UL | 12:U | XLUHAFAZZAAAA00000 | https://new.abb.com/products/en/1SDA103667R1
12 | U | XLUDCFAZZAAAA00000 | 1SDA103668R1 | XT7L M 800 Ekip Dip LSI In800A 4p F F UL | 12:U | XLUDCFAZZAAAA00000 | https://new.abb.com/products/en/1SDA103668R1
12 | U | XLUFCFAZZAAAA00000 | 1SDA103669R1 | XT7L M 1000 Ekip Dip LSI In1000 4p FF UL | 12:U | XLUFCFAZZAAAA00000 | https://new.abb.com/products/en/1SDA103669R1
12 | U | XLUHCFAZZAAAA00000 | 1SDA103670R1 | XT7L M 1200 Ekip Dip LSI 1200A 4p F F UL | 12:U | XLUHCFAZZAAAA00000 | https://new.abb.com/products/en/1SDA103670R1
12 | U | XLUDDFAZZAAAA00000 | 1SDA103671R1 | XT7L M 800 Ekip Dip LSIG In800A 4p FF UL | 12:U | XLUDDFAZZAAAA00000 | https://new.abb.com/products/en/1SDA103671R1
12 | U | XLUFDFAZZAAAA00000 | 1SDA103672R1 | XT7L M 1000 Ekip Dip LSIG 1000A 4p FF UL | 12:U | XLUFDFAZZAAAA00000 | https://new.abb.com/products/en/1SDA103672R1
12 | U | XLUHDFAZZAAAA00000 | 1SDA103673R1 | XT7L M 1200 Ekip Dip LSIG 1200A 4p FF UL | 12:U | XLUHDFAZZAAAA00000 | https://new.abb.com/products/en/1SDA103673R1
12 | U | XLUDEFAZZAAAA00000 | 1SDA103674R1 | XT7L M 800 Ekip Touch LSI In800 4p FF UL | 12:U | XLUDEFAZZAAAA00000 | https://new.abb.com/products/en/1SDA103674R1
12 | U | XLUFEFAZZAAAA00000 | 1SDA103675R1 | XT7L M 1000 Ekip Touch LSI 1000 4p FF UL | 12:U | XLUFEFAZZAAAA00000 | https://new.abb.com/products/en/1SDA103675R1
12 | U | XLUHEFAZZAAAA00000 | 1SDA103676R1 | XT7L M 1200 Ekip Touch LSI 1200 4p FF UL | 12:U | XLUHEFAZZAAAA00000 | https://new.abb.com/products/en/1SDA103676R1
12 | U | XLUDFFAZZAAAA00000 | 1SDA103677R1 | XT7L M 800 Ekip Touch LSIG 800 4p FF UL | 12:U | XLUDFFAZZAAAA00000 | https://new.abb.com/products/en/1SDA103677R1
12 | U | XLUFFFAZZAAAA00000 | 1SDA103678R1 | XT7L M 1000 Ekip Touch LSIG 1000 4pFF UL | 12:U | XLUFFFAZZAAAA00000 | https://new.abb.com/products/en/1SDA103678R1
12 | U | XLUHFFAZZAAAA00000 | 1SDA103679R1 | XT7L M 1200 Ekip Touch LSIG 1200 4pFF UL | 12:U | XLUHFFAZZAAAA00000 | https://new.abb.com/products/en/1SDA103679R1
12 | U | XLUDGFAZZAAAA00000 | 1SDA103680R1 | XT7L M 800 EkipTouchMeas.LSI 800 4pFF UL | 12:U | XLUDGFAZZAAAA00000 | https://new.abb.com/products/en/1SDA103680R1
12 | U | XLUFGFAZZAAAA00000 | 1SDA103681R1 | XT7L M 1000 Ekip Touch Meas.LSI 4p FF UL | 12:U | XLUFGFAZZAAAA00000 | https://new.abb.com/products/en/1SDA103681R1
12 | U | XLUHGFAZZAAAA00000 | 1SDA103682R1 | XT7L M 1200 Ekip Touch Meas.LSI 4p FF UL | 12:U | XLUHGFAZZAAAA00000 | https://new.abb.com/products/en/1SDA103682R1
12 | U | XLUDHFAZZAAAA00000 | 1SDA103683R1 | XT7L M 800 Ekip Touch Meas.LSIG 4p FF UL | 12:U | XLUDHFAZZAAAA00000 | https://new.abb.com/products/en/1SDA103683R1
12 | U | XLUFHFAZZAAAA00000 | 1SDA103684R1 | XT7L M 1000 Ekip Touch Meas.LSIG 4pFF UL | 12:U | XLUFHFAZZAAAA00000 | https://new.abb.com/products/en/1SDA103684R1
12 | U | XLUHHFAZZAAAA00000 | 1SDA103685R1 | XT7L M 1200 Ekip Touch Meas.LSIG 4pFF UL | 12:U | XLUHHFAZZAAAA00000 | https://new.abb.com/products/en/1SDA103685R1
12 | U | XLUDJFAZZAAAA00000 | 1SDA103686R1 | XT7L M 800 Ekip Hi-TouchLSI 800 4p FF UL | 12:U | XLUDJFAZZAAAA00000 | https://new.abb.com/products/en/1SDA103686R1
12 | U | XLUFJFAZZAAAA00000 | 1SDA103687R1 | XT7L M 1000 EkipHi-TouchLSI 1000 4pFF UL | 12:U | XLUFJFAZZAAAA00000 | https://new.abb.com/products/en/1SDA103687R1
12 | U | XLUHJFAZZAAAA00000 | 1SDA103688R1 | XT7L M 1200 EkipHi-TouchLSI 1200 4pFF UL | 12:U | XLUHJFAZZAAAA00000 | https://new.abb.com/products/en/1SDA103688R1
12 | U | XLUDLFAZZAAAA00000 | 1SDA103689R1 | XT7L M 800 Ekip Hi-TouchLSIG 800 4pFF UL | 12:U | XLUDLFAZZAAAA00000 | https://new.abb.com/products/en/1SDA103689R1
12 | U | XLUFLFAZZAAAA00000 | 1SDA103690R1 | XT7L M1000 EkipHi-TouchLSIG 1000 4pFF UL | 12:U | XLUFLFAZZAAAA00000 | https://new.abb.com/products/en/1SDA103690R1
12 | U | XLUHLFAZZAAAA00000 | 1SDA103691R1 | XT7L M1200 EkipHi-TouchLSIG 1200 4pFF UL | 12:U | XLUHLFAZZAAAA00000 | https://new.abb.com/products/en/1SDA103691R1
12 | U | XLUDPFAZZAAAA00000 | 1SDA103692R1 | XT7L M 800 Ekip G Dip LS/I 800 4p F F UL | 12:U | XLUDPFAZZAAAA00000 | https://new.abb.com/products/en/1SDA103692R1
12 | U | XLUFPFAZZAAAA00000 | 1SDA103693R1 | XT7L M 1000 Ekip G Dip LS/I 1000 4pFF UL | 12:U | XLUFPFAZZAAAA00000 | https://new.abb.com/products/en/1SDA103693R1
12 | U | XLUHPFAZZAAAA00000 | 1SDA103694R1 | XT7L M 1200 Ekip G Dip LS/I 1200 4pFF UL | 12:U | XLUHPFAZZAAAA00000 | https://new.abb.com/products/en/1SDA103694R1
12 | U | XLUDQFAZZAAAA00000 | 1SDA103695R1 | XT7L M 800 Ekip G Touch LSIG 800 4pFF UL | 12:U | XLUDQFAZZAAAA00000 | https://new.abb.com/products/en/1SDA103695R1
12 | U | XLUFQFAZZAAAA00000 | 1SDA103696R1 | XT7L M 1000 EkipG TouchLSIG 1000 4pFF UL | 12:U | XLUFQFAZZAAAA00000 | https://new.abb.com/products/en/1SDA103696R1
12 | U | XLUHQFAZZAAAA00000 | 1SDA103697R1 | XT7L M 1200 EkipG TouchLSIG 1200 4pFF UL | 12:U | XLUHQFAZZAAAA00000 | https://new.abb.com/products/en/1SDA103697R1
12 | U | XLUDRFAZZAAAA00000 | 1SDA103698R1 | XT7L M 800 EkipGHi-TouchLSIG 800 4pFF UL | 12:U | XLUDRFAZZAAAA00000 | https://new.abb.com/products/en/1SDA103698R1
12 | U | XLUFRFAZZAAAA00000 | 1SDA103699R1 | XT7L M 1000 Ekip G Hi-Touch LSIG 4pFF UL | 12:U | XLUFRFAZZAAAA00000 | https://new.abb.com/products/en/1SDA103699R1
12 | U | XLUHRFAZZAAAA00000 | 1SDA103700R1 | XT7L M 1200 Ekip G Hi-Touch LSIG 4pFF UL | 12:U | XLUHRFAZZAAAA00000 | https://new.abb.com/products/en/1SDA103700R1
12 | U | XLUDBFAZZAAAA00000 | 1SDA103704R1 | XT7L M 800 Ekip Dip LIG In800A 4p FF UL | 12:U | XLUDBFAZZAAAA00000 | https://new.abb.com/products/en/1SDA103704R1
12 | U | XLUFBFAZZAAAA00000 | 1SDA103705R1 | XT7L M 1000 Ekip Dip LIG 1000A 4p FF UL | 12:U | XLUFBFAZZAAAA00000 | https://new.abb.com/products/en/1SDA103705R1
12 | U | XLUHBFAZZAAAA00000 | 1SDA103706R1 | XT7L M 1200 Ekip Dip LIG 1200A 4p FF UL | 12:U | XLUHBFAZZAAAA00000 | https://new.abb.com/products/en/1SDA103706R1
12 | U | XVUDAFAZZAAAA00000 | 1SDA103707R1 | XT7V M 800 Ekip Dip LS/I In800A 4p FF UL | 12:U | XVUDAFAZZAAAA00000 | https://new.abb.com/products/en/1SDA103707R1
12 | U | XVUFAFAZZAAAA00000 | 1SDA103708R1 | XT7V M 1000 Ekip Dip LS/I 1000A 4p FF UL | 12:U | XVUFAFAZZAAAA00000 | https://new.abb.com/products/en/1SDA103708R1
12 | U | XVUHAFAZZAAAA00000 | 1SDA103709R1 | XT7V M 1200 Ekip Dip LS/I 1200A 4p FF UL | 12:U | XVUHAFAZZAAAA00000 | https://new.abb.com/products/en/1SDA103709R1
12 | U | XVUDCFAZZAAAA00000 | 1SDA103710R1 | XT7V M 800 Ekip Dip LSI In800A 4p F F UL | 12:U | XVUDCFAZZAAAA00000 | https://new.abb.com/products/en/1SDA103710R1
12 | U | XVUFCFAZZAAAA00000 | 1SDA103711R1 | XT7V M 1000 Ekip Dip LSI In1000 4p FF UL | 12:U | XVUFCFAZZAAAA00000 | https://new.abb.com/products/en/1SDA103711R1
12 | U | XVUHCFAZZAAAA00000 | 1SDA103712R1 | XT7V M 1200 Ekip Dip LSI 1200A 4p F F UL | 12:U | XVUHCFAZZAAAA00000 | https://new.abb.com/products/en/1SDA103712R1
12 | U | XVUDDFAZZAAAA00000 | 1SDA103713R1 | XT7V M 800 Ekip Dip LSIG In800A 4p FF UL | 12:U | XVUDDFAZZAAAA00000 | https://new.abb.com/products/en/1SDA103713R1
12 | U | XVUFDFAZZAAAA00000 | 1SDA103714R1 | XT7V M 1000 Ekip Dip LSIG 1000A 4p FF UL | 12:U | XVUFDFAZZAAAA00000 | https://new.abb.com/products/en/1SDA103714R1
12 | U | XVUHDFAZZAAAA00000 | 1SDA103715R1 | XT7V M 1200 Ekip Dip LSIG 1200A 4p FF UL | 12:U | XVUHDFAZZAAAA00000 | https://new.abb.com/products/en/1SDA103715R1
12 | U | XVUDEFAZZAAAA00000 | 1SDA103716R1 | XT7V M 800 Ekip Touch LSI In800 4p FF UL | 12:U | XVUDEFAZZAAAA00000 | https://new.abb.com/products/en/1SDA103716R1
12 | U | XVUFEFAZZAAAA00000 | 1SDA103717R1 | XT7V M 1000 Ekip Touch LSI 1000 4p FF UL | 12:U | XVUFEFAZZAAAA00000 | https://new.abb.com/products/en/1SDA103717R1
12 | U | XVUHEFAZZAAAA00000 | 1SDA103718R1 | XT7V M 1200 Ekip Touch LSI 1200 4p FF UL | 12:U | XVUHEFAZZAAAA00000 | https://new.abb.com/products/en/1SDA103718R1
12 | U | XVUDFFAZZAAAA00000 | 1SDA103719R1 | XT7V M 800 Ekip Touch LSIG 800 4p FF UL | 12:U | XVUDFFAZZAAAA00000 | https://new.abb.com/products/en/1SDA103719R1
12 | U | XVUFFFAZZAAAA00000 | 1SDA103720R1 | XT7V M 1000 Ekip Touch LSIG 1000 4pFF UL | 12:U | XVUFFFAZZAAAA00000 | https://new.abb.com/products/en/1SDA103720R1
12 | U | XVUHFFAZZAAAA00000 | 1SDA103721R1 | XT7V M 1200 Ekip Touch LSIG 1200 4pFF UL | 12:U | XVUHFFAZZAAAA00000 | https://new.abb.com/products/en/1SDA103721R1
12 | U | XVUDGFAZZAAAA00000 | 1SDA103722R1 | XT7V M 800 EkipTouchMeas.LSI 800 4pFF UL | 12:U | XVUDGFAZZAAAA00000 | https://new.abb.com/products/en/1SDA103722R1
12 | U | XVUFGFAZZAAAA00000 | 1SDA103723R1 | XT7V M 1000 Ekip Touch Meas.LSI 4p FF UL | 12:U | XVUFGFAZZAAAA00000 | https://new.abb.com/products/en/1SDA103723R1
12 | U | XVUHGFAZZAAAA00000 | 1SDA103724R1 | XT7V M 1200 Ekip Touch Meas.LSI 4p FF UL | 12:U | XVUHGFAZZAAAA00000 | https://new.abb.com/products/en/1SDA103724R1
12 | U | XVUDHFAZZAAAA00000 | 1SDA103725R1 | XT7V M 800 Ekip Touch Meas.LSIG 4p FF UL | 12:U | XVUDHFAZZAAAA00000 | https://new.abb.com/products/en/1SDA103725R1
12 | U | XVUFHFAZZAAAA00000 | 1SDA103726R1 | XT7V M 1000 Ekip Touch Meas.LSIG 4pFF UL | 12:U | XVUFHFAZZAAAA00000 | https://new.abb.com/products/en/1SDA103726R1
12 | U | XVUHHFAZZAAAA00000 | 1SDA103727R1 | XT7V M 1200 Ekip Touch Meas.LSIG 4pFF UL | 12:U | XVUHHFAZZAAAA00000 | https://new.abb.com/products/en/1SDA103727R1
12 | U | XVUDJFAZZAAAA00000 | 1SDA103728R1 | XT7V M 800 Ekip Hi-TouchLSI 800 4p FF UL | 12:U | XVUDJFAZZAAAA00000 | https://new.abb.com/products/en/1SDA103728R1
12 | U | XVUFJFAZZAAAA00000 | 1SDA103729R1 | XT7V M 1000 EkipHi-TouchLSI 1000 4pFF UL | 12:U | XVUFJFAZZAAAA00000 | https://new.abb.com/products/en/1SDA103729R1
12 | U | XVUHJFAZZAAAA00000 | 1SDA103730R1 | XT7V M 1200 EkipHi-TouchLSI 1200 4pFF UL | 12:U | XVUHJFAZZAAAA00000 | https://new.abb.com/products/en/1SDA103730R1
12 | U | XVUDLFAZZAAAA00000 | 1SDA103731R1 | XT7V M 800 Ekip Hi-TouchLSIG 800 4pFF UL | 12:U | XVUDLFAZZAAAA00000 | https://new.abb.com/products/en/1SDA103731R1
12 | U | XVUFLFAZZAAAA00000 | 1SDA103732R1 | XT7V M1000 EkipHi-TouchLSIG 1000 4pFF UL | 12:U | XVUFLFAZZAAAA00000 | https://new.abb.com/products/en/1SDA103732R1
12 | U | XVUHLFAZZAAAA00000 | 1SDA103733R1 | XT7V M1200 EkipHi-TouchLSIG 1200 4pFF UL | 12:U | XVUHLFAZZAAAA00000 | https://new.abb.com/products/en/1SDA103733R1
12 | U | XVUDPFAZZAAAA00000 | 1SDA103734R1 | XT7V M 800 Ekip G Dip LS/I 800 4p F F UL | 12:U | XVUDPFAZZAAAA00000 | https://new.abb.com/products/en/1SDA103734R1
12 | U | XVUFPFAZZAAAA00000 | 1SDA103735R1 | XT7V M 1000 Ekip G Dip LS/I 1000 4pFF UL | 12:U | XVUFPFAZZAAAA00000 | https://new.abb.com/products/en/1SDA103735R1
12 | U | XVUHPFAZZAAAA00000 | 1SDA103736R1 | XT7V M 1200 Ekip G Dip LS/I 1200 4pFF UL | 12:U | XVUHPFAZZAAAA00000 | https://new.abb.com/products/en/1SDA103736R1
12 | U | XVUDQFAZZAAAA00000 | 1SDA103737R1 | XT7V M 800 Ekip G Touch LSIG 800 4pFF UL | 12:U | XVUDQFAZZAAAA00000 | https://new.abb.com/products/en/1SDA103737R1
12 | U | XVUFQFAZZAAAA00000 | 1SDA103738R1 | XT7V M 1000 EkipG TouchLSIG 1000 4pFF UL | 12:U | XVUFQFAZZAAAA00000 | https://new.abb.com/products/en/1SDA103738R1
12 | U | XVUHQFAZZAAAA00000 | 1SDA103739R1 | XT7V M 1200 EkipG TouchLSIG 1200 4pFF UL | 12:U | XVUHQFAZZAAAA00000 | https://new.abb.com/products/en/1SDA103739R1
12 | U | XVUDRFAZZAAAA00000 | 1SDA103740R1 | XT7V M 800 EkipGHi-TouchLSIG 800 4pFF UL | 12:U | XVUDRFAZZAAAA00000 | https://new.abb.com/products/en/1SDA103740R1
12 | U | XVUFRFAZZAAAA00000 | 1SDA103741R1 | XT7V M 1000 Ekip G Hi-Touch LSIG 4pFF UL | 12:U | XVUFRFAZZAAAA00000 | https://new.abb.com/products/en/1SDA103741R1
12 | U | XVUHRFAZZAAAA00000 | 1SDA103742R1 | XT7V M 1200 Ekip G Hi-Touch LSIG 4pFF UL | 12:U | XVUHRFAZZAAAA00000 | https://new.abb.com/products/en/1SDA103742R1
12 | U | XVUDBFAZZAAAA00000 | 1SDA103746R1 | XT7V M 800 Ekip Dip LIG In800A 4p FF UL | 12:U | XVUDBFAZZAAAA00000 | https://new.abb.com/products/en/1SDA103746R1
12 | U | XVUFBFAZZAAAA00000 | 1SDA103747R1 | XT7V M 1000 Ekip Dip LIG 1000A 4p FF UL | 12:U | XVUFBFAZZAAAA00000 | https://new.abb.com/products/en/1SDA103747R1
12 | U | XVUHBFAZZAAAA00000 | 1SDA103748R1 | XT7V M 1200 Ekip Dip LIG 1200A 4p FF UL | 12:U | XVUHBFAZZAAAA00000 | https://new.abb.com/products/en/1SDA103748R1
12 | U | XSUESFAZZAAAA00000 | 1SDA103803R1 | XT7S-D M 1000 MCS 3p F F UL/CSA | 12:U | XSUESFAZZAAAA00000 | https://new.abb.com/products/en/1SDA103803R1
12 | U | XSUGSFAZZAAAA00000 | 1SDA103804R1 | XT7S-D M 1200 MCS 3p F F UL/CSA | 12:U | XSUGSFAZZAAAA00000 | https://new.abb.com/products/en/1SDA103804R1
12 | U | XHUESFAZZAAAA00000 | 1SDA103805R1 | XT7H-D M 1000 MCS 3p F F UL/CSA | 12:U | XHUESFAZZAAAA00000 | https://new.abb.com/products/en/1SDA103805R1
12 | U | XHUGSFAZZAAAA00000 | 1SDA103806R1 | XT7H-D M 1200 MCS 3p F F UL/CSA | 12:U | XHUGSFAZZAAAA00000 | https://new.abb.com/products/en/1SDA103806R1
12 | U | XLUESFAZZAAAA00000 | 1SDA103807R1 | XT7L-D M 1000 MCS 3p F F UL/CSA | 12:U | XLUESFAZZAAAA00000 | https://new.abb.com/products/en/1SDA103807R1
12 | U | XLUGSFAZZAAAA00000 | 1SDA103808R1 | XT7L-D M 1200 MCS 3p F F UL/CSA | 12:U | XLUGSFAZZAAAA00000 | https://new.abb.com/products/en/1SDA103808R1
12 | U | XSUFSFAZZAAAA00000 | 1SDA103809R1 | XT7S-D M 1000 MCS 4p F F UL/CSA | 12:U | XSUFSFAZZAAAA00000 | https://new.abb.com/products/en/1SDA103809R1
12 | U | XSUHSFAZZAAAA00000 | 1SDA103810R1 | XT7S-D M 1200 MCS 4p F F UL/CSA | 12:U | XSUHSFAZZAAAA00000 | https://new.abb.com/products/en/1SDA103810R1
12 | U | XHUFSFAZZAAAA00000 | 1SDA103811R1 | XT7H-D M 1000 MCS 4p F F UL/CSA | 12:U | XHUFSFAZZAAAA00000 | https://new.abb.com/products/en/1SDA103811R1
12 | U | XHUHSFAZZAAAA00000 | 1SDA103812R1 | XT7H-D M 1200 MCS 4p F F UL/CSA | 12:U | XHUHSFAZZAAAA00000 | https://new.abb.com/products/en/1SDA103812R1
12 | U | XLUFSFAZZAAAA00000 | 1SDA103813R1 | XT7L-D M 1000 MCS 4p F F UL/CSA | 12:U | XLUFSFAZZAAAA00000 | https://new.abb.com/products/en/1SDA103813R1
12 | U | XLUHSFAZZAAAA00000 | 1SDA103814R1 | XT7L-D M 1200 MCS 4p F F UL/CSA | 12:U | XLUHSFAZZAAAA00000 | https://new.abb.com/products/en/1SDA103814R1
25 | U | XT5LU350BBFF000XXX | 1SDA102686R1+1SDA102705R1 | XT5L 600 TMA 500-5000 3p FF InN100%In UL | 25:U | XT5LU350BBFF000XXX |  | https://new.abb.com/products/en/1SDA102686R1 | https://new.abb.com/products/en/1SDA102705R1
25 | U | XT5VU350BBFF000XXX | 1SDA102688R1+1SDA102705R1 | XT5V 600 TMA 500-5000 3p FF InN100%In UL | 25:U | XT5VU350BBFF000XXX |  | https://new.abb.com/products/en/1SDA102688R1 | https://new.abb.com/products/en/1SDA102705R1
25 | U | XT5XU350BBFF000XXX | 1SDA102690R1+1SDA102705R1 | XT5X 600 TMA 500-5000 3p FF InN100%In UL | 25:U | XT5XU350BBFF000XXX |  | https://new.abb.com/products/en/1SDA102690R1 | https://new.abb.com/products/en/1SDA102705R1
25 | U | XT5NU325BPFF000XXX | 1SDA102680R1+1SDA102719R1 | XT5N 600 E.TCH LSI 250 3p UL/CSA | 25:U | XT5NU325BPFF000XXX |  | https://new.abb.com/products/en/1SDA102680R1 | https://new.abb.com/products/en/1SDA102719R1
25 | U | XT5NU325BQFF000XXX | 1SDA102680R1+1SDA102723R1 | XT5N 600 E.TCH LSIG 250 3p UL/CSA | 25:U | XT5NU325BQFF000XXX |  | https://new.abb.com/products/en/1SDA102680R1 | https://new.abb.com/products/en/1SDA102723R1
25 | U | XT5NU325BRFF000XXX | 1SDA102680R1+1SDA102727R1 | XT5N 600 E.TCHM LSI 250 3p UL/CSA | 25:U | XT5NU325BRFF000XXX |  | https://new.abb.com/products/en/1SDA102680R1 | https://new.abb.com/products/en/1SDA102727R1
25 | U | XT5NU325BSFF000XXX | 1SDA102680R1+1SDA102731R1 | XT5N 600 E.TCHM LSIG 250 3p UL/CSA | 25:U | XT5NU325BSFF000XXX |  | https://new.abb.com/products/en/1SDA102680R1 | https://new.abb.com/products/en/1SDA102731R1
25 | U | XT5NU325BTFF000XXX | 1SDA102680R1+1SDA102735R1 | XT5N 600 E.HI-T LSI 250 3p UL/CSA | 25:U | XT5NU325BTFF000XXX |  | https://new.abb.com/products/en/1SDA102680R1 | https://new.abb.com/products/en/1SDA102735R1
25 | U | XT5NU325BUFF000XXX | 1SDA102680R1+1SDA102739R1 | XT5N 600 E.HI-T LSIG 250 3p UL/CSA | 25:U | XT5NU325BUFF000XXX |  | https://new.abb.com/products/en/1SDA102680R1 | https://new.abb.com/products/en/1SDA102739R1
25 | U | XT5NU325BXFF000XXX | 1SDA102680R1+1SDA102761R1 | XT5N 600 E.GDIP LS/I 250 3p UL/CSA | 25:U | XT5NU325BXFF000XXX |  | https://new.abb.com/products/en/1SDA102680R1 | https://new.abb.com/products/en/1SDA102761R1
25 | U | XT5NU325BYFF000XXX | 1SDA102680R1+1SDA102765R1 | XT5N 600 E.GTCH LSIG 250 3p UL/CSA | 25:U | XT5NU325BYFF000XXX |  | https://new.abb.com/products/en/1SDA102680R1 | https://new.abb.com/products/en/1SDA102765R1
25 | U | XT5NU325BZFF000XXX | 1SDA102680R1+1SDA102769R1 | XT5N 600 E.GHI-TCH LSIG 250 3p UL | 25:U | XT5NU325BZFF000XXX |  | https://new.abb.com/products/en/1SDA102680R1 | https://new.abb.com/products/en/1SDA102769R1
25 | U | XT5NU330BPFF000XXX | 1SDA102680R1+1SDA102720R1 | XT5N 600 E.TCH LSI 300 3p UL/CSA | 25:U | XT5NU330BPFF000XXX |  | https://new.abb.com/products/en/1SDA102680R1 | https://new.abb.com/products/en/1SDA102720R1
25 | U | XT5NU330BQFF000XXX | 1SDA102680R1+1SDA102724R1 | XT5N 600 E.TCH LSIG 300 3p UL/CSA | 25:U | XT5NU330BQFF000XXX |  | https://new.abb.com/products/en/1SDA102680R1 | https://new.abb.com/products/en/1SDA102724R1
25 | U | XT5NU330BRFF000XXX | 1SDA102680R1+1SDA102728R1 | XT5N 600 E.TCHM LSI 300 3p UL/CSA | 25:U | XT5NU330BRFF000XXX |  | https://new.abb.com/products/en/1SDA102680R1 | https://new.abb.com/products/en/1SDA102728R1
25 | U | XT5NU330BSFF000XXX | 1SDA102680R1+1SDA102732R1 | XT5N 600 E.TCHM LSIG 300 3p UL/CSA | 25:U | XT5NU330BSFF000XXX |  | https://new.abb.com/products/en/1SDA102680R1 | https://new.abb.com/products/en/1SDA102732R1
25 | U | XT5NU330BTFF000XXX | 1SDA102680R1+1SDA102736R1 | XT5N 600 E.HI-T LSI 300 3p UL/CSA | 25:U | XT5NU330BTFF000XXX |  | https://new.abb.com/products/en/1SDA102680R1 | https://new.abb.com/products/en/1SDA102736R1
25 | U | XT5NU330BUFF000XXX | 1SDA102680R1+1SDA102740R1 | XT5N 600 E.HI-T LSIG 300 3p UL/CSA | 25:U | XT5NU330BUFF000XXX |  | https://new.abb.com/products/en/1SDA102680R1 | https://new.abb.com/products/en/1SDA102740R1
25 | U | XT5NU330BXFF000XXX | 1SDA102680R1+1SDA102762R1 | XT5N 600 E.GDIP LS/I 300 3p UL/CSA | 25:U | XT5NU330BXFF000XXX |  | https://new.abb.com/products/en/1SDA102680R1 | https://new.abb.com/products/en/1SDA102762R1
25 | U | XT5NU330BYFF000XXX | 1SDA102680R1+1SDA102766R1 | XT5N 600 E.GTCH LSIG 300 3p UL/CSA | 25:U | XT5NU330BYFF000XXX |  | https://new.abb.com/products/en/1SDA102680R1 | https://new.abb.com/products/en/1SDA102766R1
25 | U | XT5NU330BZFF000XXX | 1SDA102680R1+1SDA102770R1 | XT5N 600 E.GHI-TCH LSIG 300 3p UL | 25:U | XT5NU330BZFF000XXX |  | https://new.abb.com/products/en/1SDA102680R1 | https://new.abb.com/products/en/1SDA102770R1
25 | U | XT5NU340BPFF000XXX | 1SDA102680R1+1SDA102721R1 | XT5N 600 E.TCH LSI 400 3p UL/CSA | 25:U | XT5NU340BPFF000XXX |  | https://new.abb.com/products/en/1SDA102680R1 | https://new.abb.com/products/en/1SDA102721R1
25 | U | XT5NU340BQFF000XXX | 1SDA102680R1+1SDA102725R1 | XT5N 600 E.TCH LSIG 400 3p UL/CSA | 25:U | XT5NU340BQFF000XXX |  | https://new.abb.com/products/en/1SDA102680R1 | https://new.abb.com/products/en/1SDA102725R1
25 | U | XT5NU340BRFF000XXX | 1SDA102680R1+1SDA102729R1 | XT5N 600 E.TCHM LSI 400 3p UL/CSA | 25:U | XT5NU340BRFF000XXX |  | https://new.abb.com/products/en/1SDA102680R1 | https://new.abb.com/products/en/1SDA102729R1
25 | U | XT5NU340BSFF000XXX | 1SDA102680R1+1SDA102733R1 | XT5N 600 E.TCHM LSIG 400 3p UL/CSA | 25:U | XT5NU340BSFF000XXX |  | https://new.abb.com/products/en/1SDA102680R1 | https://new.abb.com/products/en/1SDA102733R1
25 | U | XT5NU340BTFF000XXX | 1SDA102680R1+1SDA102737R1 | XT5N 600 E.HI-T LSI 400 3p UL/CSA | 25:U | XT5NU340BTFF000XXX |  | https://new.abb.com/products/en/1SDA102680R1 | https://new.abb.com/products/en/1SDA102737R1
25 | U | XT5NU340BUFF000XXX | 1SDA102680R1+1SDA102741R1 | XT5N 600 E.HI-T LSIG 400 3p UL/CSA | 25:U | XT5NU340BUFF000XXX |  | https://new.abb.com/products/en/1SDA102680R1 | https://new.abb.com/products/en/1SDA102741R1
25 | U | XT5NU340BXFF000XXX | 1SDA102680R1+1SDA102763R1 | XT5N 600 E.GDIP LS/I 400 3p UL/CSA | 25:U | XT5NU340BXFF000XXX |  | https://new.abb.com/products/en/1SDA102680R1 | https://new.abb.com/products/en/1SDA102763R1
25 | U | XT5NU340BYFF000XXX | 1SDA102680R1+1SDA102767R1 | XT5N 600 E.GTCH LSIG 400 3p UL/CSA | 25:U | XT5NU340BYFF000XXX |  | https://new.abb.com/products/en/1SDA102680R1 | https://new.abb.com/products/en/1SDA102767R1
25 | U | XT5NU340BZFF000XXX | 1SDA102680R1+1SDA102771R1 | XT5N 600 E.GHI-TCH LSIG 400 3p UL | 25:U | XT5NU340BZFF000XXX |  | https://new.abb.com/products/en/1SDA102680R1 | https://new.abb.com/products/en/1SDA102771R1
25 | U | XT5SU325BPFF000XXX | 1SDA102682R1+1SDA102719R1 | XT5S 600 E.TCH LSI 250 3p UL/CSA | 25:U | XT5SU325BPFF000XXX |  | https://new.abb.com/products/en/1SDA102682R1 | https://new.abb.com/products/en/1SDA102719R1
25 | U | XT5SU325BQFF000XXX | 1SDA102682R1+1SDA102723R1 | XT5S 600 E.TCH LSIG 250 3p UL/CSA | 25:U | XT5SU325BQFF000XXX |  | https://new.abb.com/products/en/1SDA102682R1 | https://new.abb.com/products/en/1SDA102723R1
25 | U | XT5SU325BRFF000XXX | 1SDA102682R1+1SDA102727R1 | XT5S 600 E.TCHM LSI 250 3p UL/CSA | 25:U | XT5SU325BRFF000XXX |  | https://new.abb.com/products/en/1SDA102682R1 | https://new.abb.com/products/en/1SDA102727R1
25 | U | XT5SU325BSFF000XXX | 1SDA102682R1+1SDA102731R1 | XT5S 600 E.TCHM LSIG 250 3p UL/CSA | 25:U | XT5SU325BSFF000XXX |  | https://new.abb.com/products/en/1SDA102682R1 | https://new.abb.com/products/en/1SDA102731R1
25 | U | XT5SU325BTFF000XXX | 1SDA102682R1+1SDA102735R1 | XT5S 600 E.HI-T LSI 250 3p UL/CSA | 25:U | XT5SU325BTFF000XXX |  | https://new.abb.com/products/en/1SDA102682R1 | https://new.abb.com/products/en/1SDA102735R1
25 | U | XT5SU325BUFF000XXX | 1SDA102682R1+1SDA102739R1 | XT5S 600 E.HI-T LSIG 250 3p UL/CSA | 25:U | XT5SU325BUFF000XXX |  | https://new.abb.com/products/en/1SDA102682R1 | https://new.abb.com/products/en/1SDA102739R1
25 | U | XT5SU325BXFF000XXX | 1SDA102682R1+1SDA102761R1 | XT5S 600 E.GDIP LS/I 250 3p UL/CSA | 25:U | XT5SU325BXFF000XXX |  | https://new.abb.com/products/en/1SDA102682R1 | https://new.abb.com/products/en/1SDA102761R1
25 | U | XT5SU325BYFF000XXX | 1SDA102682R1+1SDA102765R1 | XT5S 600 E.GTCH LSIG 250 3p UL/CSA | 25:U | XT5SU325BYFF000XXX |  | https://new.abb.com/products/en/1SDA102682R1 | https://new.abb.com/products/en/1SDA102765R1
25 | U | XT5SU325BZFF000XXX | 1SDA102682R1+1SDA102769R1 | XT5S 600 E.GHI-TCH LSIG 250 3p UL | 25:U | XT5SU325BZFF000XXX |  | https://new.abb.com/products/en/1SDA102682R1 | https://new.abb.com/products/en/1SDA102769R1
25 | U | XT5SU330BPFF000XXX | 1SDA102682R1+1SDA102720R1 | XT5S 600 E.TCH LSI 300 3p UL/CSA | 25:U | XT5SU330BPFF000XXX |  | https://new.abb.com/products/en/1SDA102682R1 | https://new.abb.com/products/en/1SDA102720R1
25 | U | XT5SU330BQFF000XXX | 1SDA102682R1+1SDA102724R1 | XT5S 600 E.TCH LSIG 300 3p UL/CSA | 25:U | XT5SU330BQFF000XXX |  | https://new.abb.com/products/en/1SDA102682R1 | https://new.abb.com/products/en/1SDA102724R1
25 | U | XT5SU330BRFF000XXX | 1SDA102682R1+1SDA102728R1 | XT5S 600 E.TCHM LSI 300 3p UL/CSA | 25:U | XT5SU330BRFF000XXX |  | https://new.abb.com/products/en/1SDA102682R1 | https://new.abb.com/products/en/1SDA102728R1
25 | U | XT5SU330BSFF000XXX | 1SDA102682R1+1SDA102732R1 | XT5S 600 E.TCHM LSIG 300 3p UL/CSA | 25:U | XT5SU330BSFF000XXX |  | https://new.abb.com/products/en/1SDA102682R1 | https://new.abb.com/products/en/1SDA102732R1
25 | U | XT5SU330BTFF000XXX | 1SDA102682R1+1SDA102736R1 | XT5S 600 E.HI-T LSI 300 3p UL/CSA | 25:U | XT5SU330BTFF000XXX |  | https://new.abb.com/products/en/1SDA102682R1 | https://new.abb.com/products/en/1SDA102736R1
25 | U | XT5SU330BUFF000XXX | 1SDA102682R1+1SDA102740R1 | XT5S 600 E.HI-T LSIG 300 3p UL/CSA | 25:U | XT5SU330BUFF000XXX |  | https://new.abb.com/products/en/1SDA102682R1 | https://new.abb.com/products/en/1SDA102740R1
25 | U | XT5SU330BXFF000XXX | 1SDA102682R1+1SDA102762R1 | XT5S 600 E.GDIP LS/I 300 3p UL/CSA | 25:U | XT5SU330BXFF000XXX |  | https://new.abb.com/products/en/1SDA102682R1 | https://new.abb.com/products/en/1SDA102762R1
25 | U | XT5SU330BYFF000XXX | 1SDA102682R1+1SDA102766R1 | XT5S 600 E.GTCH LSIG 300 3p UL/CSA | 25:U | XT5SU330BYFF000XXX |  | https://new.abb.com/products/en/1SDA102682R1 | https://new.abb.com/products/en/1SDA102766R1
25 | U | XT5SU330BZFF000XXX | 1SDA102682R1+1SDA102770R1 | XT5S 600 E.GHI-TCH LSIG 300 3p UL | 25:U | XT5SU330BZFF000XXX |  | https://new.abb.com/products/en/1SDA102682R1 | https://new.abb.com/products/en/1SDA102770R1
25 | U | XT5SU340BPFF000XXX | 1SDA102682R1+1SDA102721R1 | XT5S 600 E.TCH LSI 400 3p UL/CSA | 25:U | XT5SU340BPFF000XXX |  | https://new.abb.com/products/en/1SDA102682R1 | https://new.abb.com/products/en/1SDA102721R1
25 | U | XT5SU340BQFF000XXX | 1SDA102682R1+1SDA102725R1 | XT5S 600 E.TCH LSIG 400 3p UL/CSA | 25:U | XT5SU340BQFF000XXX |  | https://new.abb.com/products/en/1SDA102682R1 | https://new.abb.com/products/en/1SDA102725R1
25 | U | XT5SU340BRFF000XXX | 1SDA102682R1+1SDA102729R1 | XT5S 600 E.TCHM LSI 400 3p UL/CSA | 25:U | XT5SU340BRFF000XXX |  | https://new.abb.com/products/en/1SDA102682R1 | https://new.abb.com/products/en/1SDA102729R1
25 | U | XT5SU340BSFF000XXX | 1SDA102682R1+1SDA102733R1 | XT5S 600 E.TCHM LSIG 400 3p UL/CSA | 25:U | XT5SU340BSFF000XXX |  | https://new.abb.com/products/en/1SDA102682R1 | https://new.abb.com/products/en/1SDA102733R1
25 | U | XT5SU340BTFF000XXX | 1SDA102682R1+1SDA102737R1 | XT5S 600 E.HI-T LSI 400 3p UL/CSA | 25:U | XT5SU340BTFF000XXX |  | https://new.abb.com/products/en/1SDA102682R1 | https://new.abb.com/products/en/1SDA102737R1
25 | U | XT5SU340BUFF000XXX | 1SDA102682R1+1SDA102741R1 | XT5S 600 E.HI-T LSIG 400 3p UL/CSA | 25:U | XT5SU340BUFF000XXX |  | https://new.abb.com/products/en/1SDA102682R1 | https://new.abb.com/products/en/1SDA102741R1
25 | U | XT5SU340BXFF000XXX | 1SDA102682R1+1SDA102763R1 | XT5S 600 E.GDIP LS/I 400 3p UL/CSA | 25:U | XT5SU340BXFF000XXX |  | https://new.abb.com/products/en/1SDA102682R1 | https://new.abb.com/products/en/1SDA102763R1
25 | U | XT5SU340BYFF000XXX | 1SDA102682R1+1SDA102767R1 | XT5S 600 E.GTCH LSIG 400 3p UL/CSA | 25:U | XT5SU340BYFF000XXX |  | https://new.abb.com/products/en/1SDA102682R1 | https://new.abb.com/products/en/1SDA102767R1
25 | U | XT5SU340BZFF000XXX | 1SDA102682R1+1SDA102771R1 | XT5S 600 E.GHI-TCH LSIG 400 3p UL | 25:U | XT5SU340BZFF000XXX |  | https://new.abb.com/products/en/1SDA102682R1 | https://new.abb.com/products/en/1SDA102771R1
25 | U | XT5HU325BPFF000XXX | 1SDA102684R1+1SDA102719R1 | XT5H 600 E.TCH LSI 250 3p UL/CSA | 25:U | XT5HU325BPFF000XXX |  | https://new.abb.com/products/en/1SDA102684R1 | https://new.abb.com/products/en/1SDA102719R1
25 | U | XT5HU325BQFF000XXX | 1SDA102684R1+1SDA102723R1 | XT5H 600 E.TCH LSIG 250 3p UL/CSA | 25:U | XT5HU325BQFF000XXX |  | https://new.abb.com/products/en/1SDA102684R1 | https://new.abb.com/products/en/1SDA102723R1
25 | U | XT5HU325BRFF000XXX | 1SDA102684R1+1SDA102727R1 | XT5H 600 E.TCHM LSI 250 3p UL/CSA | 25:U | XT5HU325BRFF000XXX |  | https://new.abb.com/products/en/1SDA102684R1 | https://new.abb.com/products/en/1SDA102727R1
25 | U | XT5HU325BSFF000XXX | 1SDA102684R1+1SDA102731R1 | XT5H 600 E.TCHM LSIG 250 3p UL/CSA | 25:U | XT5HU325BSFF000XXX |  | https://new.abb.com/products/en/1SDA102684R1 | https://new.abb.com/products/en/1SDA102731R1
25 | U | XT5HU325BTFF000XXX | 1SDA102684R1+1SDA102735R1 | XT5H 600 E.HI-T LSI 250 3p UL/CSA | 25:U | XT5HU325BTFF000XXX |  | https://new.abb.com/products/en/1SDA102684R1 | https://new.abb.com/products/en/1SDA102735R1
25 | U | XT5HU325BUFF000XXX | 1SDA102684R1+1SDA102739R1 | XT5H 600 E.HI-T LSIG 250 3p UL/CSA | 25:U | XT5HU325BUFF000XXX |  | https://new.abb.com/products/en/1SDA102684R1 | https://new.abb.com/products/en/1SDA102739R1
25 | U | XT5HU325BXFF000XXX | 1SDA102684R1+1SDA102761R1 | XT5H 600 E.GDIP LS/I 250 3p UL/CSA | 25:U | XT5HU325BXFF000XXX |  | https://new.abb.com/products/en/1SDA102684R1 | https://new.abb.com/products/en/1SDA102761R1
25 | U | XT5HU325BYFF000XXX | 1SDA102684R1+1SDA102765R1 | XT5H 600 E.GTCH LSIG 250 3p UL/CSA | 25:U | XT5HU325BYFF000XXX |  | https://new.abb.com/products/en/1SDA102684R1 | https://new.abb.com/products/en/1SDA102765R1
25 | U | XT5HU325BZFF000XXX | 1SDA102684R1+1SDA102769R1 | XT5H 600 E.GHI-TCH LSIG 250 3p UL | 25:U | XT5HU325BZFF000XXX |  | https://new.abb.com/products/en/1SDA102684R1 | https://new.abb.com/products/en/1SDA102769R1
25 | U | XT5HU330BPFF000XXX | 1SDA102684R1+1SDA102720R1 | XT5H 600 E.TCH LSI 300 3p UL/CSA | 25:U | XT5HU330BPFF000XXX |  | https://new.abb.com/products/en/1SDA102684R1 | https://new.abb.com/products/en/1SDA102720R1
25 | U | XT5HU330BQFF000XXX | 1SDA102684R1+1SDA102724R1 | XT5H 600 E.TCH LSIG 300 3p UL/CSA | 25:U | XT5HU330BQFF000XXX |  | https://new.abb.com/products/en/1SDA102684R1 | https://new.abb.com/products/en/1SDA102724R1
25 | U | XT5HU330BRFF000XXX | 1SDA102684R1+1SDA102728R1 | XT5H 600 E.TCHM LSI 300 3p UL/CSA | 25:U | XT5HU330BRFF000XXX |  | https://new.abb.com/products/en/1SDA102684R1 | https://new.abb.com/products/en/1SDA102728R1
25 | U | XT5HU330BSFF000XXX | 1SDA102684R1+1SDA102732R1 | XT5H 600 E.TCHM LSIG 300 3p UL/CSA | 25:U | XT5HU330BSFF000XXX |  | https://new.abb.com/products/en/1SDA102684R1 | https://new.abb.com/products/en/1SDA102732R1
25 | U | XT5HU330BTFF000XXX | 1SDA102684R1+1SDA102736R1 | XT5H 600 E.HI-T LSI 300 3p UL/CSA | 25:U | XT5HU330BTFF000XXX |  | https://new.abb.com/products/en/1SDA102684R1 | https://new.abb.com/products/en/1SDA102736R1
25 | U | XT5HU330BUFF000XXX | 1SDA102684R1+1SDA102740R1 | XT5H 600 E.HI-T LSIG 300 3p UL/CSA | 25:U | XT5HU330BUFF000XXX |  | https://new.abb.com/products/en/1SDA102684R1 | https://new.abb.com/products/en/1SDA102740R1
25 | U | XT5HU330BXFF000XXX | 1SDA102684R1+1SDA102762R1 | XT5H 600 E.GDIP LS/I 300 3p UL/CSA | 25:U | XT5HU330BXFF000XXX |  | https://new.abb.com/products/en/1SDA102684R1 | https://new.abb.com/products/en/1SDA102762R1
25 | U | XT5HU330BYFF000XXX | 1SDA102684R1+1SDA102766R1 | XT5H 600 E.GTCH LSIG 300 3p UL/CSA | 25:U | XT5HU330BYFF000XXX |  | https://new.abb.com/products/en/1SDA102684R1 | https://new.abb.com/products/en/1SDA102766R1
25 | U | XT5HU330BZFF000XXX | 1SDA102684R1+1SDA102770R1 | XT5H 600 E.GHI-TCH LSIG 300 3p UL | 25:U | XT5HU330BZFF000XXX |  | https://new.abb.com/products/en/1SDA102684R1 | https://new.abb.com/products/en/1SDA102770R1
25 | U | XT5HU340BPFF000XXX | 1SDA102684R1+1SDA102721R1 | XT5H 600 E.TCH LSI 400 3p UL/CSA | 25:U | XT5HU340BPFF000XXX |  | https://new.abb.com/products/en/1SDA102684R1 | https://new.abb.com/products/en/1SDA102721R1
25 | U | XT5HU340BQFF000XXX | 1SDA102684R1+1SDA102725R1 | XT5H 600 E.TCH LSIG 400 3p UL/CSA | 25:U | XT5HU340BQFF000XXX |  | https://new.abb.com/products/en/1SDA102684R1 | https://new.abb.com/products/en/1SDA102725R1
25 | U | XT5HU340BRFF000XXX | 1SDA102684R1+1SDA102729R1 | XT5H 600 E.TCHM LSI 400 3p UL/CSA | 25:U | XT5HU340BRFF000XXX |  | https://new.abb.com/products/en/1SDA102684R1 | https://new.abb.com/products/en/1SDA102729R1
25 | U | XT5HU340BSFF000XXX | 1SDA102684R1+1SDA102733R1 | XT5H 600 E.TCHM LSIG 400 3p UL/CSA | 25:U | XT5HU340BSFF000XXX |  | https://new.abb.com/products/en/1SDA102684R1 | https://new.abb.com/products/en/1SDA102733R1
25 | U | XT5HU340BTFF000XXX | 1SDA102684R1+1SDA102737R1 | XT5H 600 E.HI-T LSI 400 3p UL/CSA | 25:U | XT5HU340BTFF000XXX |  | https://new.abb.com/products/en/1SDA102684R1 | https://new.abb.com/products/en/1SDA102737R1
25 | U | XT5HU340BUFF000XXX | 1SDA102684R1+1SDA102741R1 | XT5H 600 E.HI-T LSIG 400 3p UL/CSA | 25:U | XT5HU340BUFF000XXX |  | https://new.abb.com/products/en/1SDA102684R1 | https://new.abb.com/products/en/1SDA102741R1
25 | U | XT5HU340BXFF000XXX | 1SDA102684R1+1SDA102763R1 | XT5H 600 E.GDIP LS/I 400 3p UL/CSA | 25:U | XT5HU340BXFF000XXX |  | https://new.abb.com/products/en/1SDA102684R1 | https://new.abb.com/products/en/1SDA102763R1
25 | U | XT5HU340BYFF000XXX | 1SDA102684R1+1SDA102767R1 | XT5H 600 E.GTCH LSIG 400 3p UL/CSA | 25:U | XT5HU340BYFF000XXX |  | https://new.abb.com/products/en/1SDA102684R1 | https://new.abb.com/products/en/1SDA102767R1
25 | U | XT5HU340BZFF000XXX | 1SDA102684R1+1SDA102771R1 | XT5H 600 E.GHI-TCH LSIG 400 3p UL | 25:U | XT5HU340BZFF000XXX |  | https://new.abb.com/products/en/1SDA102684R1 | https://new.abb.com/products/en/1SDA102771R1
25 | U | XT5LU325BEFF000XXX | 1SDA102686R1+1SDA102707R1 | XT5L 600 E.DIP LS/I 250 3p UL/CSA | 25:U | XT5LU325BEFF000XXX |  | https://new.abb.com/products/en/1SDA102686R1 | https://new.abb.com/products/en/1SDA102707R1
25 | U | XT5LU325BFFF000XXX | 1SDA102686R1+1SDA102711R1 | XT5L 600 E.DIP LSI 250 3p UL/CSA | 25:U | XT5LU325BFFF000XXX |  | https://new.abb.com/products/en/1SDA102686R1 | https://new.abb.com/products/en/1SDA102711R1
25 | U | XT5LU325BGFF000XXX | 1SDA102686R1+1SDA102715R1 | XT5L 600 E.DIP LSIG 250 3p UL/CSA | 25:U | XT5LU325BGFF000XXX |  | https://new.abb.com/products/en/1SDA102686R1 | https://new.abb.com/products/en/1SDA102715R1
25 | U | XT5LU325BCFF000XXX | 1SDA102686R1+1SDA102773R1 | XT5L 600 E.DIP LIG 250 3p UL/CSA | 25:U | XT5LU325BCFF000XXX |  | https://new.abb.com/products/en/1SDA102686R1 | https://new.abb.com/products/en/1SDA102773R1
25 | U | XT5LU325BPFF000XXX | 1SDA102686R1+1SDA102719R1 | XT5L 600 E.TCH LSI 250 3p UL/CSA | 25:U | XT5LU325BPFF000XXX |  | https://new.abb.com/products/en/1SDA102686R1 | https://new.abb.com/products/en/1SDA102719R1
25 | U | XT5LU325BQFF000XXX | 1SDA102686R1+1SDA102723R1 | XT5L 600 E.TCH LSIG 250 3p UL/CSA | 25:U | XT5LU325BQFF000XXX |  | https://new.abb.com/products/en/1SDA102686R1 | https://new.abb.com/products/en/1SDA102723R1
25 | U | XT5LU325BRFF000XXX | 1SDA102686R1+1SDA102727R1 | XT5L 600 E.TCHM LSI 250 3p UL/CSA | 25:U | XT5LU325BRFF000XXX |  | https://new.abb.com/products/en/1SDA102686R1 | https://new.abb.com/products/en/1SDA102727R1
25 | U | XT5LU325BSFF000XXX | 1SDA102686R1+1SDA102731R1 | XT5L 600 E.TCHM LSIG 250 3p UL/CSA | 25:U | XT5LU325BSFF000XXX |  | https://new.abb.com/products/en/1SDA102686R1 | https://new.abb.com/products/en/1SDA102731R1
25 | U | XT5LU325BTFF000XXX | 1SDA102686R1+1SDA102735R1 | XT5L 600 E.HI-T LSI 250 3p UL/CSA | 25:U | XT5LU325BTFF000XXX |  | https://new.abb.com/products/en/1SDA102686R1 | https://new.abb.com/products/en/1SDA102735R1
25 | U | XT5LU325BUFF000XXX | 1SDA102686R1+1SDA102739R1 | XT5L 600 E.HI-T LSIG 250 3p UL/CSA | 25:U | XT5LU325BUFF000XXX |  | https://new.abb.com/products/en/1SDA102686R1 | https://new.abb.com/products/en/1SDA102739R1
25 | U | XT5LU325BXFF000XXX | 1SDA102686R1+1SDA102761R1 | XT5L 600 E.GDIP LS/I 250 3p UL/CSA | 25:U | XT5LU325BXFF000XXX |  | https://new.abb.com/products/en/1SDA102686R1 | https://new.abb.com/products/en/1SDA102761R1
25 | U | XT5LU325BYFF000XXX | 1SDA102686R1+1SDA102765R1 | XT5L 600 E.GTCH LSIG 250 3p UL/CSA | 25:U | XT5LU325BYFF000XXX |  | https://new.abb.com/products/en/1SDA102686R1 | https://new.abb.com/products/en/1SDA102765R1
25 | U | XT5LU325BZFF000XXX | 1SDA102686R1+1SDA102769R1 | XT5L 600 E.GHI-TCH LSIG 250 3p UL | 25:U | XT5LU325BZFF000XXX |  | https://new.abb.com/products/en/1SDA102686R1 | https://new.abb.com/products/en/1SDA102769R1
25 | U | XT5LU330BBFF000XXX | 1SDA102686R1+1SDA102703R1 | XT5L 600 TMA 300 3p UL/CSA | 25:U | XT5LU330BBFF000XXX |  | https://new.abb.com/products/en/1SDA102686R1 | https://new.abb.com/products/en/1SDA102703R1
25 | U | XT5LU330BEFF000XXX | 1SDA102686R1+1SDA102708R1 | XT5L 600 E.DIP LS/I 300 3p UL/CSA | 25:U | XT5LU330BEFF000XXX |  | https://new.abb.com/products/en/1SDA102686R1 | https://new.abb.com/products/en/1SDA102708R1
25 | U | XT5LU330BFFF000XXX | 1SDA102686R1+1SDA102712R1 | XT5L 600 E.DIP LSI 300 3p UL/CSA | 25:U | XT5LU330BFFF000XXX |  | https://new.abb.com/products/en/1SDA102686R1 | https://new.abb.com/products/en/1SDA102712R1
25 | U | XT5LU330BGFF000XXX | 1SDA102686R1+1SDA102716R1 | XT5L 600 E.DIP LSIG 300 3p UL/CSA | 25:U | XT5LU330BGFF000XXX |  | https://new.abb.com/products/en/1SDA102686R1 | https://new.abb.com/products/en/1SDA102716R1
25 | U | XT5LU330BCFF000XXX | 1SDA102686R1+1SDA102774R1 | XT5L 600 E.DIP LIG 300 3p UL/CSA | 25:U | XT5LU330BCFF000XXX |  | https://new.abb.com/products/en/1SDA102686R1 | https://new.abb.com/products/en/1SDA102774R1
25 | U | XT5LU330BPFF000XXX | 1SDA102686R1+1SDA102720R1 | XT5L 600 E.TCH LSI 300 3p UL/CSA | 25:U | XT5LU330BPFF000XXX |  | https://new.abb.com/products/en/1SDA102686R1 | https://new.abb.com/products/en/1SDA102720R1
25 | U | XT5LU330BQFF000XXX | 1SDA102686R1+1SDA102724R1 | XT5L 600 E.TCH LSIG 300 3p UL/CSA | 25:U | XT5LU330BQFF000XXX |  | https://new.abb.com/products/en/1SDA102686R1 | https://new.abb.com/products/en/1SDA102724R1
25 | U | XT5LU330BRFF000XXX | 1SDA102686R1+1SDA102728R1 | XT5L 600 E.TCHM LSI 300 3p UL/CSA | 25:U | XT5LU330BRFF000XXX |  | https://new.abb.com/products/en/1SDA102686R1 | https://new.abb.com/products/en/1SDA102728R1
25 | U | XT5LU330BSFF000XXX | 1SDA102686R1+1SDA102732R1 | XT5L 600 E.TCHM LSIG 300 3p UL/CSA | 25:U | XT5LU330BSFF000XXX |  | https://new.abb.com/products/en/1SDA102686R1 | https://new.abb.com/products/en/1SDA102732R1
25 | U | XT5LU330BTFF000XXX | 1SDA102686R1+1SDA102736R1 | XT5L 600 E.HI-T LSI 300 3p UL/CSA | 25:U | XT5LU330BTFF000XXX |  | https://new.abb.com/products/en/1SDA102686R1 | https://new.abb.com/products/en/1SDA102736R1
25 | U | XT5LU330BUFF000XXX | 1SDA102686R1+1SDA102740R1 | XT5L 600 E.HI-T LSIG 300 3p UL/CSA | 25:U | XT5LU330BUFF000XXX |  | https://new.abb.com/products/en/1SDA102686R1 | https://new.abb.com/products/en/1SDA102740R1
25 | U | XT5LU330BNFF000XXX | 1SDA102686R1+1SDA102757R1 | XT5L 600 TMG 300 3p UL/CSA | 25:U | XT5LU330BNFF000XXX |  | https://new.abb.com/products/en/1SDA102686R1 | https://new.abb.com/products/en/1SDA102757R1
25 | U | XT5LU330BXFF000XXX | 1SDA102686R1+1SDA102762R1 | XT5L 600 E.GDIP LS/I 300 3p UL/CSA | 25:U | XT5LU330BXFF000XXX |  | https://new.abb.com/products/en/1SDA102686R1 | https://new.abb.com/products/en/1SDA102762R1
25 | U | XT5LU330BYFF000XXX | 1SDA102686R1+1SDA102766R1 | XT5L 600 E.GTCH LSIG 300 3p UL/CSA | 25:U | XT5LU330BYFF000XXX |  | https://new.abb.com/products/en/1SDA102686R1 | https://new.abb.com/products/en/1SDA102766R1
25 | U | XT5LU330BZFF000XXX | 1SDA102686R1+1SDA102770R1 | XT5L 600 E.GHI-TCH LSIG 300 3p UL | 25:U | XT5LU330BZFF000XXX |  | https://new.abb.com/products/en/1SDA102686R1 | https://new.abb.com/products/en/1SDA102770R1
25 | U | XT5LU340BBFF000XXX | 1SDA102686R1+1SDA102704R1 | XT5L 600 TMA 400 3p UL/CSA | 25:U | XT5LU340BBFF000XXX |  | https://new.abb.com/products/en/1SDA102686R1 | https://new.abb.com/products/en/1SDA102704R1
25 | U | XT5LU340BEFF000XXX | 1SDA102686R1+1SDA102709R1 | XT5L 600 E.DIP LS/I 400 3p UL/CSA | 25:U | XT5LU340BEFF000XXX |  | https://new.abb.com/products/en/1SDA102686R1 | https://new.abb.com/products/en/1SDA102709R1
25 | U | XT5LU340BFFF000XXX | 1SDA102686R1+1SDA102713R1 | XT5L 600 E.DIP LSI 400 3p UL/CSA | 25:U | XT5LU340BFFF000XXX |  | https://new.abb.com/products/en/1SDA102686R1 | https://new.abb.com/products/en/1SDA102713R1
25 | U | XT5LU340BGFF000XXX | 1SDA102686R1+1SDA102717R1 | XT5L 600 E.DIP LSIG 400 3p UL/CSA | 25:U | XT5LU340BGFF000XXX |  | https://new.abb.com/products/en/1SDA102686R1 | https://new.abb.com/products/en/1SDA102717R1
25 | U | XT5LU340BCFF000XXX | 1SDA102686R1+1SDA102775R1 | XT5L 600 E.DIP LIG 400 3p UL/CSA | 25:U | XT5LU340BCFF000XXX |  | https://new.abb.com/products/en/1SDA102686R1 | https://new.abb.com/products/en/1SDA102775R1
25 | U | XT5LU340BPFF000XXX | 1SDA102686R1+1SDA102721R1 | XT5L 600 E.TCH LSI 400 3p UL/CSA | 25:U | XT5LU340BPFF000XXX |  | https://new.abb.com/products/en/1SDA102686R1 | https://new.abb.com/products/en/1SDA102721R1
25 | U | XT5LU340BQFF000XXX | 1SDA102686R1+1SDA102725R1 | XT5L 600 E.TCH LSIG 400 3p UL/CSA | 25:U | XT5LU340BQFF000XXX |  | https://new.abb.com/products/en/1SDA102686R1 | https://new.abb.com/products/en/1SDA102725R1
25 | U | XT5LU340BRFF000XXX | 1SDA102686R1+1SDA102729R1 | XT5L 600 E.TCHM LSI 400 3p UL/CSA | 25:U | XT5LU340BRFF000XXX |  | https://new.abb.com/products/en/1SDA102686R1 | https://new.abb.com/products/en/1SDA102729R1
25 | U | XT5LU340BSFF000XXX | 1SDA102686R1+1SDA102733R1 | XT5L 600 E.TCHM LSIG 400 3p UL/CSA | 25:U | XT5LU340BSFF000XXX |  | https://new.abb.com/products/en/1SDA102686R1 | https://new.abb.com/products/en/1SDA102733R1
25 | U | XT5LU340BTFF000XXX | 1SDA102686R1+1SDA102737R1 | XT5L 600 E.HI-T LSI 400 3p UL/CSA | 25:U | XT5LU340BTFF000XXX |  | https://new.abb.com/products/en/1SDA102686R1 | https://new.abb.com/products/en/1SDA102737R1
25 | U | XT5LU340BUFF000XXX | 1SDA102686R1+1SDA102741R1 | XT5L 600 E.HI-T LSIG 400 3p UL/CSA | 25:U | XT5LU340BUFF000XXX |  | https://new.abb.com/products/en/1SDA102686R1 | https://new.abb.com/products/en/1SDA102741R1
25 | U | XT5LU340BNFF000XXX | 1SDA102686R1+1SDA102758R1 | XT5L 600 TMG 400 3p UL/CSA | 25:U | XT5LU340BNFF000XXX |  | https://new.abb.com/products/en/1SDA102686R1 | https://new.abb.com/products/en/1SDA102758R1
25 | U | XT5LU340BXFF000XXX | 1SDA102686R1+1SDA102763R1 | XT5L 600 E.GDIP LS/I 400 3p UL/CSA | 25:U | XT5LU340BXFF000XXX |  | https://new.abb.com/products/en/1SDA102686R1 | https://new.abb.com/products/en/1SDA102763R1
25 | U | XT5LU340BYFF000XXX | 1SDA102686R1+1SDA102767R1 | XT5L 600 E.GTCH LSIG 400 3p UL/CSA | 25:U | XT5LU340BYFF000XXX |  | https://new.abb.com/products/en/1SDA102686R1 | https://new.abb.com/products/en/1SDA102767R1
25 | U | XT5LU340BZFF000XXX | 1SDA102686R1+1SDA102771R1 | XT5L 600 E.GHI-TCH LSIG 400 3p UL | 25:U | XT5LU340BZFF000XXX |  | https://new.abb.com/products/en/1SDA102686R1 | https://new.abb.com/products/en/1SDA102771R1
25 | U | XT5VU325BEFF000XXX | 1SDA102688R1+1SDA102707R1 | XT5V 600 E.DIP LS/I 250 3p UL/CSA | 25:U | XT5VU325BEFF000XXX |  | https://new.abb.com/products/en/1SDA102688R1 | https://new.abb.com/products/en/1SDA102707R1
25 | U | XT5VU325BFFF000XXX | 1SDA102688R1+1SDA102711R1 | XT5V 600 E.DIP LSI 250 3p UL/CSA | 25:U | XT5VU325BFFF000XXX |  | https://new.abb.com/products/en/1SDA102688R1 | https://new.abb.com/products/en/1SDA102711R1
25 | U | XT5VU325BGFF000XXX | 1SDA102688R1+1SDA102715R1 | XT5V 600 E.DIP LSIG 250 3p UL/CSA | 25:U | XT5VU325BGFF000XXX |  | https://new.abb.com/products/en/1SDA102688R1 | https://new.abb.com/products/en/1SDA102715R1
25 | U | XT5VU325BCFF000XXX | 1SDA102688R1+1SDA102773R1 | XT5V 600 E.DIP LIG 250 3p UL/CSA | 25:U | XT5VU325BCFF000XXX |  | https://new.abb.com/products/en/1SDA102688R1 | https://new.abb.com/products/en/1SDA102773R1
25 | U | XT5VU325BPFF000XXX | 1SDA102688R1+1SDA102719R1 | XT5V 600 E.TCH LSI 250 3p UL/CSA | 25:U | XT5VU325BPFF000XXX |  | https://new.abb.com/products/en/1SDA102688R1 | https://new.abb.com/products/en/1SDA102719R1
25 | U | XT5VU325BQFF000XXX | 1SDA102688R1+1SDA102723R1 | XT5V 600 E.TCH LSIG 250 3p UL/CSA | 25:U | XT5VU325BQFF000XXX |  | https://new.abb.com/products/en/1SDA102688R1 | https://new.abb.com/products/en/1SDA102723R1
25 | U | XT5VU325BRFF000XXX | 1SDA102688R1+1SDA102727R1 | XT5V 600 E.TCHM LSI 250 3p UL/CSA | 25:U | XT5VU325BRFF000XXX |  | https://new.abb.com/products/en/1SDA102688R1 | https://new.abb.com/products/en/1SDA102727R1
25 | U | XT5VU325BSFF000XXX | 1SDA102688R1+1SDA102731R1 | XT5V 600 E.TCHM LSIG 250 3p UL/CSA | 25:U | XT5VU325BSFF000XXX |  | https://new.abb.com/products/en/1SDA102688R1 | https://new.abb.com/products/en/1SDA102731R1
25 | U | XT5VU325BTFF000XXX | 1SDA102688R1+1SDA102735R1 | XT5V 600 E.HI-T LSI 250 3p UL/CSA | 25:U | XT5VU325BTFF000XXX |  | https://new.abb.com/products/en/1SDA102688R1 | https://new.abb.com/products/en/1SDA102735R1
25 | U | XT5VU325BUFF000XXX | 1SDA102688R1+1SDA102739R1 | XT5V 600 E.HI-T LSIG 250 3p UL/CSA | 25:U | XT5VU325BUFF000XXX |  | https://new.abb.com/products/en/1SDA102688R1 | https://new.abb.com/products/en/1SDA102739R1
25 | U | XT5VU325BXFF000XXX | 1SDA102688R1+1SDA102761R1 | XT5V 600 E.GDIP LS/I 250 3p UL/CSA | 25:U | XT5VU325BXFF000XXX |  | https://new.abb.com/products/en/1SDA102688R1 | https://new.abb.com/products/en/1SDA102761R1
25 | U | XT5VU325BYFF000XXX | 1SDA102688R1+1SDA102765R1 | XT5V 600 E.GTCH LSIG 250 3p UL/CSA | 25:U | XT5VU325BYFF000XXX |  | https://new.abb.com/products/en/1SDA102688R1 | https://new.abb.com/products/en/1SDA102765R1
25 | U | XT5VU325BZFF000XXX | 1SDA102688R1+1SDA102769R1 | XT5V 600 E.GHI-TCH LSIG 250 3p UL | 25:U | XT5VU325BZFF000XXX |  | https://new.abb.com/products/en/1SDA102688R1 | https://new.abb.com/products/en/1SDA102769R1
25 | U | XT5VU330BBFF000XXX | 1SDA102688R1+1SDA102703R1 | XT5V 600 TMA 300 3p UL/CSA | 25:U | XT5VU330BBFF000XXX |  | https://new.abb.com/products/en/1SDA102688R1 | https://new.abb.com/products/en/1SDA102703R1
25 | U | XT5VU330BEFF000XXX | 1SDA102688R1+1SDA102708R1 | XT5V 600 E.DIP LS/I 300 3p UL/CSA | 25:U | XT5VU330BEFF000XXX |  | https://new.abb.com/products/en/1SDA102688R1 | https://new.abb.com/products/en/1SDA102708R1
25 | U | XT5VU330BFFF000XXX | 1SDA102688R1+1SDA102712R1 | XT5V 600 E.DIP LSI 300 3p UL/CSA | 25:U | XT5VU330BFFF000XXX |  | https://new.abb.com/products/en/1SDA102688R1 | https://new.abb.com/products/en/1SDA102712R1
25 | U | XT5VU330BGFF000XXX | 1SDA102688R1+1SDA102716R1 | XT5V 600 E.DIP LSIG 300 3p UL/CSA | 25:U | XT5VU330BGFF000XXX |  | https://new.abb.com/products/en/1SDA102688R1 | https://new.abb.com/products/en/1SDA102716R1
25 | U | XT5VU330BCFF000XXX | 1SDA102688R1+1SDA102774R1 | XT5V 600 E.DIP LIG 300 3p UL/CSA | 25:U | XT5VU330BCFF000XXX |  | https://new.abb.com/products/en/1SDA102688R1 | https://new.abb.com/products/en/1SDA102774R1
25 | U | XT5VU330BPFF000XXX | 1SDA102688R1+1SDA102720R1 | XT5V 600 E.TCH LSI 300 3p UL/CSA | 25:U | XT5VU330BPFF000XXX |  | https://new.abb.com/products/en/1SDA102688R1 | https://new.abb.com/products/en/1SDA102720R1
25 | U | XT5VU330BQFF000XXX | 1SDA102688R1+1SDA102724R1 | XT5V 600 E.TCH LSIG 300 3p UL/CSA | 25:U | XT5VU330BQFF000XXX |  | https://new.abb.com/products/en/1SDA102688R1 | https://new.abb.com/products/en/1SDA102724R1
25 | U | XT5VU330BRFF000XXX | 1SDA102688R1+1SDA102728R1 | XT5V 600 E.TCHM LSI 300 3p UL/CSA | 25:U | XT5VU330BRFF000XXX |  | https://new.abb.com/products/en/1SDA102688R1 | https://new.abb.com/products/en/1SDA102728R1
25 | U | XT5VU330BSFF000XXX | 1SDA102688R1+1SDA102732R1 | XT5V 600 E.TCHM LSIG 300 3p UL/CSA | 25:U | XT5VU330BSFF000XXX |  | https://new.abb.com/products/en/1SDA102688R1 | https://new.abb.com/products/en/1SDA102732R1
25 | U | XT5VU330BTFF000XXX | 1SDA102688R1+1SDA102736R1 | XT5V 600 E.HI-T LSI 300 3p UL/CSA | 25:U | XT5VU330BTFF000XXX |  | https://new.abb.com/products/en/1SDA102688R1 | https://new.abb.com/products/en/1SDA102736R1
25 | U | XT5VU330BUFF000XXX | 1SDA102688R1+1SDA102740R1 | XT5V 600 E.HI-T LSIG 300 3p UL/CSA | 25:U | XT5VU330BUFF000XXX |  | https://new.abb.com/products/en/1SDA102688R1 | https://new.abb.com/products/en/1SDA102740R1
25 | U | XT5VU330BNFF000XXX | 1SDA102688R1+1SDA102757R1 | XT5V 600 TMG 300 3p UL/CSA | 25:U | XT5VU330BNFF000XXX |  | https://new.abb.com/products/en/1SDA102688R1 | https://new.abb.com/products/en/1SDA102757R1
25 | U | XT5VU330BXFF000XXX | 1SDA102688R1+1SDA102762R1 | XT5V 600 E.GDIP LS/I 300 3p UL/CSA | 25:U | XT5VU330BXFF000XXX |  | https://new.abb.com/products/en/1SDA102688R1 | https://new.abb.com/products/en/1SDA102762R1
25 | U | XT5VU330BYFF000XXX | 1SDA102688R1+1SDA102766R1 | XT5V 600 E.GTCH LSIG 300 3p UL/CSA | 25:U | XT5VU330BYFF000XXX |  | https://new.abb.com/products/en/1SDA102688R1 | https://new.abb.com/products/en/1SDA102766R1
25 | U | XT5VU330BZFF000XXX | 1SDA102688R1+1SDA102770R1 | XT5V 600 E.GHI-TCH LSIG 300 3p UL | 25:U | XT5VU330BZFF000XXX |  | https://new.abb.com/products/en/1SDA102688R1 | https://new.abb.com/products/en/1SDA102770R1
25 | U | XT5VU340BBFF000XXX | 1SDA102688R1+1SDA102704R1 | XT5V 600 TMA 400 3p UL/CSA | 25:U | XT5VU340BBFF000XXX |  | https://new.abb.com/products/en/1SDA102688R1 | https://new.abb.com/products/en/1SDA102704R1
25 | U | XT5VU340BEFF000XXX | 1SDA102688R1+1SDA102709R1 | XT5V 600 E.DIP LS/I 400 3p UL/CSA | 25:U | XT5VU340BEFF000XXX |  | https://new.abb.com/products/en/1SDA102688R1 | https://new.abb.com/products/en/1SDA102709R1
25 | U | XT5VU340BFFF000XXX | 1SDA102688R1+1SDA102713R1 | XT5V 600 E.DIP LSI 400 3p UL/CSA | 25:U | XT5VU340BFFF000XXX |  | https://new.abb.com/products/en/1SDA102688R1 | https://new.abb.com/products/en/1SDA102713R1
25 | U | XT5VU340BGFF000XXX | 1SDA102688R1+1SDA102717R1 | XT5V 600 E.DIP LSIG 400 3p UL/CSA | 25:U | XT5VU340BGFF000XXX |  | https://new.abb.com/products/en/1SDA102688R1 | https://new.abb.com/products/en/1SDA102717R1
25 | U | XT5VU340BCFF000XXX | 1SDA102688R1+1SDA102775R1 | XT5V 600 E.DIP LIG 400 3p UL/CSA | 25:U | XT5VU340BCFF000XXX |  | https://new.abb.com/products/en/1SDA102688R1 | https://new.abb.com/products/en/1SDA102775R1
25 | U | XT5VU340BPFF000XXX | 1SDA102688R1+1SDA102721R1 | XT5V 600 E.TCH LSI 400 3p UL/CSA | 25:U | XT5VU340BPFF000XXX |  | https://new.abb.com/products/en/1SDA102688R1 | https://new.abb.com/products/en/1SDA102721R1
25 | U | XT5VU340BQFF000XXX | 1SDA102688R1+1SDA102725R1 | XT5V 600 E.TCH LSIG 400 3p UL/CSA | 25:U | XT5VU340BQFF000XXX |  | https://new.abb.com/products/en/1SDA102688R1 | https://new.abb.com/products/en/1SDA102725R1
25 | U | XT5VU340BRFF000XXX | 1SDA102688R1+1SDA102729R1 | XT5V 600 E.TCHM LSI 400 3p UL/CSA | 25:U | XT5VU340BRFF000XXX |  | https://new.abb.com/products/en/1SDA102688R1 | https://new.abb.com/products/en/1SDA102729R1
25 | U | XT5VU340BSFF000XXX | 1SDA102688R1+1SDA102733R1 | XT5V 600 E.TCHM LSIG 400 3p UL/CSA | 25:U | XT5VU340BSFF000XXX |  | https://new.abb.com/products/en/1SDA102688R1 | https://new.abb.com/products/en/1SDA102733R1
25 | U | XT5VU340BTFF000XXX | 1SDA102688R1+1SDA102737R1 | XT5V 600 E.HI-T LSI 400 3p UL/CSA | 25:U | XT5VU340BTFF000XXX |  | https://new.abb.com/products/en/1SDA102688R1 | https://new.abb.com/products/en/1SDA102737R1
25 | U | XT5VU340BUFF000XXX | 1SDA102688R1+1SDA102741R1 | XT5V 600 E.HI-T LSIG 400 3p UL/CSA | 25:U | XT5VU340BUFF000XXX |  | https://new.abb.com/products/en/1SDA102688R1 | https://new.abb.com/products/en/1SDA102741R1
25 | U | XT5VU340BNFF000XXX | 1SDA102688R1+1SDA102758R1 | XT5V 600 TMG 400 3p UL/CSA | 25:U | XT5VU340BNFF000XXX |  | https://new.abb.com/products/en/1SDA102688R1 | https://new.abb.com/products/en/1SDA102758R1
25 | U | XT5VU340BXFF000XXX | 1SDA102688R1+1SDA102763R1 | XT5V 600 E.GDIP LS/I 400 3p UL/CSA | 25:U | XT5VU340BXFF000XXX |  | https://new.abb.com/products/en/1SDA102688R1 | https://new.abb.com/products/en/1SDA102763R1
25 | U | XT5VU340BYFF000XXX | 1SDA102688R1+1SDA102767R1 | XT5V 600 E.GTCH LSIG 400 3p UL/CSA | 25:U | XT5VU340BYFF000XXX |  | https://new.abb.com/products/en/1SDA102688R1 | https://new.abb.com/products/en/1SDA102767R1
25 | U | XT5VU340BZFF000XXX | 1SDA102688R1+1SDA102771R1 | XT5V 600 E.GHI-TCH LSIG 400 3p UL | 25:U | XT5VU340BZFF000XXX |  | https://new.abb.com/products/en/1SDA102688R1 | https://new.abb.com/products/en/1SDA102771R1
25 | U | XT5XU325BEFF000XXX | 1SDA102690R1+1SDA102707R1 | XT5X 600 E.DIP LS/I 250 3p UL/CSA | 25:U | XT5XU325BEFF000XXX |  | https://new.abb.com/products/en/1SDA102690R1 | https://new.abb.com/products/en/1SDA102707R1
25 | U | XT5XU325BFFF000XXX | 1SDA102690R1+1SDA102711R1 | XT5X 600 E.DIP LSI 250 3p UL/CSA | 25:U | XT5XU325BFFF000XXX |  | https://new.abb.com/products/en/1SDA102690R1 | https://new.abb.com/products/en/1SDA102711R1
25 | U | XT5XU325BGFF000XXX | 1SDA102690R1+1SDA102715R1 | XT5X 600 E.DIP LSIG 250 3p UL/CSA | 25:U | XT5XU325BGFF000XXX |  | https://new.abb.com/products/en/1SDA102690R1 | https://new.abb.com/products/en/1SDA102715R1
25 | U | XT5XU325BCFF000XXX | 1SDA102690R1+1SDA102773R1 | XT5X 600 E.DIP LIG 250 3p UL/CSA | 25:U | XT5XU325BCFF000XXX |  | https://new.abb.com/products/en/1SDA102690R1 | https://new.abb.com/products/en/1SDA102773R1
25 | U | XT5XU325BPFF000XXX | 1SDA102690R1+1SDA102719R1 | XT5X 600 E.TCH LSI 250 3p UL/CSA | 25:U | XT5XU325BPFF000XXX |  | https://new.abb.com/products/en/1SDA102690R1 | https://new.abb.com/products/en/1SDA102719R1
25 | U | XT5XU325BQFF000XXX | 1SDA102690R1+1SDA102723R1 | XT5X 600 E.TCH LSIG 250 3p UL/CSA | 25:U | XT5XU325BQFF000XXX |  | https://new.abb.com/products/en/1SDA102690R1 | https://new.abb.com/products/en/1SDA102723R1
25 | U | XT5XU325BRFF000XXX | 1SDA102690R1+1SDA102727R1 | XT5X 600 E.TCHM LSI 250 3p UL/CSA | 25:U | XT5XU325BRFF000XXX |  | https://new.abb.com/products/en/1SDA102690R1 | https://new.abb.com/products/en/1SDA102727R1
25 | U | XT5XU325BSFF000XXX | 1SDA102690R1+1SDA102731R1 | XT5X 600 E.TCHM LSIG 250 3p UL/CSA | 25:U | XT5XU325BSFF000XXX |  | https://new.abb.com/products/en/1SDA102690R1 | https://new.abb.com/products/en/1SDA102731R1
25 | U | XT5XU325BTFF000XXX | 1SDA102690R1+1SDA102735R1 | XT5X 600 E.HI-T LSI 250 3p UL/CSA | 25:U | XT5XU325BTFF000XXX |  | https://new.abb.com/products/en/1SDA102690R1 | https://new.abb.com/products/en/1SDA102735R1
25 | U | XT5XU325BUFF000XXX | 1SDA102690R1+1SDA102739R1 | XT5X 600 E.HI-T LSIG 250 3p UL/CSA | 25:U | XT5XU325BUFF000XXX |  | https://new.abb.com/products/en/1SDA102690R1 | https://new.abb.com/products/en/1SDA102739R1
25 | U | XT5XU325BXFF000XXX | 1SDA102690R1+1SDA102761R1 | XT5X 600 E.GDIP LS/I 250 3p UL/CSA | 25:U | XT5XU325BXFF000XXX |  | https://new.abb.com/products/en/1SDA102690R1 | https://new.abb.com/products/en/1SDA102761R1
25 | U | XT5XU325BYFF000XXX | 1SDA102690R1+1SDA102765R1 | XT5X 600 E.GTCH LSIG 250 3p UL/CSA | 25:U | XT5XU325BYFF000XXX |  | https://new.abb.com/products/en/1SDA102690R1 | https://new.abb.com/products/en/1SDA102765R1
25 | U | XT5XU325BZFF000XXX | 1SDA102690R1+1SDA102769R1 | XT5X 600 E.GHI-TCH LSIG 250 3p UL | 25:U | XT5XU325BZFF000XXX |  | https://new.abb.com/products/en/1SDA102690R1 | https://new.abb.com/products/en/1SDA102769R1
25 | U | XT5XU330BBFF000XXX | 1SDA102690R1+1SDA102703R1 | XT5X 600 TMA 300 3p UL/CSA | 25:U | XT5XU330BBFF000XXX |  | https://new.abb.com/products/en/1SDA102690R1 | https://new.abb.com/products/en/1SDA102703R1
25 | U | XT5XU330BEFF000XXX | 1SDA102690R1+1SDA102708R1 | XT5X 600 E.DIP LS/I 300 3p UL/CSA | 25:U | XT5XU330BEFF000XXX |  | https://new.abb.com/products/en/1SDA102690R1 | https://new.abb.com/products/en/1SDA102708R1
25 | U | XT5XU330BFFF000XXX | 1SDA102690R1+1SDA102712R1 | XT5X 600 E.DIP LSI 300 3p UL/CSA | 25:U | XT5XU330BFFF000XXX |  | https://new.abb.com/products/en/1SDA102690R1 | https://new.abb.com/products/en/1SDA102712R1
25 | U | XT5XU330BGFF000XXX | 1SDA102690R1+1SDA102716R1 | XT5X 600 E.DIP LSIG 300 3p UL/CSA | 25:U | XT5XU330BGFF000XXX |  | https://new.abb.com/products/en/1SDA102690R1 | https://new.abb.com/products/en/1SDA102716R1
25 | U | XT5XU330BCFF000XXX | 1SDA102690R1+1SDA102774R1 | XT5X 600 E.DIP LIG 300 3p UL/CSA | 25:U | XT5XU330BCFF000XXX |  | https://new.abb.com/products/en/1SDA102690R1 | https://new.abb.com/products/en/1SDA102774R1
25 | U | XT5XU330BPFF000XXX | 1SDA102690R1+1SDA102720R1 | XT5X 600 E.TCH LSI 300 3p UL/CSA | 25:U | XT5XU330BPFF000XXX |  | https://new.abb.com/products/en/1SDA102690R1 | https://new.abb.com/products/en/1SDA102720R1
25 | U | XT5XU330BQFF000XXX | 1SDA102690R1+1SDA102724R1 | XT5X 600 E.TCH LSIG 300 3p UL/CSA | 25:U | XT5XU330BQFF000XXX |  | https://new.abb.com/products/en/1SDA102690R1 | https://new.abb.com/products/en/1SDA102724R1
25 | U | XT5XU330BRFF000XXX | 1SDA102690R1+1SDA102728R1 | XT5X 600 E.TCHM LSI 300 3p UL/CSA | 25:U | XT5XU330BRFF000XXX |  | https://new.abb.com/products/en/1SDA102690R1 | https://new.abb.com/products/en/1SDA102728R1
25 | U | XT5XU330BSFF000XXX | 1SDA102690R1+1SDA102732R1 | XT5X 600 E.TCHM LSIG 300 3p UL/CSA | 25:U | XT5XU330BSFF000XXX |  | https://new.abb.com/products/en/1SDA102690R1 | https://new.abb.com/products/en/1SDA102732R1
25 | U | XT5XU330BTFF000XXX | 1SDA102690R1+1SDA102736R1 | XT5X 600 E.HI-T LSI 300 3p UL/CSA | 25:U | XT5XU330BTFF000XXX |  | https://new.abb.com/products/en/1SDA102690R1 | https://new.abb.com/products/en/1SDA102736R1
25 | U | XT5XU330BUFF000XXX | 1SDA102690R1+1SDA102740R1 | XT5X 600 E.HI-T LSIG 300 3p UL/CSA | 25:U | XT5XU330BUFF000XXX |  | https://new.abb.com/products/en/1SDA102690R1 | https://new.abb.com/products/en/1SDA102740R1
25 | U | XT5XU330BNFF000XXX | 1SDA102690R1+1SDA102757R1 | XT5X 600 TMG 300 3p UL/CSA | 25:U | XT5XU330BNFF000XXX |  | https://new.abb.com/products/en/1SDA102690R1 | https://new.abb.com/products/en/1SDA102757R1
25 | U | XT5XU330BXFF000XXX | 1SDA102690R1+1SDA102762R1 | XT5X 600 E.GDIP LS/I 300 3p UL/CSA | 25:U | XT5XU330BXFF000XXX |  | https://new.abb.com/products/en/1SDA102690R1 | https://new.abb.com/products/en/1SDA102762R1
25 | U | XT5XU330BYFF000XXX | 1SDA102690R1+1SDA102766R1 | XT5X 600 E.GTCH LSIG 300 3p UL/CSA | 25:U | XT5XU330BYFF000XXX |  | https://new.abb.com/products/en/1SDA102690R1 | https://new.abb.com/products/en/1SDA102766R1
25 | U | XT5XU330BZFF000XXX | 1SDA102690R1+1SDA102770R1 | XT5X 600 E.GHI-TCH LSIG 300 3p UL | 25:U | XT5XU330BZFF000XXX |  | https://new.abb.com/products/en/1SDA102690R1 | https://new.abb.com/products/en/1SDA102770R1
25 | U | XT5XU340BBFF000XXX | 1SDA102690R1+1SDA102704R1 | XT5X 600 TMA 400 3p UL/CSA | 25:U | XT5XU340BBFF000XXX |  | https://new.abb.com/products/en/1SDA102690R1 | https://new.abb.com/products/en/1SDA102704R1
25 | U | XT5XU340BEFF000XXX | 1SDA102690R1+1SDA102709R1 | XT5X 600 E.DIP LS/I 400 3p UL/CSA | 25:U | XT5XU340BEFF000XXX |  | https://new.abb.com/products/en/1SDA102690R1 | https://new.abb.com/products/en/1SDA102709R1
25 | U | XT5XU340BFFF000XXX | 1SDA102690R1+1SDA102713R1 | XT5X 600 E.DIP LSI 400 3p UL/CSA | 25:U | XT5XU340BFFF000XXX |  | https://new.abb.com/products/en/1SDA102690R1 | https://new.abb.com/products/en/1SDA102713R1
25 | U | XT5XU340BGFF000XXX | 1SDA102690R1+1SDA102717R1 | XT5X 600 E.DIP LSIG 400 3p UL/CSA | 25:U | XT5XU340BGFF000XXX |  | https://new.abb.com/products/en/1SDA102690R1 | https://new.abb.com/products/en/1SDA102717R1
25 | U | XT5XU340BCFF000XXX | 1SDA102690R1+1SDA102775R1 | XT5X 600 E.DIP LIG 400 3p UL/CSA | 25:U | XT5XU340BCFF000XXX |  | https://new.abb.com/products/en/1SDA102690R1 | https://new.abb.com/products/en/1SDA102775R1
25 | U | XT5XU340BPFF000XXX | 1SDA102690R1+1SDA102721R1 | XT5X 600 E.TCH LSI 400 3p UL/CSA | 25:U | XT5XU340BPFF000XXX |  | https://new.abb.com/products/en/1SDA102690R1 | https://new.abb.com/products/en/1SDA102721R1
25 | U | XT5XU340BQFF000XXX | 1SDA102690R1+1SDA102725R1 | XT5X 600 E.TCH LSIG 400 3p UL/CSA | 25:U | XT5XU340BQFF000XXX |  | https://new.abb.com/products/en/1SDA102690R1 | https://new.abb.com/products/en/1SDA102725R1
25 | U | XT5XU340BRFF000XXX | 1SDA102690R1+1SDA102729R1 | XT5X 600 E.TCHM LSI 400 3p UL/CSA | 25:U | XT5XU340BRFF000XXX |  | https://new.abb.com/products/en/1SDA102690R1 | https://new.abb.com/products/en/1SDA102729R1
25 | U | XT5XU340BSFF000XXX | 1SDA102690R1+1SDA102733R1 | XT5X 600 E.TCHM LSIG 400 3p UL/CSA | 25:U | XT5XU340BSFF000XXX |  | https://new.abb.com/products/en/1SDA102690R1 | https://new.abb.com/products/en/1SDA102733R1
25 | U | XT5XU340BTFF000XXX | 1SDA102690R1+1SDA102737R1 | XT5X 600 E.HI-T LSI 400 3p UL/CSA | 25:U | XT5XU340BTFF000XXX |  | https://new.abb.com/products/en/1SDA102690R1 | https://new.abb.com/products/en/1SDA102737R1
25 | U | XT5XU340BUFF000XXX | 1SDA102690R1+1SDA102741R1 | XT5X 600 E.HI-T LSIG 400 3p UL/CSA | 25:U | XT5XU340BUFF000XXX |  | https://new.abb.com/products/en/1SDA102690R1 | https://new.abb.com/products/en/1SDA102741R1
25 | U | XT5XU340BNFF000XXX | 1SDA102690R1+1SDA102758R1 | XT5X 600 TMG 400 3p UL/CSA | 25:U | XT5XU340BNFF000XXX |  | https://new.abb.com/products/en/1SDA102690R1 | https://new.abb.com/products/en/1SDA102758R1
25 | U | XT5XU340BXFF000XXX | 1SDA102690R1+1SDA102763R1 | XT5X 600 E.GDIP LS/I 400 3p UL/CSA | 25:U | XT5XU340BXFF000XXX |  | https://new.abb.com/products/en/1SDA102690R1 | https://new.abb.com/products/en/1SDA102763R1
25 | U | XT5XU340BYFF000XXX | 1SDA102690R1+1SDA102767R1 | XT5X 600 E.GTCH LSIG 400 3p UL/CSA | 25:U | XT5XU340BYFF000XXX |  | https://new.abb.com/products/en/1SDA102690R1 | https://new.abb.com/products/en/1SDA102767R1
25 | U | XT5XU340BZFF000XXX | 1SDA102690R1+1SDA102771R1 | XT5X 600 E.GHI-TCH LSIG 400 3p UL | 25:U | XT5XU340BZFF000XXX |  | https://new.abb.com/products/en/1SDA102690R1 | https://new.abb.com/products/en/1SDA102771R1
25 | U | XT5NU425BPFF000XXX | 1SDA102692R1+1SDA102796R1 | XT5N 600 E.TCH LSI 250 4p UL/CSA | 25:U | XT5NU425BPFF000XXX |  | https://new.abb.com/products/en/1SDA102692R1 | https://new.abb.com/products/en/1SDA102796R1
25 | U | XT5NU425BQFF000XXX | 1SDA102692R1+1SDA102800R1 | XT5N 600 E.TCH LSIG 250 4p UL/CSA | 25:U | XT5NU425BQFF000XXX |  | https://new.abb.com/products/en/1SDA102692R1 | https://new.abb.com/products/en/1SDA102800R1
25 | U | XT5NU425BRFF000XXX | 1SDA102692R1+1SDA102804R1 | XT5N 600 E.TCHM LSI 250 4p UL/CSA | 25:U | XT5NU425BRFF000XXX |  | https://new.abb.com/products/en/1SDA102692R1 | https://new.abb.com/products/en/1SDA102804R1
25 | U | XT5NU425BSFF000XXX | 1SDA102692R1+1SDA102808R1 | XT5N 600 E.TCHM LSIG 250 4p UL/CSA | 25:U | XT5NU425BSFF000XXX |  | https://new.abb.com/products/en/1SDA102692R1 | https://new.abb.com/products/en/1SDA102808R1
25 | U | XT5NU425BTFF000XXX | 1SDA102692R1+1SDA102812R1 | XT5N 600 E.HI-T LSI 250 4p UL/CSA | 25:U | XT5NU425BTFF000XXX |  | https://new.abb.com/products/en/1SDA102692R1 | https://new.abb.com/products/en/1SDA102812R1
25 | U | XT5NU425BUFF000XXX | 1SDA102692R1+1SDA102816R1 | XT5N 600 E.HI-T LSIG 250 4p UL/CSA | 25:U | XT5NU425BUFF000XXX |  | https://new.abb.com/products/en/1SDA102692R1 | https://new.abb.com/products/en/1SDA102816R1
25 | U | XT5NU425BXFF000XXX | 1SDA102692R1+1SDA102820R1 | XT5N 600 E.GDIP LS/I 250 4p UL/CSA | 25:U | XT5NU425BXFF000XXX |  | https://new.abb.com/products/en/1SDA102692R1 | https://new.abb.com/products/en/1SDA102820R1
25 | U | XT5NU425BYFF000XXX | 1SDA102692R1+1SDA102824R1 | XT5N 600 E.GTCH LSIG 250 4p UL/CSA | 25:U | XT5NU425BYFF000XXX |  | https://new.abb.com/products/en/1SDA102692R1 | https://new.abb.com/products/en/1SDA102824R1
25 | U | XT5NU425BZFF000XXX | 1SDA102692R1+1SDA102828R1 | XT5N 600 E.GHI-TCH LSIG 250 4p UL | 25:U | XT5NU425BZFF000XXX |  | https://new.abb.com/products/en/1SDA102692R1 | https://new.abb.com/products/en/1SDA102828R1
25 | U | XT5NU430BPFF000XXX | 1SDA102692R1+1SDA102797R1 | XT5N 600 E.TCH LSI 300 4p UL/CSA | 25:U | XT5NU430BPFF000XXX |  | https://new.abb.com/products/en/1SDA102692R1 | https://new.abb.com/products/en/1SDA102797R1
25 | U | XT5NU430BQFF000XXX | 1SDA102692R1+1SDA102801R1 | XT5N 600 E.TCH LSIG 300 4p UL/CSA | 25:U | XT5NU430BQFF000XXX |  | https://new.abb.com/products/en/1SDA102692R1 | https://new.abb.com/products/en/1SDA102801R1
25 | U | XT5NU430BRFF000XXX | 1SDA102692R1+1SDA102805R1 | XT5N 600 E.TCHM LSI 300 4p UL/CSA | 25:U | XT5NU430BRFF000XXX |  | https://new.abb.com/products/en/1SDA102692R1 | https://new.abb.com/products/en/1SDA102805R1
25 | U | XT5NU430BSFF000XXX | 1SDA102692R1+1SDA102809R1 | XT5N 600 E.TCHM LSIG 300 4p UL/CSA | 25:U | XT5NU430BSFF000XXX |  | https://new.abb.com/products/en/1SDA102692R1 | https://new.abb.com/products/en/1SDA102809R1
25 | U | XT5NU430BTFF000XXX | 1SDA102692R1+1SDA102813R1 | XT5N 600 E.HI-T LSI 300 4p UL/CSA | 25:U | XT5NU430BTFF000XXX |  | https://new.abb.com/products/en/1SDA102692R1 | https://new.abb.com/products/en/1SDA102813R1
25 | U | XT5NU430BUFF000XXX | 1SDA102692R1+1SDA102817R1 | XT5N 600 E.HI-T LSIG 300 4p UL/CSA | 25:U | XT5NU430BUFF000XXX |  | https://new.abb.com/products/en/1SDA102692R1 | https://new.abb.com/products/en/1SDA102817R1
25 | U | XT5NU430BXFF000XXX | 1SDA102692R1+1SDA102821R1 | XT5N 600 E.GDIP LS/I 300 4p UL/CSA | 25:U | XT5NU430BXFF000XXX |  | https://new.abb.com/products/en/1SDA102692R1 | https://new.abb.com/products/en/1SDA102821R1
25 | U | XT5NU430BYFF000XXX | 1SDA102692R1+1SDA102825R1 | XT5N 600 E.GTCH LSIG 300 4p UL/CSA | 25:U | XT5NU430BYFF000XXX |  | https://new.abb.com/products/en/1SDA102692R1 | https://new.abb.com/products/en/1SDA102825R1
25 | U | XT5NU430BZFF000XXX | 1SDA102692R1+1SDA102829R1 | XT5N 600 E.GHI-TCH LSIG 300 4p UL | 25:U | XT5NU430BZFF000XXX |  | https://new.abb.com/products/en/1SDA102692R1 | https://new.abb.com/products/en/1SDA102829R1
25 | U | XT5NU440BPFF000XXX | 1SDA102692R1+1SDA102798R1 | XT5N 600 E.TCH LSI 400 4p UL/CSA | 25:U | XT5NU440BPFF000XXX |  | https://new.abb.com/products/en/1SDA102692R1 | https://new.abb.com/products/en/1SDA102798R1
25 | U | XT5NU440BQFF000XXX | 1SDA102692R1+1SDA102802R1 | XT5N 600 E.TCH LSIG 400 4p UL/CSA | 25:U | XT5NU440BQFF000XXX |  | https://new.abb.com/products/en/1SDA102692R1 | https://new.abb.com/products/en/1SDA102802R1
25 | U | XT5NU440BRFF000XXX | 1SDA102692R1+1SDA102806R1 | XT5N 600 E.TCHM LSI 400 4p UL/CSA | 25:U | XT5NU440BRFF000XXX |  | https://new.abb.com/products/en/1SDA102692R1 | https://new.abb.com/products/en/1SDA102806R1
25 | U | XT5NU440BSFF000XXX | 1SDA102692R1+1SDA102810R1 | XT5N 600 E.TCHM LSIG 400 4p UL/CSA | 25:U | XT5NU440BSFF000XXX |  | https://new.abb.com/products/en/1SDA102692R1 | https://new.abb.com/products/en/1SDA102810R1
25 | U | XT5NU440BTFF000XXX | 1SDA102692R1+1SDA102814R1 | XT5N 600 E.HI-T LSI 400 4p UL/CSA | 25:U | XT5NU440BTFF000XXX |  | https://new.abb.com/products/en/1SDA102692R1 | https://new.abb.com/products/en/1SDA102814R1
25 | U | XT5NU440BUFF000XXX | 1SDA102692R1+1SDA102818R1 | XT5N 600 E.HI-T LSIG 400 4p UL/CSA | 25:U | XT5NU440BUFF000XXX |  | https://new.abb.com/products/en/1SDA102692R1 | https://new.abb.com/products/en/1SDA102818R1
25 | U | XT5NU440BXFF000XXX | 1SDA102692R1+1SDA102822R1 | XT5N 600 E.GDIP LS/I 400 4p UL/CSA | 25:U | XT5NU440BXFF000XXX |  | https://new.abb.com/products/en/1SDA102692R1 | https://new.abb.com/products/en/1SDA102822R1
25 | U | XT5NU440BYFF000XXX | 1SDA102692R1+1SDA102826R1 | XT5N 600 E.GTCH LSIG 400 4p UL/CSA | 25:U | XT5NU440BYFF000XXX |  | https://new.abb.com/products/en/1SDA102692R1 | https://new.abb.com/products/en/1SDA102826R1
25 | U | XT5NU440BZFF000XXX | 1SDA102692R1+1SDA102830R1 | XT5N 600 E.GHI-TCH LSIG 400 4p UL | 25:U | XT5NU440BZFF000XXX |  | https://new.abb.com/products/en/1SDA102692R1 | https://new.abb.com/products/en/1SDA102830R1
25 | U | XT5SU425BPFF000XXX | 1SDA102694R1+1SDA102796R1 | XT5S 600 E.TCH LSI 250 4p UL/CSA | 25:U | XT5SU425BPFF000XXX |  | https://new.abb.com/products/en/1SDA102694R1 | https://new.abb.com/products/en/1SDA102796R1
25 | U | XT5SU425BQFF000XXX | 1SDA102694R1+1SDA102800R1 | XT5S 600 E.TCH LSIG 250 4p UL/CSA | 25:U | XT5SU425BQFF000XXX |  | https://new.abb.com/products/en/1SDA102694R1 | https://new.abb.com/products/en/1SDA102800R1
25 | U | XT5SU425BRFF000XXX | 1SDA102694R1+1SDA102804R1 | XT5S 600 E.TCHM LSI 250 4p UL/CSA | 25:U | XT5SU425BRFF000XXX |  | https://new.abb.com/products/en/1SDA102694R1 | https://new.abb.com/products/en/1SDA102804R1
25 | U | XT5SU425BSFF000XXX | 1SDA102694R1+1SDA102808R1 | XT5S 600 E.TCHM LSIG 250 4p UL/CSA | 25:U | XT5SU425BSFF000XXX |  | https://new.abb.com/products/en/1SDA102694R1 | https://new.abb.com/products/en/1SDA102808R1
25 | U | XT5SU425BTFF000XXX | 1SDA102694R1+1SDA102812R1 | XT5S 600 E.HI-T LSI 250 4p UL/CSA | 25:U | XT5SU425BTFF000XXX |  | https://new.abb.com/products/en/1SDA102694R1 | https://new.abb.com/products/en/1SDA102812R1
25 | U | XT5SU425BUFF000XXX | 1SDA102694R1+1SDA102816R1 | XT5S 600 E.HI-T LSIG 250 4p UL/CSA | 25:U | XT5SU425BUFF000XXX |  | https://new.abb.com/products/en/1SDA102694R1 | https://new.abb.com/products/en/1SDA102816R1
25 | U | XT5SU425BXFF000XXX | 1SDA102694R1+1SDA102820R1 | XT5S 600 E.GDIP LS/I 250 4p UL/CSA | 25:U | XT5SU425BXFF000XXX |  | https://new.abb.com/products/en/1SDA102694R1 | https://new.abb.com/products/en/1SDA102820R1
25 | U | XT5SU425BYFF000XXX | 1SDA102694R1+1SDA102824R1 | XT5S 600 E.GTCH LSIG 250 4p UL/CSA | 25:U | XT5SU425BYFF000XXX |  | https://new.abb.com/products/en/1SDA102694R1 | https://new.abb.com/products/en/1SDA102824R1
25 | U | XT5SU425BZFF000XXX | 1SDA102694R1+1SDA102828R1 | XT5S 600 E.GHI-TCH LSIG 250 4p UL | 25:U | XT5SU425BZFF000XXX |  | https://new.abb.com/products/en/1SDA102694R1 | https://new.abb.com/products/en/1SDA102828R1
25 | U | XT5SU430BPFF000XXX | 1SDA102694R1+1SDA102797R1 | XT5S 600 E.TCH LSI 300 4p UL/CSA | 25:U | XT5SU430BPFF000XXX |  | https://new.abb.com/products/en/1SDA102694R1 | https://new.abb.com/products/en/1SDA102797R1
25 | U | XT5SU430BQFF000XXX | 1SDA102694R1+1SDA102801R1 | XT5S 600 E.TCH LSIG 300 4p UL/CSA | 25:U | XT5SU430BQFF000XXX |  | https://new.abb.com/products/en/1SDA102694R1 | https://new.abb.com/products/en/1SDA102801R1
25 | U | XT5SU430BRFF000XXX | 1SDA102694R1+1SDA102805R1 | XT5S 600 E.TCHM LSI 300 4p UL/CSA | 25:U | XT5SU430BRFF000XXX |  | https://new.abb.com/products/en/1SDA102694R1 | https://new.abb.com/products/en/1SDA102805R1
25 | U | XT5SU430BSFF000XXX | 1SDA102694R1+1SDA102809R1 | XT5S 600 E.TCHM LSIG 300 4p UL/CSA | 25:U | XT5SU430BSFF000XXX |  | https://new.abb.com/products/en/1SDA102694R1 | https://new.abb.com/products/en/1SDA102809R1
25 | U | XT5SU430BTFF000XXX | 1SDA102694R1+1SDA102813R1 | XT5S 600 E.HI-T LSI 300 4p UL/CSA | 25:U | XT5SU430BTFF000XXX |  | https://new.abb.com/products/en/1SDA102694R1 | https://new.abb.com/products/en/1SDA102813R1
25 | U | XT5SU430BUFF000XXX | 1SDA102694R1+1SDA102817R1 | XT5S 600 E.HI-T LSIG 300 4p UL/CSA | 25:U | XT5SU430BUFF000XXX |  | https://new.abb.com/products/en/1SDA102694R1 | https://new.abb.com/products/en/1SDA102817R1
25 | U | XT5SU430BXFF000XXX | 1SDA102694R1+1SDA102821R1 | XT5S 600 E.GDIP LS/I 300 4p UL/CSA | 25:U | XT5SU430BXFF000XXX |  | https://new.abb.com/products/en/1SDA102694R1 | https://new.abb.com/products/en/1SDA102821R1
25 | U | XT5SU430BYFF000XXX | 1SDA102694R1+1SDA102825R1 | XT5S 600 E.GTCH LSIG 300 4p UL/CSA | 25:U | XT5SU430BYFF000XXX |  | https://new.abb.com/products/en/1SDA102694R1 | https://new.abb.com/products/en/1SDA102825R1
25 | U | XT5SU430BZFF000XXX | 1SDA102694R1+1SDA102829R1 | XT5S 600 E.GHI-TCH LSIG 300 4p UL | 25:U | XT5SU430BZFF000XXX |  | https://new.abb.com/products/en/1SDA102694R1 | https://new.abb.com/products/en/1SDA102829R1
25 | U | XT5SU440BPFF000XXX | 1SDA102694R1+1SDA102798R1 | XT5S 600 E.TCH LSI 400 4p UL/CSA | 25:U | XT5SU440BPFF000XXX |  | https://new.abb.com/products/en/1SDA102694R1 | https://new.abb.com/products/en/1SDA102798R1
25 | U | XT5SU440BQFF000XXX | 1SDA102694R1+1SDA102802R1 | XT5S 600 E.TCH LSIG 400 4p UL/CSA | 25:U | XT5SU440BQFF000XXX |  | https://new.abb.com/products/en/1SDA102694R1 | https://new.abb.com/products/en/1SDA102802R1
25 | U | XT5SU440BRFF000XXX | 1SDA102694R1+1SDA102806R1 | XT5S 600 E.TCHM LSI 400 4p UL/CSA | 25:U | XT5SU440BRFF000XXX |  | https://new.abb.com/products/en/1SDA102694R1 | https://new.abb.com/products/en/1SDA102806R1
25 | U | XT5SU440BSFF000XXX | 1SDA102694R1+1SDA102810R1 | XT5S 600 E.TCHM LSIG 400 4p UL/CSA | 25:U | XT5SU440BSFF000XXX |  | https://new.abb.com/products/en/1SDA102694R1 | https://new.abb.com/products/en/1SDA102810R1
25 | U | XT5SU440BTFF000XXX | 1SDA102694R1+1SDA102814R1 | XT5S 600 E.HI-T LSI 400 4p UL/CSA | 25:U | XT5SU440BTFF000XXX |  | https://new.abb.com/products/en/1SDA102694R1 | https://new.abb.com/products/en/1SDA102814R1
25 | U | XT5SU440BUFF000XXX | 1SDA102694R1+1SDA102818R1 | XT5S 600 E.HI-T LSIG 400 4p UL/CSA | 25:U | XT5SU440BUFF000XXX |  | https://new.abb.com/products/en/1SDA102694R1 | https://new.abb.com/products/en/1SDA102818R1
25 | U | XT5SU440BXFF000XXX | 1SDA102694R1+1SDA102822R1 | XT5S 600 E.GDIP LS/I 400 4p UL/CSA | 25:U | XT5SU440BXFF000XXX |  | https://new.abb.com/products/en/1SDA102694R1 | https://new.abb.com/products/en/1SDA102822R1
25 | U | XT5SU440BYFF000XXX | 1SDA102694R1+1SDA102826R1 | XT5S 600 E.GTCH LSIG 400 4p UL/CSA | 25:U | XT5SU440BYFF000XXX |  | https://new.abb.com/products/en/1SDA102694R1 | https://new.abb.com/products/en/1SDA102826R1
25 | U | XT5SU440BZFF000XXX | 1SDA102694R1+1SDA102830R1 | XT5S 600 E.GHI-TCH LSIG 400 4p UL | 25:U | XT5SU440BZFF000XXX |  | https://new.abb.com/products/en/1SDA102694R1 | https://new.abb.com/products/en/1SDA102830R1
25 | U | XT5HU425BPFF000XXX | 1SDA102696R1+1SDA102796R1 | XT5H 600 E.TCH LSI 250 4p UL/CSA | 25:U | XT5HU425BPFF000XXX |  | https://new.abb.com/products/en/1SDA102696R1 | https://new.abb.com/products/en/1SDA102796R1
25 | U | XT5HU425BQFF000XXX | 1SDA102696R1+1SDA102800R1 | XT5H 600 E.TCH LSIG 250 4p UL/CSA | 25:U | XT5HU425BQFF000XXX |  | https://new.abb.com/products/en/1SDA102696R1 | https://new.abb.com/products/en/1SDA102800R1
25 | U | XT5HU425BRFF000XXX | 1SDA102696R1+1SDA102804R1 | XT5H 600 E.TCHM LSI 250 4p UL/CSA | 25:U | XT5HU425BRFF000XXX |  | https://new.abb.com/products/en/1SDA102696R1 | https://new.abb.com/products/en/1SDA102804R1
25 | U | XT5HU425BSFF000XXX | 1SDA102696R1+1SDA102808R1 | XT5H 600 E.TCHM LSIG 250 4p UL/CSA | 25:U | XT5HU425BSFF000XXX |  | https://new.abb.com/products/en/1SDA102696R1 | https://new.abb.com/products/en/1SDA102808R1
25 | U | XT5HU425BTFF000XXX | 1SDA102696R1+1SDA102812R1 | XT5H 600 E.HI-T LSI 250 4p UL/CSA | 25:U | XT5HU425BTFF000XXX |  | https://new.abb.com/products/en/1SDA102696R1 | https://new.abb.com/products/en/1SDA102812R1
25 | U | XT5HU425BUFF000XXX | 1SDA102696R1+1SDA102816R1 | XT5H 600 E.HI-T LSIG 250 4p UL/CSA | 25:U | XT5HU425BUFF000XXX |  | https://new.abb.com/products/en/1SDA102696R1 | https://new.abb.com/products/en/1SDA102816R1
25 | U | XT5HU425BXFF000XXX | 1SDA102696R1+1SDA102820R1 | XT5H 600 E.GDIP LS/I 250 4p UL/CSA | 25:U | XT5HU425BXFF000XXX |  | https://new.abb.com/products/en/1SDA102696R1 | https://new.abb.com/products/en/1SDA102820R1
25 | U | XT5HU425BYFF000XXX | 1SDA102696R1+1SDA102824R1 | XT5H 600 E.GTCH LSIG 250 4p UL/CSA | 25:U | XT5HU425BYFF000XXX |  | https://new.abb.com/products/en/1SDA102696R1 | https://new.abb.com/products/en/1SDA102824R1
25 | U | XT5HU425BZFF000XXX | 1SDA102696R1+1SDA102828R1 | XT5H 600 E.GHI-TCH LSIG 250 4p UL | 25:U | XT5HU425BZFF000XXX |  | https://new.abb.com/products/en/1SDA102696R1 | https://new.abb.com/products/en/1SDA102828R1
25 | U | XT5HU430BPFF000XXX | 1SDA102696R1+1SDA102797R1 | XT5H 600 E.TCH LSI 300 4p UL/CSA | 25:U | XT5HU430BPFF000XXX |  | https://new.abb.com/products/en/1SDA102696R1 | https://new.abb.com/products/en/1SDA102797R1
25 | U | XT5HU430BQFF000XXX | 1SDA102696R1+1SDA102801R1 | XT5H 600 E.TCH LSIG 300 4p UL/CSA | 25:U | XT5HU430BQFF000XXX |  | https://new.abb.com/products/en/1SDA102696R1 | https://new.abb.com/products/en/1SDA102801R1
25 | U | XT5HU430BRFF000XXX | 1SDA102696R1+1SDA102805R1 | XT5H 600 E.TCHM LSI 300 4p UL/CSA | 25:U | XT5HU430BRFF000XXX |  | https://new.abb.com/products/en/1SDA102696R1 | https://new.abb.com/products/en/1SDA102805R1
25 | U | XT5HU430BSFF000XXX | 1SDA102696R1+1SDA102809R1 | XT5H 600 E.TCHM LSIG 300 4p UL/CSA | 25:U | XT5HU430BSFF000XXX |  | https://new.abb.com/products/en/1SDA102696R1 | https://new.abb.com/products/en/1SDA102809R1
25 | U | XT5HU430BTFF000XXX | 1SDA102696R1+1SDA102813R1 | XT5H 600 E.HI-T LSI 300 4p UL/CSA | 25:U | XT5HU430BTFF000XXX |  | https://new.abb.com/products/en/1SDA102696R1 | https://new.abb.com/products/en/1SDA102813R1
25 | U | XT5HU430BUFF000XXX | 1SDA102696R1+1SDA102817R1 | XT5H 600 E.HI-T LSIG 300 4p UL/CSA | 25:U | XT5HU430BUFF000XXX |  | https://new.abb.com/products/en/1SDA102696R1 | https://new.abb.com/products/en/1SDA102817R1
25 | U | XT5HU430BXFF000XXX | 1SDA102696R1+1SDA102821R1 | XT5H 600 E.GDIP LS/I 300 4p UL/CSA | 25:U | XT5HU430BXFF000XXX |  | https://new.abb.com/products/en/1SDA102696R1 | https://new.abb.com/products/en/1SDA102821R1
25 | U | XT5HU430BYFF000XXX | 1SDA102696R1+1SDA102825R1 | XT5H 600 E.GTCH LSIG 300 4p UL/CSA | 25:U | XT5HU430BYFF000XXX |  | https://new.abb.com/products/en/1SDA102696R1 | https://new.abb.com/products/en/1SDA102825R1
25 | U | XT5HU430BZFF000XXX | 1SDA102696R1+1SDA102829R1 | XT5H 600 E.GHI-TCH LSIG 300 4p UL | 25:U | XT5HU430BZFF000XXX |  | https://new.abb.com/products/en/1SDA102696R1 | https://new.abb.com/products/en/1SDA102829R1
25 | U | XT5HU440BPFF000XXX | 1SDA102696R1+1SDA102798R1 | XT5H 600 E.TCH LSI 400 4p UL/CSA | 25:U | XT5HU440BPFF000XXX |  | https://new.abb.com/products/en/1SDA102696R1 | https://new.abb.com/products/en/1SDA102798R1
25 | U | XT5HU440BQFF000XXX | 1SDA102696R1+1SDA102802R1 | XT5H 600 E.TCH LSIG 400 4p UL/CSA | 25:U | XT5HU440BQFF000XXX |  | https://new.abb.com/products/en/1SDA102696R1 | https://new.abb.com/products/en/1SDA102802R1
25 | U | XT5HU440BRFF000XXX | 1SDA102696R1+1SDA102806R1 | XT5H 600 E.TCHM LSI 400 4p UL/CSA | 25:U | XT5HU440BRFF000XXX |  | https://new.abb.com/products/en/1SDA102696R1 | https://new.abb.com/products/en/1SDA102806R1
25 | U | XT5HU440BSFF000XXX | 1SDA102696R1+1SDA102810R1 | XT5H 600 E.TCHM LSIG 400 4p UL/CSA | 25:U | XT5HU440BSFF000XXX |  | https://new.abb.com/products/en/1SDA102696R1 | https://new.abb.com/products/en/1SDA102810R1
25 | U | XT5HU440BTFF000XXX | 1SDA102696R1+1SDA102814R1 | XT5H 600 E.HI-T LSI 400 4p UL/CSA | 25:U | XT5HU440BTFF000XXX |  | https://new.abb.com/products/en/1SDA102696R1 | https://new.abb.com/products/en/1SDA102814R1
25 | U | XT5HU440BUFF000XXX | 1SDA102696R1+1SDA102818R1 | XT5H 600 E.HI-T LSIG 400 4p UL/CSA | 25:U | XT5HU440BUFF000XXX |  | https://new.abb.com/products/en/1SDA102696R1 | https://new.abb.com/products/en/1SDA102818R1
25 | U | XT5HU440BXFF000XXX | 1SDA102696R1+1SDA102822R1 | XT5H 600 E.GDIP LS/I 400 4p UL/CSA | 25:U | XT5HU440BXFF000XXX |  | https://new.abb.com/products/en/1SDA102696R1 | https://new.abb.com/products/en/1SDA102822R1
25 | U | XT5HU440BYFF000XXX | 1SDA102696R1+1SDA102826R1 | XT5H 600 E.GTCH LSIG 400 4p UL/CSA | 25:U | XT5HU440BYFF000XXX |  | https://new.abb.com/products/en/1SDA102696R1 | https://new.abb.com/products/en/1SDA102826R1
25 | U | XT5HU440BZFF000XXX | 1SDA102696R1+1SDA102830R1 | XT5H 600 E.GHI-TCH LSIG 400 4p UL | 25:U | XT5HU440BZFF000XXX |  | https://new.abb.com/products/en/1SDA102696R1 | https://new.abb.com/products/en/1SDA102830R1
25 | U | XT5LU425BEFF000XXX | 1SDA102698R1+1SDA102784R1 | XT5L 600 E.DIP LS/I 250 4p UL/CSA | 25:U | XT5LU425BEFF000XXX |  | https://new.abb.com/products/en/1SDA102698R1 | https://new.abb.com/products/en/1SDA102784R1
25 | U | XT5LU425BFFF000XXX | 1SDA102698R1+1SDA102788R1 | XT5L 600 E.DIP LSI 250 4p UL/CSA | 25:U | XT5LU425BFFF000XXX |  | https://new.abb.com/products/en/1SDA102698R1 | https://new.abb.com/products/en/1SDA102788R1
25 | U | XT5LU425BGFF000XXX | 1SDA102698R1+1SDA102792R1 | XT5L 600 E.DIP LSIG 250 4p UL/CSA | 25:U | XT5LU425BGFF000XXX |  | https://new.abb.com/products/en/1SDA102698R1 | https://new.abb.com/products/en/1SDA102792R1
25 | U | XT5LU425BCFF000XXX | 1SDA102698R1+1SDA102832R1 | XT5L 600 E.DIP LIG 250 4p UL/CSA | 25:U | XT5LU425BCFF000XXX |  | https://new.abb.com/products/en/1SDA102698R1 | https://new.abb.com/products/en/1SDA102832R1
25 | U | XT5LU425BPFF000XXX | 1SDA102698R1+1SDA102796R1 | XT5L 600 E.TCH LSI 250 4p UL/CSA | 25:U | XT5LU425BPFF000XXX |  | https://new.abb.com/products/en/1SDA102698R1 | https://new.abb.com/products/en/1SDA102796R1
25 | U | XT5LU425BQFF000XXX | 1SDA102698R1+1SDA102800R1 | XT5L 600 E.TCH LSIG 250 4p UL/CSA | 25:U | XT5LU425BQFF000XXX |  | https://new.abb.com/products/en/1SDA102698R1 | https://new.abb.com/products/en/1SDA102800R1
25 | U | XT5LU425BRFF000XXX | 1SDA102698R1+1SDA102804R1 | XT5L 600 E.TCHM LSI 250 4p UL/CSA | 25:U | XT5LU425BRFF000XXX |  | https://new.abb.com/products/en/1SDA102698R1 | https://new.abb.com/products/en/1SDA102804R1
25 | U | XT5LU425BSFF000XXX | 1SDA102698R1+1SDA102808R1 | XT5L 600 E.TCHM LSIG 250 4p UL/CSA | 25:U | XT5LU425BSFF000XXX |  | https://new.abb.com/products/en/1SDA102698R1 | https://new.abb.com/products/en/1SDA102808R1
25 | U | XT5LU425BTFF000XXX | 1SDA102698R1+1SDA102812R1 | XT5L 600 E.HI-T LSI 250 4p UL/CSA | 25:U | XT5LU425BTFF000XXX |  | https://new.abb.com/products/en/1SDA102698R1 | https://new.abb.com/products/en/1SDA102812R1
25 | U | XT5LU425BUFF000XXX | 1SDA102698R1+1SDA102816R1 | XT5L 600 E.HI-T LSIG 250 4p UL/CSA | 25:U | XT5LU425BUFF000XXX |  | https://new.abb.com/products/en/1SDA102698R1 | https://new.abb.com/products/en/1SDA102816R1
25 | U | XT5LU425BXFF000XXX | 1SDA102698R1+1SDA102820R1 | XT5L 600 E.GDIP LS/I 250 4p UL/CSA | 25:U | XT5LU425BXFF000XXX |  | https://new.abb.com/products/en/1SDA102698R1 | https://new.abb.com/products/en/1SDA102820R1
25 | U | XT5LU425BYFF000XXX | 1SDA102698R1+1SDA102824R1 | XT5L 600 E.GTCH LSIG 250 4p UL/CSA | 25:U | XT5LU425BYFF000XXX |  | https://new.abb.com/products/en/1SDA102698R1 | https://new.abb.com/products/en/1SDA102824R1
25 | U | XT5LU425BZFF000XXX | 1SDA102698R1+1SDA102828R1 | XT5L 600 E.GHI-TCH LSIG 250 4p UL | 25:U | XT5LU425BZFF000XXX |  | https://new.abb.com/products/en/1SDA102698R1 | https://new.abb.com/products/en/1SDA102828R1
25 | U | XT5LU430BBFF000XXX | 1SDA102698R1+1SDA102780R1 | XT5L 600 TMA 300 4p UL/CSA | 25:U | XT5LU430BBFF000XXX |  | https://new.abb.com/products/en/1SDA102698R1 | https://new.abb.com/products/en/1SDA102780R1
25 | U | XT5LU430BEFF000XXX | 1SDA102698R1+1SDA102785R1 | XT5L 600 E.DIP LS/I 300 4p UL/CSA | 25:U | XT5LU430BEFF000XXX |  | https://new.abb.com/products/en/1SDA102698R1 | https://new.abb.com/products/en/1SDA102785R1
25 | U | XT5LU430BFFF000XXX | 1SDA102698R1+1SDA102789R1 | XT5L 600 E.DIP LSI 300 4p UL/CSA | 25:U | XT5LU430BFFF000XXX |  | https://new.abb.com/products/en/1SDA102698R1 | https://new.abb.com/products/en/1SDA102789R1
25 | U | XT5LU430BGFF000XXX | 1SDA102698R1+1SDA102793R1 | XT5L 600 E.DIP LSIG 300 4p UL/CSA | 25:U | XT5LU430BGFF000XXX |  | https://new.abb.com/products/en/1SDA102698R1 | https://new.abb.com/products/en/1SDA102793R1
25 | U | XT5LU430BCFF000XXX | 1SDA102698R1+1SDA102833R1 | XT5L 600 E.DIP LIG 300 4p UL/CSA | 25:U | XT5LU430BCFF000XXX |  | https://new.abb.com/products/en/1SDA102698R1 | https://new.abb.com/products/en/1SDA102833R1
25 | U | XT5LU430BPFF000XXX | 1SDA102698R1+1SDA102797R1 | XT5L 600 E.TCH LSI 300 4p UL/CSA | 25:U | XT5LU430BPFF000XXX |  | https://new.abb.com/products/en/1SDA102698R1 | https://new.abb.com/products/en/1SDA102797R1
25 | U | XT5LU430BQFF000XXX | 1SDA102698R1+1SDA102801R1 | XT5L 600 E.TCH LSIG 300 4p UL/CSA | 25:U | XT5LU430BQFF000XXX |  | https://new.abb.com/products/en/1SDA102698R1 | https://new.abb.com/products/en/1SDA102801R1
25 | U | XT5LU430BRFF000XXX | 1SDA102698R1+1SDA102805R1 | XT5L 600 E.TCHM LSI 300 4p UL/CSA | 25:U | XT5LU430BRFF000XXX |  | https://new.abb.com/products/en/1SDA102698R1 | https://new.abb.com/products/en/1SDA102805R1
25 | U | XT5LU430BSFF000XXX | 1SDA102698R1+1SDA102809R1 | XT5L 600 E.TCHM LSIG 300 4p UL/CSA | 25:U | XT5LU430BSFF000XXX |  | https://new.abb.com/products/en/1SDA102698R1 | https://new.abb.com/products/en/1SDA102809R1
25 | U | XT5LU430BTFF000XXX | 1SDA102698R1+1SDA102813R1 | XT5L 600 E.HI-T LSI 300 4p UL/CSA | 25:U | XT5LU430BTFF000XXX |  | https://new.abb.com/products/en/1SDA102698R1 | https://new.abb.com/products/en/1SDA102813R1
25 | U | XT5LU430BUFF000XXX | 1SDA102698R1+1SDA102817R1 | XT5L 600 E.HI-T LSIG 300 4p UL/CSA | 25:U | XT5LU430BUFF000XXX |  | https://new.abb.com/products/en/1SDA102698R1 | https://new.abb.com/products/en/1SDA102817R1
25 | U | XT5LU430BNFF000XXX | 1SDA102698R1+1SDA107795R1 | XT5L 600 TMG 300 4p UL/CSA | 25:U | XT5LU430BNFF000XXX |  | https://new.abb.com/products/en/1SDA102698R1 | https://new.abb.com/products/en/1SDA107795R1
25 | U | XT5LU430BXFF000XXX | 1SDA102698R1+1SDA102821R1 | XT5L 600 E.GDIP LS/I 300 4p UL/CSA | 25:U | XT5LU430BXFF000XXX |  | https://new.abb.com/products/en/1SDA102698R1 | https://new.abb.com/products/en/1SDA102821R1
25 | U | XT5LU430BYFF000XXX | 1SDA102698R1+1SDA102825R1 | XT5L 600 E.GTCH LSIG 300 4p UL/CSA | 25:U | XT5LU430BYFF000XXX |  | https://new.abb.com/products/en/1SDA102698R1 | https://new.abb.com/products/en/1SDA102825R1
25 | U | XT5LU430BZFF000XXX | 1SDA102698R1+1SDA102829R1 | XT5L 600 E.GHI-TCH LSIG 300 4p UL | 25:U | XT5LU430BZFF000XXX |  | https://new.abb.com/products/en/1SDA102698R1 | https://new.abb.com/products/en/1SDA102829R1
25 | U | XT5LU440BBFF000XXX | 1SDA102698R1+1SDA102781R1 | XT5L 600 TMA 400 4p UL/CSA | 25:U | XT5LU440BBFF000XXX |  | https://new.abb.com/products/en/1SDA102698R1 | https://new.abb.com/products/en/1SDA102781R1
25 | U | XT5LU440BEFF000XXX | 1SDA102698R1+1SDA102786R1 | XT5L 600 E.DIP LS/I 400 4p UL/CSA | 25:U | XT5LU440BEFF000XXX |  | https://new.abb.com/products/en/1SDA102698R1 | https://new.abb.com/products/en/1SDA102786R1
25 | U | XT5LU440BFFF000XXX | 1SDA102698R1+1SDA102790R1 | XT5L 600 E.DIP LSI 400 4p UL/CSA | 25:U | XT5LU440BFFF000XXX |  | https://new.abb.com/products/en/1SDA102698R1 | https://new.abb.com/products/en/1SDA102790R1
25 | U | XT5LU440BGFF000XXX | 1SDA102698R1+1SDA102794R1 | XT5L 600 E.DIP LSIG 400 4p UL/CSA | 25:U | XT5LU440BGFF000XXX |  | https://new.abb.com/products/en/1SDA102698R1 | https://new.abb.com/products/en/1SDA102794R1
25 | U | XT5LU440BCFF000XXX | 1SDA102698R1+1SDA102834R1 | XT5L 600 E.DIP LIG 400 4p UL/CSA | 25:U | XT5LU440BCFF000XXX |  | https://new.abb.com/products/en/1SDA102698R1 | https://new.abb.com/products/en/1SDA102834R1
25 | U | XT5LU440BPFF000XXX | 1SDA102698R1+1SDA102798R1 | XT5L 600 E.TCH LSI 400 4p UL/CSA | 25:U | XT5LU440BPFF000XXX |  | https://new.abb.com/products/en/1SDA102698R1 | https://new.abb.com/products/en/1SDA102798R1
25 | U | XT5LU440BQFF000XXX | 1SDA102698R1+1SDA102802R1 | XT5L 600 E.TCH LSIG 400 4p UL/CSA | 25:U | XT5LU440BQFF000XXX |  | https://new.abb.com/products/en/1SDA102698R1 | https://new.abb.com/products/en/1SDA102802R1
25 | U | XT5LU440BRFF000XXX | 1SDA102698R1+1SDA102806R1 | XT5L 600 E.TCHM LSI 400 4p UL/CSA | 25:U | XT5LU440BRFF000XXX |  | https://new.abb.com/products/en/1SDA102698R1 | https://new.abb.com/products/en/1SDA102806R1
25 | U | XT5LU440BSFF000XXX | 1SDA102698R1+1SDA102810R1 | XT5L 600 E.TCHM LSIG 400 4p UL/CSA | 25:U | XT5LU440BSFF000XXX |  | https://new.abb.com/products/en/1SDA102698R1 | https://new.abb.com/products/en/1SDA102810R1
25 | U | XT5LU440BTFF000XXX | 1SDA102698R1+1SDA102814R1 | XT5L 600 E.HI-T LSI 400 4p UL/CSA | 25:U | XT5LU440BTFF000XXX |  | https://new.abb.com/products/en/1SDA102698R1 | https://new.abb.com/products/en/1SDA102814R1
25 | U | XT5LU440BUFF000XXX | 1SDA102698R1+1SDA102818R1 | XT5L 600 E.HI-T LSIG 400 4p UL/CSA | 25:U | XT5LU440BUFF000XXX |  | https://new.abb.com/products/en/1SDA102698R1 | https://new.abb.com/products/en/1SDA102818R1
25 | U | XT5LU440BNFF000XXX | 1SDA102698R1+1SDA107796R1 | XT5L 600 TMG 400 4p UL/CSA | 25:U | XT5LU440BNFF000XXX |  | https://new.abb.com/products/en/1SDA102698R1 | https://new.abb.com/products/en/1SDA107796R1
25 | U | XT5LU440BXFF000XXX | 1SDA102698R1+1SDA102822R1 | XT5L 600 E.GDIP LS/I 400 4p UL/CSA | 25:U | XT5LU440BXFF000XXX |  | https://new.abb.com/products/en/1SDA102698R1 | https://new.abb.com/products/en/1SDA102822R1
25 | U | XT5LU440BYFF000XXX | 1SDA102698R1+1SDA102826R1 | XT5L 600 E.GTCH LSIG 400 4p UL/CSA | 25:U | XT5LU440BYFF000XXX |  | https://new.abb.com/products/en/1SDA102698R1 | https://new.abb.com/products/en/1SDA102826R1
25 | U | XT5LU440BZFF000XXX | 1SDA102698R1+1SDA102830R1 | XT5L 600 E.GHI-TCH LSIG 400 4p UL | 25:U | XT5LU440BZFF000XXX |  | https://new.abb.com/products/en/1SDA102698R1 | https://new.abb.com/products/en/1SDA102830R1
25 | U | XT5VU425BEFF000XXX | 1SDA102700R1+1SDA102784R1 | XT5V 600 E.DIP LS/I 250 4p UL/CSA | 25:U | XT5VU425BEFF000XXX |  | https://new.abb.com/products/en/1SDA102700R1 | https://new.abb.com/products/en/1SDA102784R1
25 | U | XT5VU425BFFF000XXX | 1SDA102700R1+1SDA102788R1 | XT5V 600 E.DIP LSI 250 4p UL/CSA | 25:U | XT5VU425BFFF000XXX |  | https://new.abb.com/products/en/1SDA102700R1 | https://new.abb.com/products/en/1SDA102788R1
25 | U | XT5VU425BGFF000XXX | 1SDA102700R1+1SDA102792R1 | XT5V 600 E.DIP LSIG 250 4p UL/CSA | 25:U | XT5VU425BGFF000XXX |  | https://new.abb.com/products/en/1SDA102700R1 | https://new.abb.com/products/en/1SDA102792R1
25 | U | XT5VU425BCFF000XXX | 1SDA102700R1+1SDA102832R1 | XT5V 600 E.DIP LIG 250 4p UL/CSA | 25:U | XT5VU425BCFF000XXX |  | https://new.abb.com/products/en/1SDA102700R1 | https://new.abb.com/products/en/1SDA102832R1
25 | U | XT5VU425BPFF000XXX | 1SDA102700R1+1SDA102796R1 | XT5V 600 E.TCH LSI 250 4p UL/CSA | 25:U | XT5VU425BPFF000XXX |  | https://new.abb.com/products/en/1SDA102700R1 | https://new.abb.com/products/en/1SDA102796R1
25 | U | XT5VU425BQFF000XXX | 1SDA102700R1+1SDA102800R1 | XT5V 600 E.TCH LSIG 250 4p UL/CSA | 25:U | XT5VU425BQFF000XXX |  | https://new.abb.com/products/en/1SDA102700R1 | https://new.abb.com/products/en/1SDA102800R1
25 | U | XT5VU425BRFF000XXX | 1SDA102700R1+1SDA102804R1 | XT5V 600 E.TCHM LSI 250 4p UL/CSA | 25:U | XT5VU425BRFF000XXX |  | https://new.abb.com/products/en/1SDA102700R1 | https://new.abb.com/products/en/1SDA102804R1
25 | U | XT5VU425BSFF000XXX | 1SDA102700R1+1SDA102808R1 | XT5V 600 E.TCHM LSIG 250 4p UL/CSA | 25:U | XT5VU425BSFF000XXX |  | https://new.abb.com/products/en/1SDA102700R1 | https://new.abb.com/products/en/1SDA102808R1
25 | U | XT5VU425BTFF000XXX | 1SDA102700R1+1SDA102812R1 | XT5V 600 E.HI-T LSI 250 4p UL/CSA | 25:U | XT5VU425BTFF000XXX |  | https://new.abb.com/products/en/1SDA102700R1 | https://new.abb.com/products/en/1SDA102812R1
25 | U | XT5VU425BUFF000XXX | 1SDA102700R1+1SDA102816R1 | XT5V 600 E.HI-T LSIG 250 4p UL/CSA | 25:U | XT5VU425BUFF000XXX |  | https://new.abb.com/products/en/1SDA102700R1 | https://new.abb.com/products/en/1SDA102816R1
25 | U | XT5VU425BXFF000XXX | 1SDA102700R1+1SDA102820R1 | XT5V 600 E.GDIP LS/I 250 4p UL/CSA | 25:U | XT5VU425BXFF000XXX |  | https://new.abb.com/products/en/1SDA102700R1 | https://new.abb.com/products/en/1SDA102820R1
25 | U | XT5VU425BYFF000XXX | 1SDA102700R1+1SDA102824R1 | XT5V 600 E.GTCH LSIG 250 4p UL/CSA | 25:U | XT5VU425BYFF000XXX |  | https://new.abb.com/products/en/1SDA102700R1 | https://new.abb.com/products/en/1SDA102824R1
25 | U | XT5VU425BZFF000XXX | 1SDA102700R1+1SDA102828R1 | XT5V 600 E.GHI-TCH LSIG 250 4p UL | 25:U | XT5VU425BZFF000XXX |  | https://new.abb.com/products/en/1SDA102700R1 | https://new.abb.com/products/en/1SDA102828R1
25 | U | XT5VU430BBFF000XXX | 1SDA102700R1+1SDA102780R1 | XT5V 600 TMA 300 4p UL/CSA | 25:U | XT5VU430BBFF000XXX |  | https://new.abb.com/products/en/1SDA102700R1 | https://new.abb.com/products/en/1SDA102780R1
25 | U | XT5VU430BEFF000XXX | 1SDA102700R1+1SDA102785R1 | XT5V 600 E.DIP LS/I 300 4p UL/CSA | 25:U | XT5VU430BEFF000XXX |  | https://new.abb.com/products/en/1SDA102700R1 | https://new.abb.com/products/en/1SDA102785R1
25 | U | XT5VU430BFFF000XXX | 1SDA102700R1+1SDA102789R1 | XT5V 600 E.DIP LSI 300 4p UL/CSA | 25:U | XT5VU430BFFF000XXX |  | https://new.abb.com/products/en/1SDA102700R1 | https://new.abb.com/products/en/1SDA102789R1
25 | U | XT5VU430BGFF000XXX | 1SDA102700R1+1SDA102793R1 | XT5V 600 E.DIP LSIG 300 4p UL/CSA | 25:U | XT5VU430BGFF000XXX |  | https://new.abb.com/products/en/1SDA102700R1 | https://new.abb.com/products/en/1SDA102793R1
25 | U | XT5VU430BCFF000XXX | 1SDA102700R1+1SDA102833R1 | XT5V 600 E.DIP LIG 300 4p UL/CSA | 25:U | XT5VU430BCFF000XXX |  | https://new.abb.com/products/en/1SDA102700R1 | https://new.abb.com/products/en/1SDA102833R1
25 | U | XT5VU430BPFF000XXX | 1SDA102700R1+1SDA102797R1 | XT5V 600 E.TCH LSI 300 4p UL/CSA | 25:U | XT5VU430BPFF000XXX |  | https://new.abb.com/products/en/1SDA102700R1 | https://new.abb.com/products/en/1SDA102797R1
25 | U | XT5VU430BQFF000XXX | 1SDA102700R1+1SDA102801R1 | XT5V 600 E.TCH LSIG 300 4p UL/CSA | 25:U | XT5VU430BQFF000XXX |  | https://new.abb.com/products/en/1SDA102700R1 | https://new.abb.com/products/en/1SDA102801R1
25 | U | XT5VU430BRFF000XXX | 1SDA102700R1+1SDA102805R1 | XT5V 600 E.TCHM LSI 300 4p UL/CSA | 25:U | XT5VU430BRFF000XXX |  | https://new.abb.com/products/en/1SDA102700R1 | https://new.abb.com/products/en/1SDA102805R1
25 | U | XT5VU430BSFF000XXX | 1SDA102700R1+1SDA102809R1 | XT5V 600 E.TCHM LSIG 300 4p UL/CSA | 25:U | XT5VU430BSFF000XXX |  | https://new.abb.com/products/en/1SDA102700R1 | https://new.abb.com/products/en/1SDA102809R1
25 | U | XT5VU430BTFF000XXX | 1SDA102700R1+1SDA102813R1 | XT5V 600 E.HI-T LSI 300 4p UL/CSA | 25:U | XT5VU430BTFF000XXX |  | https://new.abb.com/products/en/1SDA102700R1 | https://new.abb.com/products/en/1SDA102813R1
25 | U | XT5VU430BUFF000XXX | 1SDA102700R1+1SDA102817R1 | XT5V 600 E.HI-T LSIG 300 4p UL/CSA | 25:U | XT5VU430BUFF000XXX |  | https://new.abb.com/products/en/1SDA102700R1 | https://new.abb.com/products/en/1SDA102817R1
25 | U | XT5VU430BNFF000XXX | 1SDA102700R1+1SDA107795R1 | XT5V 600 TMG 300 4p UL/CSA | 25:U | XT5VU430BNFF000XXX |  | https://new.abb.com/products/en/1SDA102700R1 | https://new.abb.com/products/en/1SDA107795R1
25 | U | XT5VU430BXFF000XXX | 1SDA102700R1+1SDA102821R1 | XT5V 600 E.GDIP LS/I 300 4p UL/CSA | 25:U | XT5VU430BXFF000XXX |  | https://new.abb.com/products/en/1SDA102700R1 | https://new.abb.com/products/en/1SDA102821R1
25 | U | XT5VU430BYFF000XXX | 1SDA102700R1+1SDA102825R1 | XT5V 600 E.GTCH LSIG 300 4p UL/CSA | 25:U | XT5VU430BYFF000XXX |  | https://new.abb.com/products/en/1SDA102700R1 | https://new.abb.com/products/en/1SDA102825R1
25 | U | XT5VU430BZFF000XXX | 1SDA102700R1+1SDA102829R1 | XT5V 600 E.GHI-TCH LSIG 300 4p UL | 25:U | XT5VU430BZFF000XXX |  | https://new.abb.com/products/en/1SDA102700R1 | https://new.abb.com/products/en/1SDA102829R1
25 | U | XT5VU440BBFF000XXX | 1SDA102700R1+1SDA102781R1 | XT5V 600 TMA 400 4p UL/CSA | 25:U | XT5VU440BBFF000XXX |  | https://new.abb.com/products/en/1SDA102700R1 | https://new.abb.com/products/en/1SDA102781R1
25 | U | XT5VU440BEFF000XXX | 1SDA102700R1+1SDA102786R1 | XT5V 600 E.DIP LS/I 400 4p UL/CSA | 25:U | XT5VU440BEFF000XXX |  | https://new.abb.com/products/en/1SDA102700R1 | https://new.abb.com/products/en/1SDA102786R1
25 | U | XT5VU440BFFF000XXX | 1SDA102700R1+1SDA102790R1 | XT5V 600 E.DIP LSI 400 4p UL/CSA | 25:U | XT5VU440BFFF000XXX |  | https://new.abb.com/products/en/1SDA102700R1 | https://new.abb.com/products/en/1SDA102790R1
25 | U | XT5VU440BGFF000XXX | 1SDA102700R1+1SDA102794R1 | XT5V 600 E.DIP LSIG 400 4p UL/CSA | 25:U | XT5VU440BGFF000XXX |  | https://new.abb.com/products/en/1SDA102700R1 | https://new.abb.com/products/en/1SDA102794R1
25 | U | XT5VU440BCFF000XXX | 1SDA102700R1+1SDA102834R1 | XT5V 600 E.DIP LIG 400 4p UL/CSA | 25:U | XT5VU440BCFF000XXX |  | https://new.abb.com/products/en/1SDA102700R1 | https://new.abb.com/products/en/1SDA102834R1
25 | U | XT5VU440BPFF000XXX | 1SDA102700R1+1SDA102798R1 | XT5V 600 E.TCH LSI 400 4p UL/CSA | 25:U | XT5VU440BPFF000XXX |  | https://new.abb.com/products/en/1SDA102700R1 | https://new.abb.com/products/en/1SDA102798R1
25 | U | XT5VU440BQFF000XXX | 1SDA102700R1+1SDA102802R1 | XT5V 600 E.TCH LSIG 400 4p UL/CSA | 25:U | XT5VU440BQFF000XXX |  | https://new.abb.com/products/en/1SDA102700R1 | https://new.abb.com/products/en/1SDA102802R1
25 | U | XT5VU440BRFF000XXX | 1SDA102700R1+1SDA102806R1 | XT5V 600 E.TCHM LSI 400 4p UL/CSA | 25:U | XT5VU440BRFF000XXX |  | https://new.abb.com/products/en/1SDA102700R1 | https://new.abb.com/products/en/1SDA102806R1
25 | U | XT5VU440BSFF000XXX | 1SDA102700R1+1SDA102810R1 | XT5V 600 E.TCHM LSIG 400 4p UL/CSA | 25:U | XT5VU440BSFF000XXX |  | https://new.abb.com/products/en/1SDA102700R1 | https://new.abb.com/products/en/1SDA102810R1
25 | U | XT5VU440BTFF000XXX | 1SDA102700R1+1SDA102814R1 | XT5V 600 E.HI-T LSI 400 4p UL/CSA | 25:U | XT5VU440BTFF000XXX |  | https://new.abb.com/products/en/1SDA102700R1 | https://new.abb.com/products/en/1SDA102814R1
25 | U | XT5VU440BUFF000XXX | 1SDA102700R1+1SDA102818R1 | XT5V 600 E.HI-T LSIG 400 4p UL/CSA | 25:U | XT5VU440BUFF000XXX |  | https://new.abb.com/products/en/1SDA102700R1 | https://new.abb.com/products/en/1SDA102818R1
25 | U | XT5VU440BNFF000XXX | 1SDA102700R1+1SDA107796R1 | XT5V 600 TMG 400 4p UL/CSA | 25:U | XT5VU440BNFF000XXX |  | https://new.abb.com/products/en/1SDA102700R1 | https://new.abb.com/products/en/1SDA107796R1
25 | U | XT5VU440BXFF000XXX | 1SDA102700R1+1SDA102822R1 | XT5V 600 E.GDIP LS/I 400 4p UL/CSA | 25:U | XT5VU440BXFF000XXX |  | https://new.abb.com/products/en/1SDA102700R1 | https://new.abb.com/products/en/1SDA102822R1
25 | U | XT5VU440BYFF000XXX | 1SDA102700R1+1SDA102826R1 | XT5V 600 E.GTCH LSIG 400 4p UL/CSA | 25:U | XT5VU440BYFF000XXX |  | https://new.abb.com/products/en/1SDA102700R1 | https://new.abb.com/products/en/1SDA102826R1
25 | U | XT5VU440BZFF000XXX | 1SDA102700R1+1SDA102830R1 | XT5V 600 E.GHI-TCH LSIG 400 4p UL | 25:U | XT5VU440BZFF000XXX |  | https://new.abb.com/products/en/1SDA102700R1 | https://new.abb.com/products/en/1SDA102830R1
25 | U | XT5XU425BEFF000XXX | 1SDA102702R1+1SDA102784R1 | XT5X 600 E.DIP LS/I 250 4p UL/CSA | 25:U | XT5XU425BEFF000XXX |  | https://new.abb.com/products/en/1SDA102702R1 | https://new.abb.com/products/en/1SDA102784R1
25 | U | XT5XU425BFFF000XXX | 1SDA102702R1+1SDA102788R1 | XT5X 600 E.DIP LSI 250 4p UL/CSA | 25:U | XT5XU425BFFF000XXX |  | https://new.abb.com/products/en/1SDA102702R1 | https://new.abb.com/products/en/1SDA102788R1
25 | U | XT5XU425BGFF000XXX | 1SDA102702R1+1SDA102792R1 | XT5X 600 E.DIP LSIG 250 4p UL/CSA | 25:U | XT5XU425BGFF000XXX |  | https://new.abb.com/products/en/1SDA102702R1 | https://new.abb.com/products/en/1SDA102792R1
25 | U | XT5XU425BCFF000XXX | 1SDA102702R1+1SDA102832R1 | XT5X 600 E.DIP LIG 250 4p UL/CSA | 25:U | XT5XU425BCFF000XXX |  | https://new.abb.com/products/en/1SDA102702R1 | https://new.abb.com/products/en/1SDA102832R1
25 | U | XT5XU425BPFF000XXX | 1SDA102702R1+1SDA102796R1 | XT5X 600 E.TCH LSI 250 4p UL/CSA | 25:U | XT5XU425BPFF000XXX |  | https://new.abb.com/products/en/1SDA102702R1 | https://new.abb.com/products/en/1SDA102796R1
25 | U | XT5XU425BQFF000XXX | 1SDA102702R1+1SDA102800R1 | XT5X 600 E.TCH LSIG 250 4p UL/CSA | 25:U | XT5XU425BQFF000XXX |  | https://new.abb.com/products/en/1SDA102702R1 | https://new.abb.com/products/en/1SDA102800R1
25 | U | XT5XU425BRFF000XXX | 1SDA102702R1+1SDA102804R1 | XT5X 600 E.TCHM LSI 250 4p UL/CSA | 25:U | XT5XU425BRFF000XXX |  | https://new.abb.com/products/en/1SDA102702R1 | https://new.abb.com/products/en/1SDA102804R1
25 | U | XT5XU425BSFF000XXX | 1SDA102702R1+1SDA102808R1 | XT5X 600 E.TCHM LSIG 250 4p UL/CSA | 25:U | XT5XU425BSFF000XXX |  | https://new.abb.com/products/en/1SDA102702R1 | https://new.abb.com/products/en/1SDA102808R1
25 | U | XT5XU425BTFF000XXX | 1SDA102702R1+1SDA102812R1 | XT5X 600 E.HI-T LSI 250 4p UL/CSA | 25:U | XT5XU425BTFF000XXX |  | https://new.abb.com/products/en/1SDA102702R1 | https://new.abb.com/products/en/1SDA102812R1
25 | U | XT5XU425BUFF000XXX | 1SDA102702R1+1SDA102816R1 | XT5X 600 E.HI-T LSIG 250 4p UL/CSA | 25:U | XT5XU425BUFF000XXX |  | https://new.abb.com/products/en/1SDA102702R1 | https://new.abb.com/products/en/1SDA102816R1
25 | U | XT5XU425BXFF000XXX | 1SDA102702R1+1SDA102820R1 | XT5X 600 E.GDIP LS/I 250 4p UL/CSA | 25:U | XT5XU425BXFF000XXX |  | https://new.abb.com/products/en/1SDA102702R1 | https://new.abb.com/products/en/1SDA102820R1
25 | U | XT5XU425BYFF000XXX | 1SDA102702R1+1SDA102824R1 | XT5X 600 E.GTCH LSIG 250 4p UL/CSA | 25:U | XT5XU425BYFF000XXX |  | https://new.abb.com/products/en/1SDA102702R1 | https://new.abb.com/products/en/1SDA102824R1
25 | U | XT5XU425BZFF000XXX | 1SDA102702R1+1SDA102828R1 | XT5X 600 E.GHI-TCH LSIG 250 4p UL | 25:U | XT5XU425BZFF000XXX |  | https://new.abb.com/products/en/1SDA102702R1 | https://new.abb.com/products/en/1SDA102828R1
25 | U | XT5XU430BBFF000XXX | 1SDA102702R1+1SDA102780R1 | XT5X 600 TMA 300 4p UL/CSA | 25:U | XT5XU430BBFF000XXX |  | https://new.abb.com/products/en/1SDA102702R1 | https://new.abb.com/products/en/1SDA102780R1
25 | U | XT5XU430BEFF000XXX | 1SDA102702R1+1SDA102785R1 | XT5X 600 E.DIP LS/I 300 4p UL/CSA | 25:U | XT5XU430BEFF000XXX |  | https://new.abb.com/products/en/1SDA102702R1 | https://new.abb.com/products/en/1SDA102785R1
25 | U | XT5XU430BFFF000XXX | 1SDA102702R1+1SDA102789R1 | XT5X 600 E.DIP LSI 300 4p UL/CSA | 25:U | XT5XU430BFFF000XXX |  | https://new.abb.com/products/en/1SDA102702R1 | https://new.abb.com/products/en/1SDA102789R1
25 | U | XT5XU430BGFF000XXX | 1SDA102702R1+1SDA102793R1 | XT5X 600 E.DIP LSIG 300 4p UL/CSA | 25:U | XT5XU430BGFF000XXX |  | https://new.abb.com/products/en/1SDA102702R1 | https://new.abb.com/products/en/1SDA102793R1
25 | U | XT5XU430BCFF000XXX | 1SDA102702R1+1SDA102833R1 | XT5X 600 E.DIP LIG 300 4p UL/CSA | 25:U | XT5XU430BCFF000XXX |  | https://new.abb.com/products/en/1SDA102702R1 | https://new.abb.com/products/en/1SDA102833R1
25 | U | XT5XU430BPFF000XXX | 1SDA102702R1+1SDA102797R1 | XT5X 600 E.TCH LSI 300 4p UL/CSA | 25:U | XT5XU430BPFF000XXX |  | https://new.abb.com/products/en/1SDA102702R1 | https://new.abb.com/products/en/1SDA102797R1
25 | U | XT5XU430BQFF000XXX | 1SDA102702R1+1SDA102801R1 | XT5X 600 E.TCH LSIG 300 4p UL/CSA | 25:U | XT5XU430BQFF000XXX |  | https://new.abb.com/products/en/1SDA102702R1 | https://new.abb.com/products/en/1SDA102801R1
25 | U | XT5XU430BRFF000XXX | 1SDA102702R1+1SDA102805R1 | XT5X 600 E.TCHM LSI 300 4p UL/CSA | 25:U | XT5XU430BRFF000XXX |  | https://new.abb.com/products/en/1SDA102702R1 | https://new.abb.com/products/en/1SDA102805R1
25 | U | XT5XU430BSFF000XXX | 1SDA102702R1+1SDA102809R1 | XT5X 600 E.TCHM LSIG 300 4p UL/CSA | 25:U | XT5XU430BSFF000XXX |  | https://new.abb.com/products/en/1SDA102702R1 | https://new.abb.com/products/en/1SDA102809R1
25 | U | XT5XU430BTFF000XXX | 1SDA102702R1+1SDA102813R1 | XT5X 600 E.HI-T LSI 300 4p UL/CSA | 25:U | XT5XU430BTFF000XXX |  | https://new.abb.com/products/en/1SDA102702R1 | https://new.abb.com/products/en/1SDA102813R1
25 | U | XT5XU430BUFF000XXX | 1SDA102702R1+1SDA102817R1 | XT5X 600 E.HI-T LSIG 300 4p UL/CSA | 25:U | XT5XU430BUFF000XXX |  | https://new.abb.com/products/en/1SDA102702R1 | https://new.abb.com/products/en/1SDA102817R1
25 | U | XT5XU430BNFF000XXX | 1SDA102702R1+1SDA107795R1 | XT5X 600 TMG 300 4p UL/CSA | 25:U | XT5XU430BNFF000XXX |  | https://new.abb.com/products/en/1SDA102702R1 | https://new.abb.com/products/en/1SDA107795R1
25 | U | XT5XU430BXFF000XXX | 1SDA102702R1+1SDA102821R1 | XT5X 600 E.GDIP LS/I 300 4p UL/CSA | 25:U | XT5XU430BXFF000XXX |  | https://new.abb.com/products/en/1SDA102702R1 | https://new.abb.com/products/en/1SDA102821R1
25 | U | XT5XU430BYFF000XXX | 1SDA102702R1+1SDA102825R1 | XT5X 600 E.GTCH LSIG 300 4p UL/CSA | 25:U | XT5XU430BYFF000XXX |  | https://new.abb.com/products/en/1SDA102702R1 | https://new.abb.com/products/en/1SDA102825R1
25 | U | XT5XU430BZFF000XXX | 1SDA102702R1+1SDA102829R1 | XT5X 600 E.GHI-TCH LSIG 300 4p UL | 25:U | XT5XU430BZFF000XXX |  | https://new.abb.com/products/en/1SDA102702R1 | https://new.abb.com/products/en/1SDA102829R1
25 | U | XT5XU440BBFF000XXX | 1SDA102702R1+1SDA102781R1 | XT5X 600 TMA 400 4p UL/CSA | 25:U | XT5XU440BBFF000XXX |  | https://new.abb.com/products/en/1SDA102702R1 | https://new.abb.com/products/en/1SDA102781R1
25 | U | XT5XU440BEFF000XXX | 1SDA102702R1+1SDA102786R1 | XT5X 600 E.DIP LS/I 400 4p UL/CSA | 25:U | XT5XU440BEFF000XXX |  | https://new.abb.com/products/en/1SDA102702R1 | https://new.abb.com/products/en/1SDA102786R1
25 | U | XT5XU440BFFF000XXX | 1SDA102702R1+1SDA102790R1 | XT5X 600 E.DIP LSI 400 4p UL/CSA | 25:U | XT5XU440BFFF000XXX |  | https://new.abb.com/products/en/1SDA102702R1 | https://new.abb.com/products/en/1SDA102790R1
25 | U | XT5XU440BGFF000XXX | 1SDA102702R1+1SDA102794R1 | XT5X 600 E.DIP LSIG 400 4p UL/CSA | 25:U | XT5XU440BGFF000XXX |  | https://new.abb.com/products/en/1SDA102702R1 | https://new.abb.com/products/en/1SDA102794R1
25 | U | XT5XU440BCFF000XXX | 1SDA102702R1+1SDA102834R1 | XT5X 600 E.DIP LIG 400 4p UL/CSA | 25:U | XT5XU440BCFF000XXX |  | https://new.abb.com/products/en/1SDA102702R1 | https://new.abb.com/products/en/1SDA102834R1
25 | U | XT5XU440BPFF000XXX | 1SDA102702R1+1SDA102798R1 | XT5X 600 E.TCH LSI 400 4p UL/CSA | 25:U | XT5XU440BPFF000XXX |  | https://new.abb.com/products/en/1SDA102702R1 | https://new.abb.com/products/en/1SDA102798R1
25 | U | XT5XU440BQFF000XXX | 1SDA102702R1+1SDA102802R1 | XT5X 600 E.TCH LSIG 400 4p UL/CSA | 25:U | XT5XU440BQFF000XXX |  | https://new.abb.com/products/en/1SDA102702R1 | https://new.abb.com/products/en/1SDA102802R1
25 | U | XT5XU440BRFF000XXX | 1SDA102702R1+1SDA102806R1 | XT5X 600 E.TCHM LSI 400 4p UL/CSA | 25:U | XT5XU440BRFF000XXX |  | https://new.abb.com/products/en/1SDA102702R1 | https://new.abb.com/products/en/1SDA102806R1
25 | U | XT5XU440BSFF000XXX | 1SDA102702R1+1SDA102810R1 | XT5X 600 E.TCHM LSIG 400 4p UL/CSA | 25:U | XT5XU440BSFF000XXX |  | https://new.abb.com/products/en/1SDA102702R1 | https://new.abb.com/products/en/1SDA102810R1
25 | U | XT5XU440BTFF000XXX | 1SDA102702R1+1SDA102814R1 | XT5X 600 E.HI-T LSI 400 4p UL/CSA | 25:U | XT5XU440BTFF000XXX |  | https://new.abb.com/products/en/1SDA102702R1 | https://new.abb.com/products/en/1SDA102814R1
25 | U | XT5XU440BUFF000XXX | 1SDA102702R1+1SDA102818R1 | XT5X 600 E.HI-T LSIG 400 4p UL/CSA | 25:U | XT5XU440BUFF000XXX |  | https://new.abb.com/products/en/1SDA102702R1 | https://new.abb.com/products/en/1SDA102818R1
25 | U | XT5XU440BNFF000XXX | 1SDA102702R1+1SDA107796R1 | XT5X 600 TMG 400 4p UL/CSA | 25:U | XT5XU440BNFF000XXX |  | https://new.abb.com/products/en/1SDA102702R1 | https://new.abb.com/products/en/1SDA107796R1
25 | U | XT5XU440BXFF000XXX | 1SDA102702R1+1SDA102822R1 | XT5X 600 E.GDIP LS/I 400 4p UL/CSA | 25:U | XT5XU440BXFF000XXX |  | https://new.abb.com/products/en/1SDA102702R1 | https://new.abb.com/products/en/1SDA102822R1
25 | U | XT5XU440BYFF000XXX | 1SDA102702R1+1SDA102826R1 | XT5X 600 E.GTCH LSIG 400 4p UL/CSA | 25:U | XT5XU440BYFF000XXX |  | https://new.abb.com/products/en/1SDA102702R1 | https://new.abb.com/products/en/1SDA102826R1
25 | U | XT5XU440BZFF000XXX | 1SDA102702R1+1SDA102830R1 | XT5X 600 E.GHI-TCH LSIG 400 4p UL | 25:U | XT5XU440BZFF000XXX |  | https://new.abb.com/products/en/1SDA102702R1 | https://new.abb.com/products/en/1SDA102830R1
25 | U | XT7HU310ECFF000XXX | 1SDA102994R1+1SDA102016R1 | XT7H 1200 E.DIP LIG RP1000 3pUL | 25:U | XT7HU310ECFF000XXX |  | https://new.abb.com/products/en/1SDA102994R1 | https://new.abb.com/products/en/1SDA102016R1
25 | U | XT7HU310EEFF000XXX | 1SDA102949R1+1SDA102016R1 | XT7H 1200 E.DIP LS/I RP1000 3pUL | 25:U | XT7HU310EEFF000XXX |  | https://new.abb.com/products/en/1SDA102949R1 | https://new.abb.com/products/en/1SDA102016R1
25 | U | XT7HU310EFFF000XXX | 1SDA102952R1+1SDA102006R1 | XT7H 1200 E.DIP LSI RP1000 3pUL | 25:U | XT7HU310EFFF000XXX |  | https://new.abb.com/products/en/1SDA102952R1 | https://new.abb.com/products/en/1SDA102006R1
25 | U | XT7HU310EGFF000XXX | 1SDA102955R1+1SDA102006R1 | XT7H 1200 E.DIP LSIG RP1000 3pUL | 25:U | XT7HU310EGFF000XXX |  | https://new.abb.com/products/en/1SDA102955R1 | https://new.abb.com/products/en/1SDA102006R1
25 | U | XT7HU310EKFF000XXX | 1SDA102976R1+1SDA102016R1 | XT7H 1200 E.MDIP I RP1000 3pUL | 25:U | XT7HU310EKFF000XXX |  | https://new.abb.com/products/en/1SDA102976R1 | https://new.abb.com/products/en/1SDA102016R1
25 | U | XT7HU310EPFF000XXX | 1SDA102958R1+1SDA102006R1 | XT7H 1200 E.TCH LSI RP1000 3pUL | 25:U | XT7HU310EPFF000XXX |  | https://new.abb.com/products/en/1SDA102958R1 | https://new.abb.com/products/en/1SDA102006R1
25 | U | XT7HU310EQFF000XXX | 1SDA102961R1+1SDA102006R1 | XT7H 1200 E.TCH LSIG RP1000 3pUL | 25:U | XT7HU310EQFF000XXX |  | https://new.abb.com/products/en/1SDA102961R1 | https://new.abb.com/products/en/1SDA102006R1
25 | U | XT7HU310ERFF000XXX | 1SDA102964R1+1SDA102006R1 | XT7H 1200 E.TCHM LSI RP1000 3pUL | 25:U | XT7HU310ERFF000XXX |  | https://new.abb.com/products/en/1SDA102964R1 | https://new.abb.com/products/en/1SDA102006R1
25 | U | XT7HU310ESFF000XXX | 1SDA102967R1+1SDA102006R1 | XT7H 1200 E.TCHM LSIG RP1000 3pUL | 25:U | XT7HU310ESFF000XXX |  | https://new.abb.com/products/en/1SDA102967R1 | https://new.abb.com/products/en/1SDA102006R1
25 | U | XT7HU310ETFF000XXX | 1SDA102970R1+1SDA102006R1 | XT7H 1200 E.HI-T LSI RP1000 3pUL | 25:U | XT7HU310ETFF000XXX |  | https://new.abb.com/products/en/1SDA102970R1 | https://new.abb.com/products/en/1SDA102006R1
25 | U | XT7HU310EUFF000XXX | 1SDA102973R1+1SDA102006R1 | XT7H 1200 E.HI-T LSIG RP1000 3pUL | 25:U | XT7HU310EUFF000XXX |  | https://new.abb.com/products/en/1SDA102973R1 | https://new.abb.com/products/en/1SDA102006R1
25 | U | XT7HU310EWFF000XXX | 1SDA102979R1+1SDA102006R1 | XT7H 1200 E.MTCH LRIU RP1000 3pUL | 25:U | XT7HU310EWFF000XXX |  | https://new.abb.com/products/en/1SDA102979R1 | https://new.abb.com/products/en/1SDA102006R1
25 | U | XT7HU310EXFF000XXX | 1SDA102982R1+1SDA102016R1 | XT7H 1200 E.GDIP LS/I RP1000 3pUL | 25:U | XT7HU310EXFF000XXX |  | https://new.abb.com/products/en/1SDA102982R1 | https://new.abb.com/products/en/1SDA102016R1
25 | U | XT7HU310EYFF000XXX | 1SDA102985R1+1SDA102006R1 | XT7H 1200 E.GTCH LSIG RP1000 3pUL | 25:U | XT7HU310EYFF000XXX |  | https://new.abb.com/products/en/1SDA102985R1 | https://new.abb.com/products/en/1SDA102006R1
25 | U | XT7HU310EZFF000XXX | 1SDA102988R1+1SDA102006R1 | XT7H 1200 E.GHI-TCHLSIG RP1000 3pUL | 25:U | XT7HU310EZFF000XXX |  | https://new.abb.com/products/en/1SDA102988R1 | https://new.abb.com/products/en/1SDA102006R1
25 | U | XT7HU360CCFF000XXX | 1SDA102992R1+1SDA107624R1 | XT7H 800 E.DIP LIG RP600 3p UL | 25:U | XT7HU360CCFF000XXX |  | https://new.abb.com/products/en/1SDA102992R1 | https://new.abb.com/products/en/1SDA107624R1
25 | U | XT7HU360CEFF000XXX | 1SDA102947R1+1SDA107624R1 | XT7H 800 E.DIP LS/I RP600 3p UL | 25:U | XT7HU360CEFF000XXX |  | https://new.abb.com/products/en/1SDA102947R1 | https://new.abb.com/products/en/1SDA107624R1
25 | U | XT7HU360CFFF000XXX | 1SDA102950R1+1SDA107622R1 | XT7H 800 E.DIP LSI RP600 3p UL | 25:U | XT7HU360CFFF000XXX |  | https://new.abb.com/products/en/1SDA102950R1 | https://new.abb.com/products/en/1SDA107622R1
25 | U | XT7HU360CGFF000XXX | 1SDA102953R1+1SDA107622R1 | XT7H 800 E.DIP LSIG RP600 3p UL | 25:U | XT7HU360CGFF000XXX |  | https://new.abb.com/products/en/1SDA102953R1 | https://new.abb.com/products/en/1SDA107622R1
25 | U | XT7HU360CKFF000XXX | 1SDA102974R1+1SDA107624R1 | XT7H 800 E.MDIP I RP600 3p UL | 25:U | XT7HU360CKFF000XXX |  | https://new.abb.com/products/en/1SDA102974R1 | https://new.abb.com/products/en/1SDA107624R1
25 | U | XT7HU360CPFF000XXX | 1SDA102956R1+1SDA107622R1 | XT7H 800 E.TCH LSI RP600 3p UL | 25:U | XT7HU360CPFF000XXX |  | https://new.abb.com/products/en/1SDA102956R1 | https://new.abb.com/products/en/1SDA107622R1
25 | U | XT7HU360CQFF000XXX | 1SDA102959R1+1SDA107622R1 | XT7H 800 E.TCH LSIG RP600 3p UL | 25:U | XT7HU360CQFF000XXX |  | https://new.abb.com/products/en/1SDA102959R1 | https://new.abb.com/products/en/1SDA107622R1
25 | U | XT7HU360CRFF000XXX | 1SDA102962R1+1SDA107622R1 | XT7H 800 E.TCHM LSI RP600 3p UL | 25:U | XT7HU360CRFF000XXX |  | https://new.abb.com/products/en/1SDA102962R1 | https://new.abb.com/products/en/1SDA107622R1
25 | U | XT7HU360CSFF000XXX | 1SDA102965R1+1SDA107622R1 | XT7H 800 E.TCHM LSIG RP600 3p UL | 25:U | XT7HU360CSFF000XXX |  | https://new.abb.com/products/en/1SDA102965R1 | https://new.abb.com/products/en/1SDA107622R1
25 | U | XT7HU360CTFF000XXX | 1SDA102968R1+1SDA107622R1 | XT7H 800 E.HI-T LSI RP600 3p UL | 25:U | XT7HU360CTFF000XXX |  | https://new.abb.com/products/en/1SDA102968R1 | https://new.abb.com/products/en/1SDA107622R1
25 | U | XT7HU360CUFF000XXX | 1SDA102971R1+1SDA107622R1 | XT7H 800 E.HI-T LSIG RP600 3p UL | 25:U | XT7HU360CUFF000XXX |  | https://new.abb.com/products/en/1SDA102971R1 | https://new.abb.com/products/en/1SDA107622R1
25 | U | XT7HU360CWFF000XXX | 1SDA102977R1+1SDA107622R1 | XT7H 800 E.MTCH LRIU RP600 3p UL | 25:U | XT7HU360CWFF000XXX |  | https://new.abb.com/products/en/1SDA102977R1 | https://new.abb.com/products/en/1SDA107622R1
25 | U | XT7HU360CXFF000XXX | 1SDA102980R1+1SDA107624R1 | XT7H 800 E.GDIP LS/I RP600 3p UL | 25:U | XT7HU360CXFF000XXX |  | https://new.abb.com/products/en/1SDA102980R1 | https://new.abb.com/products/en/1SDA107624R1
25 | U | XT7HU360CYFF000XXX | 1SDA102983R1+1SDA107622R1 | XT7H 800 E.GTCH LSIG RP600 3p UL | 25:U | XT7HU360CYFF000XXX |  | https://new.abb.com/products/en/1SDA102983R1 | https://new.abb.com/products/en/1SDA107622R1
25 | U | XT7HU360CZFF000XXX | 1SDA102986R1+1SDA107622R1 | XT7H 800 E.GHI-TCH LSIG RP600 3p UL | 25:U | XT7HU360CZFF000XXX |  | https://new.abb.com/products/en/1SDA102986R1 | https://new.abb.com/products/en/1SDA107622R1
25 | U | XT7HU360DCFF000XXX | 1SDA102993R1+1SDA107624R1 | XT7H 1000 E.DIP LIG RP600 3p UL | 25:U | XT7HU360DCFF000XXX |  | https://new.abb.com/products/en/1SDA102993R1 | https://new.abb.com/products/en/1SDA107624R1
25 | U | XT7HU360DEFF000XXX | 1SDA102948R1+1SDA107624R1 | XT7H 1000 E.DIP LS/I RP600 3p UL | 25:U | XT7HU360DEFF000XXX |  | https://new.abb.com/products/en/1SDA102948R1 | https://new.abb.com/products/en/1SDA107624R1
25 | U | XT7HU360DFFF000XXX | 1SDA102951R1+1SDA107622R1 | XT7H 1000 E.DIP LSI RP600 3p UL | 25:U | XT7HU360DFFF000XXX |  | https://new.abb.com/products/en/1SDA102951R1 | https://new.abb.com/products/en/1SDA107622R1
25 | U | XT7HU360DGFF000XXX | 1SDA102954R1+1SDA107622R1 | XT7H 1000 E.DIP LSIG RP600 3p UL | 25:U | XT7HU360DGFF000XXX |  | https://new.abb.com/products/en/1SDA102954R1 | https://new.abb.com/products/en/1SDA107622R1
25 | U | XT7HU360DKFF000XXX | 1SDA102975R1+1SDA107624R1 | XT7H 1000 E.MDIP I RP600 3p UL | 25:U | XT7HU360DKFF000XXX |  | https://new.abb.com/products/en/1SDA102975R1 | https://new.abb.com/products/en/1SDA107624R1
25 | U | XT7HU360DPFF000XXX | 1SDA102957R1+1SDA107622R1 | XT7H 1000 E.TCH LSI RP600 3p UL | 25:U | XT7HU360DPFF000XXX |  | https://new.abb.com/products/en/1SDA102957R1 | https://new.abb.com/products/en/1SDA107622R1
25 | U | XT7HU360DQFF000XXX | 1SDA102960R1+1SDA107622R1 | XT7H 1000 E.TCH LSIG RP600 3p UL | 25:U | XT7HU360DQFF000XXX |  | https://new.abb.com/products/en/1SDA102960R1 | https://new.abb.com/products/en/1SDA107622R1
25 | U | XT7HU360DRFF000XXX | 1SDA102963R1+1SDA107622R1 | XT7H 1000 E.TCHM LSI RP600 3p UL | 25:U | XT7HU360DRFF000XXX |  | https://new.abb.com/products/en/1SDA102963R1 | https://new.abb.com/products/en/1SDA107622R1
25 | U | XT7HU360DSFF000XXX | 1SDA102966R1+1SDA107622R1 | XT7H 1000 E.TCHM LSIG RP600 3p UL | 25:U | XT7HU360DSFF000XXX |  | https://new.abb.com/products/en/1SDA102966R1 | https://new.abb.com/products/en/1SDA107622R1
25 | U | XT7HU360DTFF000XXX | 1SDA102969R1+1SDA107622R1 | XT7H 1000 E.HI-T LSI RP600 3p UL | 25:U | XT7HU360DTFF000XXX |  | https://new.abb.com/products/en/1SDA102969R1 | https://new.abb.com/products/en/1SDA107622R1
25 | U | XT7HU360DUFF000XXX | 1SDA102972R1+1SDA107622R1 | XT7H 1000 E.HI-T LSIG RP600 3p UL | 25:U | XT7HU360DUFF000XXX |  | https://new.abb.com/products/en/1SDA102972R1 | https://new.abb.com/products/en/1SDA107622R1
25 | U | XT7HU360DWFF000XXX | 1SDA102978R1+1SDA107622R1 | XT7H 1000 E.MTCH LRIU RP600 3p UL | 25:U | XT7HU360DWFF000XXX |  | https://new.abb.com/products/en/1SDA102978R1 | https://new.abb.com/products/en/1SDA107622R1
25 | U | XT7HU360DXFF000XXX | 1SDA102981R1+1SDA107624R1 | XT7H 1000 E.GDIP LS/I RP600 3p UL | 25:U | XT7HU360DXFF000XXX |  | https://new.abb.com/products/en/1SDA102981R1 | https://new.abb.com/products/en/1SDA107624R1
25 | U | XT7HU360DYFF000XXX | 1SDA102984R1+1SDA107622R1 | XT7H 1000 E.GTCH LSIG RP600 3p UL | 25:U | XT7HU360DYFF000XXX |  | https://new.abb.com/products/en/1SDA102984R1 | https://new.abb.com/products/en/1SDA107622R1
25 | U | XT7HU360DZFF000XXX | 1SDA102987R1+1SDA107622R1 | XT7H 1000 E.GHI-TCH LSIG RP600 3pUL | 25:U | XT7HU360DZFF000XXX |  | https://new.abb.com/products/en/1SDA102987R1 | https://new.abb.com/products/en/1SDA107622R1
25 | U | XT7HU360ECFF000XXX | 1SDA102994R1+1SDA107624R1 | XT7H 1200 E.DIP LIG RP600 3pUL | 25:U | XT7HU360ECFF000XXX |  | https://new.abb.com/products/en/1SDA102994R1 | https://new.abb.com/products/en/1SDA107624R1
25 | U | XT7HU360EEFF000XXX | 1SDA102949R1+1SDA107624R1 | XT7H 1200 E.DIP LS/I RP600 3pUL | 25:U | XT7HU360EEFF000XXX |  | https://new.abb.com/products/en/1SDA102949R1 | https://new.abb.com/products/en/1SDA107624R1
25 | U | XT7HU360EFFF000XXX | 1SDA102952R1+1SDA107622R1 | XT7H 1200 E.DIP LSI RP600 3pUL | 25:U | XT7HU360EFFF000XXX |  | https://new.abb.com/products/en/1SDA102952R1 | https://new.abb.com/products/en/1SDA107622R1
25 | U | XT7HU360EGFF000XXX | 1SDA102955R1+1SDA107622R1 | XT7H 1200 E.DIP LSIG RP600 3pUL | 25:U | XT7HU360EGFF000XXX |  | https://new.abb.com/products/en/1SDA102955R1 | https://new.abb.com/products/en/1SDA107622R1
25 | U | XT7HU360EKFF000XXX | 1SDA102976R1+1SDA107624R1 | XT7H 1200 E.MDIP I RP600 3pUL | 25:U | XT7HU360EKFF000XXX |  | https://new.abb.com/products/en/1SDA102976R1 | https://new.abb.com/products/en/1SDA107624R1
25 | U | XT7HU360EPFF000XXX | 1SDA102958R1+1SDA107622R1 | XT7H 1200 E.TCH LSI RP600 3pUL | 25:U | XT7HU360EPFF000XXX |  | https://new.abb.com/products/en/1SDA102958R1 | https://new.abb.com/products/en/1SDA107622R1
25 | U | XT7HU360EQFF000XXX | 1SDA102961R1+1SDA107622R1 | XT7H 1200 E.TCH LSIG RP600 3pUL | 25:U | XT7HU360EQFF000XXX |  | https://new.abb.com/products/en/1SDA102961R1 | https://new.abb.com/products/en/1SDA107622R1
25 | U | XT7HU360ERFF000XXX | 1SDA102964R1+1SDA107622R1 | XT7H 1200 E.TCHM LSI RP600 3pUL | 25:U | XT7HU360ERFF000XXX |  | https://new.abb.com/products/en/1SDA102964R1 | https://new.abb.com/products/en/1SDA107622R1
25 | U | XT7HU360ESFF000XXX | 1SDA102967R1+1SDA107622R1 | XT7H 1200 E.TCHM LSIG RP600 3pUL | 25:U | XT7HU360ESFF000XXX |  | https://new.abb.com/products/en/1SDA102967R1 | https://new.abb.com/products/en/1SDA107622R1
25 | U | XT7HU360ETFF000XXX | 1SDA102970R1+1SDA107622R1 | XT7H 1200 E.HI-T LSI RP600 3pUL | 25:U | XT7HU360ETFF000XXX |  | https://new.abb.com/products/en/1SDA102970R1 | https://new.abb.com/products/en/1SDA107622R1
25 | U | XT7HU360EUFF000XXX | 1SDA102973R1+1SDA107622R1 | XT7H 1200 E.HI-T LSIG RP600 3pUL | 25:U | XT7HU360EUFF000XXX |  | https://new.abb.com/products/en/1SDA102973R1 | https://new.abb.com/products/en/1SDA107622R1
25 | U | XT7HU360EWFF000XXX | 1SDA102979R1+1SDA107622R1 | XT7H 1200 E.MTCH LRIU RP600 3pUL | 25:U | XT7HU360EWFF000XXX |  | https://new.abb.com/products/en/1SDA102979R1 | https://new.abb.com/products/en/1SDA107622R1
25 | U | XT7HU360EXFF000XXX | 1SDA102982R1+1SDA107624R1 | XT7H 1200 E.GDIP LS/I RP600 3pUL | 25:U | XT7HU360EXFF000XXX |  | https://new.abb.com/products/en/1SDA102982R1 | https://new.abb.com/products/en/1SDA107624R1
25 | U | XT7HU360EYFF000XXX | 1SDA102985R1+1SDA107622R1 | XT7H 1200 E.GTCH LSIG RP600 3pUL | 25:U | XT7HU360EYFF000XXX |  | https://new.abb.com/products/en/1SDA102985R1 | https://new.abb.com/products/en/1SDA107622R1
25 | U | XT7HU360EZFF000XXX | 1SDA102988R1+1SDA107622R1 | XT7H 1200 E.GHI-TCH LSIG RP600 3pUL | 25:U | XT7HU360EZFF000XXX |  | https://new.abb.com/products/en/1SDA102988R1 | https://new.abb.com/products/en/1SDA107622R1
25 | U | XT7HU380DCFF000XXX | 1SDA102993R1+1SDA102013R1 | XT7H 1000 E.DIP LIG RP800 3p UL | 25:U | XT7HU380DCFF000XXX |  | https://new.abb.com/products/en/1SDA102993R1 | https://new.abb.com/products/en/1SDA102013R1
25 | U | XT7HU380DEFF000XXX | 1SDA102948R1+1SDA102013R1 | XT7H 1000 E.DIP LS/I RP800 3p UL | 25:U | XT7HU380DEFF000XXX |  | https://new.abb.com/products/en/1SDA102948R1 | https://new.abb.com/products/en/1SDA102013R1
25 | U | XT7HU380DFFF000XXX | 1SDA102951R1+1SDA102003R1 | XT7H 1000 E.DIP LSI RP800 3p UL | 25:U | XT7HU380DFFF000XXX |  | https://new.abb.com/products/en/1SDA102951R1 | https://new.abb.com/products/en/1SDA102003R1
25 | U | XT7HU380DGFF000XXX | 1SDA102954R1+1SDA102003R1 | XT7H 1000 E.DIP LSIG RP800 3p UL | 25:U | XT7HU380DGFF000XXX |  | https://new.abb.com/products/en/1SDA102954R1 | https://new.abb.com/products/en/1SDA102003R1
25 | U | XT7HU380DKFF000XXX | 1SDA102975R1+1SDA102013R1 | XT7H 1000 E.MDIP I RP800 3p UL | 25:U | XT7HU380DKFF000XXX |  | https://new.abb.com/products/en/1SDA102975R1 | https://new.abb.com/products/en/1SDA102013R1
25 | U | XT7HU380DPFF000XXX | 1SDA102957R1+1SDA102003R1 | XT7H 1000 E.TCH LSI RP800 3p UL | 25:U | XT7HU380DPFF000XXX |  | https://new.abb.com/products/en/1SDA102957R1 | https://new.abb.com/products/en/1SDA102003R1
25 | U | XT7HU380DQFF000XXX | 1SDA102960R1+1SDA102003R1 | XT7H 1000 E.TCH LSIG RP800 3p UL | 25:U | XT7HU380DQFF000XXX |  | https://new.abb.com/products/en/1SDA102960R1 | https://new.abb.com/products/en/1SDA102003R1
25 | U | XT7HU380DRFF000XXX | 1SDA102963R1+1SDA102003R1 | XT7H 1000 E.TCHM LSI RP800 3p UL | 25:U | XT7HU380DRFF000XXX |  | https://new.abb.com/products/en/1SDA102963R1 | https://new.abb.com/products/en/1SDA102003R1
25 | U | XT7HU380DSFF000XXX | 1SDA102966R1+1SDA102003R1 | XT7H 1000 E.TCHM LSIG RP800 3p UL | 25:U | XT7HU380DSFF000XXX |  | https://new.abb.com/products/en/1SDA102966R1 | https://new.abb.com/products/en/1SDA102003R1
25 | U | XT7HU380DTFF000XXX | 1SDA102969R1+1SDA102003R1 | XT7H 1000 E.HI-T LSI RP800 3p UL | 25:U | XT7HU380DTFF000XXX |  | https://new.abb.com/products/en/1SDA102969R1 | https://new.abb.com/products/en/1SDA102003R1
25 | U | XT7HU380DUFF000XXX | 1SDA102972R1+1SDA102003R1 | XT7H 1000 E.HI-T LSIG RP800 3p UL | 25:U | XT7HU380DUFF000XXX |  | https://new.abb.com/products/en/1SDA102972R1 | https://new.abb.com/products/en/1SDA102003R1
25 | U | XT7HU380DWFF000XXX | 1SDA102978R1+1SDA102003R1 | XT7H 1000 E.MTCH LRIU RP800 3p UL | 25:U | XT7HU380DWFF000XXX |  | https://new.abb.com/products/en/1SDA102978R1 | https://new.abb.com/products/en/1SDA102003R1
25 | U | XT7HU380DXFF000XXX | 1SDA102981R1+1SDA102013R1 | XT7H 1000 E.GDIP LS/I RP800 3p UL | 25:U | XT7HU380DXFF000XXX |  | https://new.abb.com/products/en/1SDA102981R1 | https://new.abb.com/products/en/1SDA102013R1
25 | U | XT7HU380DYFF000XXX | 1SDA102984R1+1SDA102003R1 | XT7H 1000 E.GTCH LSIG RP800 3p UL | 25:U | XT7HU380DYFF000XXX |  | https://new.abb.com/products/en/1SDA102984R1 | https://new.abb.com/products/en/1SDA102003R1
25 | U | XT7HU380DZFF000XXX | 1SDA102987R1+1SDA102003R1 | XT7H 1000 E.GHI-TCH LSIG RP800 3pUL | 25:U | XT7HU380DZFF000XXX |  | https://new.abb.com/products/en/1SDA102987R1 | https://new.abb.com/products/en/1SDA102003R1
25 | U | XT7HU380ECFF000XXX | 1SDA102994R1+1SDA102013R1 | XT7H 1200 E.DIP LIG RP800 3pUL | 25:U | XT7HU380ECFF000XXX |  | https://new.abb.com/products/en/1SDA102994R1 | https://new.abb.com/products/en/1SDA102013R1
25 | U | XT7HU380EEFF000XXX | 1SDA102949R1+1SDA102013R1 | XT7H 1200 E.DIP LS/I RP800 3pUL | 25:U | XT7HU380EEFF000XXX |  | https://new.abb.com/products/en/1SDA102949R1 | https://new.abb.com/products/en/1SDA102013R1
25 | U | XT7HU380EFFF000XXX | 1SDA102952R1+1SDA102003R1 | XT7H 1200 E.DIP LSI RP800 3pUL | 25:U | XT7HU380EFFF000XXX |  | https://new.abb.com/products/en/1SDA102952R1 | https://new.abb.com/products/en/1SDA102003R1
25 | U | XT7HU380EGFF000XXX | 1SDA102955R1+1SDA102003R1 | XT7H 1200 E.DIP LSIG RP800 3pUL | 25:U | XT7HU380EGFF000XXX |  | https://new.abb.com/products/en/1SDA102955R1 | https://new.abb.com/products/en/1SDA102003R1
25 | U | XT7HU380EKFF000XXX | 1SDA102976R1+1SDA102013R1 | XT7H 1200 E.MDIP I RP800 3pUL | 25:U | XT7HU380EKFF000XXX |  | https://new.abb.com/products/en/1SDA102976R1 | https://new.abb.com/products/en/1SDA102013R1
25 | U | XT7HU380EPFF000XXX | 1SDA102958R1+1SDA102003R1 | XT7H 1200 E.TCH LSI RP800 3pUL | 25:U | XT7HU380EPFF000XXX |  | https://new.abb.com/products/en/1SDA102958R1 | https://new.abb.com/products/en/1SDA102003R1
25 | U | XT7HU380EQFF000XXX | 1SDA102961R1+1SDA102003R1 | XT7H 1200 E.TCH LSIG RP800 3pUL | 25:U | XT7HU380EQFF000XXX |  | https://new.abb.com/products/en/1SDA102961R1 | https://new.abb.com/products/en/1SDA102003R1
25 | U | XT7HU380ERFF000XXX | 1SDA102964R1+1SDA102003R1 | XT7H 1200 E.TCHM LSI RP800 3pUL | 25:U | XT7HU380ERFF000XXX |  | https://new.abb.com/products/en/1SDA102964R1 | https://new.abb.com/products/en/1SDA102003R1
25 | U | XT7HU380ESFF000XXX | 1SDA102967R1+1SDA102003R1 | XT7H 1200 E.TCHM LSIG RP800 3pUL | 25:U | XT7HU380ESFF000XXX |  | https://new.abb.com/products/en/1SDA102967R1 | https://new.abb.com/products/en/1SDA102003R1
25 | U | XT7HU380ETFF000XXX | 1SDA102970R1+1SDA102003R1 | XT7H 1200 E.HI-T LSI RP800 3pUL | 25:U | XT7HU380ETFF000XXX |  | https://new.abb.com/products/en/1SDA102970R1 | https://new.abb.com/products/en/1SDA102003R1
25 | U | XT7HU380EUFF000XXX | 1SDA102973R1+1SDA102003R1 | XT7H 1200 E.HI-T LSIG RP800 3pUL | 25:U | XT7HU380EUFF000XXX |  | https://new.abb.com/products/en/1SDA102973R1 | https://new.abb.com/products/en/1SDA102003R1
25 | U | XT7HU380EWFF000XXX | 1SDA102979R1+1SDA102003R1 | XT7H 1200 E.MTCH LRIU RP800 3pUL | 25:U | XT7HU380EWFF000XXX |  | https://new.abb.com/products/en/1SDA102979R1 | https://new.abb.com/products/en/1SDA102003R1
25 | U | XT7HU380EXFF000XXX | 1SDA102982R1+1SDA102013R1 | XT7H 1200 E.GDIP LS/I RP800 3pUL | 25:U | XT7HU380EXFF000XXX |  | https://new.abb.com/products/en/1SDA102982R1 | https://new.abb.com/products/en/1SDA102013R1
25 | U | XT7HU380EYFF000XXX | 1SDA102985R1+1SDA102003R1 | XT7H 1200 E.GTCH LSIG RP800 3pUL | 25:U | XT7HU380EYFF000XXX |  | https://new.abb.com/products/en/1SDA102985R1 | https://new.abb.com/products/en/1SDA102003R1
25 | U | XT7HU380EZFF000XXX | 1SDA102988R1+1SDA102003R1 | XT7H 1200 E.GHI-TCH LSIG RP800 3pUL | 25:U | XT7HU380EZFF000XXX |  | https://new.abb.com/products/en/1SDA102988R1 | https://new.abb.com/products/en/1SDA102003R1
25 | U | XT7HU410ECFF000XXX | 1SDA103222R1+1SDA102016R1 | XT7H 1200 E.DIP LIG RP1000 4pUL | 25:U | XT7HU410ECFF000XXX |  | https://new.abb.com/products/en/1SDA103222R1 | https://new.abb.com/products/en/1SDA102016R1
25 | U | XT7HU410EEFF000XXX | 1SDA103183R1+1SDA102016R1 | XT7H 1200 E.DIP LS/I RP1000 4pUL | 25:U | XT7HU410EEFF000XXX |  | https://new.abb.com/products/en/1SDA103183R1 | https://new.abb.com/products/en/1SDA102016R1
25 | U | XT7HU410EFFF000XXX | 1SDA103186R1+1SDA102006R1 | XT7H 1200 E.DIP LSI RP1000 4pUL | 25:U | XT7HU410EFFF000XXX |  | https://new.abb.com/products/en/1SDA103186R1 | https://new.abb.com/products/en/1SDA102006R1
25 | U | XT7HU410EGFF000XXX | 1SDA103189R1+1SDA102006R1 | XT7H 1200 E.DIP LSIG RP1000 4pUL | 25:U | XT7HU410EGFF000XXX |  | https://new.abb.com/products/en/1SDA103189R1 | https://new.abb.com/products/en/1SDA102006R1
25 | U | XT7HU410EPFF000XXX | 1SDA103192R1+1SDA102006R1 | XT7H 1200 E.TCH LSI RP1000 4pUL | 25:U | XT7HU410EPFF000XXX |  | https://new.abb.com/products/en/1SDA103192R1 | https://new.abb.com/products/en/1SDA102006R1
25 | U | XT7HU410EQFF000XXX | 1SDA103195R1+1SDA102006R1 | XT7H 1200 E.TCH LSIG RP1000 4pUL | 25:U | XT7HU410EQFF000XXX |  | https://new.abb.com/products/en/1SDA103195R1 | https://new.abb.com/products/en/1SDA102006R1
25 | U | XT7HU410ERFF000XXX | 1SDA103198R1+1SDA102006R1 | XT7H 1200 E.TCHM LSI RP1000 4pUL | 25:U | XT7HU410ERFF000XXX |  | https://new.abb.com/products/en/1SDA103198R1 | https://new.abb.com/products/en/1SDA102006R1
25 | U | XT7HU410ESFF000XXX | 1SDA103201R1+1SDA102006R1 | XT7H 1200 E.TCHM LSIG RP1000 4pUL | 25:U | XT7HU410ESFF000XXX |  | https://new.abb.com/products/en/1SDA103201R1 | https://new.abb.com/products/en/1SDA102006R1
25 | U | XT7HU410ETFF000XXX | 1SDA103204R1+1SDA102006R1 | XT7H 1200 E.HI-T LSI RP1000 4pUL | 25:U | XT7HU410ETFF000XXX |  | https://new.abb.com/products/en/1SDA103204R1 | https://new.abb.com/products/en/1SDA102006R1
25 | U | XT7HU410EUFF000XXX | 1SDA103207R1+1SDA102006R1 | XT7H 1200 E.HI-T LSIG RP1000 4pUL | 25:U | XT7HU410EUFF000XXX |  | https://new.abb.com/products/en/1SDA103207R1 | https://new.abb.com/products/en/1SDA102006R1
25 | U | XT7HU410EXFF000XXX | 1SDA103210R1+1SDA102016R1 | XT7H 1200 E.GDIP LS/I RP1000 4pUL | 25:U | XT7HU410EXFF000XXX |  | https://new.abb.com/products/en/1SDA103210R1 | https://new.abb.com/products/en/1SDA102016R1
25 | U | XT7HU410EYFF000XXX | 1SDA103213R1+1SDA102006R1 | XT7H 1200 E.GTCH LSIG RP1000 4pUL | 25:U | XT7HU410EYFF000XXX |  | https://new.abb.com/products/en/1SDA103213R1 | https://new.abb.com/products/en/1SDA102006R1
25 | U | XT7HU410EZFF000XXX | 1SDA103216R1+1SDA102006R1 | XT7H 1200 E.GHI-TCHLSIG RP1000 4pUL | 25:U | XT7HU410EZFF000XXX |  | https://new.abb.com/products/en/1SDA103216R1 | https://new.abb.com/products/en/1SDA102006R1
25 | U | XT7HU460CCFF000XXX | 1SDA103220R1+1SDA107624R1 | XT7H 800 E.DIP LIG RP600 4p UL | 25:U | XT7HU460CCFF000XXX |  | https://new.abb.com/products/en/1SDA103220R1 | https://new.abb.com/products/en/1SDA107624R1
25 | U | XT7HU460CEFF000XXX | 1SDA103181R1+1SDA107624R1 | XT7H 800 E.DIP LS/I RP600 4p UL | 25:U | XT7HU460CEFF000XXX |  | https://new.abb.com/products/en/1SDA103181R1 | https://new.abb.com/products/en/1SDA107624R1
25 | U | XT7HU460CFFF000XXX | 1SDA103184R1+1SDA107622R1 | XT7H 800 E.DIP LSI RP600 4p UL | 25:U | XT7HU460CFFF000XXX |  | https://new.abb.com/products/en/1SDA103184R1 | https://new.abb.com/products/en/1SDA107622R1
25 | U | XT7HU460CGFF000XXX | 1SDA103187R1+1SDA107622R1 | XT7H 800 E.DIP LSIG RP600 4p UL | 25:U | XT7HU460CGFF000XXX |  | https://new.abb.com/products/en/1SDA103187R1 | https://new.abb.com/products/en/1SDA107622R1
25 | U | XT7HU460CPFF000XXX | 1SDA103190R1+1SDA107622R1 | XT7H 800 E.TCH LSI RP600 4p UL | 25:U | XT7HU460CPFF000XXX |  | https://new.abb.com/products/en/1SDA103190R1 | https://new.abb.com/products/en/1SDA107622R1
25 | U | XT7HU460CQFF000XXX | 1SDA103193R1+1SDA107622R1 | XT7H 800 E.TCH LSIG RP600 4p UL | 25:U | XT7HU460CQFF000XXX |  | https://new.abb.com/products/en/1SDA103193R1 | https://new.abb.com/products/en/1SDA107622R1
25 | U | XT7HU460CRFF000XXX | 1SDA103196R1+1SDA107622R1 | XT7H 800 E.TCHM LSI RP600 4p UL | 25:U | XT7HU460CRFF000XXX |  | https://new.abb.com/products/en/1SDA103196R1 | https://new.abb.com/products/en/1SDA107622R1
25 | U | XT7HU460CSFF000XXX | 1SDA103199R1+1SDA107622R1 | XT7H 800 E.TCHM LSIG RP600 4p UL | 25:U | XT7HU460CSFF000XXX |  | https://new.abb.com/products/en/1SDA103199R1 | https://new.abb.com/products/en/1SDA107622R1
25 | U | XT7HU460CTFF000XXX | 1SDA103202R1+1SDA107622R1 | XT7H 800 E.HI-T LSI RP600 4p UL | 25:U | XT7HU460CTFF000XXX |  | https://new.abb.com/products/en/1SDA103202R1 | https://new.abb.com/products/en/1SDA107622R1
25 | U | XT7HU460CUFF000XXX | 1SDA103205R1+1SDA107622R1 | XT7H 800 E.HI-T LSIG RP600 4p UL | 25:U | XT7HU460CUFF000XXX |  | https://new.abb.com/products/en/1SDA103205R1 | https://new.abb.com/products/en/1SDA107622R1
25 | U | XT7HU460CXFF000XXX | 1SDA103208R1+1SDA107624R1 | XT7H 800 E.GDIP LS/I RP600 4p UL | 25:U | XT7HU460CXFF000XXX |  | https://new.abb.com/products/en/1SDA103208R1 | https://new.abb.com/products/en/1SDA107624R1
25 | U | XT7HU460CYFF000XXX | 1SDA103211R1+1SDA107622R1 | XT7H 800 E.GTCH LSIG RP600 4p UL | 25:U | XT7HU460CYFF000XXX |  | https://new.abb.com/products/en/1SDA103211R1 | https://new.abb.com/products/en/1SDA107622R1
25 | U | XT7HU460CZFF000XXX | 1SDA103214R1+1SDA107622R1 | XT7H 800 E.GHI-TCH LSIG RP600 4p UL | 25:U | XT7HU460CZFF000XXX |  | https://new.abb.com/products/en/1SDA103214R1 | https://new.abb.com/products/en/1SDA107622R1
25 | U | XT7HU460DCFF000XXX | 1SDA103221R1+1SDA107624R1 | XT7H 1000 E.DIP LIG RP600 4p UL | 25:U | XT7HU460DCFF000XXX |  | https://new.abb.com/products/en/1SDA103221R1 | https://new.abb.com/products/en/1SDA107624R1
25 | U | XT7HU460DEFF000XXX | 1SDA103182R1+1SDA107624R1 | XT7H 1000 E.DIP LS/I RP600 4p UL | 25:U | XT7HU460DEFF000XXX |  | https://new.abb.com/products/en/1SDA103182R1 | https://new.abb.com/products/en/1SDA107624R1
25 | U | XT7HU460DFFF000XXX | 1SDA103185R1+1SDA107622R1 | XT7H 1000 E.DIP LSI RP600 4p UL | 25:U | XT7HU460DFFF000XXX |  | https://new.abb.com/products/en/1SDA103185R1 | https://new.abb.com/products/en/1SDA107622R1
25 | U | XT7HU460DGFF000XXX | 1SDA103188R1+1SDA107622R1 | XT7H 1000 E.DIP LSIG RP600 4p UL | 25:U | XT7HU460DGFF000XXX |  | https://new.abb.com/products/en/1SDA103188R1 | https://new.abb.com/products/en/1SDA107622R1
25 | U | XT7HU460DPFF000XXX | 1SDA103191R1+1SDA107622R1 | XT7H 1000 E.TCH LSI RP600 4p UL | 25:U | XT7HU460DPFF000XXX |  | https://new.abb.com/products/en/1SDA103191R1 | https://new.abb.com/products/en/1SDA107622R1
25 | U | XT7HU460DQFF000XXX | 1SDA103194R1+1SDA107622R1 | XT7H 1000 E.TCH LSIG RP600 4p UL | 25:U | XT7HU460DQFF000XXX |  | https://new.abb.com/products/en/1SDA103194R1 | https://new.abb.com/products/en/1SDA107622R1
25 | U | XT7HU460DRFF000XXX | 1SDA103197R1+1SDA107622R1 | XT7H 1000 E.TCHM LSI RP600 4p UL | 25:U | XT7HU460DRFF000XXX |  | https://new.abb.com/products/en/1SDA103197R1 | https://new.abb.com/products/en/1SDA107622R1
25 | U | XT7HU460DSFF000XXX | 1SDA103200R1+1SDA107622R1 | XT7H 1000 E.TCHM LSIG RP600 4p UL | 25:U | XT7HU460DSFF000XXX |  | https://new.abb.com/products/en/1SDA103200R1 | https://new.abb.com/products/en/1SDA107622R1
25 | U | XT7HU460DTFF000XXX | 1SDA103203R1+1SDA107622R1 | XT7H 1000 E.HI-T LSI RP600 4p UL | 25:U | XT7HU460DTFF000XXX |  | https://new.abb.com/products/en/1SDA103203R1 | https://new.abb.com/products/en/1SDA107622R1
25 | U | XT7HU460DUFF000XXX | 1SDA103206R1+1SDA107622R1 | XT7H 1000 E.HI-T LSIG RP600 4p UL | 25:U | XT7HU460DUFF000XXX |  | https://new.abb.com/products/en/1SDA103206R1 | https://new.abb.com/products/en/1SDA107622R1
25 | U | XT7HU460DXFF000XXX | 1SDA103209R1+1SDA107624R1 | XT7H 1000 E.GDIP LS/I RP600 4p UL | 25:U | XT7HU460DXFF000XXX |  | https://new.abb.com/products/en/1SDA103209R1 | https://new.abb.com/products/en/1SDA107624R1
25 | U | XT7HU460DYFF000XXX | 1SDA103212R1+1SDA107622R1 | XT7H 1000 E.GTCH LSIG RP600 4p UL | 25:U | XT7HU460DYFF000XXX |  | https://new.abb.com/products/en/1SDA103212R1 | https://new.abb.com/products/en/1SDA107622R1
25 | U | XT7HU460DZFF000XXX | 1SDA103215R1+1SDA107622R1 | XT7H 1000 E.GHI-TCH LSIG RP600 4pUL | 25:U | XT7HU460DZFF000XXX |  | https://new.abb.com/products/en/1SDA103215R1 | https://new.abb.com/products/en/1SDA107622R1
25 | U | XT7HU460ECFF000XXX | 1SDA103222R1+1SDA107624R1 | XT7H 1200 E.DIP LIG RP600 4pUL | 25:U | XT7HU460ECFF000XXX |  | https://new.abb.com/products/en/1SDA103222R1 | https://new.abb.com/products/en/1SDA107624R1
25 | U | XT7HU460EEFF000XXX | 1SDA103183R1+1SDA107624R1 | XT7H 1200 E.DIP LS/I RP600 4pUL | 25:U | XT7HU460EEFF000XXX |  | https://new.abb.com/products/en/1SDA103183R1 | https://new.abb.com/products/en/1SDA107624R1
25 | U | XT7HU460EFFF000XXX | 1SDA103186R1+1SDA107622R1 | XT7H 1200 E.DIP LSI RP600 4pUL | 25:U | XT7HU460EFFF000XXX |  | https://new.abb.com/products/en/1SDA103186R1 | https://new.abb.com/products/en/1SDA107622R1
25 | U | XT7HU460EGFF000XXX | 1SDA103189R1+1SDA107622R1 | XT7H 1200 E.DIP LSIG RP600 4pUL | 25:U | XT7HU460EGFF000XXX |  | https://new.abb.com/products/en/1SDA103189R1 | https://new.abb.com/products/en/1SDA107622R1
25 | U | XT7HU460EPFF000XXX | 1SDA103192R1+1SDA107622R1 | XT7H 1200 E.TCH LSI RP600 4pUL | 25:U | XT7HU460EPFF000XXX |  | https://new.abb.com/products/en/1SDA103192R1 | https://new.abb.com/products/en/1SDA107622R1
25 | U | XT7HU460EQFF000XXX | 1SDA103195R1+1SDA107622R1 | XT7H 1200 E.TCH LSIG RP600 4pUL | 25:U | XT7HU460EQFF000XXX |  | https://new.abb.com/products/en/1SDA103195R1 | https://new.abb.com/products/en/1SDA107622R1
25 | U | XT7HU460ERFF000XXX | 1SDA103198R1+1SDA107622R1 | XT7H 1200 E.TCHM LSI RP600 4pUL | 25:U | XT7HU460ERFF000XXX |  | https://new.abb.com/products/en/1SDA103198R1 | https://new.abb.com/products/en/1SDA107622R1
25 | U | XT7HU460ESFF000XXX | 1SDA103201R1+1SDA107622R1 | XT7H 1200 E.TCHM LSIG RP600 4pUL | 25:U | XT7HU460ESFF000XXX |  | https://new.abb.com/products/en/1SDA103201R1 | https://new.abb.com/products/en/1SDA107622R1
25 | U | XT7HU460ETFF000XXX | 1SDA103204R1+1SDA107622R1 | XT7H 1200 E.HI-T LSI RP600 4pUL | 25:U | XT7HU460ETFF000XXX |  | https://new.abb.com/products/en/1SDA103204R1 | https://new.abb.com/products/en/1SDA107622R1
25 | U | XT7HU460EUFF000XXX | 1SDA103207R1+1SDA107622R1 | XT7H 1200 E.HI-T LSIG RP600 4pUL | 25:U | XT7HU460EUFF000XXX |  | https://new.abb.com/products/en/1SDA103207R1 | https://new.abb.com/products/en/1SDA107622R1
25 | U | XT7HU460EXFF000XXX | 1SDA103210R1+1SDA107624R1 | XT7H 1200 E.GDIP LS/I RP600 4pUL | 25:U | XT7HU460EXFF000XXX |  | https://new.abb.com/products/en/1SDA103210R1 | https://new.abb.com/products/en/1SDA107624R1
25 | U | XT7HU460EYFF000XXX | 1SDA103213R1+1SDA107622R1 | XT7H 1200 E.GTCH LSIG RP600 4pUL | 25:U | XT7HU460EYFF000XXX |  | https://new.abb.com/products/en/1SDA103213R1 | https://new.abb.com/products/en/1SDA107622R1
25 | U | XT7HU460EZFF000XXX | 1SDA103216R1+1SDA107622R1 | XT7H 1200 E.GHI-TCH LSIG RP600 4pUL | 25:U | XT7HU460EZFF000XXX |  | https://new.abb.com/products/en/1SDA103216R1 | https://new.abb.com/products/en/1SDA107622R1
25 | U | XT7HU480DCFF000XXX | 1SDA103221R1+1SDA102013R1 | XT7H 1000 E.DIP LIG RP800 4p UL | 25:U | XT7HU480DCFF000XXX |  | https://new.abb.com/products/en/1SDA103221R1 | https://new.abb.com/products/en/1SDA102013R1
25 | U | XT7HU480DEFF000XXX | 1SDA103182R1+1SDA102013R1 | XT7H 1000 E.DIP LS/I RP800 4p UL | 25:U | XT7HU480DEFF000XXX |  | https://new.abb.com/products/en/1SDA103182R1 | https://new.abb.com/products/en/1SDA102013R1
25 | U | XT7HU480DFFF000XXX | 1SDA103185R1+1SDA102003R1 | XT7H 1000 E.DIP LSI RP800 4p UL | 25:U | XT7HU480DFFF000XXX |  | https://new.abb.com/products/en/1SDA103185R1 | https://new.abb.com/products/en/1SDA102003R1
25 | U | XT7HU480DGFF000XXX | 1SDA103188R1+1SDA102003R1 | XT7H 1000 E.DIP LSIG RP800 4p UL | 25:U | XT7HU480DGFF000XXX |  | https://new.abb.com/products/en/1SDA103188R1 | https://new.abb.com/products/en/1SDA102003R1
25 | U | XT7HU480DPFF000XXX | 1SDA103191R1+1SDA102003R1 | XT7H 1000 E.TCH LSI RP800 4p UL | 25:U | XT7HU480DPFF000XXX |  | https://new.abb.com/products/en/1SDA103191R1 | https://new.abb.com/products/en/1SDA102003R1
25 | U | XT7HU480DQFF000XXX | 1SDA103194R1+1SDA102003R1 | XT7H 1000 E.TCH LSIG RP800 4p UL | 25:U | XT7HU480DQFF000XXX |  | https://new.abb.com/products/en/1SDA103194R1 | https://new.abb.com/products/en/1SDA102003R1
25 | U | XT7HU480DRFF000XXX | 1SDA103197R1+1SDA102003R1 | XT7H 1000 E.TCHM LSI RP800 4p UL | 25:U | XT7HU480DRFF000XXX |  | https://new.abb.com/products/en/1SDA103197R1 | https://new.abb.com/products/en/1SDA102003R1
25 | U | XT7HU480DSFF000XXX | 1SDA103200R1+1SDA102003R1 | XT7H 1000 E.TCHM LSIG RP800 4p UL | 25:U | XT7HU480DSFF000XXX |  | https://new.abb.com/products/en/1SDA103200R1 | https://new.abb.com/products/en/1SDA102003R1
25 | U | XT7HU480DTFF000XXX | 1SDA103203R1+1SDA102003R1 | XT7H 1000 E.HI-T LSI RP800 4p UL | 25:U | XT7HU480DTFF000XXX |  | https://new.abb.com/products/en/1SDA103203R1 | https://new.abb.com/products/en/1SDA102003R1
25 | U | XT7HU480DUFF000XXX | 1SDA103206R1+1SDA102003R1 | XT7H 1000 E.HI-T LSIG RP800 4p UL | 25:U | XT7HU480DUFF000XXX |  | https://new.abb.com/products/en/1SDA103206R1 | https://new.abb.com/products/en/1SDA102003R1
25 | U | XT7HU480DXFF000XXX | 1SDA103209R1+1SDA102013R1 | XT7H 1000 E.GDIP LS/I RP800 4p UL | 25:U | XT7HU480DXFF000XXX |  | https://new.abb.com/products/en/1SDA103209R1 | https://new.abb.com/products/en/1SDA102013R1
25 | U | XT7HU480DYFF000XXX | 1SDA103212R1+1SDA102003R1 | XT7H 1000 E.GTCH LSIG RP800 4p UL | 25:U | XT7HU480DYFF000XXX |  | https://new.abb.com/products/en/1SDA103212R1 | https://new.abb.com/products/en/1SDA102003R1
25 | U | XT7HU480DZFF000XXX | 1SDA103215R1+1SDA102003R1 | XT7H 1000 E.GHI-TCH LSIG RP800 4pUL | 25:U | XT7HU480DZFF000XXX |  | https://new.abb.com/products/en/1SDA103215R1 | https://new.abb.com/products/en/1SDA102003R1
25 | U | XT7HU480ECFF000XXX | 1SDA103222R1+1SDA102013R1 | XT7H 1200 E.DIP LIG RP800 4pUL | 25:U | XT7HU480ECFF000XXX |  | https://new.abb.com/products/en/1SDA103222R1 | https://new.abb.com/products/en/1SDA102013R1
25 | U | XT7HU480EEFF000XXX | 1SDA103183R1+1SDA102013R1 | XT7H 1200 E.DIP LS/I RP800 4pUL | 25:U | XT7HU480EEFF000XXX |  | https://new.abb.com/products/en/1SDA103183R1 | https://new.abb.com/products/en/1SDA102013R1
25 | U | XT7HU480EFFF000XXX | 1SDA103186R1+1SDA102003R1 | XT7H 1200 E.DIP LSI RP800 4pUL | 25:U | XT7HU480EFFF000XXX |  | https://new.abb.com/products/en/1SDA103186R1 | https://new.abb.com/products/en/1SDA102003R1
25 | U | XT7HU480EGFF000XXX | 1SDA103189R1+1SDA102003R1 | XT7H 1200 E.DIP LSIG RP800 4pUL | 25:U | XT7HU480EGFF000XXX |  | https://new.abb.com/products/en/1SDA103189R1 | https://new.abb.com/products/en/1SDA102003R1
25 | U | XT7HU480EPFF000XXX | 1SDA103192R1+1SDA102003R1 | XT7H 1200 E.TCH LSI RP800 4pUL | 25:U | XT7HU480EPFF000XXX |  | https://new.abb.com/products/en/1SDA103192R1 | https://new.abb.com/products/en/1SDA102003R1
25 | U | XT7HU480EQFF000XXX | 1SDA103195R1+1SDA102003R1 | XT7H 1200 E.TCH LSIG RP800 4pUL | 25:U | XT7HU480EQFF000XXX |  | https://new.abb.com/products/en/1SDA103195R1 | https://new.abb.com/products/en/1SDA102003R1
25 | U | XT7HU480ERFF000XXX | 1SDA103198R1+1SDA102003R1 | XT7H 1200 E.TCHM LSI RP800 4pUL | 25:U | XT7HU480ERFF000XXX |  | https://new.abb.com/products/en/1SDA103198R1 | https://new.abb.com/products/en/1SDA102003R1
25 | U | XT7HU480ESFF000XXX | 1SDA103201R1+1SDA102003R1 | XT7H 1200 E.TCHM LSIG RP800 4pUL | 25:U | XT7HU480ESFF000XXX |  | https://new.abb.com/products/en/1SDA103201R1 | https://new.abb.com/products/en/1SDA102003R1
25 | U | XT7HU480ETFF000XXX | 1SDA103204R1+1SDA102003R1 | XT7H 1200 E.HI-T LSI RP800 4pUL | 25:U | XT7HU480ETFF000XXX |  | https://new.abb.com/products/en/1SDA103204R1 | https://new.abb.com/products/en/1SDA102003R1
25 | U | XT7HU480EUFF000XXX | 1SDA103207R1+1SDA102003R1 | XT7H 1200 E.HI-T LSIG RP800 4pUL | 25:U | XT7HU480EUFF000XXX |  | https://new.abb.com/products/en/1SDA103207R1 | https://new.abb.com/products/en/1SDA102003R1
25 | U | XT7HU480EXFF000XXX | 1SDA103210R1+1SDA102013R1 | XT7H 1200 E.GDIP LS/I RP800 4pUL | 25:U | XT7HU480EXFF000XXX |  | https://new.abb.com/products/en/1SDA103210R1 | https://new.abb.com/products/en/1SDA102013R1
25 | U | XT7HU480EYFF000XXX | 1SDA103213R1+1SDA102003R1 | XT7H 1200 E.GTCH LSIG RP800 4pUL | 25:U | XT7HU480EYFF000XXX |  | https://new.abb.com/products/en/1SDA103213R1 | https://new.abb.com/products/en/1SDA102003R1
25 | U | XT7HU480EZFF000XXX | 1SDA103216R1+1SDA102003R1 | XT7H 1200 E.GHI-TCH LSIG RP800 4pUL | 25:U | XT7HU480EZFF000XXX |  | https://new.abb.com/products/en/1SDA103216R1 | https://new.abb.com/products/en/1SDA102003R1
25 | U | XT7LU310ECFF000XXX | 1SDA103042R1+1SDA102016R1 | XT7L 1200 E.DIP LIG RP1000 3pUL | 25:U | XT7LU310ECFF000XXX |  | https://new.abb.com/products/en/1SDA103042R1 | https://new.abb.com/products/en/1SDA102016R1
25 | U | XT7LU310EEFF000XXX | 1SDA102997R1+1SDA102016R1 | XT7L 1200 E.DIP LS/I RP1000 3pUL | 25:U | XT7LU310EEFF000XXX |  | https://new.abb.com/products/en/1SDA102997R1 | https://new.abb.com/products/en/1SDA102016R1
25 | U | XT7LU310EFFF000XXX | 1SDA103000R1+1SDA102006R1 | XT7L 1200 E.DIP LSI RP1000 3pUL | 25:U | XT7LU310EFFF000XXX |  | https://new.abb.com/products/en/1SDA103000R1 | https://new.abb.com/products/en/1SDA102006R1
25 | U | XT7LU310EGFF000XXX | 1SDA103003R1+1SDA102006R1 | XT7L 1200 E.DIP LSIG RP1000 3pUL | 25:U | XT7LU310EGFF000XXX |  | https://new.abb.com/products/en/1SDA103003R1 | https://new.abb.com/products/en/1SDA102006R1
25 | U | XT7LU310EKFF000XXX | 1SDA103024R1+1SDA102016R1 | XT7L 1200 E.MDIP I RP1000 3pUL | 25:U | XT7LU310EKFF000XXX |  | https://new.abb.com/products/en/1SDA103024R1 | https://new.abb.com/products/en/1SDA102016R1
25 | U | XT7LU310EPFF000XXX | 1SDA103006R1+1SDA102006R1 | XT7L 1200 E.TCH LSI RP1000 3pUL | 25:U | XT7LU310EPFF000XXX |  | https://new.abb.com/products/en/1SDA103006R1 | https://new.abb.com/products/en/1SDA102006R1
25 | U | XT7LU310EQFF000XXX | 1SDA103009R1+1SDA102006R1 | XT7L 1200 E.TCH LSIG RP1000 3pUL | 25:U | XT7LU310EQFF000XXX |  | https://new.abb.com/products/en/1SDA103009R1 | https://new.abb.com/products/en/1SDA102006R1
25 | U | XT7LU310ERFF000XXX | 1SDA103012R1+1SDA102006R1 | XT7L 1200 E.TCHM LSI RP1000 3pUL | 25:U | XT7LU310ERFF000XXX |  | https://new.abb.com/products/en/1SDA103012R1 | https://new.abb.com/products/en/1SDA102006R1
25 | U | XT7LU310ESFF000XXX | 1SDA103015R1+1SDA102006R1 | XT7L 1200 E.TCHM LSIG RP1000 3pUL | 25:U | XT7LU310ESFF000XXX |  | https://new.abb.com/products/en/1SDA103015R1 | https://new.abb.com/products/en/1SDA102006R1
25 | U | XT7LU310ETFF000XXX | 1SDA103018R1+1SDA102006R1 | XT7L 1200 E.HI-T LSI RP1000 3pUL | 25:U | XT7LU310ETFF000XXX |  | https://new.abb.com/products/en/1SDA103018R1 | https://new.abb.com/products/en/1SDA102006R1
25 | U | XT7LU310EUFF000XXX | 1SDA103021R1+1SDA102006R1 | XT7L 1200 E.HI-T LSIG RP1000 3pUL | 25:U | XT7LU310EUFF000XXX |  | https://new.abb.com/products/en/1SDA103021R1 | https://new.abb.com/products/en/1SDA102006R1
25 | U | XT7LU310EWFF000XXX | 1SDA103027R1+1SDA102006R1 | XT7L 1200 E.MTCH LRIU RP1000 3pUL | 25:U | XT7LU310EWFF000XXX |  | https://new.abb.com/products/en/1SDA103027R1 | https://new.abb.com/products/en/1SDA102006R1
25 | U | XT7LU310EXFF000XXX | 1SDA103030R1+1SDA102016R1 | XT7L 1200 E.GDIP LS/I RP1000 3pUL | 25:U | XT7LU310EXFF000XXX |  | https://new.abb.com/products/en/1SDA103030R1 | https://new.abb.com/products/en/1SDA102016R1
25 | U | XT7LU310EYFF000XXX | 1SDA103033R1+1SDA102006R1 | XT7L 1200 E.GTCH LSIG RP1000 3pUL | 25:U | XT7LU310EYFF000XXX |  | https://new.abb.com/products/en/1SDA103033R1 | https://new.abb.com/products/en/1SDA102006R1
25 | U | XT7LU310EZFF000XXX | 1SDA103036R1+1SDA102006R1 | XT7L 1200 E.GHI-TCHLSIG RP1000 3pUL | 25:U | XT7LU310EZFF000XXX |  | https://new.abb.com/products/en/1SDA103036R1 | https://new.abb.com/products/en/1SDA102006R1
25 | U | XT7LU360CCFF000XXX | 1SDA103040R1+1SDA107624R1 | XT7L 800 E.DIP LIG RP600 3p UL | 25:U | XT7LU360CCFF000XXX |  | https://new.abb.com/products/en/1SDA103040R1 | https://new.abb.com/products/en/1SDA107624R1
25 | U | XT7LU360CEFF000XXX | 1SDA102995R1+1SDA107624R1 | XT7L 800 E.DIP LS/I RP600 3p UL | 25:U | XT7LU360CEFF000XXX |  | https://new.abb.com/products/en/1SDA102995R1 | https://new.abb.com/products/en/1SDA107624R1
25 | U | XT7LU360CFFF000XXX | 1SDA102998R1+1SDA107622R1 | XT7L 800 E.DIP LSI RP600 3p UL | 25:U | XT7LU360CFFF000XXX |  | https://new.abb.com/products/en/1SDA102998R1 | https://new.abb.com/products/en/1SDA107622R1
25 | U | XT7LU360CGFF000XXX | 1SDA103001R1+1SDA107622R1 | XT7L 800 E.DIP LSIG RP600 3p UL | 25:U | XT7LU360CGFF000XXX |  | https://new.abb.com/products/en/1SDA103001R1 | https://new.abb.com/products/en/1SDA107622R1
25 | U | XT7LU360CKFF000XXX | 1SDA103022R1+1SDA107624R1 | XT7L 800 E.MDIP I RP600 3p UL | 25:U | XT7LU360CKFF000XXX |  | https://new.abb.com/products/en/1SDA103022R1 | https://new.abb.com/products/en/1SDA107624R1
25 | U | XT7LU360CPFF000XXX | 1SDA103004R1+1SDA107622R1 | XT7L 800 E.TCH LSI RP600 3p UL | 25:U | XT7LU360CPFF000XXX |  | https://new.abb.com/products/en/1SDA103004R1 | https://new.abb.com/products/en/1SDA107622R1
25 | U | XT7LU360CQFF000XXX | 1SDA103007R1+1SDA107622R1 | XT7L 800 E.TCH LSIG RP600 3p UL | 25:U | XT7LU360CQFF000XXX |  | https://new.abb.com/products/en/1SDA103007R1 | https://new.abb.com/products/en/1SDA107622R1
25 | U | XT7LU360CRFF000XXX | 1SDA103010R1+1SDA107622R1 | XT7L 800 E.TCHM LSI RP600 3p UL | 25:U | XT7LU360CRFF000XXX |  | https://new.abb.com/products/en/1SDA103010R1 | https://new.abb.com/products/en/1SDA107622R1
25 | U | XT7LU360CSFF000XXX | 1SDA103013R1+1SDA107622R1 | XT7L 800 E.TCHM LSIG RP600 3p UL | 25:U | XT7LU360CSFF000XXX |  | https://new.abb.com/products/en/1SDA103013R1 | https://new.abb.com/products/en/1SDA107622R1
25 | U | XT7LU360CTFF000XXX | 1SDA103016R1+1SDA107622R1 | XT7L 800 E.HI-T LSI RP600 3p UL | 25:U | XT7LU360CTFF000XXX |  | https://new.abb.com/products/en/1SDA103016R1 | https://new.abb.com/products/en/1SDA107622R1
25 | U | XT7LU360CUFF000XXX | 1SDA103019R1+1SDA107622R1 | XT7L 800 E.HI-T LSIG RP600 3p UL | 25:U | XT7LU360CUFF000XXX |  | https://new.abb.com/products/en/1SDA103019R1 | https://new.abb.com/products/en/1SDA107622R1
25 | U | XT7LU360CWFF000XXX | 1SDA103025R1+1SDA107622R1 | XT7L 800 E.MTCH LRIU RP600 3p UL | 25:U | XT7LU360CWFF000XXX |  | https://new.abb.com/products/en/1SDA103025R1 | https://new.abb.com/products/en/1SDA107622R1
25 | U | XT7LU360CXFF000XXX | 1SDA103028R1+1SDA107624R1 | XT7L 800 E.GDIP LS/I RP600 3p UL | 25:U | XT7LU360CXFF000XXX |  | https://new.abb.com/products/en/1SDA103028R1 | https://new.abb.com/products/en/1SDA107624R1
25 | U | XT7LU360CYFF000XXX | 1SDA103031R1+1SDA107622R1 | XT7L 800 E.GTCH LSIG RP600 3p UL | 25:U | XT7LU360CYFF000XXX |  | https://new.abb.com/products/en/1SDA103031R1 | https://new.abb.com/products/en/1SDA107622R1
25 | U | XT7LU360CZFF000XXX | 1SDA103034R1+1SDA107622R1 | XT7L 800 E.GHI-TCH LSIG RP600 3p UL | 25:U | XT7LU360CZFF000XXX |  | https://new.abb.com/products/en/1SDA103034R1 | https://new.abb.com/products/en/1SDA107622R1
25 | U | XT7LU360DCFF000XXX | 1SDA103041R1+1SDA107624R1 | XT7L 1000 E.DIP LIG RP600 3p UL | 25:U | XT7LU360DCFF000XXX |  | https://new.abb.com/products/en/1SDA103041R1 | https://new.abb.com/products/en/1SDA107624R1
25 | U | XT7LU360DEFF000XXX | 1SDA102996R1+1SDA107624R1 | XT7L 1000 E.DIP LS/I RP600 3p UL | 25:U | XT7LU360DEFF000XXX |  | https://new.abb.com/products/en/1SDA102996R1 | https://new.abb.com/products/en/1SDA107624R1
25 | U | XT7LU360DFFF000XXX | 1SDA102999R1+1SDA107622R1 | XT7L 1000 E.DIP LSI RP600 3p UL | 25:U | XT7LU360DFFF000XXX |  | https://new.abb.com/products/en/1SDA102999R1 | https://new.abb.com/products/en/1SDA107622R1
25 | U | XT7LU360DGFF000XXX | 1SDA103002R1+1SDA107622R1 | XT7L 1000 E.DIP LSIG RP600 3p UL | 25:U | XT7LU360DGFF000XXX |  | https://new.abb.com/products/en/1SDA103002R1 | https://new.abb.com/products/en/1SDA107622R1
25 | U | XT7LU360DKFF000XXX | 1SDA103023R1+1SDA107624R1 | XT7L 1000 E.MDIP I RP600 3p UL | 25:U | XT7LU360DKFF000XXX |  | https://new.abb.com/products/en/1SDA103023R1 | https://new.abb.com/products/en/1SDA107624R1
25 | U | XT7LU360DPFF000XXX | 1SDA103005R1+1SDA107622R1 | XT7L 1000 E.TCH LSI RP600 3p UL | 25:U | XT7LU360DPFF000XXX |  | https://new.abb.com/products/en/1SDA103005R1 | https://new.abb.com/products/en/1SDA107622R1
25 | U | XT7LU360DQFF000XXX | 1SDA103008R1+1SDA107622R1 | XT7L 1000 E.TCH LSIG RP600 3p UL | 25:U | XT7LU360DQFF000XXX |  | https://new.abb.com/products/en/1SDA103008R1 | https://new.abb.com/products/en/1SDA107622R1
25 | U | XT7LU360DRFF000XXX | 1SDA103011R1+1SDA107622R1 | XT7L 1000 E.TCHM LSI RP600 3p UL | 25:U | XT7LU360DRFF000XXX |  | https://new.abb.com/products/en/1SDA103011R1 | https://new.abb.com/products/en/1SDA107622R1
25 | U | XT7LU360DSFF000XXX | 1SDA103014R1+1SDA107622R1 | XT7L 1000 E.TCHM LSIG RP600 3p UL | 25:U | XT7LU360DSFF000XXX |  | https://new.abb.com/products/en/1SDA103014R1 | https://new.abb.com/products/en/1SDA107622R1
25 | U | XT7LU360DTFF000XXX | 1SDA103017R1+1SDA107622R1 | XT7L 1000 E.HI-T LSI RP600 3p UL | 25:U | XT7LU360DTFF000XXX |  | https://new.abb.com/products/en/1SDA103017R1 | https://new.abb.com/products/en/1SDA107622R1
25 | U | XT7LU360DUFF000XXX | 1SDA103020R1+1SDA107622R1 | XT7L 1000 E.HI-T LSIG RP600 3p UL | 25:U | XT7LU360DUFF000XXX |  | https://new.abb.com/products/en/1SDA103020R1 | https://new.abb.com/products/en/1SDA107622R1
25 | U | XT7LU360DWFF000XXX | 1SDA103026R1+1SDA107622R1 | XT7L 1000 E.MTCH LRIU RP600 3p UL | 25:U | XT7LU360DWFF000XXX |  | https://new.abb.com/products/en/1SDA103026R1 | https://new.abb.com/products/en/1SDA107622R1
25 | U | XT7LU360DXFF000XXX | 1SDA103029R1+1SDA107624R1 | XT7L 1000 E.GDIP LS/I RP600 3p UL | 25:U | XT7LU360DXFF000XXX |  | https://new.abb.com/products/en/1SDA103029R1 | https://new.abb.com/products/en/1SDA107624R1
25 | U | XT7LU360DYFF000XXX | 1SDA103032R1+1SDA107622R1 | XT7L 1000 E.GTCH LSIG RP600 3p UL | 25:U | XT7LU360DYFF000XXX |  | https://new.abb.com/products/en/1SDA103032R1 | https://new.abb.com/products/en/1SDA107622R1
25 | U | XT7LU360DZFF000XXX | 1SDA103035R1+1SDA107622R1 | XT7L 1000 E.GHI-TCH LSIG RP600 3pUL | 25:U | XT7LU360DZFF000XXX |  | https://new.abb.com/products/en/1SDA103035R1 | https://new.abb.com/products/en/1SDA107622R1
25 | U | XT7LU360ECFF000XXX | 1SDA103042R1+1SDA107624R1 | XT7L 1200 E.DIP LIG RP600 3pUL | 25:U | XT7LU360ECFF000XXX |  | https://new.abb.com/products/en/1SDA103042R1 | https://new.abb.com/products/en/1SDA107624R1
25 | U | XT7LU360EEFF000XXX | 1SDA102997R1+1SDA107624R1 | XT7L 1200 E.DIP LS/I RP600 3pUL | 25:U | XT7LU360EEFF000XXX |  | https://new.abb.com/products/en/1SDA102997R1 | https://new.abb.com/products/en/1SDA107624R1
25 | U | XT7LU360EFFF000XXX | 1SDA103000R1+1SDA107622R1 | XT7L 1200 E.DIP LSI RP600 3pUL | 25:U | XT7LU360EFFF000XXX |  | https://new.abb.com/products/en/1SDA103000R1 | https://new.abb.com/products/en/1SDA107622R1
25 | U | XT7LU360EGFF000XXX | 1SDA103003R1+1SDA107622R1 | XT7L 1200 E.DIP LSIG RP600 3pUL | 25:U | XT7LU360EGFF000XXX |  | https://new.abb.com/products/en/1SDA103003R1 | https://new.abb.com/products/en/1SDA107622R1
25 | U | XT7LU360EKFF000XXX | 1SDA103024R1+1SDA107624R1 | XT7L 1200 E.MDIP I RP600 3pUL | 25:U | XT7LU360EKFF000XXX |  | https://new.abb.com/products/en/1SDA103024R1 | https://new.abb.com/products/en/1SDA107624R1
25 | U | XT7LU360EPFF000XXX | 1SDA103006R1+1SDA107622R1 | XT7L 1200 E.TCH LSI RP600 3pUL | 25:U | XT7LU360EPFF000XXX |  | https://new.abb.com/products/en/1SDA103006R1 | https://new.abb.com/products/en/1SDA107622R1
25 | U | XT7LU360EQFF000XXX | 1SDA103009R1+1SDA107622R1 | XT7L 1200 E.TCH LSIG RP600 3pUL | 25:U | XT7LU360EQFF000XXX |  | https://new.abb.com/products/en/1SDA103009R1 | https://new.abb.com/products/en/1SDA107622R1
25 | U | XT7LU360ERFF000XXX | 1SDA103012R1+1SDA107622R1 | XT7L 1200 E.TCHM LSI RP600 3pUL | 25:U | XT7LU360ERFF000XXX |  | https://new.abb.com/products/en/1SDA103012R1 | https://new.abb.com/products/en/1SDA107622R1
25 | U | XT7LU360ESFF000XXX | 1SDA103015R1+1SDA107622R1 | XT7L 1200 E.TCHM LSIG RP600 3pUL | 25:U | XT7LU360ESFF000XXX |  | https://new.abb.com/products/en/1SDA103015R1 | https://new.abb.com/products/en/1SDA107622R1
25 | U | XT7LU360ETFF000XXX | 1SDA103018R1+1SDA107622R1 | XT7L 1200 E.HI-T LSI RP600 3pUL | 25:U | XT7LU360ETFF000XXX |  | https://new.abb.com/products/en/1SDA103018R1 | https://new.abb.com/products/en/1SDA107622R1
25 | U | XT7LU360EUFF000XXX | 1SDA103021R1+1SDA107622R1 | XT7L 1200 E.HI-T LSIG RP600 3pUL | 25:U | XT7LU360EUFF000XXX |  | https://new.abb.com/products/en/1SDA103021R1 | https://new.abb.com/products/en/1SDA107622R1
25 | U | XT7LU360EWFF000XXX | 1SDA103027R1+1SDA107622R1 | XT7L 1200 E.MTCH LRIU RP600 3pUL | 25:U | XT7LU360EWFF000XXX |  | https://new.abb.com/products/en/1SDA103027R1 | https://new.abb.com/products/en/1SDA107622R1
25 | U | XT7LU360EXFF000XXX | 1SDA103030R1+1SDA107624R1 | XT7L 1200 E.GDIP LS/I RP600 3pUL | 25:U | XT7LU360EXFF000XXX |  | https://new.abb.com/products/en/1SDA103030R1 | https://new.abb.com/products/en/1SDA107624R1
25 | U | XT7LU360EYFF000XXX | 1SDA103033R1+1SDA107622R1 | XT7L 1200 E.GTCH LSIG RP600 3pUL | 25:U | XT7LU360EYFF000XXX |  | https://new.abb.com/products/en/1SDA103033R1 | https://new.abb.com/products/en/1SDA107622R1
25 | U | XT7LU360EZFF000XXX | 1SDA103036R1+1SDA107622R1 | XT7L 1200 E.GHI-TCH LSIG RP600 3pUL | 25:U | XT7LU360EZFF000XXX |  | https://new.abb.com/products/en/1SDA103036R1 | https://new.abb.com/products/en/1SDA107622R1
25 | U | XT7LU380DCFF000XXX | 1SDA103041R1+1SDA102013R1 | XT7L 1000 E.DIP LIG RP800 3p UL | 25:U | XT7LU380DCFF000XXX |  | https://new.abb.com/products/en/1SDA103041R1 | https://new.abb.com/products/en/1SDA102013R1
25 | U | XT7LU380DEFF000XXX | 1SDA102996R1+1SDA102013R1 | XT7L 1000 E.DIP LS/I RP800 3p UL | 25:U | XT7LU380DEFF000XXX |  | https://new.abb.com/products/en/1SDA102996R1 | https://new.abb.com/products/en/1SDA102013R1
25 | U | XT7LU380DFFF000XXX | 1SDA102999R1+1SDA102003R1 | XT7L 1000 E.DIP LSI RP800 3p UL | 25:U | XT7LU380DFFF000XXX |  | https://new.abb.com/products/en/1SDA102999R1 | https://new.abb.com/products/en/1SDA102003R1
25 | U | XT7LU380DGFF000XXX | 1SDA103002R1+1SDA102003R1 | XT7L 1000 E.DIP LSIG RP800 3p UL | 25:U | XT7LU380DGFF000XXX |  | https://new.abb.com/products/en/1SDA103002R1 | https://new.abb.com/products/en/1SDA102003R1
25 | U | XT7LU380DKFF000XXX | 1SDA103023R1+1SDA102013R1 | XT7L 1000 E.MDIP I RP800 3p UL | 25:U | XT7LU380DKFF000XXX |  | https://new.abb.com/products/en/1SDA103023R1 | https://new.abb.com/products/en/1SDA102013R1
25 | U | XT7LU380DPFF000XXX | 1SDA103005R1+1SDA102003R1 | XT7L 1000 E.TCH LSI RP800 3p UL | 25:U | XT7LU380DPFF000XXX |  | https://new.abb.com/products/en/1SDA103005R1 | https://new.abb.com/products/en/1SDA102003R1
25 | U | XT7LU380DQFF000XXX | 1SDA103008R1+1SDA102003R1 | XT7L 1000 E.TCH LSIG RP800 3p UL | 25:U | XT7LU380DQFF000XXX |  | https://new.abb.com/products/en/1SDA103008R1 | https://new.abb.com/products/en/1SDA102003R1
25 | U | XT7LU380DRFF000XXX | 1SDA103011R1+1SDA102003R1 | XT7L 1000 E.TCHM LSI RP800 3p UL | 25:U | XT7LU380DRFF000XXX |  | https://new.abb.com/products/en/1SDA103011R1 | https://new.abb.com/products/en/1SDA102003R1
25 | U | XT7LU380DSFF000XXX | 1SDA103014R1+1SDA102003R1 | XT7L 1000 E.TCHM LSIG RP800 3p UL | 25:U | XT7LU380DSFF000XXX |  | https://new.abb.com/products/en/1SDA103014R1 | https://new.abb.com/products/en/1SDA102003R1
25 | U | XT7LU380DTFF000XXX | 1SDA103017R1+1SDA102003R1 | XT7L 1000 E.HI-T LSI RP800 3p UL | 25:U | XT7LU380DTFF000XXX |  | https://new.abb.com/products/en/1SDA103017R1 | https://new.abb.com/products/en/1SDA102003R1
25 | U | XT7LU380DUFF000XXX | 1SDA103020R1+1SDA102003R1 | XT7L 1000 E.HI-T LSIG RP800 3p UL | 25:U | XT7LU380DUFF000XXX |  | https://new.abb.com/products/en/1SDA103020R1 | https://new.abb.com/products/en/1SDA102003R1
25 | U | XT7LU380DWFF000XXX | 1SDA103026R1+1SDA102003R1 | XT7L 1000 E.MTCH LRIU RP800 3p UL | 25:U | XT7LU380DWFF000XXX |  | https://new.abb.com/products/en/1SDA103026R1 | https://new.abb.com/products/en/1SDA102003R1
25 | U | XT7LU380DXFF000XXX | 1SDA103029R1+1SDA102013R1 | XT7L 1000 E.GDIP LS/I RP800 3p UL | 25:U | XT7LU380DXFF000XXX |  | https://new.abb.com/products/en/1SDA103029R1 | https://new.abb.com/products/en/1SDA102013R1
25 | U | XT7LU380DYFF000XXX | 1SDA103032R1+1SDA102003R1 | XT7L 1000 E.GTCH LSIG RP800 3p UL | 25:U | XT7LU380DYFF000XXX |  | https://new.abb.com/products/en/1SDA103032R1 | https://new.abb.com/products/en/1SDA102003R1
25 | U | XT7LU380DZFF000XXX | 1SDA103035R1+1SDA102003R1 | XT7L 1000 E.GHI-TCH LSIG RP800 3pUL | 25:U | XT7LU380DZFF000XXX |  | https://new.abb.com/products/en/1SDA103035R1 | https://new.abb.com/products/en/1SDA102003R1
25 | U | XT7LU380ECFF000XXX | 1SDA103042R1+1SDA102013R1 | XT7L 1200 E.DIP LIG RP800 3pUL | 25:U | XT7LU380ECFF000XXX |  | https://new.abb.com/products/en/1SDA103042R1 | https://new.abb.com/products/en/1SDA102013R1
25 | U | XT7LU380EEFF000XXX | 1SDA102997R1+1SDA102013R1 | XT7L 1200 E.DIP LS/I RP800 3pUL | 25:U | XT7LU380EEFF000XXX |  | https://new.abb.com/products/en/1SDA102997R1 | https://new.abb.com/products/en/1SDA102013R1
25 | U | XT7LU380EFFF000XXX | 1SDA103000R1+1SDA102003R1 | XT7L 1200 E.DIP LSI RP800 3pUL | 25:U | XT7LU380EFFF000XXX |  | https://new.abb.com/products/en/1SDA103000R1 | https://new.abb.com/products/en/1SDA102003R1
25 | U | XT7LU380EGFF000XXX | 1SDA103003R1+1SDA102003R1 | XT7L 1200 E.DIP LSIG RP800 3pUL | 25:U | XT7LU380EGFF000XXX |  | https://new.abb.com/products/en/1SDA103003R1 | https://new.abb.com/products/en/1SDA102003R1
25 | U | XT7LU380EKFF000XXX | 1SDA103024R1+1SDA102013R1 | XT7L 1200 E.MDIP I RP800 3pUL | 25:U | XT7LU380EKFF000XXX |  | https://new.abb.com/products/en/1SDA103024R1 | https://new.abb.com/products/en/1SDA102013R1
25 | U | XT7LU380EPFF000XXX | 1SDA103006R1+1SDA102003R1 | XT7L 1200 E.TCH LSI RP800 3pUL | 25:U | XT7LU380EPFF000XXX |  | https://new.abb.com/products/en/1SDA103006R1 | https://new.abb.com/products/en/1SDA102003R1
25 | U | XT7LU380EQFF000XXX | 1SDA103009R1+1SDA102003R1 | XT7L 1200 E.TCH LSIG RP800 3pUL | 25:U | XT7LU380EQFF000XXX |  | https://new.abb.com/products/en/1SDA103009R1 | https://new.abb.com/products/en/1SDA102003R1
25 | U | XT7LU380ERFF000XXX | 1SDA103012R1+1SDA102003R1 | XT7L 1200 E.TCHM LSI RP800 3pUL | 25:U | XT7LU380ERFF000XXX |  | https://new.abb.com/products/en/1SDA103012R1 | https://new.abb.com/products/en/1SDA102003R1
25 | U | XT7LU380ESFF000XXX | 1SDA103015R1+1SDA102003R1 | XT7L 1200 E.TCHM LSIG RP800 3pUL | 25:U | XT7LU380ESFF000XXX |  | https://new.abb.com/products/en/1SDA103015R1 | https://new.abb.com/products/en/1SDA102003R1
25 | U | XT7LU380ETFF000XXX | 1SDA103018R1+1SDA102003R1 | XT7L 1200 E.HI-T LSI RP800 3pUL | 25:U | XT7LU380ETFF000XXX |  | https://new.abb.com/products/en/1SDA103018R1 | https://new.abb.com/products/en/1SDA102003R1
25 | U | XT7LU380EUFF000XXX | 1SDA103021R1+1SDA102003R1 | XT7L 1200 E.HI-T LSIG RP800 3pUL | 25:U | XT7LU380EUFF000XXX |  | https://new.abb.com/products/en/1SDA103021R1 | https://new.abb.com/products/en/1SDA102003R1
25 | U | XT7LU380EWFF000XXX | 1SDA103027R1+1SDA102003R1 | XT7L 1200 E.MTCH LRIU RP800 3pUL | 25:U | XT7LU380EWFF000XXX |  | https://new.abb.com/products/en/1SDA103027R1 | https://new.abb.com/products/en/1SDA102003R1
25 | U | XT7LU380EXFF000XXX | 1SDA103030R1+1SDA102013R1 | XT7L 1200 E.GDIP LS/I RP800 3pUL | 25:U | XT7LU380EXFF000XXX |  | https://new.abb.com/products/en/1SDA103030R1 | https://new.abb.com/products/en/1SDA102013R1
25 | U | XT7LU380EYFF000XXX | 1SDA103033R1+1SDA102003R1 | XT7L 1200 E.GTCH LSIG RP800 3pUL | 25:U | XT7LU380EYFF000XXX |  | https://new.abb.com/products/en/1SDA103033R1 | https://new.abb.com/products/en/1SDA102003R1
25 | U | XT7LU380EZFF000XXX | 1SDA103036R1+1SDA102003R1 | XT7L 1200 E.GHI-TCH LSIG RP800 3pUL | 25:U | XT7LU380EZFF000XXX |  | https://new.abb.com/products/en/1SDA103036R1 | https://new.abb.com/products/en/1SDA102003R1
25 | U | XT7LU410ECFF000XXX | 1SDA103264R1+1SDA102016R1 | XT7L 1200 E.DIP LIG RP1000 4pUL | 25:U | XT7LU410ECFF000XXX |  | https://new.abb.com/products/en/1SDA103264R1 | https://new.abb.com/products/en/1SDA102016R1
25 | U | XT7LU410EEFF000XXX | 1SDA103225R1+1SDA102016R1 | XT7L 1200 E.DIP LS/I RP1000 4pUL | 25:U | XT7LU410EEFF000XXX |  | https://new.abb.com/products/en/1SDA103225R1 | https://new.abb.com/products/en/1SDA102016R1
25 | U | XT7LU410EFFF000XXX | 1SDA103228R1+1SDA102006R1 | XT7L 1200 E.DIP LSI RP1000 4pUL | 25:U | XT7LU410EFFF000XXX |  | https://new.abb.com/products/en/1SDA103228R1 | https://new.abb.com/products/en/1SDA102006R1
25 | U | XT7LU410EGFF000XXX | 1SDA103231R1+1SDA102006R1 | XT7L 1200 E.DIP LSIG RP1000 4pUL | 25:U | XT7LU410EGFF000XXX |  | https://new.abb.com/products/en/1SDA103231R1 | https://new.abb.com/products/en/1SDA102006R1
25 | U | XT7LU410EPFF000XXX | 1SDA103234R1+1SDA102006R1 | XT7L 1200 E.TCH LSI RP1000 4pUL | 25:U | XT7LU410EPFF000XXX |  | https://new.abb.com/products/en/1SDA103234R1 | https://new.abb.com/products/en/1SDA102006R1
25 | U | XT7LU410EQFF000XXX | 1SDA103237R1+1SDA102006R1 | XT7L 1200 E.TCH LSIG RP1000 4pUL | 25:U | XT7LU410EQFF000XXX |  | https://new.abb.com/products/en/1SDA103237R1 | https://new.abb.com/products/en/1SDA102006R1
25 | U | XT7LU410ERFF000XXX | 1SDA103240R1+1SDA102006R1 | XT7L 1200 E.TCHM LSI RP1000 4pUL | 25:U | XT7LU410ERFF000XXX |  | https://new.abb.com/products/en/1SDA103240R1 | https://new.abb.com/products/en/1SDA102006R1
25 | U | XT7LU410ESFF000XXX | 1SDA103243R1+1SDA102006R1 | XT7L 1200 E.TCHM LSIG RP1000 4pUL | 25:U | XT7LU410ESFF000XXX |  | https://new.abb.com/products/en/1SDA103243R1 | https://new.abb.com/products/en/1SDA102006R1
25 | U | XT7LU410ETFF000XXX | 1SDA103246R1+1SDA102006R1 | XT7L 1200 E.HI-T LSI RP1000 4pUL | 25:U | XT7LU410ETFF000XXX |  | https://new.abb.com/products/en/1SDA103246R1 | https://new.abb.com/products/en/1SDA102006R1
25 | U | XT7LU410EUFF000XXX | 1SDA103249R1+1SDA102006R1 | XT7L 1200 E.HI-T LSIG RP1000 4pUL | 25:U | XT7LU410EUFF000XXX |  | https://new.abb.com/products/en/1SDA103249R1 | https://new.abb.com/products/en/1SDA102006R1
25 | U | XT7LU410EXFF000XXX | 1SDA103252R1+1SDA102016R1 | XT7L 1200 E.GDIP LS/I RP1000 4pUL | 25:U | XT7LU410EXFF000XXX |  | https://new.abb.com/products/en/1SDA103252R1 | https://new.abb.com/products/en/1SDA102016R1
25 | U | XT7LU410EYFF000XXX | 1SDA103255R1+1SDA102006R1 | XT7L 1200 E.GTCH LSIG RP1000 4pUL | 25:U | XT7LU410EYFF000XXX |  | https://new.abb.com/products/en/1SDA103255R1 | https://new.abb.com/products/en/1SDA102006R1
25 | U | XT7LU410EZFF000XXX | 1SDA103258R1+1SDA102006R1 | XT7L 1200 E.GHI-TCHLSIG RP1000 4pUL | 25:U | XT7LU410EZFF000XXX |  | https://new.abb.com/products/en/1SDA103258R1 | https://new.abb.com/products/en/1SDA102006R1
25 | U | XT7LU460CCFF000XXX | 1SDA103262R1+1SDA107624R1 | XT7L 800 E.DIP LIG RP600 4p UL | 25:U | XT7LU460CCFF000XXX |  | https://new.abb.com/products/en/1SDA103262R1 | https://new.abb.com/products/en/1SDA107624R1
25 | U | XT7LU460CEFF000XXX | 1SDA103223R1+1SDA107624R1 | XT7L 800 E.DIP LS/I RP600 4p UL | 25:U | XT7LU460CEFF000XXX |  | https://new.abb.com/products/en/1SDA103223R1 | https://new.abb.com/products/en/1SDA107624R1
25 | U | XT7LU460CFFF000XXX | 1SDA103226R1+1SDA107622R1 | XT7L 800 E.DIP LSI RP600 4p UL | 25:U | XT7LU460CFFF000XXX |  | https://new.abb.com/products/en/1SDA103226R1 | https://new.abb.com/products/en/1SDA107622R1
25 | U | XT7LU460CGFF000XXX | 1SDA103229R1+1SDA107622R1 | XT7L 800 E.DIP LSIG RP600 4p UL | 25:U | XT7LU460CGFF000XXX |  | https://new.abb.com/products/en/1SDA103229R1 | https://new.abb.com/products/en/1SDA107622R1
25 | U | XT7LU460CPFF000XXX | 1SDA103232R1+1SDA107622R1 | XT7L 800 E.TCH LSI RP600 4p UL | 25:U | XT7LU460CPFF000XXX |  | https://new.abb.com/products/en/1SDA103232R1 | https://new.abb.com/products/en/1SDA107622R1
25 | U | XT7LU460CQFF000XXX | 1SDA103235R1+1SDA107622R1 | XT7L 800 E.TCH LSIG RP600 4p UL | 25:U | XT7LU460CQFF000XXX |  | https://new.abb.com/products/en/1SDA103235R1 | https://new.abb.com/products/en/1SDA107622R1
25 | U | XT7LU460CRFF000XXX | 1SDA103238R1+1SDA107622R1 | XT7L 800 E.TCHM LSI RP600 4p UL | 25:U | XT7LU460CRFF000XXX |  | https://new.abb.com/products/en/1SDA103238R1 | https://new.abb.com/products/en/1SDA107622R1
25 | U | XT7LU460CSFF000XXX | 1SDA103241R1+1SDA107622R1 | XT7L 800 E.TCHM LSIG RP600 4p UL | 25:U | XT7LU460CSFF000XXX |  | https://new.abb.com/products/en/1SDA103241R1 | https://new.abb.com/products/en/1SDA107622R1
25 | U | XT7LU460CTFF000XXX | 1SDA103244R1+1SDA107622R1 | XT7L 800 E.HI-T LSI RP600 4p UL | 25:U | XT7LU460CTFF000XXX |  | https://new.abb.com/products/en/1SDA103244R1 | https://new.abb.com/products/en/1SDA107622R1
25 | U | XT7LU460CUFF000XXX | 1SDA103247R1+1SDA107622R1 | XT7L 800 E.HI-T LSIG RP600 4p UL | 25:U | XT7LU460CUFF000XXX |  | https://new.abb.com/products/en/1SDA103247R1 | https://new.abb.com/products/en/1SDA107622R1
25 | U | XT7LU460CXFF000XXX | 1SDA103250R1+1SDA107624R1 | XT7L 800 E.GDIP LS/I RP600 4p UL | 25:U | XT7LU460CXFF000XXX |  | https://new.abb.com/products/en/1SDA103250R1 | https://new.abb.com/products/en/1SDA107624R1
25 | U | XT7LU460CYFF000XXX | 1SDA103253R1+1SDA107622R1 | XT7L 800 E.GTCH LSIG RP600 4p UL | 25:U | XT7LU460CYFF000XXX |  | https://new.abb.com/products/en/1SDA103253R1 | https://new.abb.com/products/en/1SDA107622R1
25 | U | XT7LU460CZFF000XXX | 1SDA103256R1+1SDA107622R1 | XT7L 800 E.GHI-TCH LSIG RP600 4p UL | 25:U | XT7LU460CZFF000XXX |  | https://new.abb.com/products/en/1SDA103256R1 | https://new.abb.com/products/en/1SDA107622R1
25 | U | XT7LU460DCFF000XXX | 1SDA103263R1+1SDA107624R1 | XT7L 1000 E.DIP LIG RP600 4p UL | 25:U | XT7LU460DCFF000XXX |  | https://new.abb.com/products/en/1SDA103263R1 | https://new.abb.com/products/en/1SDA107624R1
25 | U | XT7LU460DEFF000XXX | 1SDA103224R1+1SDA107624R1 | XT7L 1000 E.DIP LS/I RP600 4p UL | 25:U | XT7LU460DEFF000XXX |  | https://new.abb.com/products/en/1SDA103224R1 | https://new.abb.com/products/en/1SDA107624R1
25 | U | XT7LU460DFFF000XXX | 1SDA103227R1+1SDA107622R1 | XT7L 1000 E.DIP LSI RP600 4p UL | 25:U | XT7LU460DFFF000XXX |  | https://new.abb.com/products/en/1SDA103227R1 | https://new.abb.com/products/en/1SDA107622R1
25 | U | XT7LU460DGFF000XXX | 1SDA103230R1+1SDA107622R1 | XT7L 1000 E.DIP LSIG RP600 4p UL | 25:U | XT7LU460DGFF000XXX |  | https://new.abb.com/products/en/1SDA103230R1 | https://new.abb.com/products/en/1SDA107622R1
25 | U | XT7LU460DPFF000XXX | 1SDA103233R1+1SDA107622R1 | XT7L 1000 E.TCH LSI RP600 4p UL | 25:U | XT7LU460DPFF000XXX |  | https://new.abb.com/products/en/1SDA103233R1 | https://new.abb.com/products/en/1SDA107622R1
25 | U | XT7LU460DQFF000XXX | 1SDA103236R1+1SDA107622R1 | XT7L 1000 E.TCH LSIG RP600 4p UL | 25:U | XT7LU460DQFF000XXX |  | https://new.abb.com/products/en/1SDA103236R1 | https://new.abb.com/products/en/1SDA107622R1
25 | U | XT7LU460DRFF000XXX | 1SDA103239R1+1SDA107622R1 | XT7L 1000 E.TCHM LSI RP600 4p UL | 25:U | XT7LU460DRFF000XXX |  | https://new.abb.com/products/en/1SDA103239R1 | https://new.abb.com/products/en/1SDA107622R1
25 | U | XT7LU460DSFF000XXX | 1SDA103242R1+1SDA107622R1 | XT7L 1000 E.TCHM LSIG RP600 4p UL | 25:U | XT7LU460DSFF000XXX |  | https://new.abb.com/products/en/1SDA103242R1 | https://new.abb.com/products/en/1SDA107622R1
25 | U | XT7LU460DTFF000XXX | 1SDA103245R1+1SDA107622R1 | XT7L 1000 E.HI-T LSI RP600 4p UL | 25:U | XT7LU460DTFF000XXX |  | https://new.abb.com/products/en/1SDA103245R1 | https://new.abb.com/products/en/1SDA107622R1
25 | U | XT7LU460DUFF000XXX | 1SDA103248R1+1SDA107622R1 | XT7L 1000 E.HI-T LSIG RP600 4p UL | 25:U | XT7LU460DUFF000XXX |  | https://new.abb.com/products/en/1SDA103248R1 | https://new.abb.com/products/en/1SDA107622R1
25 | U | XT7LU460DXFF000XXX | 1SDA103251R1+1SDA107624R1 | XT7L 1000 E.GDIP LS/I RP600 4p UL | 25:U | XT7LU460DXFF000XXX |  | https://new.abb.com/products/en/1SDA103251R1 | https://new.abb.com/products/en/1SDA107624R1
25 | U | XT7LU460DYFF000XXX | 1SDA103254R1+1SDA107622R1 | XT7L 1000 E.GTCH LSIG RP600 4p UL | 25:U | XT7LU460DYFF000XXX |  | https://new.abb.com/products/en/1SDA103254R1 | https://new.abb.com/products/en/1SDA107622R1
25 | U | XT7LU460DZFF000XXX | 1SDA103257R1+1SDA107622R1 | XT7L 1000 E.GHI-TCH LSIG RP600 4pUL | 25:U | XT7LU460DZFF000XXX |  | https://new.abb.com/products/en/1SDA103257R1 | https://new.abb.com/products/en/1SDA107622R1
25 | U | XT7LU460ECFF000XXX | 1SDA103264R1+1SDA107624R1 | XT7L 1200 E.DIP LIG RP600 4pUL | 25:U | XT7LU460ECFF000XXX |  | https://new.abb.com/products/en/1SDA103264R1 | https://new.abb.com/products/en/1SDA107624R1
25 | U | XT7LU460EEFF000XXX | 1SDA103225R1+1SDA107624R1 | XT7L 1200 E.DIP LS/I RP600 4pUL | 25:U | XT7LU460EEFF000XXX |  | https://new.abb.com/products/en/1SDA103225R1 | https://new.abb.com/products/en/1SDA107624R1
25 | U | XT7LU460EFFF000XXX | 1SDA103228R1+1SDA107622R1 | XT7L 1200 E.DIP LSI RP600 4pUL | 25:U | XT7LU460EFFF000XXX |  | https://new.abb.com/products/en/1SDA103228R1 | https://new.abb.com/products/en/1SDA107622R1
25 | U | XT7LU460EGFF000XXX | 1SDA103231R1+1SDA107622R1 | XT7L 1200 E.DIP LSIG RP600 4pUL | 25:U | XT7LU460EGFF000XXX |  | https://new.abb.com/products/en/1SDA103231R1 | https://new.abb.com/products/en/1SDA107622R1
25 | U | XT7LU460EPFF000XXX | 1SDA103234R1+1SDA107622R1 | XT7L 1200 E.TCH LSI RP600 4pUL | 25:U | XT7LU460EPFF000XXX |  | https://new.abb.com/products/en/1SDA103234R1 | https://new.abb.com/products/en/1SDA107622R1
25 | U | XT7LU460EQFF000XXX | 1SDA103237R1+1SDA107622R1 | XT7L 1200 E.TCH LSIG RP600 4pUL | 25:U | XT7LU460EQFF000XXX |  | https://new.abb.com/products/en/1SDA103237R1 | https://new.abb.com/products/en/1SDA107622R1
25 | U | XT7LU460ERFF000XXX | 1SDA103240R1+1SDA107622R1 | XT7L 1200 E.TCHM LSI RP600 4pUL | 25:U | XT7LU460ERFF000XXX |  | https://new.abb.com/products/en/1SDA103240R1 | https://new.abb.com/products/en/1SDA107622R1
25 | U | XT7LU460ESFF000XXX | 1SDA103243R1+1SDA107622R1 | XT7L 1200 E.TCHM LSIG RP600 4pUL | 25:U | XT7LU460ESFF000XXX |  | https://new.abb.com/products/en/1SDA103243R1 | https://new.abb.com/products/en/1SDA107622R1
25 | U | XT7LU460ETFF000XXX | 1SDA103246R1+1SDA107622R1 | XT7L 1200 E.HI-T LSI RP600 4pUL | 25:U | XT7LU460ETFF000XXX |  | https://new.abb.com/products/en/1SDA103246R1 | https://new.abb.com/products/en/1SDA107622R1
25 | U | XT7LU460EUFF000XXX | 1SDA103249R1+1SDA107622R1 | XT7L 1200 E.HI-T LSIG RP600 4pUL | 25:U | XT7LU460EUFF000XXX |  | https://new.abb.com/products/en/1SDA103249R1 | https://new.abb.com/products/en/1SDA107622R1
25 | U | XT7LU460EXFF000XXX | 1SDA103252R1+1SDA107624R1 | XT7L 1200 E.GDIP LS/I RP600 4pUL | 25:U | XT7LU460EXFF000XXX |  | https://new.abb.com/products/en/1SDA103252R1 | https://new.abb.com/products/en/1SDA107624R1
25 | U | XT7LU460EYFF000XXX | 1SDA103255R1+1SDA107622R1 | XT7L 1200 E.GTCH LSIG RP600 4pUL | 25:U | XT7LU460EYFF000XXX |  | https://new.abb.com/products/en/1SDA103255R1 | https://new.abb.com/products/en/1SDA107622R1
25 | U | XT7LU460EZFF000XXX | 1SDA103258R1+1SDA107622R1 | XT7L 1200 E.GHI-TCH LSIG RP600 4pUL | 25:U | XT7LU460EZFF000XXX |  | https://new.abb.com/products/en/1SDA103258R1 | https://new.abb.com/products/en/1SDA107622R1
25 | U | XT7LU480DCFF000XXX | 1SDA103263R1+1SDA102013R1 | XT7L 1000 E.DIP LIG RP800 4p UL | 25:U | XT7LU480DCFF000XXX |  | https://new.abb.com/products/en/1SDA103263R1 | https://new.abb.com/products/en/1SDA102013R1
25 | U | XT7LU480DEFF000XXX | 1SDA103224R1+1SDA102013R1 | XT7L 1000 E.DIP LS/I RP800 4p UL | 25:U | XT7LU480DEFF000XXX |  | https://new.abb.com/products/en/1SDA103224R1 | https://new.abb.com/products/en/1SDA102013R1
25 | U | XT7LU480DFFF000XXX | 1SDA103227R1+1SDA102003R1 | XT7L 1000 E.DIP LSI RP800 4p UL | 25:U | XT7LU480DFFF000XXX |  | https://new.abb.com/products/en/1SDA103227R1 | https://new.abb.com/products/en/1SDA102003R1
25 | U | XT7LU480DGFF000XXX | 1SDA103230R1+1SDA102003R1 | XT7L 1000 E.DIP LSIG RP800 4p UL | 25:U | XT7LU480DGFF000XXX |  | https://new.abb.com/products/en/1SDA103230R1 | https://new.abb.com/products/en/1SDA102003R1
25 | U | XT7LU480DPFF000XXX | 1SDA103233R1+1SDA102003R1 | XT7L 1000 E.TCH LSI RP800 4p UL | 25:U | XT7LU480DPFF000XXX |  | https://new.abb.com/products/en/1SDA103233R1 | https://new.abb.com/products/en/1SDA102003R1
25 | U | XT7LU480DQFF000XXX | 1SDA103236R1+1SDA102003R1 | XT7L 1000 E.TCH LSIG RP800 4p UL | 25:U | XT7LU480DQFF000XXX |  | https://new.abb.com/products/en/1SDA103236R1 | https://new.abb.com/products/en/1SDA102003R1
25 | U | XT7LU480DRFF000XXX | 1SDA103239R1+1SDA102003R1 | XT7L 1000 E.TCHM LSI RP800 4p UL | 25:U | XT7LU480DRFF000XXX |  | https://new.abb.com/products/en/1SDA103239R1 | https://new.abb.com/products/en/1SDA102003R1
25 | U | XT7LU480DSFF000XXX | 1SDA103242R1+1SDA102003R1 | XT7L 1000 E.TCHM LSIG RP800 4p UL | 25:U | XT7LU480DSFF000XXX |  | https://new.abb.com/products/en/1SDA103242R1 | https://new.abb.com/products/en/1SDA102003R1
25 | U | XT7LU480DTFF000XXX | 1SDA103245R1+1SDA102003R1 | XT7L 1000 E.HI-T LSI RP800 4p UL | 25:U | XT7LU480DTFF000XXX |  | https://new.abb.com/products/en/1SDA103245R1 | https://new.abb.com/products/en/1SDA102003R1
25 | U | XT7LU480DUFF000XXX | 1SDA103248R1+1SDA102003R1 | XT7L 1000 E.HI-T LSIG RP800 4p UL | 25:U | XT7LU480DUFF000XXX |  | https://new.abb.com/products/en/1SDA103248R1 | https://new.abb.com/products/en/1SDA102003R1
25 | U | XT7LU480DXFF000XXX | 1SDA103251R1+1SDA102013R1 | XT7L 1000 E.GDIP LS/I RP800 4p UL | 25:U | XT7LU480DXFF000XXX |  | https://new.abb.com/products/en/1SDA103251R1 | https://new.abb.com/products/en/1SDA102013R1
25 | U | XT7LU480DYFF000XXX | 1SDA103254R1+1SDA102003R1 | XT7L 1000 E.GTCH LSIG RP800 4p UL | 25:U | XT7LU480DYFF000XXX |  | https://new.abb.com/products/en/1SDA103254R1 | https://new.abb.com/products/en/1SDA102003R1
25 | U | XT7LU480DZFF000XXX | 1SDA103257R1+1SDA102003R1 | XT7L 1000 E.GHI-TCH LSIG RP800 4pUL | 25:U | XT7LU480DZFF000XXX |  | https://new.abb.com/products/en/1SDA103257R1 | https://new.abb.com/products/en/1SDA102003R1
25 | U | XT7LU480ECFF000XXX | 1SDA103264R1+1SDA102013R1 | XT7L 1200 E.DIP LIG RP800 4pUL | 25:U | XT7LU480ECFF000XXX |  | https://new.abb.com/products/en/1SDA103264R1 | https://new.abb.com/products/en/1SDA102013R1
25 | U | XT7LU480EEFF000XXX | 1SDA103225R1+1SDA102013R1 | XT7L 1200 E.DIP LS/I RP800 4pUL | 25:U | XT7LU480EEFF000XXX |  | https://new.abb.com/products/en/1SDA103225R1 | https://new.abb.com/products/en/1SDA102013R1
25 | U | XT7LU480EFFF000XXX | 1SDA103228R1+1SDA102003R1 | XT7L 1200 E.DIP LSI RP800 4pUL | 25:U | XT7LU480EFFF000XXX |  | https://new.abb.com/products/en/1SDA103228R1 | https://new.abb.com/products/en/1SDA102003R1
25 | U | XT7LU480EGFF000XXX | 1SDA103231R1+1SDA102003R1 | XT7L 1200 E.DIP LSIG RP800 4pUL | 25:U | XT7LU480EGFF000XXX |  | https://new.abb.com/products/en/1SDA103231R1 | https://new.abb.com/products/en/1SDA102003R1
25 | U | XT7LU480EPFF000XXX | 1SDA103234R1+1SDA102003R1 | XT7L 1200 E.TCH LSI RP800 4pUL | 25:U | XT7LU480EPFF000XXX |  | https://new.abb.com/products/en/1SDA103234R1 | https://new.abb.com/products/en/1SDA102003R1
25 | U | XT7LU480EQFF000XXX | 1SDA103237R1+1SDA102003R1 | XT7L 1200 E.TCH LSIG RP800 4pUL | 25:U | XT7LU480EQFF000XXX |  | https://new.abb.com/products/en/1SDA103237R1 | https://new.abb.com/products/en/1SDA102003R1
25 | U | XT7LU480ERFF000XXX | 1SDA103240R1+1SDA102003R1 | XT7L 1200 E.TCHM LSI RP800 4pUL | 25:U | XT7LU480ERFF000XXX |  | https://new.abb.com/products/en/1SDA103240R1 | https://new.abb.com/products/en/1SDA102003R1
25 | U | XT7LU480ESFF000XXX | 1SDA103243R1+1SDA102003R1 | XT7L 1200 E.TCHM LSIG RP800 4pUL | 25:U | XT7LU480ESFF000XXX |  | https://new.abb.com/products/en/1SDA103243R1 | https://new.abb.com/products/en/1SDA102003R1
25 | U | XT7LU480ETFF000XXX | 1SDA103246R1+1SDA102003R1 | XT7L 1200 E.HI-T LSI RP800 4pUL | 25:U | XT7LU480ETFF000XXX |  | https://new.abb.com/products/en/1SDA103246R1 | https://new.abb.com/products/en/1SDA102003R1
25 | U | XT7LU480EUFF000XXX | 1SDA103249R1+1SDA102003R1 | XT7L 1200 E.HI-T LSIG RP800 4pUL | 25:U | XT7LU480EUFF000XXX |  | https://new.abb.com/products/en/1SDA103249R1 | https://new.abb.com/products/en/1SDA102003R1
25 | U | XT7LU480EXFF000XXX | 1SDA103252R1+1SDA102013R1 | XT7L 1200 E.GDIP LS/I RP800 4pUL | 25:U | XT7LU480EXFF000XXX |  | https://new.abb.com/products/en/1SDA103252R1 | https://new.abb.com/products/en/1SDA102013R1
25 | U | XT7LU480EYFF000XXX | 1SDA103255R1+1SDA102003R1 | XT7L 1200 E.GTCH LSIG RP800 4pUL | 25:U | XT7LU480EYFF000XXX |  | https://new.abb.com/products/en/1SDA103255R1 | https://new.abb.com/products/en/1SDA102003R1
25 | U | XT7LU480EZFF000XXX | 1SDA103258R1+1SDA102003R1 | XT7L 1200 E.GHI-TCH LSIG RP800 4pUL | 25:U | XT7LU480EZFF000XXX |  | https://new.abb.com/products/en/1SDA103258R1 | https://new.abb.com/products/en/1SDA102003R1
25 | U | XT7SU310ECFF000XXX | 1SDA102946R1+1SDA102016R1 | XT7S 1200 E.DIP LIG RP1000 3pUL | 25:U | XT7SU310ECFF000XXX |  | https://new.abb.com/products/en/1SDA102946R1 | https://new.abb.com/products/en/1SDA102016R1
25 | U | XT7SU310EEFF000XXX | 1SDA102901R1+1SDA102016R1 | XT7S 1200 E.DIP LS/I RP1000 3pUL | 25:U | XT7SU310EEFF000XXX |  | https://new.abb.com/products/en/1SDA102901R1 | https://new.abb.com/products/en/1SDA102016R1
25 | U | XT7SU310EFFF000XXX | 1SDA102904R1+1SDA102006R1 | XT7S 1200 E.DIP LSI RP1000 3pUL | 25:U | XT7SU310EFFF000XXX |  | https://new.abb.com/products/en/1SDA102904R1 | https://new.abb.com/products/en/1SDA102006R1
25 | U | XT7SU310EGFF000XXX | 1SDA102907R1+1SDA102006R1 | XT7S 1200 E.DIP LSIG RP1000 3pUL | 25:U | XT7SU310EGFF000XXX |  | https://new.abb.com/products/en/1SDA102907R1 | https://new.abb.com/products/en/1SDA102006R1
25 | U | XT7SU310EKFF000XXX | 1SDA102928R1+1SDA102016R1 | XT7S 1200 E.MDIP I RP1000 3pUL | 25:U | XT7SU310EKFF000XXX |  | https://new.abb.com/products/en/1SDA102928R1 | https://new.abb.com/products/en/1SDA102016R1
25 | U | XT7SU310EPFF000XXX | 1SDA102910R1+1SDA102006R1 | XT7S 1200 E.TCH LSI RP1000 3pUL | 25:U | XT7SU310EPFF000XXX |  | https://new.abb.com/products/en/1SDA102910R1 | https://new.abb.com/products/en/1SDA102006R1
25 | U | XT7SU310EQFF000XXX | 1SDA102913R1+1SDA102006R1 | XT7S 1200 E.TCH LSIG RP1000 3pUL | 25:U | XT7SU310EQFF000XXX |  | https://new.abb.com/products/en/1SDA102913R1 | https://new.abb.com/products/en/1SDA102006R1
25 | U | XT7SU310ERFF000XXX | 1SDA102916R1+1SDA102006R1 | XT7S 1200 E.TCHM LSI RP1000 3pUL | 25:U | XT7SU310ERFF000XXX |  | https://new.abb.com/products/en/1SDA102916R1 | https://new.abb.com/products/en/1SDA102006R1
25 | U | XT7SU310ESFF000XXX | 1SDA102919R1+1SDA102006R1 | XT7S 1200 E.TCHM LSIG RP1000 3pUL | 25:U | XT7SU310ESFF000XXX |  | https://new.abb.com/products/en/1SDA102919R1 | https://new.abb.com/products/en/1SDA102006R1
25 | U | XT7SU310ETFF000XXX | 1SDA102922R1+1SDA102006R1 | XT7S 1200 E.HI-T LSI RP1000 3pUL | 25:U | XT7SU310ETFF000XXX |  | https://new.abb.com/products/en/1SDA102922R1 | https://new.abb.com/products/en/1SDA102006R1
25 | U | XT7SU310EUFF000XXX | 1SDA102925R1+1SDA102006R1 | XT7S 1200 E.HI-T LSIG RP1000 3pUL | 25:U | XT7SU310EUFF000XXX |  | https://new.abb.com/products/en/1SDA102925R1 | https://new.abb.com/products/en/1SDA102006R1
25 | U | XT7SU310EWFF000XXX | 1SDA102931R1+1SDA102006R1 | XT7S 1200 E.MTCH LRIU RP1000 3pUL | 25:U | XT7SU310EWFF000XXX |  | https://new.abb.com/products/en/1SDA102931R1 | https://new.abb.com/products/en/1SDA102006R1
25 | U | XT7SU310EXFF000XXX | 1SDA102934R1+1SDA102016R1 | XT7S 1200 E.GDIP LS/I RP1000 3pUL | 25:U | XT7SU310EXFF000XXX |  | https://new.abb.com/products/en/1SDA102934R1 | https://new.abb.com/products/en/1SDA102016R1
25 | U | XT7SU310EYFF000XXX | 1SDA102937R1+1SDA102006R1 | XT7S 1200 E.GTCH LSIG RP1000 3pUL | 25:U | XT7SU310EYFF000XXX |  | https://new.abb.com/products/en/1SDA102937R1 | https://new.abb.com/products/en/1SDA102006R1
25 | U | XT7SU310EZFF000XXX | 1SDA102940R1+1SDA102006R1 | XT7S 1200 E.GHI-TCHLSIG RP1000 3pUL | 25:U | XT7SU310EZFF000XXX |  | https://new.abb.com/products/en/1SDA102940R1 | https://new.abb.com/products/en/1SDA102006R1
25 | U | XT7SU360CCFF000XXX | 1SDA102944R1+1SDA107624R1 | XT7S 800 E.DIP LIG RP600 3p UL | 25:U | XT7SU360CCFF000XXX |  | https://new.abb.com/products/en/1SDA102944R1 | https://new.abb.com/products/en/1SDA107624R1
25 | U | XT7SU360CEFF000XXX | 1SDA102899R1+1SDA107624R1 | XT7S 800 E.DIP LS/I RP600 3p UL | 25:U | XT7SU360CEFF000XXX |  | https://new.abb.com/products/en/1SDA102899R1 | https://new.abb.com/products/en/1SDA107624R1
25 | U | XT7SU360CFFF000XXX | 1SDA102902R1+1SDA107622R1 | XT7S 800 E.DIP LSI RP600 3p UL | 25:U | XT7SU360CFFF000XXX |  | https://new.abb.com/products/en/1SDA102902R1 | https://new.abb.com/products/en/1SDA107622R1
25 | U | XT7SU360CGFF000XXX | 1SDA102905R1+1SDA107622R1 | XT7S 800 E.DIP LSIG RP600 3p UL | 25:U | XT7SU360CGFF000XXX |  | https://new.abb.com/products/en/1SDA102905R1 | https://new.abb.com/products/en/1SDA107622R1
25 | U | XT7SU360CKFF000XXX | 1SDA102926R1+1SDA107624R1 | XT7S 800 E.MDIP I RP600 3p UL | 25:U | XT7SU360CKFF000XXX |  | https://new.abb.com/products/en/1SDA102926R1 | https://new.abb.com/products/en/1SDA107624R1
25 | U | XT7SU360CPFF000XXX | 1SDA102908R1+1SDA107622R1 | XT7S 800 E.TCH LSI RP600 3p UL | 25:U | XT7SU360CPFF000XXX |  | https://new.abb.com/products/en/1SDA102908R1 | https://new.abb.com/products/en/1SDA107622R1
25 | U | XT7SU360CQFF000XXX | 1SDA102911R1+1SDA107622R1 | XT7S 800 E.TCH LSIG RP600 3p UL | 25:U | XT7SU360CQFF000XXX |  | https://new.abb.com/products/en/1SDA102911R1 | https://new.abb.com/products/en/1SDA107622R1
25 | U | XT7SU360CRFF000XXX | 1SDA102914R1+1SDA107622R1 | XT7S 800 E.TCHM LSI RP600 3p UL | 25:U | XT7SU360CRFF000XXX |  | https://new.abb.com/products/en/1SDA102914R1 | https://new.abb.com/products/en/1SDA107622R1
25 | U | XT7SU360CSFF000XXX | 1SDA102917R1+1SDA107622R1 | XT7S 800 E.TCHM LSIG RP600 3p UL | 25:U | XT7SU360CSFF000XXX |  | https://new.abb.com/products/en/1SDA102917R1 | https://new.abb.com/products/en/1SDA107622R1
25 | U | XT7SU360CTFF000XXX | 1SDA102920R1+1SDA107622R1 | XT7S 800 E.HI-T LSI RP600 3p UL | 25:U | XT7SU360CTFF000XXX |  | https://new.abb.com/products/en/1SDA102920R1 | https://new.abb.com/products/en/1SDA107622R1
25 | U | XT7SU360CUFF000XXX | 1SDA102923R1+1SDA107622R1 | XT7S 800 E.HI-T LSIG RP600 3p UL | 25:U | XT7SU360CUFF000XXX |  | https://new.abb.com/products/en/1SDA102923R1 | https://new.abb.com/products/en/1SDA107622R1
25 | U | XT7SU360CWFF000XXX | 1SDA102929R1+1SDA107622R1 | XT7S 800 E.MTCH LRIU RP600 3p UL | 25:U | XT7SU360CWFF000XXX |  | https://new.abb.com/products/en/1SDA102929R1 | https://new.abb.com/products/en/1SDA107622R1
25 | U | XT7SU360CXFF000XXX | 1SDA102932R1+1SDA107624R1 | XT7S 800 E.GDIP LS/I RP600 3p UL | 25:U | XT7SU360CXFF000XXX |  | https://new.abb.com/products/en/1SDA102932R1 | https://new.abb.com/products/en/1SDA107624R1
25 | U | XT7SU360CYFF000XXX | 1SDA102935R1+1SDA107622R1 | XT7S 800 E.GTCH LSIG RP600 3p UL | 25:U | XT7SU360CYFF000XXX |  | https://new.abb.com/products/en/1SDA102935R1 | https://new.abb.com/products/en/1SDA107622R1
25 | U | XT7SU360CZFF000XXX | 1SDA102938R1+1SDA107622R1 | XT7S 800 E.GHI-TCH LSIG RP600 3p UL | 25:U | XT7SU360CZFF000XXX |  | https://new.abb.com/products/en/1SDA102938R1 | https://new.abb.com/products/en/1SDA107622R1
25 | U | XT7SU360DCFF000XXX | 1SDA102945R1+1SDA107624R1 | XT7S 1000 E.DIP LIG RP600 3p UL | 25:U | XT7SU360DCFF000XXX |  | https://new.abb.com/products/en/1SDA102945R1 | https://new.abb.com/products/en/1SDA107624R1
25 | U | XT7SU360DEFF000XXX | 1SDA102900R1+1SDA107624R1 | XT7S 1000 E.DIP LS/I RP600 3p UL | 25:U | XT7SU360DEFF000XXX |  | https://new.abb.com/products/en/1SDA102900R1 | https://new.abb.com/products/en/1SDA107624R1
25 | U | XT7SU360DFFF000XXX | 1SDA102903R1+1SDA107622R1 | XT7S 1000 E.DIP LSI RP600 3p UL | 25:U | XT7SU360DFFF000XXX |  | https://new.abb.com/products/en/1SDA102903R1 | https://new.abb.com/products/en/1SDA107622R1
25 | U | XT7SU360DGFF000XXX | 1SDA102906R1+1SDA107622R1 | XT7S 1000 E.DIP LSIG RP600 3p UL | 25:U | XT7SU360DGFF000XXX |  | https://new.abb.com/products/en/1SDA102906R1 | https://new.abb.com/products/en/1SDA107622R1
25 | U | XT7SU360DKFF000XXX | 1SDA102927R1+1SDA107624R1 | XT7S 1000 E.MDIP I RP600 3p UL | 25:U | XT7SU360DKFF000XXX |  | https://new.abb.com/products/en/1SDA102927R1 | https://new.abb.com/products/en/1SDA107624R1
25 | U | XT7SU360DPFF000XXX | 1SDA102909R1+1SDA107622R1 | XT7S 1000 E.TCH LSI RP600 3p UL | 25:U | XT7SU360DPFF000XXX |  | https://new.abb.com/products/en/1SDA102909R1 | https://new.abb.com/products/en/1SDA107622R1
25 | U | XT7SU360DQFF000XXX | 1SDA102912R1+1SDA107622R1 | XT7S 1000 E.TCH LSIG RP600 3p UL | 25:U | XT7SU360DQFF000XXX |  | https://new.abb.com/products/en/1SDA102912R1 | https://new.abb.com/products/en/1SDA107622R1
25 | U | XT7SU360DRFF000XXX | 1SDA102915R1+1SDA107622R1 | XT7S 1000 E.TCHM LSI RP600 3p UL | 25:U | XT7SU360DRFF000XXX |  | https://new.abb.com/products/en/1SDA102915R1 | https://new.abb.com/products/en/1SDA107622R1
25 | U | XT7SU360DSFF000XXX | 1SDA102918R1+1SDA107622R1 | XT7S 1000 E.TCHM LSIG RP600 3p UL | 25:U | XT7SU360DSFF000XXX |  | https://new.abb.com/products/en/1SDA102918R1 | https://new.abb.com/products/en/1SDA107622R1
25 | U | XT7SU360DTFF000XXX | 1SDA102921R1+1SDA107622R1 | XT7S 1000 E.HI-T LSI RP600 3p UL | 25:U | XT7SU360DTFF000XXX |  | https://new.abb.com/products/en/1SDA102921R1 | https://new.abb.com/products/en/1SDA107622R1
25 | U | XT7SU360DUFF000XXX | 1SDA102924R1+1SDA107622R1 | XT7S 1000 E.HI-T LSIG RP600 3p UL | 25:U | XT7SU360DUFF000XXX |  | https://new.abb.com/products/en/1SDA102924R1 | https://new.abb.com/products/en/1SDA107622R1
25 | U | XT7SU360DWFF000XXX | 1SDA102930R1+1SDA107622R1 | XT7S 1000 E.MTCH LRIU RP600 3p UL | 25:U | XT7SU360DWFF000XXX |  | https://new.abb.com/products/en/1SDA102930R1 | https://new.abb.com/products/en/1SDA107622R1
25 | U | XT7SU360DXFF000XXX | 1SDA102933R1+1SDA107624R1 | XT7S 1000 E.GDIP LS/I RP600 3p UL | 25:U | XT7SU360DXFF000XXX |  | https://new.abb.com/products/en/1SDA102933R1 | https://new.abb.com/products/en/1SDA107624R1
25 | U | XT7SU360DYFF000XXX | 1SDA102936R1+1SDA107622R1 | XT7S 1000 E.GTCH LSIG RP600 3p UL | 25:U | XT7SU360DYFF000XXX |  | https://new.abb.com/products/en/1SDA102936R1 | https://new.abb.com/products/en/1SDA107622R1
25 | U | XT7SU360DZFF000XXX | 1SDA102939R1+1SDA107622R1 | XT7S 1000 E.GHI-TCH LSIG RP600 3pUL | 25:U | XT7SU360DZFF000XXX |  | https://new.abb.com/products/en/1SDA102939R1 | https://new.abb.com/products/en/1SDA107622R1
25 | U | XT7SU360ECFF000XXX | 1SDA102946R1+1SDA107624R1 | XT7S 1200 E.DIP LIG RP600 3pUL | 25:U | XT7SU360ECFF000XXX |  | https://new.abb.com/products/en/1SDA102946R1 | https://new.abb.com/products/en/1SDA107624R1
25 | U | XT7SU360EEFF000XXX | 1SDA102901R1+1SDA107624R1 | XT7S 1200 E.DIP LS/I RP600 3pUL | 25:U | XT7SU360EEFF000XXX |  | https://new.abb.com/products/en/1SDA102901R1 | https://new.abb.com/products/en/1SDA107624R1
25 | U | XT7SU360EFFF000XXX | 1SDA102904R1+1SDA107622R1 | XT7S 1200 E.DIP LSI RP600 3pUL | 25:U | XT7SU360EFFF000XXX |  | https://new.abb.com/products/en/1SDA102904R1 | https://new.abb.com/products/en/1SDA107622R1
25 | U | XT7SU360EGFF000XXX | 1SDA102907R1+1SDA107622R1 | XT7S 1200 E.DIP LSIG RP600 3pUL | 25:U | XT7SU360EGFF000XXX |  | https://new.abb.com/products/en/1SDA102907R1 | https://new.abb.com/products/en/1SDA107622R1
25 | U | XT7SU360EKFF000XXX | 1SDA102928R1+1SDA107624R1 | XT7S 1200 E.MDIP I RP600 3pUL | 25:U | XT7SU360EKFF000XXX |  | https://new.abb.com/products/en/1SDA102928R1 | https://new.abb.com/products/en/1SDA107624R1
25 | U | XT7SU360EPFF000XXX | 1SDA102910R1+1SDA107622R1 | XT7S 1200 E.TCH LSI RP600 3pUL | 25:U | XT7SU360EPFF000XXX |  | https://new.abb.com/products/en/1SDA102910R1 | https://new.abb.com/products/en/1SDA107622R1
25 | U | XT7SU360EQFF000XXX | 1SDA102913R1+1SDA107622R1 | XT7S 1200 E.TCH LSIG RP600 3pUL | 25:U | XT7SU360EQFF000XXX |  | https://new.abb.com/products/en/1SDA102913R1 | https://new.abb.com/products/en/1SDA107622R1
25 | U | XT7SU360ERFF000XXX | 1SDA102916R1+1SDA107622R1 | XT7S 1200 E.TCHM LSI RP600 3pUL | 25:U | XT7SU360ERFF000XXX |  | https://new.abb.com/products/en/1SDA102916R1 | https://new.abb.com/products/en/1SDA107622R1
25 | U | XT7SU360ESFF000XXX | 1SDA102919R1+1SDA107622R1 | XT7S 1200 E.TCHM LSIG RP600 3pUL | 25:U | XT7SU360ESFF000XXX |  | https://new.abb.com/products/en/1SDA102919R1 | https://new.abb.com/products/en/1SDA107622R1
25 | U | XT7SU360ETFF000XXX | 1SDA102922R1+1SDA107622R1 | XT7S 1200 E.HI-T LSI RP600 3pUL | 25:U | XT7SU360ETFF000XXX |  | https://new.abb.com/products/en/1SDA102922R1 | https://new.abb.com/products/en/1SDA107622R1
25 | U | XT7SU360EUFF000XXX | 1SDA102925R1+1SDA107622R1 | XT7S 1200 E.HI-T LSIG RP600 3pUL | 25:U | XT7SU360EUFF000XXX |  | https://new.abb.com/products/en/1SDA102925R1 | https://new.abb.com/products/en/1SDA107622R1
25 | U | XT7SU360EWFF000XXX | 1SDA102931R1+1SDA107622R1 | XT7S 1200 E.MTCH LRIU RP600 3pUL | 25:U | XT7SU360EWFF000XXX |  | https://new.abb.com/products/en/1SDA102931R1 | https://new.abb.com/products/en/1SDA107622R1
25 | U | XT7SU360EXFF000XXX | 1SDA102934R1+1SDA107624R1 | XT7S 1200 E.GDIP LS/I RP600 3pUL | 25:U | XT7SU360EXFF000XXX |  | https://new.abb.com/products/en/1SDA102934R1 | https://new.abb.com/products/en/1SDA107624R1
25 | U | XT7SU360EYFF000XXX | 1SDA102937R1+1SDA107622R1 | XT7S 1200 E.GTCH LSIG RP600 3pUL | 25:U | XT7SU360EYFF000XXX |  | https://new.abb.com/products/en/1SDA102937R1 | https://new.abb.com/products/en/1SDA107622R1
25 | U | XT7SU360EZFF000XXX | 1SDA102940R1+1SDA107622R1 | XT7S 1200 E.GHI-TCH LSIG RP600 3pUL | 25:U | XT7SU360EZFF000XXX |  | https://new.abb.com/products/en/1SDA102940R1 | https://new.abb.com/products/en/1SDA107622R1
25 | U | XT7SU380DCFF000XXX | 1SDA102945R1+1SDA102013R1 | XT7S 1000 E.DIP LIG RP800 3p UL | 25:U | XT7SU380DCFF000XXX |  | https://new.abb.com/products/en/1SDA102945R1 | https://new.abb.com/products/en/1SDA102013R1
25 | U | XT7SU380DEFF000XXX | 1SDA102900R1+1SDA102013R1 | XT7S 1000 E.DIP LS/I RP800 3p UL | 25:U | XT7SU380DEFF000XXX |  | https://new.abb.com/products/en/1SDA102900R1 | https://new.abb.com/products/en/1SDA102013R1
25 | U | XT7SU380DFFF000XXX | 1SDA102903R1+1SDA102003R1 | XT7S 1000 E.DIP LSI RP800 3p UL | 25:U | XT7SU380DFFF000XXX |  | https://new.abb.com/products/en/1SDA102903R1 | https://new.abb.com/products/en/1SDA102003R1
25 | U | XT7SU380DGFF000XXX | 1SDA102906R1+1SDA102003R1 | XT7S 1000 E.DIP LSIG RP800 3p UL | 25:U | XT7SU380DGFF000XXX |  | https://new.abb.com/products/en/1SDA102906R1 | https://new.abb.com/products/en/1SDA102003R1
25 | U | XT7SU380DKFF000XXX | 1SDA102927R1+1SDA102013R1 | XT7S 1000 E.MDIP I RP800 3p UL | 25:U | XT7SU380DKFF000XXX |  | https://new.abb.com/products/en/1SDA102927R1 | https://new.abb.com/products/en/1SDA102013R1
25 | U | XT7SU380DPFF000XXX | 1SDA102909R1+1SDA102003R1 | XT7S 1000 E.TCH LSI RP800 3p UL | 25:U | XT7SU380DPFF000XXX |  | https://new.abb.com/products/en/1SDA102909R1 | https://new.abb.com/products/en/1SDA102003R1
25 | U | XT7SU380DQFF000XXX | 1SDA102912R1+1SDA102003R1 | XT7S 1000 E.TCH LSIG RP800 3p UL | 25:U | XT7SU380DQFF000XXX |  | https://new.abb.com/products/en/1SDA102912R1 | https://new.abb.com/products/en/1SDA102003R1
25 | U | XT7SU380DRFF000XXX | 1SDA102915R1+1SDA102003R1 | XT7S 1000 E.TCHM LSI RP800 3p UL | 25:U | XT7SU380DRFF000XXX |  | https://new.abb.com/products/en/1SDA102915R1 | https://new.abb.com/products/en/1SDA102003R1
25 | U | XT7SU380DSFF000XXX | 1SDA102918R1+1SDA102003R1 | XT7S 1000 E.TCHM LSIG RP800 3p UL | 25:U | XT7SU380DSFF000XXX |  | https://new.abb.com/products/en/1SDA102918R1 | https://new.abb.com/products/en/1SDA102003R1
25 | U | XT7SU380DTFF000XXX | 1SDA102921R1+1SDA102003R1 | XT7S 1000 E.HI-T LSI RP800 3p UL | 25:U | XT7SU380DTFF000XXX |  | https://new.abb.com/products/en/1SDA102921R1 | https://new.abb.com/products/en/1SDA102003R1
25 | U | XT7SU380DUFF000XXX | 1SDA102924R1+1SDA102003R1 | XT7S 1000 E.HI-T LSIG RP800 3p UL | 25:U | XT7SU380DUFF000XXX |  | https://new.abb.com/products/en/1SDA102924R1 | https://new.abb.com/products/en/1SDA102003R1
25 | U | XT7SU380DWFF000XXX | 1SDA102930R1+1SDA102003R1 | XT7S 1000 E.MTCH LRIU RP800 3p UL | 25:U | XT7SU380DWFF000XXX |  | https://new.abb.com/products/en/1SDA102930R1 | https://new.abb.com/products/en/1SDA102003R1
25 | U | XT7SU380DXFF000XXX | 1SDA102933R1+1SDA102013R1 | XT7S 1000 E.GDIP LS/I RP800 3p UL | 25:U | XT7SU380DXFF000XXX |  | https://new.abb.com/products/en/1SDA102933R1 | https://new.abb.com/products/en/1SDA102013R1
25 | U | XT7SU380DYFF000XXX | 1SDA102936R1+1SDA102003R1 | XT7S 1000 E.GTCH LSIG RP800 3p UL | 25:U | XT7SU380DYFF000XXX |  | https://new.abb.com/products/en/1SDA102936R1 | https://new.abb.com/products/en/1SDA102003R1
25 | U | XT7SU380DZFF000XXX | 1SDA102939R1+1SDA102003R1 | XT7S 1000 E.GHI-TCH LSIG RP800 3pUL | 25:U | XT7SU380DZFF000XXX |  | https://new.abb.com/products/en/1SDA102939R1 | https://new.abb.com/products/en/1SDA102003R1
25 | U | XT7SU380ECFF000XXX | 1SDA102946R1+1SDA102013R1 | XT7S 1200 E.DIP LIG RP800 3pUL | 25:U | XT7SU380ECFF000XXX |  | https://new.abb.com/products/en/1SDA102946R1 | https://new.abb.com/products/en/1SDA102013R1
25 | U | XT7SU380EEFF000XXX | 1SDA102901R1+1SDA102013R1 | XT7S 1200 E.DIP LS/I RP800 3pUL | 25:U | XT7SU380EEFF000XXX |  | https://new.abb.com/products/en/1SDA102901R1 | https://new.abb.com/products/en/1SDA102013R1
25 | U | XT7SU380EFFF000XXX | 1SDA102904R1+1SDA102003R1 | XT7S 1200 E.DIP LSI RP800 3pUL | 25:U | XT7SU380EFFF000XXX |  | https://new.abb.com/products/en/1SDA102904R1 | https://new.abb.com/products/en/1SDA102003R1
25 | U | XT7SU380EGFF000XXX | 1SDA102907R1+1SDA102003R1 | XT7S 1200 E.DIP LSIG RP800 3pUL | 25:U | XT7SU380EGFF000XXX |  | https://new.abb.com/products/en/1SDA102907R1 | https://new.abb.com/products/en/1SDA102003R1
25 | U | XT7SU380EKFF000XXX | 1SDA102928R1+1SDA102013R1 | XT7S 1200 E.MDIP I RP800 3pUL | 25:U | XT7SU380EKFF000XXX |  | https://new.abb.com/products/en/1SDA102928R1 | https://new.abb.com/products/en/1SDA102013R1
25 | U | XT7SU380EPFF000XXX | 1SDA102910R1+1SDA102003R1 | XT7S 1200 E.TCH LSI RP800 3pUL | 25:U | XT7SU380EPFF000XXX |  | https://new.abb.com/products/en/1SDA102910R1 | https://new.abb.com/products/en/1SDA102003R1
25 | U | XT7SU380EQFF000XXX | 1SDA102913R1+1SDA102003R1 | XT7S 1200 E.TCH LSIG RP800 3pUL | 25:U | XT7SU380EQFF000XXX |  | https://new.abb.com/products/en/1SDA102913R1 | https://new.abb.com/products/en/1SDA102003R1
25 | U | XT7SU380ERFF000XXX | 1SDA102916R1+1SDA102003R1 | XT7S 1200 E.TCHM LSI RP800 3pUL | 25:U | XT7SU380ERFF000XXX |  | https://new.abb.com/products/en/1SDA102916R1 | https://new.abb.com/products/en/1SDA102003R1
25 | U | XT7SU380ESFF000XXX | 1SDA102919R1+1SDA102003R1 | XT7S 1200 E.TCHM LSIG RP800 3pUL | 25:U | XT7SU380ESFF000XXX |  | https://new.abb.com/products/en/1SDA102919R1 | https://new.abb.com/products/en/1SDA102003R1
25 | U | XT7SU380ETFF000XXX | 1SDA102922R1+1SDA102003R1 | XT7S 1200 E.HI-T LSI RP800 3pUL | 25:U | XT7SU380ETFF000XXX |  | https://new.abb.com/products/en/1SDA102922R1 | https://new.abb.com/products/en/1SDA102003R1
25 | U | XT7SU380EUFF000XXX | 1SDA102925R1+1SDA102003R1 | XT7S 1200 E.HI-T LSIG RP800 3pUL | 25:U | XT7SU380EUFF000XXX |  | https://new.abb.com/products/en/1SDA102925R1 | https://new.abb.com/products/en/1SDA102003R1
25 | U | XT7SU380EWFF000XXX | 1SDA102931R1+1SDA102003R1 | XT7S 1200 E.MTCH LRIU RP800 3pUL | 25:U | XT7SU380EWFF000XXX |  | https://new.abb.com/products/en/1SDA102931R1 | https://new.abb.com/products/en/1SDA102003R1
25 | U | XT7SU380EXFF000XXX | 1SDA102934R1+1SDA102013R1 | XT7S 1200 E.GDIP LS/I RP800 3pUL | 25:U | XT7SU380EXFF000XXX |  | https://new.abb.com/products/en/1SDA102934R1 | https://new.abb.com/products/en/1SDA102013R1
25 | U | XT7SU380EYFF000XXX | 1SDA102937R1+1SDA102003R1 | XT7S 1200 E.GTCH LSIG RP800 3pUL | 25:U | XT7SU380EYFF000XXX |  | https://new.abb.com/products/en/1SDA102937R1 | https://new.abb.com/products/en/1SDA102003R1
25 | U | XT7SU380EZFF000XXX | 1SDA102940R1+1SDA102003R1 | XT7S 1200 E.GHI-TCH LSIG RP800 3pUL | 25:U | XT7SU380EZFF000XXX |  | https://new.abb.com/products/en/1SDA102940R1 | https://new.abb.com/products/en/1SDA102003R1
25 | U | XT7SU410ECFF000XXX | 1SDA103180R1+1SDA102016R1 | XT7S 1200 E.DIP LIG RP1000 4pUL | 25:U | XT7SU410ECFF000XXX |  | https://new.abb.com/products/en/1SDA103180R1 | https://new.abb.com/products/en/1SDA102016R1
25 | U | XT7SU410EEFF000XXX | 1SDA103141R1+1SDA102016R1 | XT7S 1200 E.DIP LS/I RP1000 4pUL | 25:U | XT7SU410EEFF000XXX |  | https://new.abb.com/products/en/1SDA103141R1 | https://new.abb.com/products/en/1SDA102016R1
25 | U | XT7SU410EFFF000XXX | 1SDA103144R1+1SDA102006R1 | XT7S 1200 E.DIP LSI RP1000 4pUL | 25:U | XT7SU410EFFF000XXX |  | https://new.abb.com/products/en/1SDA103144R1 | https://new.abb.com/products/en/1SDA102006R1
25 | U | XT7SU410EGFF000XXX | 1SDA103147R1+1SDA102006R1 | XT7S 1200 E.DIP LSIG RP1000 4pUL | 25:U | XT7SU410EGFF000XXX |  | https://new.abb.com/products/en/1SDA103147R1 | https://new.abb.com/products/en/1SDA102006R1
25 | U | XT7SU410EPFF000XXX | 1SDA103150R1+1SDA102006R1 | XT7S 1200 E.TCH LSI RP1000 4pUL | 25:U | XT7SU410EPFF000XXX |  | https://new.abb.com/products/en/1SDA103150R1 | https://new.abb.com/products/en/1SDA102006R1
25 | U | XT7SU410EQFF000XXX | 1SDA103153R1+1SDA102006R1 | XT7S 1200 E.TCH LSIG RP1000 4pUL | 25:U | XT7SU410EQFF000XXX |  | https://new.abb.com/products/en/1SDA103153R1 | https://new.abb.com/products/en/1SDA102006R1
25 | U | XT7SU410ERFF000XXX | 1SDA103156R1+1SDA102006R1 | XT7S 1200 E.TCHM LSI RP1000 4pUL | 25:U | XT7SU410ERFF000XXX |  | https://new.abb.com/products/en/1SDA103156R1 | https://new.abb.com/products/en/1SDA102006R1
25 | U | XT7SU410ESFF000XXX | 1SDA103159R1+1SDA102006R1 | XT7S 1200 E.TCHM LSIG RP1000 4pUL | 25:U | XT7SU410ESFF000XXX |  | https://new.abb.com/products/en/1SDA103159R1 | https://new.abb.com/products/en/1SDA102006R1
25 | U | XT7SU410ETFF000XXX | 1SDA103162R1+1SDA102006R1 | XT7S 1200 E.HI-T LSI RP1000 4pUL | 25:U | XT7SU410ETFF000XXX |  | https://new.abb.com/products/en/1SDA103162R1 | https://new.abb.com/products/en/1SDA102006R1
25 | U | XT7SU410EUFF000XXX | 1SDA103165R1+1SDA102006R1 | XT7S 1200 E.HI-T LSIG RP1000 4pUL | 25:U | XT7SU410EUFF000XXX |  | https://new.abb.com/products/en/1SDA103165R1 | https://new.abb.com/products/en/1SDA102006R1
25 | U | XT7SU410EXFF000XXX | 1SDA103168R1+1SDA102016R1 | XT7S 1200 E.GDIP LS/I RP1000 4pUL | 25:U | XT7SU410EXFF000XXX |  | https://new.abb.com/products/en/1SDA103168R1 | https://new.abb.com/products/en/1SDA102016R1
25 | U | XT7SU410EYFF000XXX | 1SDA103171R1+1SDA102006R1 | XT7S 1200 E.GTCH LSIG RP1000 4pUL | 25:U | XT7SU410EYFF000XXX |  | https://new.abb.com/products/en/1SDA103171R1 | https://new.abb.com/products/en/1SDA102006R1
25 | U | XT7SU410EZFF000XXX | 1SDA103174R1+1SDA102006R1 | XT7S 1200 E.GHI-TCHLSIG RP1000 4pUL | 25:U | XT7SU410EZFF000XXX |  | https://new.abb.com/products/en/1SDA103174R1 | https://new.abb.com/products/en/1SDA102006R1
25 | U | XT7SU460CCFF000XXX | 1SDA103178R1+1SDA107624R1 | XT7S 800 E.DIP LIG RP600 4p UL | 25:U | XT7SU460CCFF000XXX |  | https://new.abb.com/products/en/1SDA103178R1 | https://new.abb.com/products/en/1SDA107624R1
25 | U | XT7SU460CEFF000XXX | 1SDA103139R1+1SDA107624R1 | XT7S 800 E.DIP LS/I RP600 4p UL | 25:U | XT7SU460CEFF000XXX |  | https://new.abb.com/products/en/1SDA103139R1 | https://new.abb.com/products/en/1SDA107624R1
25 | U | XT7SU460CFFF000XXX | 1SDA103142R1+1SDA107622R1 | XT7S 800 E.DIP LSI RP600 4p UL | 25:U | XT7SU460CFFF000XXX |  | https://new.abb.com/products/en/1SDA103142R1 | https://new.abb.com/products/en/1SDA107622R1
25 | U | XT7SU460CGFF000XXX | 1SDA103145R1+1SDA107622R1 | XT7S 800 E.DIP LSIG RP600 4p UL | 25:U | XT7SU460CGFF000XXX |  | https://new.abb.com/products/en/1SDA103145R1 | https://new.abb.com/products/en/1SDA107622R1
25 | U | XT7SU460CPFF000XXX | 1SDA103148R1+1SDA107622R1 | XT7S 800 E.TCH LSI RP600 4p UL | 25:U | XT7SU460CPFF000XXX |  | https://new.abb.com/products/en/1SDA103148R1 | https://new.abb.com/products/en/1SDA107622R1
25 | U | XT7SU460CQFF000XXX | 1SDA103151R1+1SDA107622R1 | XT7S 800 E.TCH LSIG RP600 4p UL | 25:U | XT7SU460CQFF000XXX |  | https://new.abb.com/products/en/1SDA103151R1 | https://new.abb.com/products/en/1SDA107622R1
25 | U | XT7SU460CRFF000XXX | 1SDA103154R1+1SDA107622R1 | XT7S 800 E.TCHM LSI RP600 4p UL | 25:U | XT7SU460CRFF000XXX |  | https://new.abb.com/products/en/1SDA103154R1 | https://new.abb.com/products/en/1SDA107622R1
25 | U | XT7SU460CSFF000XXX | 1SDA103157R1+1SDA107622R1 | XT7S 800 E.TCHM LSIG RP600 4p UL | 25:U | XT7SU460CSFF000XXX |  | https://new.abb.com/products/en/1SDA103157R1 | https://new.abb.com/products/en/1SDA107622R1
25 | U | XT7SU460CTFF000XXX | 1SDA103160R1+1SDA107622R1 | XT7S 800 E.HI-T LSI RP600 4p UL | 25:U | XT7SU460CTFF000XXX |  | https://new.abb.com/products/en/1SDA103160R1 | https://new.abb.com/products/en/1SDA107622R1
25 | U | XT7SU460CUFF000XXX | 1SDA103163R1+1SDA107622R1 | XT7S 800 E.HI-T LSIG RP600 4p UL | 25:U | XT7SU460CUFF000XXX |  | https://new.abb.com/products/en/1SDA103163R1 | https://new.abb.com/products/en/1SDA107622R1
25 | U | XT7SU460CXFF000XXX | 1SDA103166R1+1SDA107624R1 | XT7S 800 E.GDIP LS/I RP600 4p UL | 25:U | XT7SU460CXFF000XXX |  | https://new.abb.com/products/en/1SDA103166R1 | https://new.abb.com/products/en/1SDA107624R1
25 | U | XT7SU460CYFF000XXX | 1SDA103169R1+1SDA107622R1 | XT7S 800 E.GTCH LSIG RP600 4p UL | 25:U | XT7SU460CYFF000XXX |  | https://new.abb.com/products/en/1SDA103169R1 | https://new.abb.com/products/en/1SDA107622R1
25 | U | XT7SU460CZFF000XXX | 1SDA103172R1+1SDA107622R1 | XT7S 800 E.GHI-TCH LSIG RP600 4p UL | 25:U | XT7SU460CZFF000XXX |  | https://new.abb.com/products/en/1SDA103172R1 | https://new.abb.com/products/en/1SDA107622R1
25 | U | XT7SU460DCFF000XXX | 1SDA103179R1+1SDA107624R1 | XT7S 1000 E.DIP LIG RP600 4p UL | 25:U | XT7SU460DCFF000XXX |  | https://new.abb.com/products/en/1SDA103179R1 | https://new.abb.com/products/en/1SDA107624R1
25 | U | XT7SU460DEFF000XXX | 1SDA103140R1+1SDA107624R1 | XT7S 1000 E.DIP LS/I RP600 4p UL | 25:U | XT7SU460DEFF000XXX |  | https://new.abb.com/products/en/1SDA103140R1 | https://new.abb.com/products/en/1SDA107624R1
25 | U | XT7SU460DFFF000XXX | 1SDA103143R1+1SDA107622R1 | XT7S 1000 E.DIP LSI RP600 4p UL | 25:U | XT7SU460DFFF000XXX |  | https://new.abb.com/products/en/1SDA103143R1 | https://new.abb.com/products/en/1SDA107622R1
25 | U | XT7SU460DGFF000XXX | 1SDA103146R1+1SDA107622R1 | XT7S 1000 E.DIP LSIG RP600 4p UL | 25:U | XT7SU460DGFF000XXX |  | https://new.abb.com/products/en/1SDA103146R1 | https://new.abb.com/products/en/1SDA107622R1
25 | U | XT7SU460DPFF000XXX | 1SDA103149R1+1SDA107622R1 | XT7S 1000 E.TCH LSI RP600 4p UL | 25:U | XT7SU460DPFF000XXX |  | https://new.abb.com/products/en/1SDA103149R1 | https://new.abb.com/products/en/1SDA107622R1
25 | U | XT7SU460DQFF000XXX | 1SDA103152R1+1SDA107622R1 | XT7S 1000 E.TCH LSIG RP600 4p UL | 25:U | XT7SU460DQFF000XXX |  | https://new.abb.com/products/en/1SDA103152R1 | https://new.abb.com/products/en/1SDA107622R1
25 | U | XT7SU460DRFF000XXX | 1SDA103155R1+1SDA107622R1 | XT7S 1000 E.TCHM LSI RP600 4p UL | 25:U | XT7SU460DRFF000XXX |  | https://new.abb.com/products/en/1SDA103155R1 | https://new.abb.com/products/en/1SDA107622R1