1SFL467081R3312 | AFS146-30-12-33 | Active | 7320500540589 | 851.66 | 1 | 1 | stuk | AF Safety | BE31220 | SP (Control general) | stuk | Contactor AFS serie AFS146-30-12-33 | Contacteur Série AFS AFS146-30-12-33 | Contactor AFS range AFS146-30-12-33 | Contactor AFS range AFS146-30-12-33
1SFL467081R3412 | AFS146-30-12-34 | Active | 7320500540572 | 1005.25 | 1 | 1 | stuk | AF Safety | BE31220 | SP (Control general) | stuk | Contactor AFS serie AFS146-30-12-34 | Contacteur Série AFS AFS146-30-12-34 | Contactor AFS range AFS146-30-12-34 | Contactor AFS range AFS146-30-12-34
1SFL467082R1112 | AFS146-30-12B-11 | Active | 7320500540565 | 882.99 | 1 | 1 | stuk | AF Safety | BE31220 | SP (Control general) | stuk | Contactor AFS serie AFS146-30-12B-11 | Contacteur Série AFS AFS146-30-12B-11 | Contactor AFS range AFS146-30-12B-11 | Contactor AFS range AFS146-30-12B-11
1SFL467082R1212 | AFS146-30-12B-12 | Active | 7320500540558 | 882.99 | 1 | 1 | stuk | AF Safety | BE31220 | SP (Control general) | stuk | Contactor AFS serie AFS146-30-12B-12 | Contacteur Série AFS AFS146-30-12B-12 | Contactor AFS range AFS146-30-12B-12 | Contactor AFS range AFS146-30-12B-12
1SFL467082R1312 | AFS146-30-12B-13 | Active | 7320500540541 | 799.38 | 1 | 1 | stuk | AF Safety | BE31220 | SP (Control general) | stuk | Contactor AFS serie AFS146-30-12B-13 | Contacteur Série AFS AFS146-30-12B-13 | Contactor AFS range AFS146-30-12B-13 | Contactor AFS range AFS146-30-12B-13
1SFL467082R1412 | AFS146-30-12B-14 | Active | 7320500540534 | 953 | 1 | 1 | stuk | AF Safety | BE31220 | SP (Control general) | stuk | Contactor AFS serie AFS146-30-12B-14 | Contacteur Série AFS AFS146-30-12B-14 | Contactor AFS range AFS146-30-12B-14 | Contactor AFS range AFS146-30-12B-14
1SFL467082R3312 | AFS146-30-12B-33 | Active | 7320500540527 | 851.66 | 1 | 1 | stuk | AF Safety | BE31220 | SP (Control general) | stuk | Contactor AFS serie AFS146-30-12B-33 | Contacteur Série AFS AFS146-30-12B-33 | Contactor AFS range AFS146-30-12B-33 | Contactor AFS range AFS146-30-12B-33
1SFL467082R3412 | AFS146-30-12B-34 | Active | 7320500540510 | 1005.25 | 1 | 1 | stuk | AF Safety | BE31220 | SP (Control general) | stuk | Contactor AFS serie AFS146-30-12B-34 | Contacteur Série AFS AFS146-30-12B-34 | Contactor AFS range AFS146-30-12B-34 | Contactor AFS range AFS146-30-12B-34
1SFL487002R1100 | AF190-30-00-11 | Active | 7320500480373 | 788.45 | 1 | 1 | stuk | Contactor AF | BE31220 | SP (Control general) | stuk | AF 90kW 3P spoelcode 11 | Contacteur Gamme AF | AF190-30-00-11 Schütz 24-60V AC/DC | AF190-30-00-11 Contactor |  | 5.14
1SFL487002R1111 | AF190-30-11-11 | Active | 7320500480410 | 802.87 | 1 | 1 | stuk | Contactor AF | BE31220 | SP (Control general) | stuk | AF 90kW 3P 1NO+1NG spoelcode 11 | Contacteur Gamme AF | AF190-30-11-11 Schütz 24-60V AC/DC | AF190-30-11-11 Contactor |  | 5.14
1SFL487002R1122 | AF190-30-22-11 | Active | 7320500480458 | 832.85 | 1 | 1 | stuk | Contactor AF | BE31220 | SP (Control general) | stuk | AF 90kW 3P 2NO+2NG spoelcode 11 | Contacteur Gamme AF | AF190-30-22-11 Schütz 24-60V AC/DC | AF190-30-22-11 Contactor |  | 5.14
1SFL487002R1200 | AF190-30-00-12 | Active | 7320500480380 | 788.45 | 1 | 1 | stuk | Contactor AF | BE31220 | SP (Control general) | stuk | AF 90kW 3P spoelcode 12 | Contacteur Gamme AF | AF190-30-00-12 Schütz 48-130V AC/DC | AF190-30-00-12 Contactor |  | 5.14
1SFL487002R1211 | AF190-30-11-12 | Active | 7320500480427 | 802.87 | 1 | 1 | stuk | Contactor AF | BE31220 | SP (Control general) | stuk | AF 90kW 3P 1NO+1NG spoelcode 12 | Contacteur Gamme AF | AF190-30-11-12 Schütz 48-130V AC/DC | AF190-30-11-12 Contactor |  | 5.14
1SFL487002R1222 | AF190-30-22-12 | Active | 7320500480472 | 832.85 | 1 | 1 | stuk | Contactor AF | BE31220 | SP (Control general) | stuk | AF 90kW 3P 2NO+2NG spoelcode 12 | Contacteur Gamme AF | AF190-30-22-12 Schütz 48-130V AC/DC | AF190-30-22-12 Contactor |  | 5.14
1SFL487002R1300 | AF190-30-00-13 | Active | 7320500480397 | 802.87 | 1 | 1 | stuk | Contactor AF | BE31220 | SP (Control general) | stuk | AF 90kW 3P spoelcode 13 | Contacteur Gamme AF | AF190-30-00-13 Schütz 100-250V AC/DC | AF190-30-00-13 Contactor |  | 5.14
1SFL487002R1311 | AF190-30-11-13 | Active | 7320500480434 | 820.85 | 1 | 1 | stuk | Contactor AF | BE31220 | SP (Control general) | stuk | AF 90kW 3P 1NO+1NG spoelcode 13 | Contacteur Gamme AF | AF190-30-11-13 Schütz 100-250V AC/DC | AF190-30-11-13 Contactor |  | 5.14
1SFL487002R1322 | AF190-30-22-13 | Active | 7320500480489 | 848.46 | 1 | 1 | stuk | Contactor AF | BE31220 | SP (Control general) | stuk | AF 90kW 3P 2NO+2NG spoelcode 13 | Contacteur Gamme AF | AF190-30-22-13 Schütz 100-250V AC/DC | AF190-30-22-13 Contactor |  | 5.14
1SFL487002R1400 | AF190-30-00-14 | Active | 7320500480403 | 968.46 | 1 | 1 | stuk | Contactor AF | BE31220 | SP (Control general) | stuk | AF 90kW 3P spoelcode 14 | Contacteur Gamme AF | AF190-30-00-14 Schütz 250-500V AC/DC | AF190-30-00-14 Contactor |  | 5.14
1SFL487002R1411 | AF190-30-11-14 | Active | 7320500480441 | 985.27 | 1 | 1 | stuk | Contactor AF | BE31220 | SP (Control general) | stuk | AF 90kW 3P 1NO+1NG spoelcode 14 | Contacteur Gamme AF | AF190-30-11-14 Schütz 250-500V AC/DC | AF190-30-11-14 Contactor |  | 5.14
1SFL487002R1422 | AF190-30-22-14 | Active | 7320500480496 | 1012.87 | 1 | 1 | stuk | Contactor AF | BE31220 | SP (Control general) | stuk | AF 90kW 3P 2NO+2NG spoelcode 14 | Contacteur Gamme AF | AF190-30-22-14 Schütz 250-500V AC/DC | AF190-30-22-14 Contactor |  | 5.14
1SFL487002R3300 | AF190-30-00-33 | Active | 7320500480625 | 810.06 | 1 | 1 | stuk | Contactor AF | BE31220 | SP (Control general) | stuk | AF 90kW 3P spoelcode 33 | Contacteur gamme AF 3P 190A 100-250V ac/dc PLC | AF190-30-00-33 Schütz 3-polig, 190A - AC3, 100-250V AC/DC | AF190-30-00-33 Contactor |  | 5.14
1SFL487002R3311 | AF190-30-11-33 | Active | 7320500480694 | 825.66 | 1 | 1 | stuk | Contactor AF | BE31220 | SP (Control general) | stuk | AF 90kW 3P 1NO+1NG spoelcode 33 | Contacteur gamme AF 3P 190A 1NO+1NC 100-250V ac/dc PLC | AF190-30-11-33 Schütz 3-polig, 190A - AC3, 100-250V AC/DC | AF190-30-11-33 Contactor |  | 5.14
1SFL487002R3322 | AF190-30-22-33 | Active | 7320500480717 | 853.25 | 1 | 1 | stuk | Contactor AF | BE31220 | SP (Control general) | stuk | AF 90kW 3P 2NO+2NG spoelcode 33 | Contacteur gamme AF 3P 190A 2NO+2NC 100-250V ac/dc PLC | AF190-30-22-33 Schütz 3-polig, 190A - AC3, 100-250V AC/DC | AF190-30-22-33 Contactor |  | 5.14
1SFL487002R3400 | AF190-30-00-34 | Active | 7320500480687 | 967.26 | 1 | 1 | stuk | Contactor AF | BE31220 | SP (Control general) | stuk | AF 90kW 3P spoelcode 34 | Contacteur gamme AF 3P 190A 250-500V ac/dc PLC | AF190-30-00-34 Schütz 3-polig, 190A - AC3, 250-500V AC/DC | AF190-30-00-34 Contactor |  | 5.14
1SFL487002R3411 | AF190-30-11-34 | Active | 7320500480700 | 982.86 | 1 | 1 | stuk | Contactor AF | BE31220 | SP (Control general) | stuk | AF 90kW 3P 1NO+1NG spoelcode 34 | Contacteur gamme AF 3P 190A 1NO+1NC 250-500V ac/dc PLC | AF190-30-11-34 Schütz 3-polig, 190A - AC3, 250-500V AC/DC | AF190-30-11-34 Contactor |  | 5.14
1SFL487002R3422 | AF190-30-22-34 | Active | 7320500480724 | 1009.28 | 1 | 1 | stuk | Contactor AF | BE31220 | SP (Control general) | stuk | AF 90kW 3P 2NO+2NG spoelcode 34 | Contacteur gamme AF 3P 190A 2NO+2NC 250-500V ac/dc PLC | AF190-30-22-34 Schütz 3-polig, 190A - AC3, 250-500V AC/DC | AF190-30-22-34 Contactor |  | 5.14
1SFL487082R1112 | AFS190-30-12-11 | Active | 7320500540503 | 923.74 | 1 | 1 | stuk | AF Safety | BE31220 | SP (Control general) | stuk | Contactor AFS serie AFS190-30-12-11 | Contacteur Série AFS AFS190-30-12-11 | Contactor AFS range AFS190-30-12-11 | Contactor AFS range AFS190-30-12-11
1SFL487082R1212 | AFS190-30-12-12 | Active | 7320500540497 | 923.74 | 1 | 1 | stuk | AF Safety | BE31220 | SP (Control general) | stuk | Contactor AFS serie AFS190-30-12-12 | Contacteur Série AFS AFS190-30-12-12 | Contactor AFS range AFS190-30-12-12 | Contactor AFS range AFS190-30-12-12
1SFL487082R1312 | AFS190-30-12-13 | Active | 7320500540480 | 941.55 | 1 | 1 | stuk | AF Safety | BE31220 | SP (Control general) | stuk | Contactor AFS serie AFS190-30-12-13 | Contacteur Série AFS AFS190-30-12-13 | Contactor AFS range AFS190-30-12-13 | Contactor AFS range AFS190-30-12-13
1SFL487082R1412 | AFS190-30-12-14 | Active | 7320500540473 | 1123.62 | 1 | 1 | stuk | AF Safety | BE31220 | SP (Control general) | stuk | Contactor AFS serie AFS190-30-12-14 | Contacteur Série AFS AFS190-30-12-14 | Contactor AFS range AFS190-30-12-14 | Contactor AFS range AFS190-30-12-14
1SFL487082R3312 | AFS190-30-12-33 | Active | 7320500540466 | 993.8 | 1 | 1 | stuk | AF Safety | BE31220 | SP (Control general) | stuk | Contactor AFS serie AFS190-30-12-33 | Contacteur Série AFS AFS190-30-12-33 | Contactor AFS range AFS190-30-12-33 | Contactor AFS range AFS190-30-12-33
1SFL487082R3412 | AFS190-30-12-34 | Active | 7320500541548 | 1175.86 | 1 | 1 | stuk | AF Safety | BE31220 | SP (Control general) | stuk | Contactor AFS serie AFS190-30-12-34 | Contacteur Série AFS AFS190-30-12-34 | Contactor AFS range AFS190-30-12-34 | Contactor AFS range AFS190-30-12-34
1SFL487102R1100 | AF190-40-00-11 | Active | 7320500504208 | 1010.48 | 1 | 1 | stuk | Contactor AF | BE31220 | SP (Control general) | stuk | AF 90kW 4P spoelcode 11 | Contacteur gamme AF | AF190-40-00-11 Schütz 4-polig Uc = 24-60VAC 50/60Hz / 20-60VDC | AF190-40-00-11 Contactor |  | 5.14
1SFL487102R1111 | AF190-40-11-11 | Active | 7320500504215 | 1022.48 | 1 | 1 | stuk | Contactor AF | BE31220 | SP (Control general) | stuk | AF 90kW 4P 1NO+1NG spoelcode 11 | Contacteur gamme AF | Contactor 90kW 400V 4-pole Coil code: 11 Wide range Aux. contact 1NO + 1NC | AF190-40-11-11 Contactor |  | 5.14
1SFL487102R1122 | AF190-40-22-11 | Active | 7320500504222 | 1035.68 | 1 | 1 | stuk | Contactor AF | BE31220 | SP (Control general) | stuk | AF 90kW 4P 2NO+2NG spoelcode 11 | Contacteur gamme AF | AF190-40-22-11 Schütz 4-polig Uc = 24-60VAC 50/60Hz / 20-60VDC | AF190-40-22-11 Contactor |  | 5.14
1SFL487102R1200 | AF190-40-00-12 | Active | 7320500504239 | 1010.48 | 1 | 1 | stuk | Contactor AF | BE31220 | SP (Control general) | stuk | AF 90kW 4P spoelcode 12 | Contacteur gamme AF | AF190-40-00-12 Schütz 4-polig Uc = 48-130V AC 50/60Hz / DC | AF190-40-00-12 Contactor |  | 5.14
1SFL487102R1211 | AF190-40-11-12 | Active | 7320500504246 | 1022.48 | 1 | 1 | stuk | Contactor AF | BE31220 | SP (Control general) | stuk | AF 90kW 4P 1NO+1NG spoelcode 12 | Contacteur gamme AF | Contactor 90kW 400V 4-pole Coil code: 12 Wide range Aux. contact 1NO + 1NC | AF190-40-11-12 Contactor |  | 5.14
1SFL487102R1222 | AF190-40-22-12 | Active | 7320500504253 | 1035.68 | 1 | 1 | stuk | Contactor AF | BE31220 | SP (Control general) | stuk | AF 90kW 4P 2NO+2NG spoelcode 12 | Contacteur gamme AF | AF190-40-22-12 Schütz 4-polig Uc = 48-130V AC 50/60Hz / DC | AF190-40-22-12 Contactor |  | 5.14
1SFL487102R1300 | AF190-40-00-13 | Active | 7320500504260 | 874.86 | 1 | 1 | stuk | Contactor AF | BE31220 | SP (Control general) | stuk | AF 90kW 4P spoelcode 13 | Contacteur Gamme AF | AF190-40-00-13 Schütz 4-polig Uc = 100-250V AC 50/60Hz / DC | AF190-40-00-13 Contactor |  | 5.14
1SFL487102R1311 | AF190-40-11-13 | Active | 7320500504277 | 885.67 | 1 | 1 | stuk | Contactor AF | BE31220 | SP (Control general) | stuk | AF 90kW 4P 1NO+1NG spoelcode 13 | Contacteur 90kW 400V 4P Bobine code 13 large plage Contact aux.1NO+1NC | Contactor 90kW 400V 4-pole Coil code: 13 Wide range Aux. contact 1NO + 1NC | AF190-40-11-13 Contactor |  | 5.14
1SFL487102R1322 | AF190-40-22-13 | Active | 7320500504284 | 1035.68 | 1 | 1 | stuk | Contactor AF | BE31220 | SP (Control general) | stuk | AF 90kW 4P 2NO+2NG spoelcode 13 | Contacteur gamme AF | AF190-40-22-13 Schütz 4-polig Uc = 100-250V AC 50/60Hz / DC | AF190-40-22-13 Contactor |  | 5.14
1SFL487102R1400 | AF190-40-00-14 | Active | 7320500504291 | 1010.48 | 1 | 1 | stuk | Contactor AF | BE31220 | SP (Control general) | stuk | AF 90kW 4P spoelcode 14 | Contacteur gamme AF | AF190-40-00-14 Schütz 4-polig Uc = 250-500V AC 50/60Hz / DC | AF190-40-00-14 Contactor |  | 5.14
1SFL487102R1411 | AF190-40-11-14 | Active | 7320500504307 | 1022.48 | 1 | 1 | stuk | Contactor AF | BE31220 | SP (Control general) | stuk | AF 90kW 4P 1NO+1NG spoelcode 14 | Contacteur gamme AF | Contactor 90kW 400V 4-pole Coil code: 14 Wide range Aux. contact 1NO + 1NC | AF190-40-11-14 Contactor |  | 5.14
1SFL487102R1422 | AF190-40-22-14 | Active | 7320500504314 | 1035.68 | 1 | 1 | stuk | Contactor AF | BE31220 | SP (Control general) | stuk | AF 90kW 4P 2NO+2NG spoelcode 14 | Contacteur gamme AF | AF190-40-22-14Schütz 4-polig Uc = 250-500V AC 50/60Hz / DC | AF190-40-22-14 Contactor |  | 5.14
1SFL497025R7011 | GAF185-10-11-70 | Active | 7320500383742 | 1417.41 | 1 | 1 | stuk | Contactor A-Line | BE31220 | SP (Control general) | stuk | Contactor A-Line GAF185-10-11-70 | Contacteur Série AF GAF185, 1 pole | GAF185-10-11 Schütz 100-250V AC/DC | GAF185-10-11 100-250V 50/60Hz / 100-250V DC Contactor
1SFL497025R7211 | GAF185-10-11-72 | Active | 7320500383766 | 1191.37 | 1 | 1 | stuk | Contactor A-Line | BE31220 | SP (Control general) | stuk | GAF185-10-11 20-60V DC Contactor | Contacteur Série AF GAF185, 1 pôle | GAF185-10-11 Schütz 20-60V DC | GAF185-10-11 20-60V DC Contactor |  | 5.14
1SFL527002R1100 | AF205-30-00-11 | Active | 7320500480502 | 891.65 | 1 | 1 | stuk | Contactor AF | BE31220 | SP (Control general) | stuk | AF AF205 3P 00-1NO+1NG | Contacteur Gamme AF | AF205-30-00-11 Schütz 24-60V AC/DC | AF205-30-00-11 Contactor |  | 5.14
1SFL527002R1111 | AF205-30-11-11 | Active | 7320500480540 | 907.26 | 1 | 1 | stuk | Contactor AF | BE31220 | SP (Control general) | stuk | AF AF205 3P 1NO+1NG-1NO+1NG | Contacteur Gamme AF | AF205-30-11-11 Schütz 24-60V AC/DC | AF205-30-11-11 Contactor |  | 5.14
1SFL527002R1122 | AF205-30-22-11 | Active | 7320500480588 | 936.05 | 1 | 1 | stuk | Contactor AF | BE31220 | SP (Control general) | stuk | AF AF205 3P 2NO+2NG-1NO+1NG | Contacteur Gamme AF | AF205-30-22-11 Schütz 24-60V AC/DC | AF205-30-22-11 Contactor |  | 5.14
1SFL527002R1200 | AF205-30-00-12 | Active | 7320500480519 | 891.65 | 1 | 1 | stuk | Contactor AF | BE31220 | SP (Control general) | stuk | AF AF205 3P 00-12 | Contacteur Gamme AF | AF205-30-00-12 Schütz 48-130V AC/DC | AF205-30-00-12 Contactor |  | 5.14
1SFL527002R1211 | AF205-30-11-12 | Active | 7320500480557 | 907.26 | 1 | 1 | stuk | Contactor AF | BE31220 | SP (Control general) | stuk | AF AF205 3P 1NO+1NG-12 | Contacteur Gamme AF | AF205-30-11-12 Schütz 48-130V AC/DC | AF205-30-11-12 Contactor |  | 5.14
1SFL527002R1222 | AF205-30-22-12 | Active | 7320500480595 | 936.05 | 1 | 1 | stuk | Contactor AF | BE31220 | SP (Control general) | stuk | AF AF205 3P 2NO+2NG-12 | Contacteur Gamme AF | AF205-30-22-12 Schütz 48-130V AC/DC | AF205-30-22-12 Contactor |  | 5.14
1SFL527002R1300 | AF205-30-00-13 | Active | 7320500480526 | 908.46 | 1 | 1 | stuk | Contactor AF | BE31220 | SP (Control general) | stuk | AF AF205 3P 00-13 | Contacteur Gamme AF | AF205-30-00-13 Schütz 100-250V AC/DC | AF205-30-00-13 Contactor |  | 5.14
1SFL527002R1311 | AF205-30-11-13 | Active | 7320500480564 | 926.47 | 1 | 1 | stuk | Contactor AF | BE31220 | SP (Control general) | stuk | AF AF205 3P 1NO+1NG-13 | Contacteur Gamme AF | AF205-30-11-13 Schütz 100-250V AC/DC | AF205-30-11-13 Contactor |  | 5.14
1SFL527002R1322 | AF205-30-22-13 | Active | 7320500480601 | 955.26 | 1 | 1 | stuk | Contactor AF | BE31220 | SP (Control general) | stuk | AF AF205 3P 2NO+2NG-13 | Contacteur Gamme AF | AF205-30-22-13 Schütz 100-250V AC/DC | AF205-30-22-13 Contactor |  | 5.14
1SFL527002R1400 | AF205-30-00-14 | Active | 7320500480533 | 1094.47 | 1 | 1 | stuk | Contactor AF | BE31220 | SP (Control general) | stuk | AF AF205 3P 00-14 | Contacteur Gamme AF | AF205-30-00-14 Schütz 250-500V AC/DC | AF205-30-00-14 Contactor |  | 5.14
1SFL527002R1411 | AF205-30-11-14 | Active | 7320500480571 | 1111.28 | 1 | 1 | stuk | Contactor AF | BE31220 | SP (Control general) | stuk | AF AF205 3P 1NO+1NG-14 | Contacteur Gamme AF | AF205-30-11-14 Schütz 250-500V AC/DC | AF205-30-11-14 Contactor |  | 5.14
1SFL527002R1422 | AF205-30-22-14 | Active | 7320500480618 | 1138.88 | 1 | 1 | stuk | Contactor AF | BE31220 | SP (Control general) | stuk | AF AF205 3P 2NO+2NG-14 | Contacteur Gamme AF | AF205-30-22-14 Schütz 250-500V AC/DC | AF205-30-22-14 Contactor |  | 5.14
1SFL527002R3300 | AF205-30-00-33 | Active | 7320500477021 | 910.85 | 1 | 1 | stuk | Contactor AF | BE31220 | SP (Control general) | stuk | AF 3P 205A 100-250VAC/dc PLC | Contacteur gamme AF 3P 205A 100-250V ac/dc PLC | AF205-30-00-33 Schütz 3-polig, 205A - AC3, 100-250V AC/DC | AF205-30-00-33 Contactor |  | 5.14
1SFL527002R3311 | AF205-30-11-33 | Active | 7320500480762 | 926.47 | 1 | 1 | stuk | Contactor AF | BE31220 | SP (Control general) | stuk | AF 3P 205A 1NO+1NC 100-250VAC/dc PLC | Contacteur gamme AF 3P 205A 1NO+1NC 100-250V ac/dc PLC | AF205-30-11-33 Schütz 3-polig, 205A - AC3, 100-250V AC/DC | AF205-30-11-33 Contactor |  | 5.14
1SFL527002R3322 | AF205-30-22-33 | Active | 7320500480731 | 954.06 | 1 | 1 | stuk | Contactor AF | BE31220 | SP (Control general) | stuk | AF 3P 205A 2NO+2NC 100-250VAC/dc PLC | Contacteur gamme AF 3P 205A 2NO+2NC 100-250V ac/dc PLC | AF205-30-22-33 Schütz 3-polig, 205A - AC3, 100-250V AC/DC | AF205-30-22-33 Contactor |  | 5.14
1SFL527002R3400 | AF205-30-00-34 | Active | 7320500481400 | 1087.27 | 1 | 1 | stuk | Contactor AF | BE31220 | SP (Control general) | stuk | AF 3P 205A 250-500VAC/dc PLC | Contacteur gamme AF 3P 205A 250-500V ac/dc PLC | AF205-30-00-34 Schütz 3-polig, 205A - AC3, 250-500V AC/DC | AF205-30-00-34 Contactor |  | 5.14
1SFL527002R3411 | AF205-30-11-34 | Active | 7320500481417 | 1101.69 | 1 | 1 | stuk | Contactor AF | BE31220 | SP (Control general) | stuk | AF 3P 205A 1NO+1NC 250-500VAC/dc PLC | Contacteur gamme AF 3P 205A 1NO+1NC 250-500V ac/dc PLC | AF205-30-11-34 Schütz 3-polig, 205A - AC3, 250-500V AC/DC | AF205-30-11-34 Contactor |  | 5.14
1SFL527002R3422 | AF205-30-22-34 | Active | 7320500480755 | 1129.29 | 1 | 1 | stuk | Contactor AF | BE31220 | SP (Control general) | stuk | AF 3P 205A 2NO+2NC 250-500VAC/dc PLC | Contacteur gamme AF 3P 205A 2NO+2NC 250-500V ac/dc PLC | AF205-30-22-34 Schütz 3-polig, 205A - AC3, 250-500V AC/DC | AF205-30-22-34 Contactor |  | 5.14
1SFL527082R1112 | AFS205-30-12-11 | Active | 7320500541555 | 1038.48 | 1 | 1 | stuk | AF Safety | BE31220 | SP (Control general) | stuk | Contactor AFS serie AFS205-30-12-11 | Contacteur Série AFS AFS205-30-12-11 | Contactor AFS range AFS205-30-12-11 | Contactor AFS range AFS205-30-12-11
1SFL527082R1212 | AFS205-30-12-12 | Active | 7320500541531 | 1038.48 | 1 | 1 | stuk | AF Safety | BE31220 | SP (Control general) | stuk | Contactor AFS serie AFS205-30-12-12 | Contacteur Série AFS AFS205-30-12-12 | Contactor AFS range AFS205-30-12-12 | Contactor AFS range AFS205-30-12-12
1SFL527082R1312 | AFS205-30-12-13 | Active | 7320500540763 | 1058.61 | 1 | 1 | stuk | AF Safety | BE31220 | SP (Control general) | stuk | Contactor AFS serie AFS205-30-12-13 | Contacteur Série AFS AFS205-30-12-13 | Contactor AFS range AFS205-30-12-13 | Contactor AFS range AFS205-30-12-13
1SFL527082R1412 | AFS205-30-12-14 | Active | 7320500541524 | 1264.09 | 1 | 1 | stuk | AF Safety | BE31220 | SP (Control general) | stuk | Contactor AFS serie AFS205-30-12-14 | Contacteur Série AFS AFS205-30-12-14 | Contactor AFS range AFS205-30-12-14 | Contactor AFS range AFS205-30-12-14
1SFL527082R3312 | AFS205-30-12-33 | Active | 7320500541517 | 1110.9 | 1 | 1 | stuk | AF Safety | BE31220 | SP (Control general) | stuk | Contactor AFS serie AFS205-30-12-33 | Contacteur Série AFS AFS205-30-12-33 | Contactor AFS range AFS205-30-12-33 | Contactor AFS range AFS205-30-12-33
1SFL527082R3412 | AFS205-30-12-34 | Active | 7320500541500 | 1316.38 | 1 | 1 | stuk | AF Safety | BE31220 | SP (Control general) | stuk | Contactor AFS serie AFS205-30-12-34 | Contacteur Série AFS AFS205-30-12-34 | Contactor AFS range AFS205-30-12-34 | Contactor AFS range AFS205-30-12-34
1SFL527102R1100 | AF205-40-00-11 | Active | 7320500503782 | 1618.92 | 1 | 1 | stuk | Contactor AF | BE31220 | SP (Control general) | stuk | AF 110kW 400V 4P 0NO+0NC code 11 | Contacteur gamme AF | AF205-40-00-11 Schütz 4-polig Uc = 24-60VAC 50/60Hz / 20-60VDC | AF205-40-00-11 Contactor |  | 5.14
1SFL527102R1111 | AF205-40-11-11 | Active | 7320500503720 | 1632.11 | 1 | 1 | stuk | Contactor AF | BE31220 | SP (Control general) | stuk | AF 110kW 400V 4P 1NO+1NC code 11 | Contacteur gamme AF | Contactor 110kW 400V 4-pole Coil code: 11 Wide range Aux. contact 1NO + 1NC | AF205-40-11-11 Contactor |  | 5.14
1SFL527102R1122 | AF205-40-22-11 | Active | 7320500503683 | 1642.92 | 1 | 1 | stuk | Contactor AF | BE31220 | SP (Control general) | stuk | AF 110kW 400V 4P 2NO+2NC code 11 | Contacteur gamme AF | AF205-40-22-11 Schütz 4-polig Uc = 24-60VAC 50/60Hz / 20-60VDC | AF205-40-22-11 Contactor |  | 5.14
1SFL527102R1200 | AF205-40-00-12 | Active | 7320500503676 | 1618.92 | 1 | 1 | stuk | Contactor AF | BE31220 | SP (Control general) | stuk | AF 110kW 400V 4P 0NO+0NC code 12 | Contacteur gamme AF | AF205-40-00-12 Schütz 4-polig Uc = 48-130V AC 50/60Hz / DC | AF205-40-00-12 Contactor |  | 5.14
1SFL527102R1211 | AF205-40-11-12 | Active | 7320500503713 | 1632.11 | 1 | 1 | stuk | Contactor AF | BE31220 | SP (Control general) | stuk | AF 110kW 400V 4P 1NO+1NC code 12 | Contacteur gamme AF | Contactor 110kW 400V 4-pole Coil code: 12 Wide range Aux. contact 1NO + 1NC | AF205-40-11-12 Contactor |  | 5.14
1SFL527102R1222 | AF205-40-22-12 | Active | 7320500503669 | 1642.92 | 1 | 1 | stuk | Contactor AF | BE31220 | SP (Control general) | stuk | AF 110kW 400V 4P 2NO+2NC code 12 | Contacteur gamme AF | AF205-40-22-12 Schütz 4-polig Uc = 48-130V AC 50/60Hz / DC | AF205-40-22-12 Contactor |  | 5.14
1SFL527102R1300 | AF205-40-00-13 | Active | 7320500503652 | 1618.92 | 1 | 1 | stuk | Contactor AF | BE31220 | SP (Control general) | stuk | AF 110kW 400V 4P 0NO+0NC code 13 | Contacteur gamme AF | AF205-40-00-13 Schütz 4-polig Uc = 100-250V AC 50/60Hz / DC | AF205-40-00-13 Contactor |  | 5.14
1SFL527102R1311 | AF205-40-11-13 | Active | 7320500503706 | 1632.11 | 1 | 1 | stuk | Contactor AF | BE31220 | SP (Control general) | stuk | AF 110kW 400V 4P 1NO+1NC code 13 | Contacteur gamme AF | Contactor 110kW 400V 4-pole Coil code: 13 Wide range Aux. contact 1NO + 1NC | AF205-40-11-13 Contactor |  | 5.14
1SFL527102R1322 | AF205-40-22-13 | Active | 7320500503645 | 1642.92 | 1 | 1 | stuk | Contactor AF | BE31220 | SP (Control general) | stuk | AF 110kW 400V 4P 2NO+2NC code 13 | Contacteur gamme AF | AF205-40-22-13 Schütz 4-polig Uc = 100-250V AC 50/60Hz / DC | AF205-40-22-13 Contactor |  | 5.14
1SFL527102R1400 | AF205-40-00-14 | Active | 7320500503638 | 1618.92 | 1 | 1 | stuk | Contactor AF | BE31220 | SP (Control general) | stuk | AF 110kW 400V 4P 0NO+0NC code 14 | Contacteur gamme AF | AF205-40-00-14 Schütz 4-polig Uc = 250-500V AC 50/60Hz / DC | AF205-40-00-14 Contactor |  | 5.14
1SFL527102R1411 | AF205-40-11-14 | Active | 7320500503690 | 1632.11 | 1 | 1 | stuk | Contactor AF | BE31220 | SP (Control general) | stuk | AF 110kW 400V 4P 1NO+1NC code 14 | Contacteur gamme AF | Contactor 110kW 400V 4-pole Coil code: 14 Wide range Aux. contact 1NO + 1NC | AF205-40-11-14 Contactor |  | 5.14
1SFL527102R1422 | AF205-40-22-14 | Active | 7320500503621 | 1642.92 | 1 | 1 | stuk | Contactor AF | BE31220 | SP (Control general) | stuk | AF 110kW 400V 4P 2NO+2NC code 14 | Contacteur gamme AF | AF205-40-22-14 Schütz 4-polig Uc = 250-500V AC 50/60Hz / DC | AF205-40-22-14 Contactor |  | 5.14
1SFL547002R1100 | AF265-30-00-11 | Active | 7320500481134 | 1260.09 | 1 | 1 | stuk | Contactor AF | BE31220 | SP (Control general) | stuk | AF265 AF265 3P 00-1NO+1NG | Contacteur Gamme AF | AF265-30-00-11 Schütz 24-60V AC/DC | AF265-30-00-11 Contactor |  | 5.14
1SFL547002R1111 | AF265-30-11-11 | Active | 7320500481141 | 1275.7 | 1 | 1 | stuk | Contactor AF | BE31220 | SP (Control general) | stuk | AF265 AF265 3P 1NO+1NG-11 | Contacteur Gamme AF | AF265-30-11-11 Schütz 24-60V AC/DC | AF265-30-11-11 Contactor |  | 5.14
1SFL547002R1122 | AF265-30-22-11 | Active | 7320500481158 | 1304.49 | 1 | 1 | stuk | Contactor AF | BE31220 | SP (Control general) | stuk | AF265 AF265 3P 2NO+2NG-11 | Contacteur Gamme AF | AF265-30-22-11 Schütz 24-60V AC/DC | AF265-30-22-11 Contactor |  | 5.14
1SFL547002R1200 | AF265-30-00-12 | Active | 7320500482186 | 1260.09 | 1 | 1 | stuk | Contactor AF | BE31220 | SP (Control general) | stuk | AF265 AF265 3P 00-12 | Contacteur Gamme AF | AF265-30-00-12 Schütz 48-130V AC/DC | AF265-30-00-12 Contactor |  | 5.14
1SFL547002R1211 | AF265-30-11-12 | Active | 7320500481165 | 1275.7 | 1 | 1 | stuk | Contactor AF | BE31220 | SP (Control general) | stuk | AF265 AF265 3P 1NO+1NG-12 | Contacteur Gamme AF | AF265-30-11-12 Schütz 48-130V AC/DC | AF265-30-11-12 Contactor |  | 5.14
1SFL547002R1222 | AF265-30-22-12 | Active | 7320500481127 | 1304.49 | 1 | 1 | stuk | Contactor AF | BE31220 | SP (Control general) | stuk | AF265 AF265 3P 2NO+2NG-12 | Contacteur Gamme AF | AF265-30-22-12 Schütz 48-130V AC/DC | AF265-30-22-12 Contactor |  | 5.14
1SFL547002R1300 | AF265-30-00-13 | Active | 7320500481172 | 1284.08 | 1 | 1 | stuk | Contactor AF | BE31220 | SP (Control general) | stuk | AF265 AF265 3P 00-13 | Contacteur Gamme AF | AF265-30-00-13 Schütz 100-250V AC/DC | AF265-30-00-13 Contactor |  | 5.14
1SFL547002R1311 | AF265-30-11-13 | Active | 7320500481189 | 1300.89 | 1 | 1 | stuk | Contactor AF | BE31220 | SP (Control general) | stuk | AF265 AF265 3P 1NO+1NG-13 | Contacteur Gamme AF | AF265-30-11-13 Schütz 100-250V AC/DC | AF265-30-11-13 Contactor |  | 5.14
1SFL547002R1322 | AF265-30-22-13 | Active | 7320500481196 | 1329.69 | 1 | 1 | stuk | Contactor AF | BE31220 | SP (Control general) | stuk | AF265 AF265 3P 2NO+2NG-13 | Contacteur Gamme AF | AF265-30-22-13 Schütz 100-250V AC/DC | AF265-30-22-13 Contactor |  | 5.14
1SFL547002R1400 | AF265-30-00-14 | Active | 7320500481202 | 1543.3 | 1 | 1 | stuk | Contactor AF | BE31220 | SP (Control general) | stuk | AF265 AF265 3P 00-14 | Contacteur Gamme AF | AF265-30-00-14 Schütz 250-500V AC/DC | AF265-30-00-14 Contactor |  | 5.14
1SFL547002R1411 | AF265-30-11-14 | Active | 7320500481219 | 1562.5 | 1 | 1 | stuk | Contactor AF | BE31220 | SP (Control general) | stuk | AF265 AF265 3P 1NO+1NG-14 | Contacteur Gamme AF | AF265-30-11-14 Schütz 250-500V AC/DC | AF265-30-11-14 Contactor |  | 5.14
1SFL547002R1422 | AF265-30-22-14 | Active | 7320500481554 | 1587.71 | 1 | 1 | stuk | Contactor AF | BE31220 | SP (Control general) | stuk | AF265 AF265 3P 2NO+2NG-14 | Contacteur Gamme AF | AF265-30-22-14 Schütz 250-500V AC/DC | AF265-30-22-14 Contactor |  | 5.14
1SFL547002R3300 | AF265-30-00-33 | Active | 7320500504727 | 1268.49 | 1 | 1 | stuk | Contactor AF | BE31220 | SP (Control general) | stuk | AF265 AF265 3P 00-33 | Contacteur gamme AF 3P 265A 100-250V ac/dc PLC | AF265-30-00-33 Schütz 3-polig, 265A - AC3, 100-250V AC/DC | AF265-30-00-33 Contactor |  | 5.14
1SFL547002R3311 | AF265-30-11-33 | Active | 7320500504710 | 1281.69 | 1 | 1 | stuk | Contactor AF | BE31220 | SP (Control general) | stuk | AF265 AF265 3P 1NO+1NG-33 | Contacteur gamme AF 3P 265A 1NO+1NC 100-250V ac/dc PLC | AF265-30-11-33 Schütz 3-polig, 265A - AC3, 100-250V AC/DC | AF265-30-11-33 Contactor |  | 5.14
1SFL547002R3322 | AF265-30-22-33 | Active | 7320500504703 | 1310.5 | 1 | 1 | stuk | Contactor AF | BE31220 | SP (Control general) | stuk | AF265 AF265 3P 2NO+2NG-33 | Contacteur gamme AF 3P 265A 2NO+2NC 100-250V ac/dc PLC | AF265-30-22-33 Schütz 3-polig, 265A - AC3, 100-250V AC/DC | AF265-30-22-33 Contactor |  | 5.14
1SFL547002R3400 | AF265-30-00-34 | Active | 7320500504697 | 1516.91 | 1 | 1 | stuk | Contactor AF | BE31220 | SP (Control general) | stuk | AF265 AF265 3P 00-34 | Contacteur gamme AF 3P 265A 250-500V ac/dc PLC | AF265-30-00-34 Schütz 3-polig, 265A - AC3, 250-500V AC/DC | AF265-30-00-34 Contactor |  | 5.14
1SFL547002R3411 | AF265-30-11-34 | Active | 7320500504680 | 1531.29 | 1 | 1 | stuk | Contactor AF | BE31220 | SP (Control general) | stuk | AF265 AF265 3P 1NO+1NG-34 | Contacteur gamme AF 3P 265A 1NO+1NC 250-500V ac/dc PLC | AF265-30-11-34 Schütz 3-polig, 265A - AC3, 250-500V AC/DC | AF265-30-11-34 Contactor |  | 5.14
1SFL547002R3422 | AF265-30-22-34 | Active | 7320500504673 | 1558.92 | 1 | 1 | stuk | Contactor AF | BE31220 | SP (Control general) | stuk | AF265 AF265 3P 2NO+2NG-34 | Contacteur gamme AF 3P 265A 2NO+2NC 250-500V ac/dc PLC | AF265-30-22-34 Schütz 3-polig, 265A - AC3, 250-500V AC/DC | AF265-30-22-34 Contactor |  | 5.14
1SFL547082R1112 | AFS265-30-12-11 | Active | 7320500541494 | 1334.92 | 1 | 1 | stuk | AF Safety | BE31220 | SP (Control general) | stuk | Contactor AFS serie AFS265-30-12-11 | Contacteur Série AFS AFS265-30-12-11 | Contactor AFS range AFS265-30-12-11 | Contactor AFS range AFS265-30-12-11
1SFL547082R1212 | AFS265-30-12-12 | Active | 7320500541487 | 1334.92 | 1 | 1 | stuk | AF Safety | BE31220 | SP (Control general) | stuk | Contactor AFS serie AFS265-30-12-12 | Contacteur Série AFS AFS265-30-12-12 | Contactor AFS range AFS265-30-12-12 | Contactor AFS range AFS265-30-12-12
1SFL547082R1312 | AFS265-30-12-13 | Active | 7320500541470 | 1361.08 | 1 | 1 | stuk | AF Safety | BE31220 | SP (Control general) | stuk | Contactor AFS serie AFS265-30-12-13 | Contacteur Série AFS AFS265-30-12-13 | Contactor AFS range AFS265-30-12-13 | Contactor AFS range AFS265-30-12-13
1SFL547082R1412 | AFS265-30-12-14 | Active | 7320500541463 | 1627.5 | 1 | 1 | stuk | AF Safety | BE31220 | SP (Control general) | stuk | Contactor AFS serie AFS265-30-12-14 | Contacteur Série AFS AFS265-30-12-14 | Contactor AFS range AFS265-30-12-14 | Contactor AFS range AFS265-30-12-14
1SFL547082R3312 | AFS265-30-12-33 | Active | 7320500540756 | 1409.3 | 1 | 1 | stuk | AF Safety | BE31220 | SP (Control general) | stuk | Contactor AFS serie AFS265-30-12-33 | Contacteur Série AFS AFS265-30-12-33 | Contactor AFS range AFS265-30-12-33 | Contactor AFS range AFS265-30-12-33
1SFL547082R3412 | AFS265-30-12-34 | Active | 7320500541456 | 1675.72 | 1 | 1 | stuk | AF Safety | BE31220 | SP (Control general) | stuk | Contactor AFS serie AFS265-30-12-34 | Contacteur Série AFS AFS265-30-12-34 | Contactor AFS range AFS265-30-12-34 | Contactor AFS range AFS265-30-12-34
1SFL547102R1100 | AF265-40-00-11 | Active | 7320500503775 | 1953.74 | 1 | 1 | stuk | Contactor AF | BE31220 | SP (Control general) | stuk | AF265 AF265 4P 00-1NO+1NG | Contacteur gamme AF | AF265-40-00-11 Schütz 4-polig Uc = 24-60VAC 50/60Hz / 20-60VDC | AF265-40-00-11 Contactor |  | 5.14
1SFL547102R1111 | AF265-40-11-11 | Active | 7320500505502 | 1965.74 | 1 | 1 | stuk | Contactor AF | BE31220 | SP (Control general) | stuk | AF265 AF265 4P 1NO+1NG-11 | Contacteur gamme AF | Contactor 140kW 400V 4-pole Coil code: 11 Wide range Aux. contact 1NO + 1NC | AF265-40-11-11 Contactor |  | 5.14
1SFL547102R1122 | AF265-40-22-11 | Active | 7320500505519 | 1977.74 | 1 | 1 | stuk | Contactor AF | BE31220 | SP (Control general) | stuk | AF265 AF265 4P 2NO+2NG-11 | Contacteur gamme AF | AF265-40-22-11 Schütz 4-polig Uc = 24-60VAC 50/60Hz / 20-60VDC | AF265-40-22-11 Contactor |  | 5.14
1SFL547102R1200 | AF265-40-00-12 | Active | 7320500505526 | 1953.74 | 1 | 1 | stuk | Contactor AF | BE31220 | SP (Control general) | stuk | AF265 AF265 4P 00-12 | Contacteur gamme AF | AF265-40-00-12 Schütz 4-polig Uc = 48-130V AC 50/60Hz / DC | AF265-40-00-12 Contactor |  | 5.14
1SFL547102R1211 | AF265-40-11-12 | Active | 7320500505151 | 1965.74 | 1 | 1 | stuk | Contactor AF | BE31220 | SP (Control general) | stuk | AF265 AF265 4P 1NO+1NG-12 | Contacteur gamme AF | Contactor 140kW 400V 4-pole Coil code: 12 Wide range Aux. contact 1NO + 1NC | AF265-40-11-12 Contactor |  | 5.14
1SFL547102R1222 | AF265-40-22-12 | Active | 7320500505144 | 1977.74 | 1 | 1 | stuk | Contactor AF | BE31220 | SP (Control general) | stuk | AF265 AF265 4P 2NO+2NG-12 | Contacteur gamme AF | AF265-40-22-12 Schütz 4-polig Uc = 48-130V AC 50/60Hz / DC | AF265-40-22-12 Contactor |  | 5.14
1SFL547102R1300 | AF265-40-00-13 | Active | 7320500505137 | 1953.74 | 1 | 1 | stuk | Contactor AF | BE31220 | SP (Control general) | stuk | AF265 AF265 4P 00-13 | Contacteur gamme AF | AF265-40-00-13 Schütz 4-polig Uc = 100-250V AC 50/60Hz / DC | AF265-40-00-13 Contactor |  | 5.14
1SFL547102R1311 | AF265-40-11-13 | Active | 7320500505120 | 1965.74 | 1 | 1 | stuk | Contactor AF | BE31220 | SP (Control general) | stuk | AF265 AF265 4P 1NO+1NG-13 | Contacteur gamme AF | Contactor 140kW 400V 4-pole Coil code: 13 Wide range Aux. contact 1NO + 1NC | AF265-40-11-13 Contactor |  | 5.14
1SFL547102R1322 | AF265-40-22-13 | Active | 7320500505113 | 1977.74 | 1 | 1 | stuk | Contactor AF | BE31220 | SP (Control general) | stuk | AF265 AF265 4P 2NO+2NG-13 | Contacteur gamme AF | AF265-40-22-13 Schütz 4-polig Uc = 100-250V AC 50/60Hz / DC | AF265-40-22-13 Contactor |  | 5.14
1SFL547102R1400 | AF265-40-00-14 | Active | 7320500505106 | 1953.74 | 1 | 1 | stuk | Contactor AF | BE31220 | SP (Control general) | stuk | AF265 AF265 4P 00-14 | Contacteur gamme AF | AF265-40-00-14 Schütz 4-polig Uc = 250-500V AC 50/60Hz / DC | AF265-40-00-14 Contactor |  | 5.14
1SFL547102R1411 | AF265-40-11-14 | Active | 7320500505090 | 1965.74 | 1 | 1 | stuk | Contactor AF | BE31220 | SP (Control general) | stuk | AF265 AF265 4P 1NO+1NG-14 | Contacteur gamme AF | Contactor 140kW 400V 4-pole Coil code: 14 Wide range Aux. contact 1NO + 1NC | AF265-40-11-14 Contactor |  | 5.14
1SFL547102R1422 | AF265-40-22-14 | Active | 7320500505083 | 1977.74 | 1 | 1 | stuk | Contactor AF | BE31220 | SP (Control general) | stuk | AF265 AF265 4P 2NO+2NG-14 | Contacteur gamme AF | AF265-40-22-14 Schütz 4-polig Uc = 250-500V AC 50/60Hz / DC | AF265-40-22-14 Contactor |  | 5.14
1SFL557025R6911 | GAF300-10-11-69 | Active | 7320500400869 | 2649.71 | 1 | 1 | stuk | Contactor A-Line | BE31220 | SP (Control general) | stuk | GAF300-10-11 48-130V 50/60Hz/48-130V DC | GAF300-10-11#48-130V 50/60Hz | GAF300-10-11 Schütz 48-130V AC/DC | GAF300-10-11 48-130V 50/60Hz / 48-130V DC Contactor |  | 5.14
1SFL557025R7011 | GAF300-10-11-70 | Active | 7320500400784 | 2521.26 | 1 | 1 | stuk | Contactor A-Line | BE31220 | SP (Control general) | stuk | GAF300-10-11 100-250V 50/60Hz/100-250V DC | Contacteur pour DC Série AF GAF300-10-11 100-250V | GAF300-10-11 Schütz 100-250V AC/DC | GAF300-10-11 100-250V 50/60Hz / 100-250V DC Contactor |  | 5.14
1SFL557025R7211 | GAF300-10-11-72 | Active | 7320500400876 | 2521.26 | 1 | 1 | stuk | Contactor A-Line | BE31220 | SP (Control general) | stuk | GAF300 GAF300-10-1NO+1NG 20-60V DC | GAF300-10-11#20-60V DC | GAF300-10-11 Schütz 20-60V DC | GAF300-10-11 20-60V DC Contactor |  | 5.14
1SFL577001R6811 | AF400-30-11-68 | Active | 7320500217825 | 1804.93 | 1 | 1 | stuk | Contactor AF | BE31220 | SP (Control general) | stuk | AF400 AF400 3P 1NO+1NG 24-60V DC | Contacteur Série AF | Contactor 200kW 400V 3-pole Coil code: 68 Wide range Auxilairy contact 1NO + 1NC | AF400-30-11 24-60V DC Contactor |  | 5.14
1SFL577001R6911 | AF400-30-11-69 | Active | 7320500217832 | 1912.95 | 1 | 1 | stuk | Contactor AF | BE31220 | SP (Control general) | stuk | AF-sereis 3p 1NO+1NC 400A 48-130V electro. | contacteur gamme AF 3p 1NO+1NC 400A 48-130V electronique | Contactor 200kW 400V 3-pole Coil code: 69 Wide range Auxilairy contact 1NO + 1NC | AF400-30-11 48-130V 50/60Hz / 48-130V DC Contactor |  | 5.14
1SFL577001R7011 | AF400-30-11-70 | Active | 7320500217665 | 1804.93 | 1 | 1 | stuk | Contactor AF | BE31220 | SP (Control general) | stuk | AF400 AF400 3P 1NO+1NG 100-250VAC/DC | contacteur bobine AC/DC AF 400-30-11 / 100-250V AC/DC | Contactor 200kW 400V 3-pole Coil code: 70 Wide range Auxilairy contact 1NO + 1NC | AF400-30-11 100-250V 50/60Hz / 100-250V DC Contactor |  | 5.14
1SFL577001R7022 | AF400-30-22-70 | Active | 7320500217795 | 2034.14 | 1 | 1 | stuk | Contactor AF | BE31220 | SP (Control general) | stuk | AF400 AF400 3P 2NO+2NG 100-250VAC/DC | AF400-30-22 100-250V 50/60Hz / 100-250V DC Contactor | AF400-30-22 Schütz 100-250V AC/DC | AF400-30-22 100-250V 50/60Hz / 100-250V DC Contactor |  | 5.14
1SFL577001R7111 | AF400-30-11-71 | Active | 7320500250006 | 1804.93 | 1 | 1 | stuk | Contactor AF | BE31220 | SP (Control general) | stuk | AF400 AF400 3P 1NO+1NG 250-500VAC/DC | Contacteur Gamme AF 3p 1NO+1NC,400A 250-500V electronique | Contactor 250kW 400V 3-pole Coil code: 71 Wide range Auxilairy contact 1NO + 1NC | AF400-30-11 250-500V 50/60Hz / 250-500V DC Contactor |  | 5.14
1SFL577081R6812 | AFS400-30-12-68 | Active | 7320500540930 | 1943.53 | 1 | 1 | stuk | AF Safety | BE31220 | SP (Control general) | stuk | Contactor AFS serie AFS400-30-12-68 | Contacteur Série AFS AFS400-30-12-68 | Contactor AFS range AFS400-30-12-68 | Contactor AFS range AFS400-30-12-68
1SFL577081R6912 | AFS400-30-12-69 | Active | 7320500540923 | 1943.53 | 1 | 1 | stuk | AF Safety | BE31220 | SP (Control general) | stuk | Contactor AFS serie AFS400-30-12-69 | Contacteur Série AFS AFS400-30-12-69 | Contactor AFS range AFS400-30-12-69 | Contactor AFS range AFS400-30-12-69
1SFL577081R7012 | AFS400-30-12-70 | Active | 7320500540916 | 1961.33 | 1 | 1 | stuk | AF Safety | BE31220 | SP (Control general) | stuk | Contactor AFS serie AFS400-30-12-70 | Contacteur Série AFS AFS400-30-12-70 | Contactor AFS range AFS400-30-12-70 | Contactor AFS range AFS400-30-12-70
1SFL577081R7112 | AFS400-30-12-71 | Active | 7320500540909 | 1943.53 | 1 | 1 | stuk | AF Safety | BE31220 | SP (Control general) | stuk | Contactor AFS serie AFS400-30-12-71 | Contacteur Série AFS AFS400-30-12-71 | Contactor AFS range AFS400-30-12-71 | Contactor AFS range AFS400-30-12-71
1SFL587002R1100 | AF305-30-00-11 | Active | 7320500481714 | 1534.91 | 1 | 1 | stuk | Contactor AF | BE31220 | SP (Control general) | stuk | AF305 AF305 3P 00-1NO+1NG | Contacteur Gamme AF | AF305-30-00-11 Schütz 24-60V AC/DC | AF305-30-00-11 Contactor |  | 5.14
1SFL587002R1111 | AF305-30-11-11 | Active | 7320500481707 | 1554.11 | 1 | 1 | stuk | Contactor AF | BE31220 | SP (Control general) | stuk | AF305 AF305 3P 1NO+1NG-11 | Contacteur Gamme AF | AF305-30-11-11 Schütz 24-60V AC/DC | AF305-30-11-11 Contactor |  | 5.14
1SFL587002R1122 | AF305-30-22-11 | Active | 7320500481721 | 1579.32 | 1 | 1 | stuk | Contactor AF | BE31220 | SP (Control general) | stuk | AF305 AF305 3P 2NO+2NG-11 | Contacteur Gamme AF | AF305-30-22-11 Schütz 24-60V AC/DC | AF305-30-22-11 Contactor |  | 5.14
1SFL587002R1200 | AF305-30-00-12 | Active | 7320500481738 | 1534.91 | 1 | 1 | stuk | Contactor AF | BE31220 | SP (Control general) | stuk | AF305 AF305 3P 00-12 | Contacteur Gamme AF | AF305-30-00-12 Schütz 48-130V AC/DC | AF305-30-00-12 Contactor |  | 5.14
1SFL587002R1211 | AF305-30-11-12 | Active | 7320500481745 | 1554.11 | 1 | 1 | stuk | Contactor AF | BE31220 | SP (Control general) | stuk | AF305 AF305 3P 1NO+1NG-12 | Contacteur Gamme AF | AF305-30-11-12 Schütz 48-130V AC/DC | AF305-30-11-12 Contactor |  | 5.14
1SFL587002R1222 | AF305-30-22-12 | Active | 7320500481752 | 1579.32 | 1 | 1 | stuk | Contactor AF | BE31220 | SP (Control general) | stuk | AF305 AF305 3P 2NO+2NG-12 | Contacteur Gamme AF | AF305-30-22-12 Schütz 48-130V AC/DC | AF305-30-22-12 Contactor |  | 5.14
1SFL587002R1300 | AF305-30-00-13 | Active | 7320500481769 | 1567.31 | 1 | 1 | stuk | Contactor AF | BE31220 | SP (Control general) | stuk | AF305 AF305 3P 00-13 | Contacteur Gamme AF | AF305-30-00-13 Schütz 100-250V AC/DC | AF305-30-00-13 Contactor |  | 5.14
1SFL587002R1311 | AF305-30-11-13 | Active | 7320500481776 | 1581.72 | 1 | 1 | stuk | Contactor AF | BE31220 | SP (Control general) | stuk | AF305 AF305 3P 1NO+1NG-13 | Contacteur Gamme AF | AF305-30-11-13 Schütz 100-250V AC/DC | AF305-30-11-13 Contactor |  | 5.14
1SFL587002R1322 | AF305-30-22-13 | Active | 7320500481783 | 1611.72 | 1 | 1 | stuk | Contactor AF | BE31220 | SP (Control general) | stuk | AF305 AF305 3P 2NO+2NG-13 | Contacteur Gamme AF | AF305-30-22-13 Schütz 100-250V AC/DC | AF305-30-22-13 Contactor |  | 5.14
1SFL587002R1400 | AF305-30-00-14 | Active | 7320500481790 | 1881.74 | 1 | 1 | stuk | Contactor AF | BE31220 | SP (Control general) | stuk | AF305 AF305 3P 00-14 | Contacteur Gamme AF | AF305-30-00-14 Schütz 250-500V AC/DC | AF305-30-00-14 Contactor |  | 5.14
1SFL587002R1411 | AF305-30-11-14 | Active | 7320500481806 | 1900.93 | 1 | 1 | stuk | Contactor AF | BE31220 | SP (Control general) | stuk | AF305 AF305 3P 1NO+1NG-14 | Contacteur Gamme AF | AF305-30-11-14 Schütz 250-500V AC/DC | AF305-30-11-14 Contactor |  | 5.14
1SFL587002R1422 | AF305-30-22-14 | Active | 7320500481813 | 1927.34 | 1 | 1 | stuk | Contactor AF | BE31220 | SP (Control general) | stuk | AF305 AF305 3P 2NO+2NG-14 | Contacteur Gamme AF | AF305-30-22-14 Schütz 250-500V AC/DC | AF305-30-22-14 Contactor |  | 5.14
1SFL587002R3300 | AF305-30-00-33 | Active | 7320500504666 | 1534.91 | 1 | 1 | stuk | Contactor AF | BE31220 | SP (Control general) | stuk | AF305 AF305 3P 00-33 | Contacteur gamme AF 3P 305A 100-250V ac/dc PLC | AF305-30-00-33 Schütz 3-polig, 305A - AC3, 100-250V AC/DC | AF305-30-00-33 Contactor |  | 5.14
1SFL587002R3311 | AF305-30-11-33 | Active | 7320500504659 | 1551.7 | 1 | 1 | stuk | Contactor AF | BE31220 | SP (Control general) | stuk | AF305 AF305 3P 1NO+1NG-33 | Contacteur gamme AF 3P 305A 1NO+1NC 100-250V ac/dc PLC | AF305-30-11-33 Schütz 3-polig, 305A - AC3, 100-250V AC/DC | AF305-30-11-33 Contactor |  | 5.14
1SFL587002R3322 | AF305-30-22-33 | Active | 7320500504642 | 1578.11 | 1 | 1 | stuk | Contactor AF | BE31220 | SP (Control general) | stuk | AF305 AF305 3P 2NO+2NG-33 | Contacteur gamme AF 3P 305A 2NO+2NC 100-250V ac/dc PLC | AF305-30-22-33 Schütz 3-polig, 305A - AC3, 100-250V AC/DC | AF305-30-22-33 Contactor |  | 5.14
1SFL587002R3400 | AF305-30-00-34 | Active | 7320500504635 | 1836.13 | 1 | 1 | stuk | Contactor AF | BE31220 | SP (Control general) | stuk | AF305 AF305 3P 00-34 | Contacteur gamme AF 3P 305A 250-500V ac/dc PLC | AF305-30-00-34 Schütz 3-polig, 305A - AC3, 250-500V AC/DC | AF305-30-00-34 Contactor |  | 5.14
1SFL587002R3411 | AF305-30-11-34 | Active | 7320500504628 | 1852.94 | 1 | 1 | stuk | Contactor AF | BE31220 | SP (Control general) | stuk | AF305 AF305 3P 1NO+1NG-34 | Contacteur gamme AF 3P 305A 1NO+1NC 250-500V ac/dc PLC | AF305-30-11-34 Schütz 3-polig, 305A - AC3, 250-500V AC/DC | AF305-30-11-34 Contactor |  | 5.14
1SFL587002R3422 | AF305-30-22-34 | Active | 7320500504611 | 1879.34 | 1 | 1 | stuk | Contactor AF | BE31220 | SP (Control general) | stuk | AF305 AF305 3P 2NO+2NG-34 | Contacteur gamme AF 3P 305A 2NO+2NC 250-500V ac/dc PLC | AF305-30-22-34 Schütz 3-polig, 305A - AC3, 250-500V AC/DC | AF305-30-22-34 Contactor |  | 5.14
1SFL587062R1222 | AF305B-30-22RT-12 | Active | 7320500509784 | 1491.39 | 1 | 1 | stuk | Contactor AF Railway | BE31220 | SP (Control general) | stuk | AF305B AF305B 3P 2NO+2NGRT-12 | AF305B-30-22RT-12 Contactor | AF 305B-30-22RT-12 48-130V | AF305B-30-22RT-12 Contactor
1SFL587082R1112 | AFS305-30-12-11 | Active | 7320500541449 | 1617.92 | 1 | 1 | stuk | AF Safety | BE31220 | SP (Control general) | stuk | Contactor AFS serie AFS305-30-12-11 | Contacteur Série AFS AFS305-30-12-11 | Contactor AFS range AFS305-30-12-11 | Contactor AFS range AFS305-30-12-11
1SFL587082R1212 | AFS305-30-12-12 | Active | 7320500541432 | 1617.92 | 1 | 1 | stuk | AF Safety | BE31220 | SP (Control general) | stuk | Contactor AFS serie AFS305-30-12-12 | Contacteur Série AFS AFS305-30-12-12 | Contactor AFS range AFS305-30-12-12 | Contactor AFS range AFS305-30-12-12
1SFL587082R1312 | AFS305-30-12-13 | Active | 7320500541425 | 1649.62 | 1 | 1 | stuk | AF Safety | BE31220 | SP (Control general) | stuk | Contactor AFS serie AFS305-30-12-13 | Contacteur Série AFS AFS305-30-12-13 | Contactor AFS range AFS305-30-12-13 | Contactor AFS range AFS305-30-12-13
1SFL587082R1412 | AFS305-30-12-14 | Active | 7320500541418 | 1973.79 | 1 | 1 | stuk | AF Safety | BE31220 | SP (Control general) | stuk | Contactor AFS serie AFS305-30-12-14 | Contacteur Série AFS AFS305-30-12-14 | Contactor AFS range AFS305-30-12-14 | Contactor AFS range AFS305-30-12-14
1SFL587082R3312 | AFS305-30-12-33 | Active | 7320500541401 | 1697.9 | 1 | 1 | stuk | AF Safety | BE31220 | SP (Control general) | stuk | Contactor AFS serie AFS305-30-12-33 | Contacteur Série AFS AFS305-30-12-33 | Contactor AFS range AFS305-30-12-33 | Contactor AFS range AFS305-30-12-33
1SFL587082R3412 | AFS305-30-12-34 | Active | 7320500541395 | 2022.05 | 1 | 1 | stuk | AF Safety | BE31220 | SP (Control general) | stuk | Contactor AFS serie AFS305-30-12-34 | Contacteur Série AFS AFS305-30-12-34 | Contactor AFS range AFS305-30-12-34 | Contactor AFS range AFS305-30-12-34
1SFL587102R1100 | AF305-40-00-11 | Active | 7320500505076 | 2448.19 | 1 | 1 | stuk | Contactor AF | BE31220 | SP (Control general) | stuk | AF305 AF305 4P 00-1NO+1NG | Contacteur Gamme AF | AF305-40-00-11 Schütz 4-polig Uc = 24-60VAC 50/60Hz / 20-60VDC | AF305-40-00-11 Contactor |  | 5.14
1SFL587102R1111 | AF305-40-11-11 | Active | 7320500505069 | 2460.16 | 1 | 1 | stuk | Contactor AF | BE31220 | SP (Control general) | stuk | AF305 AF305 4P 1NO+1NG-11 | Contacteur Gamme AF | Contactor 160kW 400V 4-pole Coil code: 11 Wide range Aux. contact 1NO + 1NC | AF305-40-11-11 Contactor |  | 5.14
1SFL587102R1122 | AF305-40-22-11 | Active | 7320500505052 | 2472.16 | 1 | 1 | stuk | Contactor AF | BE31220 | SP (Control general) | stuk | AF305 AF305 4P 2NO+2NG-11 | Contacteur Gamme AF | AF305-40-22-11 Schütz 4-polig Uc = 24-60VAC 50/60Hz / 20-60VDC | AF305-40-22-11 Contactor |  | 5.14
1SFL587102R1200 | AF305-40-00-12 | Active | 7320500505045 | 2448.19 | 1 | 1 | stuk | Contactor AF | BE31220 | SP (Control general) | stuk | AF305 AF305 4P 00-12 | Contacteur Gamme AF | AF305-40-00-12 Schütz 4-polig Uc = 48-130V AC 50/60Hz / DC | AF305-40-00-12 Contactor |  | 5.14
1SFL587102R1211 | AF305-40-11-12 | Active | 7320500505038 | 2460.16 | 1 | 1 | stuk | Contactor AF | BE31220 | SP (Control general) | stuk | AF305 AF305 4P 1NO+1NG-12 | Contacteur Gamme AF | Contactor 160kW 400V 4-pole Coil code: 12 Wide range Aux. contact 1NO + 1NC | AF305-40-11-12 Contactor |  | 5.14
1SFL587102R1222 | AF305-40-22-12 | Active | 7320500505021 | 2472.16 | 1 | 1 | stuk | Contactor AF | BE31220 | SP (Control general) | stuk | AF305 AF305 4P 2NO+2NG-12 | Contacteur Gamme AF | AF305-40-22-12 Schütz 4-polig Uc = 48-130V AC 50/60Hz / DC | AF305-40-22-12 Contactor |  | 5.14
1SFL587102R1300 | AF305-40-00-13 | Active | 7320500505014 | 2448.19 | 1 | 1 | stuk | Contactor AF | BE31220 | SP (Control general) | stuk | AF305 AF305 4P 00-13 | Contacteur Gamme AF | AF305-40-00-13 Schütz 4-polig Uc = 100-250V AC 50/60Hz / DC | AF305-40-00-13 Contactor |  | 5.14
1SFL587102R1311 | AF305-40-11-13 | Active | 7320500505007 | 2128.94 | 1 | 1 | stuk | Contactor AF | BE31220 | SP (Control general) | stuk | AF305 AF305 4P 1NO+1NG-13 | Contacteur Série AF 500A (AC1), 4P, 100-250Vac/dc | Contactor AF Range 500A (AC1), 4P, 100-250Vac/dc | AF305-40-11-13 Contactor |  | 5.14
1SFL587102R1322 | AF305-40-22-13 | Active | 7320500504994 | 2472.16 | 1 | 1 | stuk | Contactor AF | BE31220 | SP (Control general) | stuk | AF305 AF305 4P 2NO+2NG-13 | Contacteur Gamme AF | AF305-40-22-13 Schütz 4-polig Uc = 100-250V AC 50/60Hz / DC | AF305-40-22-13 Contactor |  | 5.14
1SFL587102R1400 | AF305-40-00-14 | Active | 7320500504987 | 2448.19 | 1 | 1 | stuk | Contactor AF | BE31220 | SP (Control general) | stuk | AF305 AF305 4P 00-14 | Contacteur Gamme AF | AF305-40-00-14 Schütz 4-polig Uc = 250-500V AC 50/60Hz / DC | AF305-40-00-14 Contactor |  | 5.14
1SFL587102R1411 | AF305-40-11-14 | Active | 7320500504970 | 2460.16 | 1 | 1 | stuk | Contactor AF | BE31220 | SP (Control general) | stuk | AF305 AF305 4P 1NO+1NG-14 | Contacteur Gamme AF | Contactor 160kW 400V 4-pole Coil code: 14 Wide range Aux. contact 1NO + 1NC | AF305-40-11-14 Contactor |  | 5.14
1SFL587102R1422 | AF305-40-22-14 | Active | 7320500504963 | 2472.16 | 1 | 1 | stuk | Contactor AF | BE31220 | SP (Control general) | stuk | AF305 AF305 4P 2NO+2NG-14 | Contacteur Gamme AF | AF305-40-22-14 Schütz 4-polig Uc = 250-500V AC 50/60Hz / DC | AF305-40-22-14 Contactor |  | 5.14
1SFL597001R6811 | AF460-30-11-68 | Active | 7320500217887 | 2674.98 | 1 | 1 | stuk | Contactor AF | BE31220 | SP (Control general) | stuk | AF460 AF460 3P 1NO+1NG 24-60V DC | Contacteur Série AF 3P, 1NO/1NC, 460A (AC3), 24-60Vdc | Contactor AF range 3P, 1NO/1NC, 460A (AC3), 24-60Vdc | AF460-30-11 24-60V DC Contactor |  | 5.14
1SFL597001R6911 | AF460-30-11-69 | Active | 7320500217894 | 2755.4 | 1 | 1 | stuk | Contactor AF | BE31220 | SP (Control general) | stuk | AF 3P 1NO/1NC 460A (AC3) 48-130Vac/dc | Contacteur Série AF 3P, 1NO/1NC, 460A (AC3), 48-130Vac/dc | Contactor AF range 3P, 1NO/1NC, 460A (AC3), 48-130Vac/dc | AF460-30-11 48-130V 50/60Hz / 48-130V DC Contactor |  | 5.14
1SFL597001R7011 | AF460-30-11-70 | Active | 7320500217658 | 2674.98 | 1 | 1 | stuk | Contactor AF | BE31220 | SP (Control general) | stuk | AF460 AF460 3P 1NO+1NG 100-250VAC/DC | contacteur bobine AC/DC AF 460-30-11 / 100-250V AC/DC | Contactor 250kW 400V 3-pole Coil code: 70 Wide range Auxilairy contact 1NO + 1NC | AF460-30-11 100-250V 50/60Hz / 100-250V DC Contactor |  | 5.14
1SFL597001R7111 | AF460-30-11-71 | Active | 7320500249994 | 2674.98 | 1 | 1 | stuk | Contactor AF | BE31220 | SP (Control general) | stuk | AF460 AF460 3P 1NO+1NG 250-500VAC/DC | contacteur bobine AF 460-30-11 / 250-500Vac/dc | Contactor 250kW 400V 3-pole Coil code: 71 Wide range Auxilairy contact 1NO + 1NC | AF460-30-11 250-500V 50/60Hz / 250-500V DC Contactor |  | 5.14
1SFL597025R6811 | GAF460-10-11-68 | Active | 7320500383995 | 3765.87 | 1 | 1 | stuk | Contactor AF | BE31220 | SP (Control general) | stuk | GAF460 GAF460-10-1NO+1NG 24-60V DC | Contacteur pour DC Série AF 460A, 1P, 1000Vdc | GAF460-10-11 Schütz 24-60V DC | GAF460-10-11 24-60V DC Contactor |  | 5.14
1SFL597025R6911 | GAF460-10-11-69 | Active | 7320500383964 | 3969.87 | 1 | 1 | stuk | Contactor AF | BE31220 | SP (Control general) | stuk | GAF460-10-11 48-130V 50/60Hz/48-130V DC | Contacteur Gamme AF 460A, 1P, 1000Vdc | GAF460-10-11 Schütz 48-130V AC/DC | GAF460-10-11 48-130V 50/60Hz / 48-130V DC Contactor |  | 5.14
1SFL597025R7011 | GAF460-10-11-70 | Active | 7320500383971 | 3765.87 | 1 | 1 | stuk | Contactor AF | BE31220 | SP (Control general) | stuk | AF 460A 1P 1000Vdc | Contacteur Série AF 460A, 1P, 1000Vdc | GAF460-10-11 Schütz 100-250V AC/DC | GAF460-10-11 100-250V 50/60Hz / 100-250V DC Contactor |  | 5.14
1SFL597025R7111 | GAF460-10-11-71 | Active | 7320500383988 | 3852.25 | 1 | 1 | stuk | Contactor AF | BE31220 | SP (Control general) | stuk | GAF460-10-11 250-500V 50/60Hz/250-500V DC | Contacteur Gamme AF 460A, 1P, 1000Vdc | GAF460-10-11 Schütz 250-500V AC/DC | GAF460-10-11 250-500V 50/60Hz / 250-500V DC Contactor |  | 5.14
1SFL597081R6812 | AFS460-30-12-68 | Active | 7320500540893 | 1850.96 | 1 | 1 | stuk | AF Safety | BE31220 | SP (Control general) | stuk | Contactor AFS serie AFS460-30-12-68 | Contacteur Série AFS AFS460-30-12-68 | Contactor AFS range AFS460-30-12-68 | Contactor AFS range AFS460-30-12-68
1SFL597081R6912 | AFS460-30-12-69 | Active | 7320500540886 | 1850.96 | 1 | 1 | stuk | AF Safety | BE31220 | SP (Control general) | stuk | Contactor AFS serie AFS460-30-12-69 | Contacteur Série AFS AFS460-30-12-69 | Contactor AFS range AFS460-30-12-69 | Contactor AFS range AFS460-30-12-69
1SFL597081R7012 | AFS460-30-12-70 | Active | 7320500540879 | 1850.96 | 1 | 1 | stuk | AF Safety | BE31220 | SP (Control general) | stuk | Contactor AFS serie AFS460-30-12-70 | Contacteur Série AFS AFS460-30-12-70 | Contactor AFS range AFS460-30-12-70 | Contactor AFS range AFS460-30-12-70
1SFL597081R7112 | AFS460-30-12-71 | Active | 7320500540862 | 1850.96 | 1 | 1 | stuk | AF Safety | BE31220 | SP (Control general) | stuk | Contactor AFS serie AFS460-30-12-71 | Contacteur Série AFS AFS460-30-12-71 | Contactor AFS range AFS460-30-12-71 | Contactor AFS range AFS460-30-12-71
1SFL607002R1100 | AF370-30-00-11 | Active | 7320500481820 | 1929.73 | 1 | 1 | stuk | Contactor AF | BE31220 | SP (Control general) | stuk | AF370 AF370 3P 00-1NO+1NG | Contacteur Gamme AF | AF370-30-00-11 Schütz 24-60V AC/DC | AF370-30-00-11 Contactor |  | 5.14
1SFL607002R1111 | AF370-30-11-11 | Active | 7320500481837 | 1947.74 | 1 | 1 | stuk | Contactor AF | BE31220 | SP (Control general) | stuk | AF370 AF370 3P 1NO+1NG-11 | Contacteur Gamme AF | AF370-30-11-11 Schütz 24-60V AC/DC | AF370-30-11-11 Contactor |  | 5.14
1SFL607002R1122 | AF370-30-22-11 | Active | 7320500481844 | 1974.14 | 1 | 1 | stuk | Contactor AF | BE31220 | SP (Control general) | stuk | AF370 AF370 3P 2NO+2NG-11 | Contacteur Gamme AF | AF370-30-22-11 Schütz 24-60V AC/DC | AF370-30-22-11 Contactor |  | 5.14
1SFL607002R1200 | AF370-30-00-12 | Active | 7320500481851 | 1929.73 | 1 | 1 | stuk | Contactor AF | BE31220 | SP (Control general) | stuk | AF370 AF370 3P 00-12 | Contacteur Gamme AF | AF370-30-00-12 Schütz 48-130V AC/DC | AF370-30-00-12 Contactor |  | 5.14
1SFL607002R1211 | AF370-30-11-12 | Active | 7320500481868 | 1947.74 | 1 | 1 | stuk | Contactor AF | BE31220 | SP (Control general) | stuk | AF370 AF370 3P 1NO+1NG-12 | Contacteur Gamme AF | AF370-30-11-12 Schütz 48-130V AC/DC | AF370-30-11-12 Contactor |  | 5.14
1SFL607002R1222 | AF370-30-22-12 | Active | 7320500481875 | 1974.14 | 1 | 1 | stuk | Contactor AF | BE31220 | SP (Control general) | stuk | AF370 AF370 3P 2NO+2NG-12 | Contacteur Gamme AF | AF370-30-22-12 Schütz 48-130V AC/DC | AF370-30-22-12 Contactor |  | 5.14
1SFL607002R1300 | AF370-30-00-13 | Active | 7320500481882 | 1969.34 | 1 | 1 | stuk | Contactor AF | BE31220 | SP (Control general) | stuk | AF370 AF370 3P 00-13 | Contacteur Gamme AF | AF370-30-00-13 Schütz 100-250V AC/DC | AF370-30-00-13 Contactor |  | 5.14
1SFL607002R1311 | AF370-30-11-13 | Active | 7320500481899 | 1984.94 | 1 | 1 | stuk | Contactor AF | BE31220 | SP (Control general) | stuk | AF370 AF370 3P 1NO+1NG-13 | Contacteur Gamme AF | AF370-30-11-13 Schütz 100-250V AC/DC | AF370-30-11-13 Contactor |  | 5.14
1SFL607002R1322 | AF370-30-22-13 | Active | 7320500481905 | 2013.74 | 1 | 1 | stuk | Contactor AF | BE31220 | SP (Control general) | stuk | AF370 AF370 3P 2NO+2NG-13 | Contacteur Gamme AF | AF370-30-22-13 Schütz 100-250V AC/DC | AF370-30-22-13 Contactor |  | 5.14
1SFL607002R1400 | AF370-30-00-14 | Active | 7320500481912 | 2365.37 | 1 | 1 | stuk | Contactor AF | BE31220 | SP (Control general) | stuk | AF370 AF370 3P 00-14 | Contacteur Gamme AF | AF370-30-00-14 Schütz 250-500V AC/DC | AF370-30-00-14 Contactor |  | 5.14
1SFL607002R1411 | AF370-30-11-14 | Active | 7320500481929 | 2383.37 | 1 | 1 | stuk | Contactor AF | BE31220 | SP (Control general) | stuk | AF370 AF370 3P 1NO+1NG-14 | Contacteur Gamme AF | AF370-30-11-14 Schütz 250-500V AC/DC | AF370-30-11-14 Contactor |  | 5.14
1SFL607002R1422 | AF370-30-22-14 | Active | 7320500481936 | 2382.15 | 1 | 1 | stuk | Contactor AF | BE31220 | SP (Control general) | stuk | AF370 AF370 3P 2NO+2NG-14 | Contacteur Gamme AF | AF370-30-22-14 Schütz 250-500V AC/DC | AF370-30-22-14 Contactor |  | 5.14
1SFL607002R3300 | AF370-30-00-33 | Active | 7320500504604 | 1918.94 | 1 | 1 | stuk | Contactor AF | BE31220 | SP (Control general) | stuk | AF370 AF370 3P 00-33 | Contacteur gamme AF 3P 370A 100-250V ac/dc PLC | AF370-30-00-33 Schütz 3-polig, 370A - AC3, 100-250V AC/DC | AF370-30-00-33 Contactor |  | 5.14
1SFL607002R3311 | AF370-30-11-33 | Active | 7320500504598 | 1934.53 | 1 | 1 | stuk | Contactor AF | BE31220 | SP (Control general) | stuk | AF370 AF370 3P 1NO+1NG-33 | Contacteur gamme AF 3P 370A 1NO+1NC 100-250V ac/dc PLC | AF370-30-11-33 Schütz 3-polig, 370A - AC3, 100-250V AC/DC | AF370-30-11-33 Contactor |  | 5.14
1SFL607002R3322 | AF370-30-22-33 | Active | 7320500504581 | 1960.93 | 1 | 1 | stuk | Contactor AF | BE31220 | SP (Control general) | stuk | AF370 AF370 3P 2NO+2NG-33 | Contacteur gamme AF 3P 370A 2NO+2NC 100-250V ac/dc PLC | AF370-30-22-33 Schütz 3-polig, 370A - AC3, 100-250V AC/DC | AF370-30-22-33 Contactor |  | 5.14
1SFL607002R3400 | AF370-30-00-34 | Active | 7320500504574 | 2296.97 | 1 | 1 | stuk | Contactor AF | BE31220 | SP (Control general) | stuk | AF370 AF370 3P 00-34 | Contacteur gamme AF 3P 370A 250-500V ac/dc PLC | AF370-30-00-34 Schütz 3-polig, 370A - AC3, 250-500V AC/DC | AF370-30-00-34 Contactor |  | 5.14
1SFL607002R3411 | AF370-30-11-34 | Active | 7320500504567 | 2312.57 | 1 | 1 | stuk | Contactor AF | BE31220 | SP (Control general) | stuk | AF370 AF370 3P 1NO+1NG-34 | Contacteur gamme AF 3P 370A 1NO+1NC 250-500V ac/dc PLC | AF370-30-11-34 Schütz 3-polig, 370A - AC3, 250-500V AC/DC | AF370-30-11-34 Contactor |  | 5.14
1SFL607002R3422 | AF370-30-22-34 | Active | 7320500504550 | 2341.37 | 1 | 1 | stuk | Contactor AF | BE31220 | SP (Control general) | stuk | AF370 AF370 3P 2NO+2NG-34 | Contacteur gamme AF 3P 370A 2NO+2NC 250-500V ac/dc PLC | AF370-30-22-34 Schütz 3-polig, 370A - AC3, 250-500V AC/DC | AF370-30-22-34 Contactor |  | 5.14
1SFL607082R1112 | AFS370-30-12-11 | Active | 7320500541388 | 2022.08 | 1 | 1 | stuk | AF Safety | BE31220 | SP (Control general) | stuk | Contactor AFS serie AFS370-30-12-11 | Contacteur Série AFS AFS370-30-12-11 | Contactor AFS range AFS370-30-12-11 | Contactor AFS range AFS370-30-12-11
1SFL607082R1212 | AFS370-30-12-12 | Active | 7320500541371 | 2022.08 | 1 | 1 | stuk | AF Safety | BE31220 | SP (Control general) | stuk | Contactor AFS serie AFS370-30-12-12 | Contacteur Série AFS AFS370-30-12-12 | Contactor AFS range AFS370-30-12-12 | Contactor AFS range AFS370-30-12-12
1SFL607082R1312 | AFS370-30-12-13 | Active | 7320500540749 | 2061.94 | 1 | 1 | stuk | AF Safety | BE31220 | SP (Control general) | stuk | Contactor AFS serie AFS370-30-12-13 | Contacteur Série AFS AFS370-30-12-13 | Contactor AFS range AFS370-30-12-13 | Contactor AFS range AFS370-30-12-13
1SFL607082R1412 | AFS370-30-12-14 | Active | 7320500541364 | 2468.54 | 1 | 1 | stuk | AF Safety | BE31220 | SP (Control general) | stuk | Contactor AFS serie AFS370-30-12-14 | Contacteur Série AFS AFS370-30-12-14 | Contactor AFS range AFS370-30-12-14 | Contactor AFS range AFS370-30-12-14
1SFL607082R3312 | AFS370-30-12-33 | Active | 7320500541357 | 2110.21 | 1 | 1 | stuk | AF Safety | BE31220 | SP (Control general) | stuk | Contactor AFS serie AFS370-30-12-33 | Contacteur Série AFS AFS370-30-12-33 | Contactor AFS range AFS370-30-12-33 | Contactor AFS range AFS370-30-12-33
1SFL607082R3412 | AFS370-30-12-34 | Active | 7320500541340 | 2516.8 | 1 | 1 | stuk | AF Safety | BE31220 | SP (Control general) | stuk | Contactor AFS serie AFS370-30-12-34 | Contacteur Série AFS AFS370-30-12-34 | Contactor AFS range AFS370-30-12-34 | Contactor AFS range AFS370-30-12-34
1SFL607102R1100 | AF370-40-00-11 | Active | 7320500504321 | 2577.78 | 1 | 1 | stuk | Contactor AF | BE31220 | SP (Control general) | stuk | AF370 AF370 4P 00-1NO+1NG | Contacteur Gamme AF | AF370-40-00-11 Schütz 4-polig Uc = 24-60VAC 50/60Hz / 20-60VDC | AF370-40-00-11 Contactor |  | 5.14
1SFL607102R1111 | AF370-40-11-11 | Active | 7320500504338 | 2590.97 | 1 | 1 | stuk | Contactor AF | BE31220 | SP (Control general) | stuk | AF370 AF370 4P 1NO+1NG-11 | Contacteur Gamme AF | Contactor 200kW 400V 4-pole Coil code: 11 Wide range Aux. contact 1NO + 1NC | AF370-40-11-11 Contactor |  | 5.14
1SFL607102R1122 | AF370-40-22-11 | Active | 7320500504345 | 2602.98 | 1 | 1 | stuk | Contactor AF | BE31220 | SP (Control general) | stuk | AF370 AF370 4P 2NO+2NG-11 | Contacteur Gamme AF | AF370-40-22-11 Schütz 4-polig Uc = 24-60VAC 50/60Hz / 20-60VDC | AF370-40-22-11 Contactor |  | 5.14
1SFL607102R1200 | AF370-40-00-12 | Active | 7320500504352 | 2577.78 | 1 | 1 | stuk | Contactor AF | BE31220 | SP (Control general) | stuk | AF370 AF370 4P 00-12 | Contacteur Gamme AF | AF370-40-00-12 Schütz 4-polig Uc = 48-130V AC 50/60Hz / DC | AF370-40-00-12 Contactor |  | 5.14
1SFL607102R1211 | AF370-40-11-12 | Active | 7320500504369 | 2590.97 | 1 | 1 | stuk | Contactor AF | BE31220 | SP (Control general) | stuk | AF370 AF370 4P 1NO+1NG-12 | Contacteur Gamme AF | Contactor 200kW 400V 4-pole Coil code: 12 Wide range Aux. contact 1NO + 1NC | AF370-40-11-12 Contactor |  | 5.14
1SFL607102R1222 | AF370-40-22-12 | Active | 7320500504376 | 2602.98 | 1 | 1 | stuk | Contactor AF | BE31220 | SP (Control general) | stuk | AF370 AF370 4P 2NO+2NG-12 | Contacteur Gamme AF | AF370-40-22-12 Schütz 4-polig Uc = 48-130V AC 50/60Hz / DC | AF370-40-22-12 Contactor |  | 5.14
1SFL607102R1300 | AF370-40-00-13 | Active | 7320500504383 | 2577.78 | 1 | 1 | stuk | Contactor AF | BE31220 | SP (Control general) | stuk | AF370 AF370 4P 00-13 | Contacteur Gamme AF | AF370-40-00-13 Schütz 4-polig Uc = 100-250V AC 50/60Hz / DC | AF370-40-00-13 Contactor |  | 5.14
1SFL607102R1311 | AF370-40-11-13 | Active | 7320500504390 | 2590.97 | 1 | 1 | stuk | Contactor AF | BE31220 | SP (Control general) | stuk | AF370 AF370 4P 1NO+1NG-13 | Contacteur Gamme AF | Contactor 200kW 400V 4-pole Coil code: 13 Wide range Aux. contact 1NO + 1NC | AF370-40-11-13 Contactor |  | 5.14
1SFL607102R1322 | AF370-40-22-13 | Active | 7320500504406 | 2602.98 | 1 | 1 | stuk | Contactor AF | BE31220 | SP (Control general) | stuk | AF370 AF370 4P 2NO+2NG-13 | Contacteur Gamme AF | AF370-40-22-13 Schütz 4-polig Uc = 100-250V AC 50/60Hz / DC | AF370-40-22-13 Contactor |  | 5.14
1SFL607102R1400 | AF370-40-00-14 | Active | 7320500504413 | 2577.78 | 1 | 1 | stuk | Contactor AF | BE31220 | SP (Control general) | stuk | AF370 AF370 4P 00-14 | Contacteur Gamme AF | AF370-40-00-14 Schütz 4-polig Uc = 250-500V AC 50/60Hz / DC | AF370-40-00-14 Contactor |  | 5.14
1SFL607102R1411 | AF370-40-11-14 | Active | 7320500504420 | 2590.97 | 1 | 1 | stuk | Contactor AF | BE31220 | SP (Control general) | stuk | AF370 AF370 4P 1NO+1NG-14 | Contacteur Gamme AF | Contactor 200kW 400V 4-pole Coil code: 14 Wide range Aux. contact 1NO + 1NC | AF370-40-11-14 Contactor |  | 5.14
1SFL607102R1422 | AF370-40-22-14 | Active | 7320500504437 | 2602.98 | 1 | 1 | stuk | Contactor AF | BE31220 | SP (Control general) | stuk | AF370 AF370 4P 2NO+2NG-14 | Contacteur Gamme AF | AF370-40-22-14 Schütz 4-polig Uc = 250-500V AC 50/60Hz / DC | AF370-40-22-14 Contactor |  | 5.14
1SFL617001R6811 | AF580-30-11-68 | Active | 7320500220368 | 3728.66 | 1 | 1 | stuk | Contactor AF | BE31220 | SP (Control general) | stuk | AF580 AF580 3P 1NO+1NG 24-60V DC | Contacteur Série AF 3P, 1NO/1NC, 580A (AC3), 24-60Vdc | Contactor AF range 3P, 1NO/1NC, 580A (AC3), 24-60Vdc | AF580-30-11 24-60V DC Contactor |  | 5.14
1SFL617001R6911 | AF580-30-11-69 | Active | 7320500220375 | 3809.07 | 1 | 1 | stuk | Contactor AF | BE31220 | SP (Control general) | stuk | AF 3P 1NO/1NC 580A (AC3) 48-130Vac/dc | Contacteur Série AF 3P, 1NO/1NC, 580A (AC3), 48-130Vac/dc | Contactor AF range 3P, 1NO/1NC, 580A (AC3), 48-130Vac/dc | AF580-30-11 48-130V 50/60Hz / 48-130V DC Contactor |  | 5.14
1SFL617001R7011 | AF580-30-11-70 | Active | 7320500217696 | 3728.66 | 1 | 1 | stuk | Contactor AF | BE31220 | SP (Control general) | stuk | AF580 AF580 3P 1NO+1NG 100-250VAC/DC | contacteur bobine AC/DC AF 580-30-11 / 100-250V AC/DC | Contactor 315kW 400V 3-pole Coil code: 70 Wide range Auxilairy contact 1NO + 1NC | AF580-30-11 100-250V 50/60Hz / 100-250V DC Contactor |  | 5.14
1SFL617001R7111 | AF580-30-11-71 | Active | 7320500250228 | 3728.66 | 1 | 1 | stuk | Contactor AF | BE31220 | SP (Control general) | stuk | AF580 AF580 3P 1NO+1NG 250-500VAC/DC | Contacteur Série AF 3P, 1NO/1NC, 580A (AC3), 250-500Vac/dc | Contactor AF range 3P, 1NO/1NC, 580A (AC3), 250-500Vac/dc | AF580-30-11 250-500V 50/60Hz / 250-500V DC Contactor |  | 5.14
1SFL617081R6812 | AFS580-30-12-68 | Active | 7320500540855 | 3812.62 | 1 | 1 | stuk | AF Safety | BE31220 | SP (Control general) | stuk | Contactor AFS serie AFS580-30-12-68 | Contacteur Série AFS AFS580-30-12-68 | Contactor AFS range AFS580-30-12-68 | Contactor AFS range AFS580-30-12-68
1SFL617081R6912 | AFS580-30-12-69 | Active | 7320500540848 | 3812.62 | 1 | 1 | stuk | AF Safety | BE31220 | SP (Control general) | stuk | Contactor AFS serie AFS580-30-12-69 | Contacteur Série AFS AFS580-30-12-69 | Contactor AFS range AFS580-30-12-69 | Contactor AFS range AFS580-30-12-69
1SFL617081R7012 | AFS580-30-12-70 | Active | 7320500540831 | 3812.62 | 1 | 1 | stuk | AF Safety | BE31220 | SP (Control general) | stuk | Contactor AFS serie AFS580-30-12-70 | Contacteur Série AFS AFS580-30-12-70 | Contactor AFS range AFS580-30-12-70 | Contactor AFS range AFS580-30-12-70
1SFL617081R7112 | AFS580-30-12-71 | Active | 7320500540824 | 3812.62 | 1 | 1 | stuk | AF Safety | BE31220 | SP (Control general) | stuk | Contactor AFS serie AFS580-30-12-71 | Contacteur Série AFS AFS580-30-12-71 | Contactor AFS range AFS580-30-12-71 | Contactor AFS range AFS580-30-12-71
1SFL637001R6811 | AF750-30-11-68 | Active | 7320500220399 | 4477.5 | 1 | 1 | stuk | Contactor AF | BE31220 | SP (Control general) | stuk | AF750 AF750 3P 1NO+1NG 24-60V DC | Contacteur Série AF 3P, 1NO/1NC, 750A (AC3), 24-60Vdc | Contactor AF range 3P, 1NO/1NC, 750A (AC3), 24-60Vdc | AF750-30-11 24-60V DC Contactor |  | 5.14
1SFL637001R6911 | AF750-30-11-69 | Active | 7320500220405 | 4555.52 | 1 | 1 | stuk | Contactor AF | BE31220 | SP (Control general) | stuk | magneetschak.AC/DC AF 750-30-11/48-130VAC/DC | contacteur bobine AC/DC AF 750-30-11 / 48-130V AC/DC | Contactor 400kW 400V 3-pole Coil code: 69 Wide range Auxilairy contact 1NO + 1NC | AF750-30-11 48-130V 50/60Hz / 48-130V DC Contactor |  | 5.14
1SFL637001R7011 | AF750-30-11-70 | Active | 7320500217702 | 4477.5 | 1 | 1 | stuk | Contactor AF | BE31220 | SP (Control general) | stuk | AF750 AF750 3P 1NO+1NG 100-250VAC/DC | contacteur bobine AC/DC AF 750-30-11 / 100-250V AC/DC | Contactor 400kW 400V 3-pole Coil code: 70 Wide range Auxilairy contact 1NO + 1NC | AF750-30-11 100-250V 50/60Hz / 100-250V DC Contactor |  | 5.14
1SFL637001R7111 | AF750-30-11-71 | Active | 7320500254851 | 4477.5 | 1 | 1 | stuk | Contactor AF | BE31220 | SP (Control general) | stuk | AF750 AF750 3P 1NO+1NG 250-500VAC/DC | Contacteur Série AF 3P, 1NO/1NC, 750A (AC3), 250-500Vac/dc | Contactor AF range 3P, 1NO/1NC, 750A (AC3), 250-500Vac/dc | AF750-30-11 250-500V 50/60Hz / 250-500V DC Contactor |  | 5.14
1SFL637025R6811 | GAF750-10-11-68 | Active | 7320500400838 | 6448.06 | 1 | 1 | stuk | Contactor AF | BE31220 | SP (Control general) | stuk | GAF750 GAF750-10-1NO+1NG 24-60V DC | GAF750-10-11#24-60V DC | GAF750-10-11 Schütz 24-60V DC | GAF750-10-11 24-60V DC Contactor |  | 5.14
1SFL637025R6911 | GAF750-10-11-69 | Active | 7320500400845 | 6448.06 | 1 | 1 | stuk | Contactor AF | BE31220 | SP (Control general) | stuk | GAF750-10-11 48-130V 50/60Hz/48-130V DC | GAF750-10-11#48-130V 50/60Hz | GAF750-10-11 Schütz 48-130V AC/DC | GAF750-10-11 48-130V 50/60Hz / 48-130V DC Contactor |  | 5.14
1SFL637025R7011 | GAF750-10-11-70 | Active | 7320500408803 | 6512.86 | 1 | 1 | stuk | Contactor AF | BE31220 | SP (Control general) | stuk | Contactor AF GAF750-10-11-70 | Contacteur Série AF GAF DC contacteur | GAF750-10-11 Schütz 100-250V AC/DC | GAF750-10-11 100-250V 50/60Hz / 100-250V DC Contactor |  | 5.14
1SFL637025R7111 | GAF750-10-11-71 | Active | 7320500400852 | 6448.06 | 1 | 1 | stuk | Contactor AF | BE31220 | SP (Control general) | stuk | GAF750-10-11 250-500V 50/60Hz/250-500V DC | GAF750-10-11#250-500V 50/60Hz | GAF750-10-11 Schütz 250-500V AC/DC | GAF750-10-11 250-500V 50/60Hz / 250-500V DC Contactor |  | 5.14
1SFL637081R6812 | AFS750-30-12-68 | Active | 7320500540817 | 4582.94 | 1 | 1 | stuk | AF Safety | BE31220 | SP (Control general) | stuk | Contactor AFS serie AFS750-30-12-68 | Contacteur Série AFS AFS750-30-12-68 | Contactor AFS range AFS750-30-12-68 | Contactor AFS range AFS750-30-12-68
1SFL637081R6912 | AFS750-30-12-69 | Active | 7320500540800 | 4582.94 | 1 | 1 | stuk | AF Safety | BE31220 | SP (Control general) | stuk | Contactor AFS serie AFS750-30-12-69 | Contacteur Série AFS AFS750-30-12-69 | Contactor AFS range AFS750-30-12-69 | Contactor AFS range AFS750-30-12-69
1SFL637081R7012 | AFS750-30-12-70 | Active | 7320500540794 | 4582.94 | 1 | 1 | stuk | AF Safety | BE31220 | SP (Control general) | stuk | Contactor AFS serie AFS750-30-12-70 | Contacteur Série AFS AFS750-30-12-70 | Contactor AFS range AFS750-30-12-70 | Contactor AFS range AFS750-30-12-70
1SFL637081R7112 | AFS750-30-12-71 | Active | 7320500540787 | 4582.94 | 1 | 1 | stuk | AF Safety | BE31220 | SP (Control general) | stuk | Contactor AFS serie AFS750-30-12-71 | Contacteur Série AFS AFS750-30-12-71 | Contactor AFS range AFS750-30-12-71 | Contactor AFS range AFS750-30-12-71
1SFL647001R6811 | AF1250-30-11-68 | Active | 7320500346075 | 5292.37 | 1 | 1 | stuk | Contactor AF | BE31220 | SP (Control general) | stuk | AF1250 AF1250 3P 1NO+1NG 24-60V DC | Contacteur Série AF 3P, 1NO/1NC, 1250A (AC1), 24-60Vdc | Contactor AF range 3P, 1NO/1NC, 1250A (AC1), 24-60Vdc | AF1250-30-11 24-60V DC Contactor |  | 5.14
1SFL647001R6911 | AF1250-30-11-69 | Active | 7320500355077 | 5292.37 | 1 | 1 | stuk | Contactor AF | BE31220 | SP (Control general) | stuk | AF 3P 1NO/1NC 1250A (AC1) 48-130Vac/dc | Contacteur Série AF 3P, 1NO/1NC, 1250A (AC1), 48-130Vac/dc | Contactor AF range 3P, 1NO/1NC, 1250A (AC1), 48-130Vac/dc | AF1250-30-11 48-130V 50/60Hz / 48-130V DC Contactor |  | 5.14
1SFL647001R7011 | AF1250-30-11-70 | Active | 7320500355091 | 5292.37 | 1 | 1 | stuk | Contactor AF | BE31220 | SP (Control general) | stuk | AF 3P 1NO/1NC 1250A (AC1) 100-250Vac/dc | Contacteur Série AF 3P, 1NO/1NC, 1250A (AC1), 100-250Vac/dc | Contactor AF range 3P, 1NO/1NC, 1250A (AC1), 100-250Vac/dc | AF1250-30-11 100-250V 50/60Hz / 100-250V DC Contactor |  | 5.14
1SFL647001R7111 | AF1250-30-11-71 | Active | 7320500355114 | 5292.37 | 1 | 1 | stuk | Contactor AF | BE31220 | SP (Control general) | stuk | AF 3p 1NO+1NC 1250A (AC1) 250-500Vac | Contacteur AF-series 3p 1NO+1NC 1250A (AC1) 250-500Vac | Contactor AF-series 3p 1NO+1NC 1250A (AC1) 250-500Vac | AF1250-30-11 250-500V 50/60Hz / 250-500V DC Contactor |  | 5.14
1SFL647025R6811 | GAF1250-10-11-68 | Active | 7320500400807 | 7710.54 | 1 | 1 | stuk | Contactor AF | BE31220 | SP (Control general) | stuk | GAF1250 GAF1250-10-1NO+1NG 24-60V DC | GAF1250-10-11#24-60V DC | GAF1250-10-11 Schütz 24-60V DC | GAF1250-10-11 24-60V DC Contactor |  | 5.14
1SFL647025R6911 | GAF1250-10-11-69 | Active | 7320500400814 | 7710.54 | 1 | 1 | stuk | Contactor AF | BE31220 | SP (Control general) | stuk | GAF1250 GAF1250-10-1NO+1NG 48-130VAC/DC | GAF1250-10-11#48-130V DC | GAF1250-10-11 Schütz 48-130V AC/DC | GAF1250-10-11 48-130V 50/60Hz / 48-130V DC Contactor |  | 5.14
1SFL647025R7011 | GAF1250-10-11-70 | Active | 7320500400791 | 7710.54 | 1 | 1 | stuk | Contactor AF | BE31220 | SP (Control general) | stuk | GAF1250-10-11 100-250V 50/60Hz/100-250V DC | GAF1250-10-11#100-250V DC | GAF1250-10-11 Schütz 100-250V AC/DC | GAF1250-10-11 100-250V 50/60Hz / 100-250V DC Contactor |  | 5.14
1SFL647025R7111 | GAF1250-10-11-71 | Active | 7320500400821 | 7710.54 | 1 | 1 | stuk | Contactor AF | BE31220 | SP (Control general) | stuk | GAF1250-10-11 250-500V 50/60Hz/250-500V DC | GAF1250-10-11#250-500V 50/60Hz | GAF1250-10-11 Schütz 250-500V AC/DC | GAF1250-10-11 250-500V 50/60Hz / 250-500V DC Contactor |  | 5.14
1SFL657001R7011 | AF1350-30-11-70 | Active | 7320500250143 | 6233.25 | 1 | 1 | stuk | Contactor AF | BE31220 | SP (Control general) | stuk | magneetschak.3 polig 1350A 100-250VAC/dc | contacteur 3 poles, 1350A, bobine 100-250V ac/dc | Contactor 475kW 400V 3-pole Coil code: 70 Wide range Auxilairy contact 1NO + 1NC | AF1350-30-11 100-250V 50/60Hz / 100-250V DC Contactor |  | 5.14
1SFL657001R7022 | AF1350-30-22-70 | Active | 7320500250150 | 6433.64 | 1 | 1 | stuk | Contactor AF | BE31220 | SP (Control general) | stuk | AF1350-30-22 100-250V 50/60Hz/100-250V DC | Contacteur Série AF 3P, 2NO/2NC, 850A (AC3), 100-250Vac/dc | AF1350-30-22 Schütz 100-250V AC/DC | AF1350-30-22 100-250V 50/60Hz / 100-250V DC Contactor |  | 5.14
1SFL667001R7011 | AF2650-30-11-70 | Active | 7320500481431 | 19840.99 | 1 | 1 | stuk | Contactor AF | BE31220 | SP (Control general) | stuk | AF2650 AF2650 3P 1NO+1NG 100-250VAC/DC | Contacteur Gamme AF | Contactor AF-range | AF2650-30-11 100-250V 50/60Hz / 100-250 DC Contactor |  | 5.14
1SFL667001R7022 | AF2650-30-22-70 | Active | 7320500481660 | 19905.79 | 1 | 1 | stuk | Contactor AF | BE31220 | SP (Control general) | stuk | AF2650 AF2650 3P 2NO+2NG 100-250VAC/DC | Contacteur Gamme AF | AF2650-30-22 Schütz 100-250V AC/DC | AF2650-30-22 100-250V 50/60Hz / 100-250 DC Contactor |  | 5.14
1SFL667001R9101 | AF2650T-30-11 230-240V 50/60Hz / 230-240V DC | Active | 7320500481585 | 21827.15 | 1 | 1 | stuk | Contactor AF | BE31220 | SP (Control general) | stuk | Contactor AF AF2650T-30-11 230-240V 50/60Hz/230-240V DC | Contacteur Gamme AF | AF2650T-30-11 Schütz 230-240V 50/60Hz / DC | AF2650T-30-11 230-240V 50/60Hz / 230-240V DC Contactor |  | 5.14
1SFL677001R7011 | AF1650-30-11-70 | Active | 7320500249703 | 8431.78 | 1 | 1 | stuk | Contactor AF | BE31220 | SP (Control general) | stuk | AF 3P 1NO/1NC 1050A (AC3) 100-250Vac/dc | Contacteur Série AF 3P, 1NO/1NC, 1050A (AC3), 100-250Vac/dc | Contactor AF range 3P, 1NO/1NC, 1050A (AC3), 100-250Vac/dc | AF1650-30-11 100-250V 50/60Hz / 100-250V DC Contactor |  | 5.14
1SFL677001R7022 | AF1650-30-22-70 | Active | 7320500249710 | 8581.81 | 1 | 1 | stuk | Contactor AF | BE31220 | SP (Control general) | stuk | AF AF1650-30-22100-250VAC/DC | Contacteur gamme AF AF1650-30-22#100-250V AC/DC | AF1650-30-22 Schütz 100-250V AC/DC | AF1650-30-22 100-250V 50/60Hz / 100-250V DC Contactor |  | 5.14
1SFL677025R7011 | GAF1650-10-11-70 | Active | 7320500408810 | 12148.46 | 1 | 1 | stuk | Contactor AF | BE31220 | SP (Control general) | stuk | GAF1650-10-11 100-250V 50/60Hz/100-250V DC | GAF1650-10-11#100-250V DC | GAF1650-10-11 Schütz 100-250V AC/DC | GAF1650-10-11 100-250V 50/60Hz / 100-250V DC Contactor |  | 5.14
1SFL707001R7011 | AF2050-30-11-70 | Active | 7320500359099 | 10583.54 | 1 | 1 | stuk | Contactor AF | BE31220 | SP (Control general) | stuk | AF2050 AF2050 3P 1NO+1NG 100-250VAC/DC | Contacteur Série AF 3P, 1NO/1NC, 2050A (AC1), 100-250Vac/dc | Contactor AF range 3P, 1NO/1NC, 2050A (AC1), 100-250Vac/dc | AF2050-30-11 100-250V 50/60Hz / 100-250 DC Contactor |  | 5.14
1SFL707025R7011 | GAF2050-10-11-70 | Active | 7320500408254 | 15185.86 | 1 | 1 | stuk | Contactor AF | BE31220 | SP (Control general) | stuk | GAF2050 GAF2050-10-1NO+1NG 100-250V 50/60Hz/DC | GAF2050-10-11#100-250V DC | GAF2050-10-11 Schütz 100-250V AC/DC | GAF2050-10-11 100-250V 50/60Hz/DC Contactor |  | 5.14
1SFN010716R1001 | CEL18-01 | Active | 7320500258606 | 32.03 | 1 | 1 | stuk | Contactor AF | BE31220 | SP (Control general) | stuk | Hulpcontact CEL18 CEL18 | Contact auxiliaire A-series microswitch 1NC | CEL18-01 Hilfskontaktblock 1-polig | CEL18-01 Auxiliary Contact Block |  | 5.14
1SFN010716R1010 | CEL18-10 | Active | 7320500258590 | 32.03 | 1 | 1 | stuk | Contactor AF | BE31220 | SP (Control general) | stuk | Hulpcontact CEL18 CEL18 | Contact auxiliare Série AF 1NO | CEL18-10 Hilfskontaktblock 1-polig | CEL18-10 Auxiliary Contact Block |  | 5.14
1SFN010720R1011 | CAL18-11 | Active | 7320500256305 | 24.13 | 1 | 2 | stuk | Contactor AF | BE31220 | SP (Control general) | stuk | A Lateraal 1NO+1NC | CONTACTS AUXILIAIRES CAL18-11 | CAL18-11 Hilfskontaktblock 2-polig | CAL18-11 Auxiliary Contact Block |  | 5.14
1SFN010720R3311 | CAL18-11B | Active | 7320500256312 | 24.13 | 1 | 2 | stuk | Contactor AF | BE31220 | SP (Control general) | stuk | A Lateraal 1NO+1NC 2de blok | CONTACTS AUXILIAIRES CAL18-11B | CAL18-11B Hilfskontaktblock 2-polig | CAL18-11B Auxiliary Contact Block |  | 5.14
1SFN010820R1011 | CAL19-11 | Active | 7320500476659 | 24.01 | 1 | 1 | stuk | Contactor AF | BE31220 | SP (Control general) | stuk | Hulpcontact CAL19 CAL19 | Contact auxiliaire Gamme AF | CAL19-11 Hilfsschalterblock seitlich anrastbar 1S + 1Ö | CAL19-11 Auxiliary Contact Block |  | 5.14
1SFN010820R3311 | CAL19-11B | Active | 7320500476666 | 24.01 | 1 | 1 | stuk | Contactor AF | BE31220 | SP (Control general) | stuk | Hulpcontact CAL19 CAL19 | Contact auxiliaire Gamme AF | CAL19-11B Hilfsschalterblock seitlich anrastbar 1S + 1Ö | CAL19-11B Auxiliary Contact Block |  | 5.14
1SFN010832R1001 | CEL19-01 | Active | 7320500504499 | 28.21 | 1 | 1 | stuk | Contactor AF | BE31220 | SP (Control general) | stuk | Hulpcontact CEL19 CEL19 | CEL19-01 Auxiliary Contact Block | CEL 19-01 | CEL19-01 Auxiliary Contact Block
1SFN010832R1010 | CEL19-10 | Active | 7320500504505 | 28.21 | 1 | 1 | stuk | Contactor AF | BE31220 | SP (Control general) | stuk | Hulpcontact CEL19 CEL19 | CEL19-10 Auxiliary Contact Block | CEL 19-10 | CEL19-10 Auxiliary Contact Block
1SFN014328R1001 | 1SFN014328R1001 | Active | 7320500256336 | 52.92 | 1 | 1 | stuk | Contactor AF | BE31220 | SP (Control general) | stuk | Hulpcontact CCL18 CCL18 | Element auxiliaire (T)AE-series incl contact + varistor | CCL18-01 Hilfskontaktblock 1-polig, 1Ö, mit Mikrokontakt | CCL18-01 Auxiliary Contact Block |  | 5.14
1SFN030300R1000 | VM19 | Active | 7320500492574 | 73.93 | 1 | 1 | stuk | Contactor AF | BE31220 | SP (Control general) | stuk | Mechanische Vergr.VM19 VM19 | Verrouillage Gamme AF VM19 | Mechanische Verriegelung VM19 | VM19 Mechanical Interlock Unit |  | 5.14
1SFN034403R1000 | VM140/190 | Active | 7320500494820 | 71.03 | 1 | 1 | stuk | Contactor AF | BE31220 | SP (Control general) | stuk | Mechanische Vergr.VM140/190 VM140/190 | Verrouillage Série AF VM140/190 | Mechanische Verriegelung VM140/190 | VM140/190 Mechanical Interlock Unit |  | 5.14
1SFN034700R1000 | VM300H | Limited | 7320500203897 | 84.02 | 1 | 1 | stuk | Contactor A-Line | BE31220 | SP (Control general) | stuk | Mechanische Vergr.VM300H VM300H | INTERVERROUILLAGE A95-300 | VM300H Mech. Verriegelung | VM300H Mechanical Interlock Unit |  | 5.14
1SFN034701R1000 | VM300V | Limited | 7320500203880 | 102.85 | 1 | 1 | stuk | Contactor A-Line | BE31220 | SP (Control general) | stuk | Mechanische Vergr.VM300V VM300V | Verrouillage gamme A mecanique pour 2 cont. vertic. | VM300V Mech. Verriegelung | VM300V Mechanical Interlock Unit |  | 5.14
1SFN035100R1000 | VM300/460H | Active | 7320500222096 | 74.18 | 1 | 1 | stuk | Contactor AF | BE31220 | SP (Control general) | stuk | Mechanische Vergr.VM300/460H VM300/460H | VERROUILLAGE ENTRE AF460 ET A300 | VM300/460H Mech. Verriegelung | VM300/460H Mechanical Interlock Unit |  | 5.14
1SFN035203R1000 | VM205/265 | Active | 7320500494813 | 71.03 | 1 | 1 | stuk | Contactor AF | BE31220 | SP (Control general) | stuk | Mechanische Vergr.VM205/265 VM205/265 | Verrouillage Série AF VM205/265 | Mechanische Verriegelung VM205/265 | VM205/265 Mechanical Interlock Unit |  | 5.14
1SFN035403R1000 | 1SFN035403R1000 | Active | 7320500511756 | 69.63 | 1 | 1 | stuk | AF | BE31220 | SP (Control general) | stuk | Vergrendeling AF series VM370/400H | Verrouillage Gamme AF VM370/400H | Mechanical interlock AF range VM370/400H | Mechanical interlock AF range VM370/400H
1SFN035700R1000 | VM750H | Active | 7320500222102 | 78.26 | 1 | 1 | stuk | Contactor AF | BE31220 | SP (Control general) | stuk | Mechanische Vergr.VM750H VM750H | VERROUILLAGE MECANIQUE HORIZONTAL POUR AF400-AF750 | VM750H Mech. Verriegelung | VM750H Mechanical Interlock Unit |  | 5.14
1SFN035701R1000 | VM750V | Active | 7320500222126 | 133.2 | 1 | 1 | stuk | Contactor AF | BE31220 | SP (Control general) | stuk | Mechanische Vergr.VM750V VM750V | Verrouillage gamme A mecanique pour 2 cont. vertic. | VM750V Mech. Verriegelung | VM750V Mechanical Interlock Unit |  | 5.14
1SFN036503R1001 | VM1650H | Active | 7320500495056 | 267.82 | 1 | 1 | stuk | Contactor AF | BE31220 | SP (Control general) | stuk | Mechanische Vergr.VM1650H VM 1650 H | VM1650H Mechanical Interlock | VM 1650 H | VM1650H Mechanical Interlock
1SFN074203R1000 | LY140 | Active | 7320500492543 | 27.38 | 1 | 1 | stuk | Contactor AF | BE31220 | SP (Control general) | stuk | Doorverbinding vanPn LY140 Doorverbinding vanPn | Barrette de couplage de bornes Gamme AF | Sternbrücke LY140 | LY140 Connecting Strip |  | 5.14
1SFN074207R1000 | LW140 | Active | 7320500492536 | 94.33 | 1 | 1 | stuk | Contactor AF | BE31220 | SP (Control general) | stuk | aanslverbreding LW140 aanslverbreding | Pièce d'élargissement de borne Gamme AF | Anschlussverbreiterung LW140 | LW140 Terminal Enlargement |  | 5.14
1SFN074208R1000 | LD146-30 | Active | 7320500494875 | 21.65 | 1 | 1 | stuk | Contactor AF | BE31220 | SP (Control general) | stuk | KlemAansl.LD146 KlemAansl. | Bornier supplémentaire Gamme AF | Klemmenblöcke LD146-30 | LD146-30 Connection Module |  | 5.14
1SFN074210R1000 | LX140 | Active | 7320500481288 | 46.08 | 1 | 1 | stuk | Contactor AF | BE31220 | SP (Control general) | stuk | LX140 Terminal Extension | Pièce d'extension de bornes Gamme AF | Anschlussverbreiterung LX140 | LX140 Terminal Extension |  | 5.14
1SFN074211R1000 | LL146-30 | Active | 7320500471333 | 21.65 | 1 | 1 | stuk | Contactor AF | BE31220 | SP (Control general) | stuk | Mont.kit LL146Mont.kit | Kit de montage Gamme AF | Anschlussstücke LL146 | LL146-30 Connection Socket |  | 5.14
1SFN074303R1000 | LY110 | Active | 7320500191804 | 32.11 | 1 | 1 | stuk | Contactor A-Line | BE31220 | SP (Control general) | stuk | Doorverbinding vanPn LY110 Doorverbinding vanPn | Barrette de couplage de bornes gamme A | Connection bridge A-range | LY110 Connecting Strip |  | 5.14
1SFN074307R1000 | LW110 | Active | 7320500175088 | 110.65 | 1 | 1 | stuk | Contactor A-Line | BE31220 | SP (Control general) | stuk | aanslverbreding LW110 VERBREEDTE EINDklem | PIECES DE RACCORDEMENT | Terminal extension pieces For A 95 en A 110 SET A 3 pieces | LW110 Terminal Enlargement |  | 5.14
1SFN074308R1000 | LD110 | Active | 7320500192092 | 37.16 | 1 | 1 | stuk | Contactor A-Line | BE31220 | SP (Control general) | stuk | KlemAansl.LD110 KlemAansl. | Bornier supplémentaire gamme A | Additional terminal block A-range | LD110 Connection Module |  | 5.14
1SFN074352R1000 | LK110 | Limited | 7320500175439 | 22.86 | 1 | 1 | stuk | Contactor A-Line | BE31220 | SP (Control general) | stuk | Aansluitconnector voor controle circuit | Borne de raccordement gamme A pour conducteur de commande | LK110 Steuerleitungsklemme 1 VE = 2 Stück | LK110 Auxiliary Lead |  | 5.14
1SFN074703R1000 | LY185 | Active | 7320500204061 | 37.79 | 1 | 1 | stuk | Contactor AF | BE31220 | SP (Control general) | stuk | Doorverbinding vanPn LY185 doorverbindingsbrug | LY185 Connecting Strip | Connection bridge | LY185 Connecting Strip |  | 5.14
1SFN074707R1000 | LW185 | Active | 7320500203958 | 124.23 | 1 | 1 | stuk | Contactor A-Line | BE31220 | SP (Control general) | stuk | aanslverbreding LW185 hole 10.5mm bar 17.5*5Mm | Pièce d'élargissement de borne gamme A hole 10.5mm bar 17.5*5 mm | Terminal enlargement A-range hole 10.5mm bar 17.5*5 mm | LW185 Terminal Enlargement |  | 5.14
1SFN074709R1000 | LZ185-2C/120 | Active | 7320500204474 | 74.92 | 1 | 1 | stuk | Contactor A-Line | BE31220 | SP (Control general) | stuk | Kabel Con. A 2x 50-120mm² | Connecteur de cable | LZ185-2C/120 Doppelklemme | LZ185-2C/120 Cable Clamp Connector
1SFN074710R1000 | LX185 | Active | 7320500203965 | 67.45 | 1 | 1 | stuk | Contactor A-Line | BE31220 | SP (Control general) | stuk | Verlengde kabelAansl.A hole 8.5mm bar 17.5*5 | Pièce d'extension de bornes gamme A hole 8.5mm bar 17.5*5 | Terminal extension pieces For A 145 - A 185 SET A 3 pieces | LX185 Terminal Extension |  | 5.14
1SFN074712R1000 | LP185 | Active | 7320500204085 | 30.28 | 1 | 1 | stuk | Contactor A-Line | BE31220 | SP (Control general) | stuk | doorverbindingsbrug LP185 CONN.STRIPS LP185 | LP185 Connecting Strip | CONN. STRIPS LP185 | LP185 Connecting Strip |  | 5.14
1SFN074716R1000 | LE185 | Limited | 7320500221495 | 28.78 | 1 | 1 | stuk | Contactor A-Line | BE31220 | SP (Control general) | stuk | Verbindingsset PST PST85..142Motorzijde | Jeu de connexion Série PST PST85...142, côté moteur | Connection set PST range PST85...142, for motor side | LE185 Mounting Kit
1SFN074807R1000 | LW205 | Active | 7320500481271 | 105.97 | 1 | 1 | stuk | Contactor AF | BE31220 | SP (Control general) | stuk | aanslverbreding LW205 aanslverbreding | Pièce d'élargissement de borne Gamme AF | Anschlussverbreiterung LW205 | LW205 Terminal Enlargement |  | 5.14
1SFN074810R1000 | LX205 | Active | 7320500481257 | 57.61 | 1 | 1 | stuk | Contactor AF | BE31220 | SP (Control general) | stuk | aanslverbreding LX205 aanslverbreding LX205 | Pièce d'élargissement de borne Gamme AF LX205 | Terminal enlargem AF-range LX205 | LX205 Terminal Extension |  | 5.14
1SFN074811R1000 | LL205-30 | Active | 7320500492499 | 21.65 | 1 | 1 | stuk | Contactor AF | BE31220 | SP (Control general) | stuk | Mont.kit LL205Mont.kit | Kit de montage Gamme AF | Mounting kit AF-range | LL205-30 Connection Socket |  | 5.14
1SFN075103R1000 | LY300 | Active | 7320500204078 | 42.59 | 1 | 1 | stuk | Contactor AF | BE31220 | SP (Control general) | stuk | Doorverbinding vanPn LY300 Sterpunt A 210-A 300 | Barrette de couplage de bornes Gamme AF | STERPUNT TBV A 210 - A 300 | LY300 Connecting Strip |  | 5.14
1SFN075107R1000 | LW300 | Active | 7320500203941 | 138.25 | 1 | 1 | stuk | Contactor A-Line | BE31220 | SP (Control general) | stuk | aanslverbreding LW300 hole 10.5mm bar 20*5mm | PIECE D'ELARGISSEMENT | Terminal extension pieces For A 210 - A 300 SET A 3 pieces | LW300 Terminal Enlargement |  | 5.14
1SFN075110R1000 | LX300 | Active | 7320500203972 | 81.47 | 1 | 1 | stuk | Contactor A-Line | BE31220 | SP (Control general) | stuk | LX300 Terminal Extension | Pièces d'extension de bornes gamme A | TERMINAL EXTENS LX300 TERMINAL EXTENS LX300 | LX300 Terminal Extension |  | 5.14
1SFN075112R1000 | LP300 | Active | 7320500204405 | 39.26 | 1 | 1 | stuk | Contactor A-Line | BE31220 | SP (Control general) | stuk | Contactor A-Line LP300 | Bar connection Série AF 2P | LP300 Parallelverbinder | LP300 Connecting Strip |  | 5.14
1SFN075116R1000 | LE300 | Limited | 7320500221488 | 33.43 | 1 | 1 | stuk | Contactor A-Line | BE31220 | SP (Control general) | stuk | Contactor A-Line LE300 | Jeu de connexion Série PST PST175...300 | Connection set PST range PST175...300 | LE300 Mounting Kit
1SFN075407R1000 | LW370 | Active | 7320500481264 | 69.48 | 1 | 1 | stuk | Contactor AF | BE31220 | SP (Control general) | stuk | aanslverbreding LW370 aanslverbreding | Pièce d'élargissement de borne Gamme AF | LW370 Anschlussverbreiterung 3-polig für AF265 - AF370 | LW370 Terminal Extension |  | 5.14
1SFN075407R2000 | LW370-40 | Active | 7320500503614 | 122.93 | 1 | 1 | stuk | Contactor AF | BE31220 | SP (Control general) | stuk | LW370-40 LW LW370-40 | LW370-40 Terminal Enlargement | LW370-40 Anschlusserbreiterung 4-polig für AF265 - AF370 | LW370-40 Terminal Enlargement
1SFN075410R1000 | LX370 | Active | 7320500481240 | 117.98 | 1 | 1 | stuk | Contactor AF | BE31220 | SP (Control general) | stuk | LX370 Terminal Extension | Pièce d'extension de bornes Gamme AF | Anschlussverbreiterung LX370 | LX370 Terminal Extension |  | 5.14
1SFN075411R1000 | LL370-30 | Active | 7320500492512 | 25.56 | 1 | 1 | stuk | Contactor AF | BE31220 | SP (Control general) | stuk | Mont.kit LL370Mont.kit | Kit de montage Gamme AF | Mounting kit AF-range | LL370-30 Connection Socket |  | 5.14
1SFN075411R2000 | LL370-40 | Active | 7320500512920 | 105.9 | 1 | 1 | stuk | Contactor AF | BE31220 | SP (Control general) | stuk | Connection Socket LL Connection Socket | LL370-40 Connection Socket | Connection Socket | LL370-40 Connection Socket
1SFN075703R1000 | LY460 | Active | 7320500222324 | 156.02 | 1 | 1 | stuk | Contactor AF | BE31220 | SP (Control general) | stuk | Contactor AF LY460 | Terminal connecting strips | LY460 Sternbrücke | LY460 Connecting Strip |  | 5.14
1SFN075707R1000 | LW460 | Active | 7320500227213 | 175.22 | 1 | 1 | stuk | Contactor AF | BE31220 | SP (Control general) | stuk | aanslverbreding LW460 Aansl.SVERGROTING | PIECE D'ELARGISSEMENT | LX460 Anschlussvergroesserung f. PSTB370...470 | LW460 Terminal Enlargement |  | 5.14
1SFN075710R1000 | LX460 | Active | 7320500222348 | 158.42 | 1 | 1 | stuk | Contactor AF | BE31220 | SP (Control general) | stuk | Verlengde kabelAansl.A hole 10.5mm bar 25*5mm | Pièces d'extension de bornes gamme A hole 10.5mm bar 25*5mm | LX400 Anschlusserweiterung f. PSTB370...470 | LX460 Terminal Extension |  | 5.14
1SFN075712R1000 | LP460 | Active | 7320500222300 | 188.41 | 1 | 1 | stuk | Contactor AF | BE31220 | SP (Control general) | stuk | Contactor AF LP460 | LP460 BARRETTE DE COUPLAGE 2 POLES POUR CONTACTEURS AF400 ET AF460 | LP460 Parallelverbinder | LP460 Connecting Strip |  | 5.14
1SFN075716R1000 | LE460 | Active | 7320500250181 | 38.82 | 1 | 1 | stuk | Contactor AF | BE31220 | SP (Control general) | stuk | LE460Mounting Kit | Jeu de connexion Série PSTB PSTB370...470 | Connection set PSTB range PSTB370...470 | LE460 Mounting Kit
1SFN076103R1000 | LY750 | Active | 7320500222331 | 194.4 | 1 | 1 | stuk | Contactor AF | BE31220 | SP (Control general) | stuk | LY750 Connecting Strip | LY750 BARRETTE DE COUPLAGE 3 POLES POUR CONTACTEURS AF580 ET AF750 | LY750 Verbindersatz | LY750 Connecting Strip |  | 5.14
1SFN076107R1000 | LW750 | Active | 7320500227220 | 159.61 | 1 | 1 | stuk | Contactor AF | BE31220 | SP (Control general) | stuk | Contactor AF LW750 | Enlargement de connection LW750 | LW750 Anschlussverbreiterung | LW750 Terminal Enlargement |  | 5.14
1SFN076110R1000 | LX750 | Active | 7320500222355 | 218.42 | 1 | 1 | stuk | Contactor AF | BE31220 | SP (Control general) | stuk | LX750 Terminal Extension | Pièce d'extension de bornes gamme AF AF580-AF750 | LX750 Anschlussverlängerung | LX750 Terminal Extension |  | 5.14
1SFN076112R1000 | LP750 | Active | 7320500222317 | 196.82 | 1 | 1 | stuk | Contactor AF | BE31220 | SP (Control general) | stuk | Contactor AF LP750 | Bar connection Série AF 2P | LP750 Klemmenverbinder für AF580,AF750 | LP750 Connecting Strip |  | 5.14
1SFN076116R1000 | LE750 | Active | 7320500250174 | 44.24 | 1 | 1 | stuk | Contactor AF | BE31220 | SP (Control general) | stuk | LE750Mounting Kit | Jeu de connexion Série PSTB PSTB570...1050 | Connection set PSTB range PSTB570...1050 | LE750 Mounting Kit
1SFN076407R1000 | LW1250 | Active | 7320500356265 | 218.42 | 1 | 1 | stuk | Contactor AF | BE31220 | SP (Control general) | stuk | aanslvlaggen LW1250 aanslvlaggen | LW1250 EPANOUISSEURS 3 POLES POUR CONTACTEURS AF1250 | LW1250 Anschluß- Verbreiterung für AF1250 | LW1250 Terminal Enlargement |  | 5.14
1SFN076512R1000 | INTERCONN. BAR LP2050 | Active | 7320500409848 | 763.01 | 1 | 1 | stuk | Contactor AF | BE31220 | SP (Control general) | stuk | LP2050 LP2050 LP2050 | LP2050 Connecting Strip | Parallelverbinder LP2050 | LP2050 Connecting Strip
1SFN084206R1000 | BEA140/XT2 | Active | 7320500480816 | 51.72 | 1 | 1 | stuk | Contactor AF | BE31220 | SP (Control general) | stuk | Aansluitset BEA140 Koppelstuk | Connexion Gamme AF | Verbindungsschienen BEA140/XT2 | BEA140/XT2 Connection Set |  | 5.14
1SFN084206R1001 | BEA140/XT4 | Active | 7320500481318 | 84.5 | 1 | 1 | stuk | Contactor AF | BE31220 | SP (Control general) | stuk | Aansluitset BEA140 Koppelstuk | Connexion Gamme AF | Verbindungsschienen BEA140/XT4 | BEA140/XT4 Connection Set |  | 5.14
1SFN084211R1000 | BER140-4 | Active | 7320500471609 | 135.62 | 1 | 1 | stuk | Contactor AF | BE31220 | SP (Control general) | stuk | Set BER140 Koppelstuk | Connexion Gamme AF | Wende-Verbinder BER140-4 | BER140-4 Connection Set |  | 5.14
1SFN084214R1000 | BEP140-30 | Active | 7320500480335 | 118.8 | 1 | 1 | stuk | Contactor AF | BE31220 | SP (Control general) | stuk | Set BEP140 Koppelstuk | Connexion Gamme AF | Verbindersatz BEP140-30 | BEP140-30 Connection Set |  | 5.14
1SFN084301R1000 | BEM110-30 | Limited | 7320500175064 | 167.68 | 1 | 1 | stuk | Contactor A-Line | BE31220 | SP (Control general) | stuk | Set BEM110 VERBINDINGSSTRIPPEN | VERBINDINGSSTRIPPEN | Connection bars For a change-over switch | BEM110-30 Connection Set |  | 5.14
1SFN084303R1000 | BED95 | Limited | 7320500191828 | 213.29 | 1 | 1 | stuk | Contactor A-Line | BE31220 | SP (Control general) | stuk | Set BED95 OMKEER VERBINDINGEN STER DRIEHOEK | CONNEXIONS POUR INVERSEURS Y-D | Set connection bars for yka 95 Star-delta combinations | BED95 Connection Set |  | 5.14
1SFN084304R1000 | BES110-30 | Limited | 7320500175071 | 146.07 | 1 | 1 | stuk | Contactor A-Line | BE31220 | SP (Control general) | stuk | Set BES110 VERBINDINGSSTRIPPEN | VERBINDINGSSTRIPPEN | Connection bars For a phase connection | BES110-30 Connection Set |  | 5.14
1SFN084413R1000 | BEY140-4 | Active | 7320500471616 | 172.81 | 1 | 1 | stuk | Contactor AF | BE31220 | SP (Control general) | stuk | Set BEY140 Koppelstuk | Connexion Gamme AF | Stern-Dreieck-Verbindersatz BEY140-4 | BEY140-4 Connection Set |  | 5.14
1SFN084503R1000 | BED110 | Limited | 7320500191811 | 213.29 | 1 | 1 | stuk | Contactor A-Line | BE31220 | SP (Control general) | stuk | Set BED110 Koppelingsset ster-driehoek | Connexion gamme A pour démarreurs étoile-triangle | Set connection bars for yka 110 Star-delta combinations | BED110 Connection Set |  | 5.14
1SFN084701R1000 | BEM185-30 | Limited | 7320500203989 | 207.39 | 1 | 1 | stuk | Contactor A-Line | BE31220 | SP (Control general) | stuk | Set BEM185 Koppelingsset omkeer-cont.oren | Connexion gamme A pour inverseurs de sens de marche | Connection set A-range for reversing contactors | BEM185-30 Connection Set |  | 5.14
1SFN084703R1000 | BED145A | Limited | 7320500204023 | 226.52 | 1 | 1 | stuk | Contactor A-Line | BE31220 | SP (Control general) | stuk | Set BED Koppelingsset ster-driehoek | Connexion gamme A pour démarreurs étoile-triangle | Connection set A-range for star-delta starters | BED145A Connection Set |  | 5.14
1SFN084704R1000 | BES185-30 | Limited | 7320500204009 | 189.74 | 1 | 1 | stuk | Contactor A-Line | BE31220 | SP (Control general) | stuk | Set BES185 Koppelingsset 3p fasefase | Connexion gamme A 3p, phase-phase | Connection bars For a phase connection A 145 - A 185 | BES185-30 Connection Set |  | 5.14
1SFN084706R1000 | BEA185/S3/S4 | Limited | 7320500203859 | 63.7 | 1 | 1 | stuk | Contactor A-Line | BE31220 | SP (Control general) | stuk | aanslstuk BEA185/S3/S4 aanslstuk tussen en | Connection entre contacteurr et MCCB | Connection bar between contactor and MCCB | BEA185/S3/S4 Connection Set |  | 5.14
1SFN084706R1003 | BEA185/T3 | Limited | 7320500250082 | 49.42 | 1 | 1 | stuk | Contactor A-Line | BE31220 | SP (Control general) | stuk | aanslstuk BEA185/T3 aanslstuk tussen en | Barre de connexion entre contacteur et MCCB | Connection bar between contactor an MCCB | BEA185/T3 Connection Set |  | 5.14
1SFN084706R1006 | BEA185D/T4 Interconnection Bar | Limited | 7320500359976 | 100.03 | 1 | 1 | stuk | Contactor A-Line | BE31220 | SP (Control general) | stuk | Aansluitset BEA185D/T4 Verbindings | Jeu de connexion A series BEA185D/T4 | Connection set A series BEA185D/T4 | BEA185D/T4 Connection Set |  | 5.14
1SFN084806R1000 | BEA205/XT4 | Active | 7320500481301 | 102.38 | 1 | 1 | stuk | Contactor AF | BE31220 | SP (Control general) | stuk | Aansluitset BEA205 Koppelstuk | Connexion Gamme AF | Verbindungsschienen BEA205/XT4 | BEA205/XT4 Connection Set |  | 5.14
1SFN084806R1001 | BEA205/T4 | Active | 7320500492529 | 102.38 | 1 | 1 | stuk | Contactor AF | BE31220 | SP (Control general) | stuk | Aansluitset BEA205 Koppelstuk | Connexion Gamme AF | Verbindungsschienen BEA205/T4 | BEA205/T4 Connection Set |  | 5.14
1SFN084811R1000 | BER205-4 | Active | 7320500492581 | 169.21 | 1 | 1 | stuk | Contactor AF | BE31220 | SP (Control general) | stuk | Set BER205 Koppelstuk | Connexion Gamme AF | Wende-Verbinder BER205-4 | BER205-4 Connection Set |  | 5.14
1SFN084813R1000 | BEY190-4 | Active | 7320500481349 | 184.81 | 1 | 1 | stuk | Contactor AF | BE31220 | SP (Control general) | stuk | Set BEY190 Koppelstuk | Connexion Gamme AF | Stern-Dreieck-Verbindersatz BEY190-4 | BEY190-4 Connection Set |  | 5.14
1SFN084814R1000 | BEP205-30 | Active | 7320500478578 | 154.8 | 1 | 1 | stuk | Contactor AF | BE31220 | SP (Control general) | stuk | Set BEP205 Koppelstuk | Connexion Gamme AF | Verbindersatz 205-30 | BEP205-30 Connection Set |  | 5.14
1SFN084903R1000 | BED185 | Limited | 7320500204030 | 248.59 | 1 | 1 | stuk | Contactor A-Line | BE31220 | SP (Control general) | stuk | Set BED185 INTERCONNECTIONSTRIP | INTERCONNECTIONSTRIP | Set connection bars for yka 185 Star-delta combinations | BED185 Connection Set |  | 5.14
1SFN084903R9101 | BED185-9101 | Limited | 7320500239841 | 397.16 | 1 | 1 | stuk | Contactor A-Line | BE31220 | SP (Control general) | stuk | Set BED Koppelingsset A BED 185-9101 | Connexion Gamme A BED 185-9101 | Connection set A range BED 185-9101 | BED185-9101 Connection Set |  | 5.14
1SFN085101R1000 | BEM300-30 | Limited | 7320500203996 | 308.89 | 1 | 1 | stuk | Contactor A-Line | BE31220 | SP (Control general) | stuk | Set BEM300 Koppelingsset omkeer-cont.oren | Connexion gamme A pour inverseurs de sens de marche | Connection set A-range for reversing contactors | BEM300-30 Connection Set |  | 5.14
1SFN085103R1000 | BED210 | Limited | 7320500204047 | 266.24 | 1 | 1 | stuk | Contactor A-Line | BE31220 | SP (Control general) | stuk | Set BED210 Koppelingsset ster-driehoek | Connexion gamme A pour démarreurs étoile-triangle | Connection set A-range for star-delta starters | BED210 Connection Set |  | 5.14
1SFN085103R9103 | BED210-9103 | Limited | 7320500239858 | 516.31 | 1 | 1 | stuk | Contactor A-Line | BE31220 | SP (Control general) | stuk | Set BED Koppelingsset BED210-9103 IR | Connexion gamme A BED210-9103 IR | Connection set A-range BED210-9103 IR | BED210-9103 Connection Set |  | 5.14
1SFN085104R1000 | BES300-30 | Limited | 7320500204016 | 197.11 | 1 | 1 | stuk | Contactor A-Line | BE31220 | SP (Control general) | stuk | Set BES300 Koppelingsset 3p fasefase | Connexion gamme A 3p, phase-phase | Connection set A-range 3p phase to phase | BES300-30 Connection Set |  | 5.14
1SFN085106R1000 | BEA300/S5 | Limited | 7320500203866 | 70.75 | 1 | 1 | stuk | Contactor A-Line | BE31220 | SP (Control general) | stuk | aanslstuk BEA300/S5 aanslstuk tussen en | Connection entre contacteurr et MCCB | Connection bar between contactor and MCCB | BEA300/S5 Connection Set |  | 5.14
1SFN085106R1001 | BEA210/S4 | Limited | 7320500219379 | 77.97 | 1 | 1 | stuk | Contactor A-Line | BE31220 | SP (Control general) | stuk | aanslstuk BEA210/S4 tussen en | BARRES DE CONNEXION BEA 210/S4 | Connection bar between contactor and MCCB | BEA210/S4 Connection Set |  | 5.14
1SFN085108R1000 | BEF300/OESA400 | Limited | 7320500218013 | 72.81 | 1 | 1 | stuk | Contactor A-Line | BE31220 | SP (Control general) | stuk | aanslstuk BEF300/OESA400 aanslstuk | Barre de connection A-series | Connection bar A-series | BEF300/OESA400 Connection Set |  | 5.14
1SFN085213R1000 | BEY205-4 | Active | 7320500480793 | 201.62 | 1 | 1 | stuk | Contactor AF | BE31220 | SP (Control general) | stuk | Set BEY205 Koppelstuk | Connexion Gamme AF | Stern-Dreieck-Verbindersatz BEY205-4 | BEY205-4 Connection Set |  | 5.14
1SFN085303R1000 | BED300 | Limited | 7320500204054 | 272.12 | 1 | 1 | stuk | Contactor A-Line | BE31220 | SP (Control general) | stuk | Set BED300 CONNECTION BAR | BED300 Connection Set | Set connection bars for yka 260/300 Star-delta combinations | BED300 Connection Set |  | 5.14
1SFN085303R9100 | BED300-9100 | Limited | 7320500239865 | 1409.16 | 1 | 1 | stuk | Contactor A-Line | BE31220 | SP (Control general) | stuk | Set BED Koppelingsset BED300-9100 IR | Connexion gamme A BED300-9100 IR | Connection set A-range BED300-9100 IR | BED300-9100 Connection Set |  | 5.14
1SFN085406R1000 | BEA370/T5 | Active | 7320500480823 | 110.17 | 1 | 1 | stuk | Contactor AF | BE31220 | SP (Control general) | stuk | Aansluitset BEA370 Koppelstuk | Connexion Gamme AF | Verbindungsschienen BEA370/5 | BEA370/T5 Connection Set |  | 5.14
1SFN085411R1000 | BER370-4 | Active | 7320500494837 | 250.81 | 1 | 1 | stuk | Contactor AF | BE31220 | SP (Control general) | stuk | Set BER370 Koppelstuk | Connexion Gamme AF | Wende-Verbinder BER370-4 | BER370-4 Connection Set |  | 5.14
1SFN085413R1000 | BEY265-4 | Active | 7320500481332 | 208.81 | 1 | 1 | stuk | Contactor AF | BE31220 | SP (Control general) | stuk | Set BEY265 Koppelstuk | Connexion Gamme AF | Stern-Dreieck-Verbindersatz BEY265-4 | BEY265-4 Connection Set |  | 5.14
1SFN085414R1000 | BEP370-30 | Active | 7320500478561 | 160.82 | 1 | 1 | stuk | Contactor AF | BE31220 | SP (Control general) | stuk | Set BEP370 Koppelstuk | Connexion Gamme AF | Verbindersatz BEP370-30 | BEP370-30 Connection Set |  | 5.14
1SFN085503R1000 | BED400 | Limited | 7320500222263 | 578.31 | 1 | 1 | stuk | Contactor A-Line | BE31220 | SP (Control general) | stuk | Set BED400 Koppelingsset ster-driehoek | Connexion A-series pour démarreurs étoile-triangle | BED400 Stern-Dreieck-Verbinder | BED400 Connection Set |  | 5.14
1SFN085503R9100 | BED400-9100 | Active | 7320500239872 | 994.86 | 1 | 1 | stuk | Contactor AF | BE31220 | SP (Control general) | stuk | Set BED Koppelingsset ster-driehoek | Connexion A-series pour démarreurs étoile-triangle | Connection set A-series for star-delta starters | BED400-9100 Connection Set |  | 5.14
1SFN085701R1000 | BEM460-30 | Active | 7320500222225 | 673.24 | 1 | 1 | stuk | Contactor AF | BE31220 | SP (Control general) | stuk | Verbindingsstrips tbv omkeerschak.AF 400-AF 460 | BEM460-30 CONNEXION INVERSEUR POUR CONTACTEUR 3 POLES AF400 À AF460 | BEM460-30 Wendeverbinder | BEM460-30 Connection Set |  | 5.14
1SFN085703R1000 | BED460 | Active | 7320500222270 | 502.84 | 1 | 1 | stuk | Contactor AF | BE31220 | SP (Control general) | stuk | Verbindingsbrug Ster-driehoekcombinaties | BED460 CONNEXION POUR ETOILE-TRI. AVEC VERR.- CONTACTEUR AF460 | BED460 Stern-Dreieck Verbindersatz für KM1:AF460 - KM3:AF460 - KM2:AF400 | BED460 Connection Set |  | 5.14
1SFN085703R9102 | BED460U | Active | 7320500258569 | 599.81 | 1 | 1 | stuk | Contactor AF | BE31220 | SP (Control general) | stuk | BED460U Connection Set | BED460U Connection Set | BED460U Connection Set | BED460U Connection Set
1SFN085704R1000 | BES460-30 | Active | 7320500222249 | 393.63 | 1 | 1 | stuk | Contactor AF | BE31220 | SP (Control general) | stuk | Verbindingsstrips tbv fase-fase doorverbinding | BES460-30 CONNEXION ENTRE PHASES POUR CONTACTEUR 3 POLES AF400 À AF460 | BES460-30 Verbindersatz | BES460-30 Connection Set |  | 5.14
1SFN085706R1000 | BEA400/S5 | Active | 7320500222157 | 105.85 | 1 | 1 | stuk | Contactor AF | BE31220 | SP (Control general) | stuk | Doorverbindingsstrips tussen tussen en | BEA400/S5 Ensemble de connexion | BEA400/S5 Verbindungsschienen | BEA400/S5 Connection Set |  | 5.14
1SFN085813R1000 | BEY370-4 | Active | 7320500480779 | 219.62 | 1 | 1 | stuk | Contactor AF | BE31220 | SP (Control general) | stuk | Set BEY370 Koppelstuk | Connexion Gamme AF | Stern-Dreieck-Verbindersatz BEY370-4 | BEY370-4 Connection Set |  | 5.14
1SFN085903R1000 | BED580 | Active | 7320500222287 | 562.84 | 1 | 1 | stuk | Contactor AF | BE31220 | SP (Control general) | stuk | Set BED580 Koppelingsset ster-driehoek | Connexion A-series pour démarreurs étoile-triangle | BED580 Stern-Dreieck-Verbinder | BED580 Connection Set |  | 5.14
1SFN085903R9101 | BED580U | Active | 7320500258576 | 551.81 | 1 | 1 | stuk | Contactor AF | BE31220 | SP (Control general) | stuk | BED580U Connection Set | BED580U Connection Set | Connection set For Block contactor | BED580U Connection Set
1SFN086101R1000 | BEM750-30 | Active | 7320500222232 | 1112.48 | 1 | 1 | stuk | Contactor AF | BE31220 | SP (Control general) | stuk | Set BEM750 TBVMAGNEETschak.S AF580..750 OMKEER | BEM750-30 CONNEXION INVERSEUR POUR CONTACTEUR 3 POLES AF580 À AF750 | BEM750-30 Wendeverbinder | BEM750-30 Connection Set |  | 5.14
1SFN086103R1000 | BED750-30 | Active | 7320500222294 | 753.66 | 1 | 1 | stuk | Contactor AF | BE31220 | SP (Control general) | stuk | Set BED Ster-driehoek verbindingsstrip | BED750-30 CONNEXION POUR ETOILE-TRI. AVEC VERR.- CONTACTEUR AF750 | S-D- Verbinder AF750/AF580 BED 750 | BED750-30 Connection Set |  | 5.14
1SFN086104R1000 | BES750-30 | Active | 7320500222256 | 382.84 | 1 | 1 | stuk | Contactor AF | BE31220 | SP (Control general) | stuk | Set BES750 koppelingsset 3p fasefase | Connexion Gamme A 3p, phase-phase | BES750-30 Verbindersatz | BES750-30 Connection Set |  | 5.14
1SFN086106R1000 | BEA750/S6 | Active | 7320500221570 | 116.42 | 1 | 1 | stuk | Contactor AF | BE31220 | SP (Control general) | stuk | Doorverbindingsstrips tussen AF 400-AF 750,T6 | BEA750/S6 CONNEXION AF400 À AF750 AVEC ISO S6 | BEA750/S6 Verbindungsschienen | BEA750/S6 Connection Set |  | 5.14
1SFN086106R1001 | BEA750/T5 | Active | 7320500338780 | 142.82 | 1 | 1 | stuk | Contactor AF | BE31220 | SP (Control general) | stuk | Doorverbindingsstrips tussen AF 400- AF750,T5 | BEA750/T5 CONNEXION AF400 À AF750 AVEC TMAX T5 | BEA 750/T5 Verbindungsschiene | BEA750/T5 Connection Set |  | 5.14
1SFN086106R1002 | BEA750D/S6 | Active | 7320500236819 | 188.41 | 1 | 1 | stuk | Contactor AF | BE31220 | SP (Control general) | stuk | BEA750D/S6 Connection Set | BEA750D/S6 CONNEXION VERT. AVEC COMMANDE AF400 À AF750 AVEC ISO S6 | BEA750D/S6 Verbindungsschienen | BEA750D/S6 Connection Set |  | 5.14
1SFN086107R1000 | BEA750H/S6 | Active | 7320500222171 | 534.05 | 1 | 1 | stuk | Contactor AF | BE31220 | SP (Control general) | stuk | Aansluitset BEA750H/S6 | BEA750H/S6 CONNEXION LAT. AVEC COMMANDE AF580 ET AF750 AVEC ISO S6 | BEA750H/S6 Verbindungsschienen | BEA750H/S6 Connection Set |  | 5.14
1SFN086108R1000 | BEF750/OESA800 | Active | 7320500226971 | 140.41 | 1 | 1 | stuk | Contactor AF | BE31220 | SP (Control general) | stuk | BEF750/OESA800 Connection Set | BEF750/OESA800 Connection Set | BEF750/OESA800 Verbindungsschiene | BEF750/OESA800 Connection Set |  | 5.14
1SFN094200R1000 | PR146-1 | Active | 7320500481233 | 26.64 | 1 | 1 | stuk | Contactor AF | BE31220 | SP (Control general) | stuk | AanpassingsplaatPR146 Aanpassingsplaat | Base d'adaption Gamme AF | PR146-1 Adapterplatte für AF95 - AF110 auf AF116 - AF146 | PR146-1 Adapter Plate |  | 5.14
1SFN094500R1000 | PR110-1 | Limited | 7320500217597 | 32.69 | 1 | 1 | stuk | Contactor A-Line | BE31220 | SP (Control general) | stuk | PR110-1 Adapter Plate | PR110-1 Adapter Plate | PR110-1 Adapter Plate | PR110-1 Adapter Plate
1SFN094700R1000 | PR145-1 | Limited | 7320500204443 | 33.69 | 1 | 1 | stuk | Contactor A-Line | BE31220 | SP (Control general) | stuk | AanpassingsplaatPR Aanpassingsplaat | PR145-1 Adapter Plate | Adapter plate | PR145-1 Adapter Plate |  | 5.14
1SFN094900R1000 | PR210-1 | Limited | 7320500204450 | 41.2 | 1 | 1 | stuk | Contactor A-Line | BE31220 | SP (Control general) | stuk | PR210-1 Adapter Plate | ADAPTATEUR DE EH 150/160/175/210 A A 185/A 210 | Adapterplate for mounting EH 150/160/175/210 naar A 185/A 210 | PR210-1 Adapter Plate |  | 5.14
1SFN114305R1000 | DIN LATCH | Limited | 7320500338421 | 10.78 | 1 | 1 | stuk | Contactor A-Line | BE31220 | SP (Control general) | stuk | Mont.set AMont.stuk A95 & A110 | Jeu de montage Série A pièce de montage pour A95 & A110 | Mounting kit A range mounting clip for A95 & A110 | DIN Latch |  | 5.14
1SFN124203R1000 | LT140-30L | Active | 7320500482339 | 34.44 | 1 | 1 | stuk | Contactor AF | BE31220 | SP (Control general) | stuk | Klemafscherming LT140 Terminal | Cache-borne Gamme AF | Klemmenabdeckung LT140-30L f. AF116...AF140 mit Kabelschuhen | LT140-30L Terminal Shroud |  | 5.14
1SFN124203R2000 | LT140-40L | Active | 7320500510636 | 39.94 | 1 | 1 | stuk | Contactor AF | BE31220 | SP (Control general) | stuk | Klemafscherming LT LT 140-40L | LT140-40L Terminal Shroud | LT140-40L Klemmenabdeckung | LT140-40L Terminal Shroud
1SFN124701R1000 | LT185-AC | Limited | 7320500203903 | 32.35 | 1 | 1 | stuk | Contactor A-Line | BE31220 | SP (Control general) | stuk | Klemafscherming LT185 SET VAN klem | LT185-AC Terminal Shroud | Terminal shrouds for A 145-A 185 To provide IP 20 PSS 85/147-142/245 Sofstarter | LT185-AC Terminal Shroud |  | 5.14
1SFN124703R1000 | LT185-AL | Limited | 7320500203910 | 42.37 | 1 | 1 | stuk | Contactor A-Line | BE31220 | SP (Control general) | stuk | Klemafscherming LT185 SET klem | LT185-AL Terminal Shroud | Terminal shrouds for A 145-A 185 To provide IP 20 PSS 85/147-142/245 Sofstarter | LT185-AL Terminal Shroud |  | 5.14
1SFN124704R1000 | LT185-AY | Limited | 7320500217245 | 32.82 | 1 | 1 | stuk | Contactor A-Line | BE31220 | SP (Control general) | stuk | Contactor A-Line LT185-AY | CACHE-BORNE ENTRE A145/185 ET TA200DU | Terminal shrouds for A 145/ A 185 And TA 200 DU | LT185-AY Terminal Shroud |  | 5.14
1SFN124801R1000 | LT205-30C | Active | 7320500481226 | 26.3 | 1 | 1 | stuk | Contactor AF | BE31220 | SP (Control general) | stuk | Klemafscherming LT205 Terminal | Cache-borne Gamme AF | Klemmenabdeckung LT205-30C f. AF190 / AF205 mit Kabelklemmen | LT205-30C Terminal Shroud |  | 5.14
1SFN124801R2000 | 1SFN124801R2000 | Active | 7320500504451 | 33.61 | 1 | 1 | stuk | AF | BE31220 | SP (Control general) | stuk | Afdekkap AF series LT205-40C | Cache-borne Gamme AF LT205-40C | Terminal shroud AF range LT205-40C | Terminal shroud AF range LT205-40C
1SFN124803R1000 | LT205-30L | Active | 7320500481486 | 33.38 | 1 | 1 | stuk | Contactor AF | BE31220 | SP (Control general) | stuk | Klemafscherming LT205 Terminal | Cache-borne Gamme AF | Klemmenabdeckung LT205-30L f. AF190 / AF205 mit Kabelschuhen | LT205-30L Terminal Shroud |  | 5.14
1SFN124803R2000 | 1SFN124803R2000 | Active | 7320500504475 | 36.39 | 1 | 1 | stuk | AF | BE31220 | SP (Control general) | stuk | Afschermkap AF190 en AF205 Met kabelschoen | Cache-borne AF190 et AF205 | Terminal shroud AF190 and AF205 With compression lugs | Terminal shroud AF190 and AF205 With compression lugs
1SFN124804R1000 | LT205-30Y | Active | 7320500481509 | 26.64 | 1 | 1 | stuk | Contactor AF | BE31220 | SP (Control general) | stuk | Klemafscherming LT205 Terminal | Cache-borne Gamme AF | Klemmenabdeckung LT205-30Y | LT205-30Y Terminal Shroud |  | 5.14
1SFN125101R1000 | LT300-AC | Limited | 7320500203927 | 55.46 | 1 | 1 | stuk | Contactor A-Line | BE31220 | SP (Control general) | stuk | Klemafscherming LT300 SET klem | LT300-AC Terminal Shroud | Terminal shrouds for A 210-A 300 To provide IP 20 | LT300-AC Terminal Shroud |  | 5.14
1SFN125103R1000 | LT300-AL | Limited | 7320500203934 | 67.66 | 1 | 1 | stuk | Contactor A-Line | BE31220 | SP (Control general) | stuk | Klemafscherming LT300 SET klem | LT300-AL Terminal Shroud | Terminal shrouds for A 210-A 300 To provide IP 20 | LT300-AL Terminal Shroud |  | 5.14
1SFN125104R1000 | LT300-AY | Limited | 7320500217252 | 55.46 | 1 | 1 | stuk | Contactor A-Line | BE31220 | SP (Control general) | stuk | Klemafscherming LT300 Terminalshort.bar LY | Cache-borne gamme A with short.bar LY | Terminal cover A-range with short.bar LY | LT300-AY Terminal Shroud |  | 5.14
1SFN125401R1000 | LT370-30C | Active | 7320500494844 | 45.13 | 1 | 1 | stuk | Contactor AF | BE31220 | SP (Control general) | stuk | Klemafscherming LT370 Terminal | Cache-borne Gamme AF | Klemmenabdeckung LT370-30C f. AF265...AF370 mit Kabelklemmen | LT370-30C Terminal Shroud |  | 5.14
1SFN125401R2000 | LT370-40C | Active | 7320500504482 | 46.76 | 1 | 1 | stuk | AF | BE31220 | SP (Control general) | stuk | Afschermkap AF-series LT370-40C | Cache-borne Gamme AF LT370-40C | Terminal shroud AF-range LT370-40C | Terminal shroud AF-range LT370-40C
1SFN125403R1000 | LT370-30L | Active | 7320500481516 | 54.96 | 1 | 1 | stuk | Contactor AF | BE31220 | SP (Control general) | stuk | Klemafscherming LT370 Terminal | Cache-borne Gamme AF | Klemmenabdeckung LT370-30L f. AF265...AF370 mit Kabelschuhen | LT370-30L Terminal Shroud |  | 5.14
1SFN125403R2000 | LT370-40L | Active | 7320500504468 | 56.74 | 1 | 1 | stuk | AF | BE31220 | SP (Control general) | stuk | Afschermkap AF-series gebruik bij - AF265 # AF370, met kabelschoenen | Cache-borne Gamme AF | Terminal Shroud 4-pole contactors usage - AF265 # AF370, with cable clamps | Terminal Shroud 4-pole contactors usage - AF265 # AF370, with cable clamps
1SFN125404R1000 | LT370-30Y | Active | 7320500481523 | 45.13 | 1 | 1 | stuk | Contactor AF | BE31220 | SP (Control general) | stuk | Klemafscherming LT370 Terminal | Cache-borne Gamme AF | Klemmenabdeckung LT370-30Y | LT370-30Y Terminal Shroud |  | 5.14
1SFN125406R1000 | LT370-30D | Active | 7320500481530 | 54.96 | 1 | 1 | stuk | Contactor AF | BE31220 | SP (Control general) | stuk | Klemafscherming LT370 Terminal | Cache-borne Gamme AF | Klemmenabdeckung LT370-30D f. AF265...AF370 mit Verlängerungsklemmen | LT370-30D Terminal Shroud |  | 5.14
1SFN125701R1000 | LT460-AC | Active | 7320500218037 | 34.33 | 1 | 1 | stuk | Contactor AF | BE31220 | SP (Control general) | stuk | Klemafscherming LT460 AF400..AF460 | PROTECTION POUR AF400...AF460 | LT460-AC Klemmenabdeckung | LT460-AC Terminal shroud |  | 5.14
1SFN125703R1000 | LT460-AL | Active | 7320500222133 | 88.01 | 1 | 1 | stuk | Contactor AF | BE31220 | SP (Control general) | stuk | Terminal Akabelschoen | Cache-borne, gamme A | LT460-AL Klemmenabdeckung | LT460-AL Terminal shroud
1SFN126101R1000 | LT750-AC | Active | 7320500218020 | 37.08 | 1 | 1 | stuk | Contactor AF | BE31220 | SP (Control general) | stuk | LT750-AC Terminal shroud | LT750-AC CACHE BORNES A/AF/PST 750A AVEC CONNECTEURS | LT750-AC Klemmenabdeckung | LT750-AC Terminal shroud |  | 5.14
1SFN126103R1000 | LT750-AL | Active | 7320500222140 | 67.45 | 1 | 1 | stuk | Contactor AF | BE31220 | SP (Control general) | stuk | Klemafscherming LT750 Afdek | protection de bornes A-series | LT750-AL Klemmenabdeckung | LT750-AL Terminal shroud |  | 5.14
1SFN154310R2606 | 1SFN154310R2606 | Active | 7320500149751 | 73.01 | 1 | 1 | stuk | Contactor A-Line | BE31220 | SP (Control general) | stuk | Spoel ZA110 ZA110 105V 50Hz | Bobine, Série A, ZA110/105V | ZA110/105V | ZA110 105V 50Hz Operating Coil
1SFN154310R2706 | 1SFN154310R2706 | Active | 7320500149768 | 72.96 | 1 | 1 | stuk | Contactor A-Line | BE31220 | SP (Control general) | stuk | Spoel ZA110 ZA110 110V 50Hz | Bobine, Série A, ZA110/110V | ZA110/110V | ZA110 110V 50Hz Operating Coil
1SFN154310R4206 | 1SFN154310R4206 | Active | 7320500149881 | 72.96 | 1 | 1 | stuk | Contactor A-Line | BE31220 | SP (Control general) | stuk | Spoel ZA110 ZA110 230-240V 50Hz | Bobine, Série A, ZA110/230-240V | ZA110/230-240V | ZA110 230-240V 50Hz Operating Coil
1SFN154310R5306 | 1SFN154310R5306 | Active | 7320500169469 | 72.96 | 1 | 1 | stuk | Contactor A-Line | BE31220 | SP (Control general) | stuk | Spoel ZA110 ZA110 440V 50Hz | Bobine, Série A, ZA110/440V | ZA110/440V | ZA110 440V 50Hz Operating Coil
1SFN154310R5506 | 1SFN154310R5506 | Active | 7320500169483 | 73.01 | 1 | 1 | stuk | Contactor A-Line | BE31220 | SP (Control general) | stuk | Spoel ZA110 ZA110 500V 50Hz | Bobine, Série A, ZA110/500V | ZA110/500V | ZA110 500V 50Hz Operating Coil
1SFN154310R5606 | 1SFN154310R5606 | Active | 7320500169490 | 72.96 | 1 | 1 | stuk | Contactor A-Line | BE31220 | SP (Control general) | stuk | Spoel ZA110 ZA110 550V 50Hz | Bobine, Série A, ZA110/550V | ZA110/550V | ZA110 550V 50Hz Operating Coil
1SFN154310R5806 | 1SFN154310R5806 | Active | 7320500169513 | 72.96 | 1 | 1 | stuk | Contactor A-Line | BE31220 | SP (Control general) | stuk | Spoel ZA110 ZA110 660-690V 50Hz | Bobine, Série A, ZA110/660-690V | ZA110/660-690V | ZA110 660-690V 50Hz Operating Coil
1SFN154310R8006 | 1SFN154310R8006 | Active | 7320500149560 | 79.15 | 1 | 1 | stuk | Contactor A-Line | BE31220 | SP (Control general) | stuk | Spoel ZA110 ZA110 220-230V 50Hz | ZA110 220-230V 50Hz Operating Coil | ZA110 Ersatzspule 220-230V 50Hz / 230-240V 60Hz | ZA110 220-230V 50Hz Operating Coil |  | 5.14
1SFN154310R8106 | 1SFN154310R8106 | Active | 7320500149577 | 79.15 | 1 | 1 | stuk | Contactor A-Line | BE31220 | SP (Control general) | stuk | Spoel ZA110 ZA110 24V 50Hz | BOBINE 24V AC POUR A95-A110, UA95-UA110 | ZA110 Spule 24 50/60 | ZA110 24V 50Hz Operating Coil |  | 5.14
1SFN154310R8206 | 1SFN154310R8206 | Active | 7320500149584 | 79.15 | 1 | 1 | stuk | Contactor A-Line | BE31220 | SP (Control general) | stuk | Spoel ZA110 ZA110 42V 50Hz | ZA110 42V 50Hz Operating Coil | ZA110 Ersatzspule 42V 50/60Hz | ZA110 42V 50Hz Operating Coil |  | 5.14
1SFN154310R8306 | 1SFN154310R8306 | Active | 7320500149591 | 79.15 | 1 | 1 | stuk | Contactor A-Line | BE31220 | SP (Control general) | stuk | Spoel ZA110 ZA110 48V 50Hz | ZA110 48V 50Hz Operating Coil | ZA110 Spule 48 50/60 | ZA110 48V 50Hz Operating Coil |  | 5.14
1SFN154310R8406 | 1SFN154310R8406 | Active | 7320500149607 | 79.15 | 1 | 1 | stuk | Contactor A-Line | BE31220 | SP (Control general) | stuk | Spoel ZA110 ZA110 110V 50Hz | ZA110 110V 50Hz Operating Coil | ZA110 Ersatzspule 110V 50Hz / 110-120V 60Hz | ZA110 110V 50Hz Operating Coil |  | 5.14
1SFN154310R8506 | 1SFN154310R8506 | Active | 7320500149638 | 79.15 | 1 | 1 | stuk | Contactor A-Line | BE31220 | SP (Control general) | stuk | Spoel ZA110 ZA110 380-400V 50Hz | ZA110 380-400V 50Hz Operating Coil | ZA110 Spule 380-400/50 400-415/60 | ZA110 380-400V 50Hz Operating Coil |  | 5.14
1SFN154310R8606 | 1SFN154310R8606 | Active | 7320500149614 | 79.15 | 1 | 1 | stuk | Contactor A-Line | BE31220 | SP (Control general) | stuk | Spoel ZA110 ZA110 400-415V 50Hz | ZA110 400-415V 50Hz Operating Coil | ZA110 Ersatzspule 400-415V 50Hz / 415-440V 60Hz | ZA110 400-415V 50Hz Operating Coil |  | 5.14
1SFN154310R8706 | 1SFN154310R8706 | Active | 7320500149621 | 79.15 | 1 | 1 | stuk | Contactor A-Line | BE31220 | SP (Control general) | stuk | Spoel ZA110 ZA110 415-440V 50Hz | Bobine Série A ZA110/415-440V | ZA110 Spule 415-440/50 440-460/60 | ZA110 415-440V 50Hz Operating Coil |  | 5.14
1SFN154310R8806 | 1SFN154310R8806 | Active | 7320500169575 | 79.15 | 1 | 1 | stuk | Contactor A-Line | BE31220 | SP (Control general) | stuk | Spoel ZA110 ZA110 230-240V 50Hz | ZA110 230-240V 50Hz Operating Coil | ZA100 Spule 230-240/50 240-260/60 | ZA110 230-240V 50Hz Operating Coil |  | 5.14
1SFN154310R8906 | 1SFN154310R8906 | Active | 7320500187760 | 79.15 | 1 | 1 | stuk | Contactor A-Line | BE31220 | SP (Control general) | stuk | Spoel ZA110 ZA110 110-115V 50Hz | Bobine Série A ZA110/110-115V | ZA110 Spule 110/50 115-127/60 | ZA110 110-115V 50Hz Operating Coil |  | 5.14
1SFN154390R6206 | 1SFN154390R6206 | Limited | 7320500199534 | 101.49 | 1 | 1 | stuk | Contactor A-Line | BE31220 | SP (Control general) | stuk | Spoel ZAE110 ZAE110 77-143V DC | Bobine (T)AE-series 77-143Vdc | Coil (T)AE-series 77-143Vdc | ZAE110 77-143V DC Operating Coil |  | 5.14
1SFN154390R8106 | 1SFN154390R8106 | Limited | 7320500191712 | 99.45 | 1 | 1 | stuk | Contactor A-Line | BE31220 | SP (Control general) | stuk | Spoel ZAE110 ZAE110 24V DC | Bobine Série AE ZAE110/24V | ZAE110 Spule 24V DC | ZAE110 24V DC Operating Coil |  | 5.14
1SFN154390R8606 | 1SFN154390R8606 | Limited | 7320500191767 | 99.45 | 1 | 1 | stuk | Contactor A-Line | BE31220 | SP (Control general) | stuk | Spoel ZAE110 ZAE110 110V DC | Bobine Série AE ZAE110/110V | ZAE110 Spule 110V DC | ZAE110 110V DC Operating Coil |  | 5.14
1SFN154390R8706 | 1SFN154390R8706 | Limited | 7320500191774 | 99.45 | 1 | 1 | stuk | Contactor A-Line | BE31220 | SP (Control general) | stuk | Spoel ZAE110 ZAE110 125V DC | Bobine Série AE ZAE110/125V | Operating coil AE range ZAE110/125V | ZAE110 125V DC Operating Coil |  | 5.14
1SFN154390R8806 | 1SFN154390R8806 | Limited | 7320500191781 | 99.45 | 1 | 1 | stuk | Contactor A-Line | BE31220 | SP (Control general) | stuk | Spoel ZAE110 ZAE110 220V DC | Bobine Série AE ZAE110/220V | ZAE110 Spule f. AE95, AE110 | ZAE110 220V DC Operating Coil |  | 5.14
1SFN154710R4206 | 1SFN154710R4206 | Limited | 7320500204689 | 132.15 | 1 | 1 | stuk | Contactor A-Line | BE31220 | SP (Control general) | stuk | Spoel ZA185 ZA185 230-240V 50Hz | Bobine, Série A, ZA185/230-240V | ZA185/230-240V | ZA185 230-240V 50Hz Operating Coil
1SFN154710R5306 | 1SFN154710R5306 | Limited | 7320500207475 | 132.15 | 1 | 1 | stuk | Contactor A-Line | BE31220 | SP (Control general) | stuk | Spoel ZA185 ZA185 440V 50Hz | Bobine, Série A, ZA185/440V | ZA185/440V | ZA185 440V 50Hz Operating Coil
1SFN154710R5806 | 1SFN154710R5806 | Limited | 7320500207505 | 132.15 | 1 | 1 | stuk | Contactor A-Line | BE31220 | SP (Control general) | stuk | Spoel ZA185 ZA185 660-690V 50Hz | Bobine, Série A, ZA185/660-690V | ZA185/660-690V | ZA185 660-690V 50Hz Operating Coil
1SFN154710R8006 | 1SFN154710R8006 | Limited | 7320500207529 | 143.21 | 1 | 1 | stuk | Contactor A-Line | BE31220 | SP (Control general) | stuk | Spoel ZA185 ZA185 220-230V 50Hz | OPERATING COIL ZA185 220-230V | ZA185 Spule 220-230/50 230-240/60 | ZA185 220-230V 50Hz Operating Coil |  | 5.14
1SFN154710R8106 | 1SFN154710R8106 | Limited | 7320500207536 | 143.21 | 1 | 1 | stuk | Contactor A-Line | BE31220 | SP (Control general) | stuk | Spoel ZA185 ZA185 24V 50Hz | Bobine Série A ZA185/24V | ZA185 Spule 24/50 | ZA185 24V 50Hz Operating Coil |  | 5.14
1SFN154710R8206 | 1SFN154710R8206 | Limited | 7320500207543 | 143.21 | 1 | 1 | stuk | Contactor A-Line | BE31220 | SP (Control general) | stuk | Spoel ZA185 ZA185 42V 50Hz | Bobine Série A ZA185/42V | ZA185 Spule 42 50/60 | ZA185 42V 50Hz Operating Coil |  | 5.14
1SFN154710R8306 | 1SFN154710R8306 | Limited | 7320500207550 | 143.21 | 1 | 1 | stuk | Contactor A-Line | BE31220 | SP (Control general) | stuk | Spoel ZA185 ZA185 48V 50Hz | Bobine Série A ZA185/48V | ZA185 Spule 48 50/60 | ZA185 48V 50Hz Operating Coil |  | 5.14
1SFN154710R8406 | 1SFN154710R8406 | Limited | 7320500207567 | 143.21 | 1 | 1 | stuk | Contactor A-Line | BE31220 | SP (Control general) | stuk | Spoel ZA185 ZA185 110V 50Hz | Bobine gamme A 110V 50Hz | ZA185 Spule 110/50 110-120/60 | ZA185 110V 50Hz Operating Coil |  | 5.14
1SFN154710R8506 | 1SFN154710R8506 | Limited | 7320500207574 | 143.21 | 1 | 1 | stuk | Contactor A-Line | BE31220 | SP (Control general) | stuk | Spoel ZA185 ZA185 380-400V 50Hz | BOBINE ZA185 380-400 V - 50 Hz | ZA185 Spule 380-400/50 400-415/60 | ZA185 380-400V 50Hz Operating Coil |  | 5.14
1SFN154710R8606 | 1SFN154710R8606 | Limited | 7320500207581 | 143.21 | 1 | 1 | stuk | Contactor A-Line | BE31220 | SP (Control general) | stuk | Spoel ZA185 ZA185 400-415V 50Hz | Bobine Série A ZA185/400-415V | ZA185 Spule 400-415/50 415-440/60 | ZA185 400-415V 50Hz Operating Coil |  | 5.14
1SFN154710R8706 | 1SFN154710R8706 | Limited | 7320500207598 | 143.21 | 1 | 1 | stuk | Contactor A-Line | BE31220 | SP (Control general) | stuk | Spoel ZA185 ZA185 415-440V 50Hz | Bobine Série A ZA185/415-440V | ZA185 Spule 415-440/50 440-460 | ZA185 415-440V 50Hz Operating Coil |  | 5.14
1SFN154710R8806 | 1SFN154710R8806 | Limited | 7320500207604 | 143.21 | 1 | 1 | stuk | Contactor A-Line | BE31220 | SP (Control general) | stuk | Spoel ZA185 ZA185 230-240V 50Hz | Bobine Série A ZA185/230-240V | Operating coil A range ZA185/230-240V | ZA185 230-240V 50Hz Operating Coil |  | 5.14
1SFN154710R8906 | 1SFN154710R8906 | Limited | 7320500217344 | 143.21 | 1 | 1 | stuk | Contactor A-Line | BE31220 | SP (Control general) | stuk | Spoel ZA185 ZA185 110-115V 50Hz | Bobine Série A ZA185/110-115V | ZA185 Spule 110-115/50 115-127/60 | ZA185 110-115V 50Hz Operating Coil |  | 5.14
1SFN154770R7006 | 1SFN154770R7006 | Limited | 7320500222492 | 390.09 | 1 | 1 | stuk | Contactor A-Line | BE31220 | SP (Control general) | stuk | Spoel ZAF185 ZAF185 100-250V | Bobine Série AF ZAF185/100-250V | ZAF185 Spule 100-250V AC/DC | ZAF185 100-250V Operating Coil |  | 5.14
1SFN154870R1306 | ZAF205-13 | Active | 7320500516638 | 488.62 | 1 | 1 | stuk | AF | BE31220 | SP (Control general) | stuk | Spoel AF serie ZAF205-13 | Bobine Série AF ZAF205-13 | Operating coil AF range ZAF205-13 | Operating coil AF range ZAF205-13
1SFN155110R3606 | 1SFN155110R3606 | Limited | 7320500207673 | 167.54 | 1 | 1 | stuk | Contactor A-Line | BE31220 | SP (Control general) | stuk | Spoel ZA300 ZA300 190V 50Hz | Bobine, Série A, ZA300/190V | ZA300/190V | ZA300 190V 50Hz Operating Coil
1SFN155110R4206 | 1SFN155110R4206 | Limited | 7320500207697 | 167.54 | 1 | 1 | stuk | Contactor A-Line | BE31220 | SP (Control general) | stuk | Spoel ZA300 ZA300 230-240V 50Hz | Bobine, Série A, ZA300/230-240V | ZA300/230-240V | ZA300 230-240V 50Hz Operating Coil
1SFN155110R5106 | 1SFN155110R5106 | Limited | 7320500207710 | 167.54 | 1 | 1 | stuk | Contactor A-Line | BE31220 | SP (Control general) | stuk | Spoel ZA300 ZA300 400-415V 50Hz | Bobine, Série A, ZA300/400-415V | ZA300/400-415V | ZA300 400-415V 50Hz Operating Coil
1SFN155110R5306 | 1SFN155110R5306 | Limited | 7320500207727 | 167.54 | 1 | 1 | stuk | Contactor A-Line | BE31220 | SP (Control general) | stuk | Spoel ZA300 ZA300 440V 50Hz | Bobine, Série A, ZA300/440V | ZA300/440V | ZA300 440V 50Hz Operating Coil
1SFN155110R5606 | 1SFN155110R5606 | Limited | 7320500207741 | 167.54 | 1 | 1 | stuk | Contactor A-Line | BE31220 | SP (Control general) | stuk | Spoel ZA300 ZA300 550V 50Hz | Bobine, Série A, ZA300/550V | ZA300/550V | ZA300 550V 50Hz Operating Coil
1SFN155110R8006 | 1SFN155110R8006 | Limited | 7320500207772 | 181.4 | 1 | 1 | stuk | Contactor A-Line | BE31220 | SP (Control general) | stuk | Spoel ZA300 ZA300 220-230V 50Hz | Bobine 220-230V 50Hz | ZA300 Spule 220-230/50 230-240/60 | ZA300 220-230V 50Hz Operating Coil |  | 5.14
1SFN155110R8106 | 1SFN155110R8106 | Limited | 7320500207789 | 181.4 | 1 | 1 | stuk | Contactor A-Line | BE31220 | SP (Control general) | stuk | Spoel ZA300 ZA300 24V 50Hz | Bobine Série A ZA300/24V | ZA300 Spule 24 50/60 | ZA300 24V 50Hz Operating Coil |  | 5.14
1SFN155110R8206 | 1SFN155110R8206 | Limited | 7320500207796 | 181.4 | 1 | 1 | stuk | Contactor A-Line | BE31220 | SP (Control general) | stuk | Spoel ZA300 ZA300 42V 50Hz | Bobine Série A ZA300/42V | ZA300 Spule 42 50/60 | ZA300 42V 50Hz Operating Coil |  | 5.14
1SFN155110R8306 | 1SFN155110R8306 | Limited | 7320500207802 | 181.4 | 1 | 1 | stuk | Contactor A-Line | BE31220 | SP (Control general) | stuk | Spoel ZA300 ZA300 48V 50Hz | BOBINE ZA300 48V AC | Contactor coils Coil code (8..3) Coil for A210/A260/A300 | ZA300 48V 50Hz Operating Coil |  | 5.14
1SFN155110R8406 | 1SFN155110R8406 | Limited | 7320500207819 | 181.4 | 1 | 1 | stuk | Contactor A-Line | BE31220 | SP (Control general) | stuk | Spoel ZA300 ZA300 110V 50Hz | Bobine 110V 50Hz | ZA300 Spule 110/50 110-120/60 | ZA300 110V 50Hz Operating Coil |  | 5.14
1SFN155110R8506 | 1SFN155110R8506 | Limited | 7320500207826 | 181.4 | 1 | 1 | stuk | Contactor A-Line | BE31220 | SP (Control general) | stuk | Spoel ZA300 ZA300 380-400V 50Hz | Bobine A-series 380-400V 50Hz | ZA300 Spule 380-400/50 400-415/60 | ZA300 380-400V 50Hz Operating Coil |  | 5.14
1SFN155110R8606 | 1SFN155110R8606 | Limited | 7320500207833 | 181.4 | 1 | 1 | stuk | Contactor A-Line | BE31220 | SP (Control general) | stuk | Spoel ZA300 ZA300 400-415V 50Hz | Bobine Série A ZA300/400-415V | ZA300 Spule 400-415/50 415-440/60 | ZA300 400-415V 50Hz Operating Coil |  | 5.14
1SFN155110R8806 | 1SFN155110R8806 | Limited | 7320500207857 | 181.4 | 1 | 1 | stuk | Contactor A-Line | BE31220 | SP (Control general) | stuk | Spoel ZA300 ZA300 230-240V 50Hz | Bobine Série A ZA300/230-240V | Operating coil A range ZA300/230-240V | ZA300 230-240V 50Hz Operating Coil |  | 5.14
1SFN155110R8906 | 1SFN155110R8906 | Limited | 7320500226995 | 181.4 | 1 | 1 | stuk | Contactor A-Line | BE31220 | SP (Control general) | stuk | Spoel ZA300 ZA300 115V 50Hz | BOBINE 115 V 50/60Hz | Operating coil A range ZA300/115V | ZA300 115V 50Hz Operating Coil |  | 5.14
1SFN155170R6906 | 1SFN155170R6906 | Limited | 7320500222522 | 413.19 | 1 | 1 | stuk | Contactor A-Line | BE31220 | SP (Control general) | stuk | Spoel ZAF300 ZAF300 48-130V | Bobine, Série AF, ZAF300/48-130V | ZAF300 Spule 48-130V AC/DC | ZAF300 48-130V Operating Coil
1SFN155170R7006 | 1SFN155170R7006 | Limited | 7320500222539 | 447.37 | 1 | 1 | stuk | Contactor A-Line | BE31220 | SP (Control general) | stuk | Spoel ZAF300 ZAF300 100-250V | Bobine Série AF ZAF300/100-250V | ZAF300 Spule 100-250V AC/DC | ZAF300 100-250V Operating Coil |  | 5.14
1SFN155170R7206 | 1SFN155170R7206 | Limited | 7320500222553 | 447.37 | 1 | 1 | stuk | Contactor A-Line | BE31220 | SP (Control general) | stuk | Spoel ZAF300 ZAF300 20-60V DC | Bobine Série AF ZAF300/20-60V | Operating coil AF range ZAF300/20-60V | ZAF300 20-60V DC Operating Coil |  | 5.14
1SFN155770R6806 | 1SFN155770R6806 | Active | 7320500222560 | 477.47 | 1 | 1 | stuk | Contactor AF | BE31220 | SP (Control general) | stuk | Spoel ZAF460 ZAF460 24-60V DC | Bobine, Série AF, ZAF460/24-60V | ZAF460 Spule 24-60V DC | ZAF460 24-60V DC Operating Coil
1SFN155770R6906 | 1SFN155770R6906 | Active | 7320500222577 | 517.23 | 1 | 1 | stuk | Contactor AF | BE31220 | SP (Control general) | stuk | Spoel ZAF460 ZAF460 48-130V | Bobine Série AF ZAF460/48-130V | Operating coil AF range ZAF460/48-130V | ZAF460 48-130V Operating Coil |  | 5.14
1SFN155770R7006 | 1SFN155770R7006 | Active | 7320500222584 | 517.23 | 1 | 1 | stuk | Contactor AF | BE31220 | SP (Control general) | stuk | Spoel ZAF460 ZAF460 100-250V | Bobine Série AF ZAF460/100-250V | ZAF460 Spule 100-250V AC/DC | ZAF460 100-250V Operating Coil |  | 5.14
1SFN155770R7106 | 1SFN155770R7106 | Active | 7320500222591 | 517.23 | 1 | 1 | stuk | Contactor AF | BE31220 | SP (Control general) | stuk | Spoel ZAF460 ZAF460 250-500V | Bobine Série AF ZAF460/250-500V | SPULE ZAF460 250-500V AC/DC | ZAF460 250-500V Operating Coil |  | 5.14
1SFN156170R6806 | 1SFN156170R6806 | Active | 7320500222607 | 895.26 | 1 | 1 | stuk | Contactor AF | BE31220 | SP (Control general) | stuk | Spoel ZAF750 ZAF750 24-60V DC | Bobine Série AF ZAF750/24-60V | ZAF750 Spule 24-60VDC f. AF580-AF750 | ZAF750 24-60V DC Operating Coil |  | 5.14
1SFN156170R7006 | 1SFN156170R7006 | Active | 7320500222621 | 895.26 | 1 | 1 | stuk | Contactor AF | BE31220 | SP (Control general) | stuk | Spoel ZAF750 ZAF750 100-250V | Bobine Série AF ZAF750/100-250V | ZAF750 Spule 100-250V AC/DC | ZAF750 100-250V Operating Coil |  | 5.14
1SFN156170R7106 | 1SFN156170R7106 | Active | 7320500222638 | 826.17 | 1 | 1 | stuk | Contactor AF | BE31220 | SP (Control general) | stuk | Spoel ZAF750 ZAF750 250-500V | Bobine, Série AF, ZAF750/250-500V | ZAF750 Ersatzspule für AF580...AF750, 250-500V AC/DC | ZAF750 250-500V Operating Coil
1SFN156570R7026 | 1SFN156570R7026 | Active | 7320500250754 | 164.4 | 1 | 1 | stuk | Contactor AF | BE31220 | SP (Control general) | stuk | Spoel ZAF1650 ZAF1650 100-250VAC/DC | Bobine Série AF ZAF1650/100-250V | ZAF1650 Spule 100-250V AC/DC | ZAF1650 100-250V AC/DC Operating Coil |  | 5.14
1SFN164302R1000 | ZLU95 | Active | 7320500175101 | 205.53 | 1 | 1 | stuk | Contactor A-Line | BE31220 | SP (Control general) | stuk | Set hoofdcont.UA UA95 | jeu de contacts principaux | ZLU95 Hauptkontakte1Satz | ZLU95 Main Contact Kit |  | 5.14
1SFN164303R1000 | ZL 95 | Limited | 7320500175095 | 256.43 | 1 | 1 | stuk | Contactor A-Line | BE31220 | SP (Control general) | stuk | Set hoofdcont.A A/AF/AE/TAE95 | jeu de contacts principaux | ZL95 Hauptkontaktsatz für A / AF95 passend | ZL95 Main Contact Kit |  | 5.14
1SFN164502R1000 | ZLU110 | Active | 7320500191965 | 352.33 | 1 | 1 | stuk | Contactor A-Line | BE31220 | SP (Control general) | stuk | Set hoofdcont.UA UA110 | Jeux de contacts principaux Série UA pour UA110 | Main contact set UA range for UA110 | ZLU110 Main Contact Kit |  | 5.14
1SFN164503R1000 | ZL110 | Limited | 7320500175118 | 332.82 | 1 | 1 | stuk | Contactor A-Line | BE31220 | SP (Control general) | stuk | Set hoofdcont.A A/AF/AE/TAE110 | Jeux de contacts principaux Série A pour A/AF/AE/TAE110 | ZL110 Hauptkontaktsatz | ZL110 Main Contact Kit |  | 5.14
1SFN164703R1000 | ZL145 | Limited | 7320500204535 | 477.38 | 1 | 1 | stuk | Contactor A-Line | BE31220 | SP (Control general) | stuk | Set hoofdcont.A A/AF145 | jeu de contacts principaux | ZL145 Hauptkontaktsatz für A / AF145 passend | ZL145 Main Contact Kit |  | 5.14
1SFN164710R1000 | ZW185 | Limited | 7320500214787 | 72.16 | 1 | 1 | stuk | Contactor A-Line | BE31220 | SP (Control general) | stuk | Bluskamers ZW185 Bluskamers A/AF145,A/AF185 | Cages de soufflage Série A pour A/AF145 et A/AF185 | FUNKENKAMMERN ZW 185 6Stück | ZW185 Arc Shute |  | 5.14
1SFN164823R1013 | ZP205-13 | Active | 7320500542002 | 337.48 | 1 | 1 | stuk | Contactor AF | BE31220 | SP (Control general) | stuk | Spoel ZP205 AF ZP205-13 | Bobine Gamme AF ZP205-13 | Operating coil AF range ZP205-13 | ZP205-13 Electronic Module
1SFN164903R1000 | ZL185 | Limited | 7320500204542 | 540.13 | 1 | 1 | stuk | Contactor A-Line | BE31220 | SP (Control general) | stuk | Set hoofdcont.A A/AF185 | JEU DE CONTACTS PRINCIPAUX POUR A185 | ZL185 Hauptkontaktsatz | ZL185 Main Contact Kit |  | 5.14
1SFN165103R1000 | ZL210 | Limited | 7320500204559 | 680.61 | 1 | 1 | stuk | Contactor A-Line | BE31220 | SP (Control general) | stuk | Set hoofdcont.A A/AF210 | jeu de contacts principaux | ZL210 Hauptkontaktsatz | ZL210 Main Contact Kit |  | 5.14
1SFN165110R1000 | ZW300 | Limited | 7320500215319 | 162.32 | 1 | 1 | stuk | Contactor A-Line | BE31220 | SP (Control general) | stuk | Bluskamers ZW300 Bluskamers A/AF210,A/AF300 | Cages de soufflage Série A pour A/AF210 et A/AF300 | ZW300 Funkenkammer | ZW300 Arc Shute |  | 5.14
1SFN165303R1000 | ZL260 | Limited | 7320500204566 | 905.67 | 1 | 1 | stuk | Contactor A-Line | BE31220 | SP (Control general) | stuk | Set hoofdcont.A A/AF260 | jeu de contacts principaux | ZL260 Hauptkontaktsatz | ZL260 Main Contact Kit |  | 5.14
1SFN165503R1000 | ZL300 | Limited | 7320500204573 | 1096.61 | 1 | 1 | stuk | Contactor A-Line | BE31220 | SP (Control general) | stuk | Set hoofdcont.A A/AF300 | Jeux de contacts principaux 3p, for A/AF 300 | ZL300 Hauptkontaktsatz | ZL300 Main Contact Kit |  | 5.14
1SFN165503R9208 | Spare Part Cover AF260 | Limited | 7320500492956 | 124.73 | 1 | 1 | stuk | Contactor A-Line | BE31220 | SP (Control general) | stuk | AF260 Acc.Bl. cont.ors AF260 | AF260 Cover Replacement Part | Cover AF260 | AF260 Cover Replacement Part
1SFN165503R9211 | Spare Part Cover AF400 | Active | 7320500492987 | 147.75 | 1 | 1 | stuk | Contactor AF | BE31220 | SP (Control general) | stuk | AF400 Acc.Bl. cont.ors AF400 | AF400 Cover Replacement Part | Cover AF400 | AF400 Cover Replacement Part
1SFN165503R9253 | SERVICE KIT AF1350-2050 | Active | 7320500504048 | 422.1 | 1 | 1 | stuk | Contactor AF | BE31220 | SP (Control general) | stuk | AF1350-2050 Service Kit | AF1350-2050 Service Kit | Service AF kit | AF1350-2050 Service Kit
1SFN165703R1000 | ZL400 | Active | 7320500222362 | 1046.47 | 1 | 1 | stuk | Contactor AF | BE31220 | SP (Control general) | stuk | Set hoofdcont.AF AF400 | Jeux de contacts principaux Série AF pour AF400 | ZL400 Hauptkontaktsatz passend für Schütz AF400 | ZL400 Main Contact Kit |  | 5.14
1SFN165710R1000 | ZW460 | Active | 7320500222409 | 101.76 | 1 | 1 | stuk | Contactor AF | BE31220 | SP (Control general) | stuk | Bluskamers ZW460 Bluskamers AF AF400,AF460 | Cages de soufflage Série AF pour AF400 et AF460 | ZW460 Funkenkammer | ZW460 Arc Shute |  | 5.14
1SFN165903R1000 | ZL460 | Active | 7320500222379 | 1285.29 | 1 | 1 | stuk | Contactor AF | BE31220 | SP (Control general) | stuk | Set hoofdcont.AF AF460 | Jeux de contacts principaux Série AF pour AF460 | ZL460 Hauptkontaktsatz passend für Schütz AF460 | ZL460 Main Contact Kit |  | 5.14
1SFN166103R1000 | ZL580 | Active | 7320500222386 | 1185.69 | 1 | 1 | stuk | Contactor AF | BE31220 | SP (Control general) | stuk | Set hoofdcont.AF AF580 | Jeux de contacts principaux AF-series pour AF580 | ZL580 Hauptkontaktsatz passend für Schütz AF580 | ZL580 Main Contact Kit |  | 5.14
1SFN166110R1000 | ZW750 | Active | 7320500222416 | 150 | 1 | 1 | stuk | Contactor AF | BE31220 | SP (Control general) | stuk | Bluskamers ZW750 Bluskamers AF AF580,AF750 | Cages de soufflage Série AF pour AF580 et AF750 | ZW750 Funkenkammer | ZW750 Arc Shute |  | 5.14
1SFN166303R1000 | ZL750 | Active | 7320500222393 | 1512.09 | 1 | 1 | stuk | Contactor AF | BE31220 | SP (Control general) | stuk | Set hoofdcont.AF AF750 | Jeux de contacts principaux AF-series | ZL750 Hauptkontaktsatz passend für Schütz AF750 | ZL750 Main Contact Kit |  | 5.14
1SFN166403R1000 | ZL1250 | Active | 7320500355886 | 3012.21 | 1 | 1 | stuk | Contactor AF | BE31220 | SP (Control general) | stuk | Set hoofdcont.AF AF1250 | Jeux de contacts principaux Série AF pour AF1250 | Main contact set AF range for AF1250 | ZL1250 Main Contact Kit |  | 5.14
1SFN166503R1000 | ZL1350 | Active | 7320500250846 | 1798.92 | 1 | 1 | stuk | Contactor AF | BE31220 | SP (Control general) | stuk | Set hoofdcont.AF AF1350 | Jeux de contacts principaux Série AF pour AF1350 | ZL1350 Hauptkontaktsatz passend für Schütz AF1350 | ZL1350 Main Contact Kit |  | 5.14
1SFN166703R1000 | ZL1650 | Active | 7320500250105 | 1687.32 | 1 | 1 | stuk | Contactor AF | BE31220 | SP (Control general) | stuk | Set hoofdcont.AF AF1650 | Jeux de contacts principaux Série AF pour AF1650 | ZL1650 Hauptkontaktsatz passend für Schütz AF1650 | ZL1650 Main Contact Kit |  | 5.14
1SFN170801R1002 | RU19/240 | Active | 7320500481684 | 318.82 | 1 | 1 | stuk | AF | BE31220 | SP (Control general) | stuk | LVRT-module AF-series RU19/240 | LVRT-module Gamme AF RU19/240 | LVRT-module AF-range RU19/240 | LVRT-module AF-range RU19/240
1SVR405618R3000 | 1SVR405618R3000 | Active | 4013614498008 | 23.52 | 1 | 10 | stuk | Interface Relays and Opto Coupler | BE31220 | SP (Control general) | stuk | Inplugbaar interface relais CR serie 4c/o,A1-A2=230VAC, 250V/6A gold contacts | Relais d'interface débrochable Série CR 4c/o,A1-A2=230VAC, 250V/6A gold contacts | Pluggable interface relay CR range 4c/o,A1-A2=230VAC, 250V/6A gold contacts | Pluggable interface relay CR range 4c/o,A1-A2=230VAC, 250V/6A gold contacts
1SVR405660R1100 | 1SVR405660R1100 | Active | 4013614529016 | 6.91 | 1 | 10 | stuk | Interface Relays and Opto Coupler | BE31220 | SP (Control general) | stuk | Basis CR serie voor 3 c/o CR-U relais | Embase Série CR pour 3 c/o CR-U relais | Socket CR range for 3 c/o CR-U relays | Socket CR range for 3 c/o CR-U relays
2TLA020002R4500 | JSHD4H2 1,2m | Active | 7350024455199 | 302.42 | 1 | 1 | stuk | JSHD | BE31220 | SP (Control general) | stuk | JSHD4H2 3-posMpaneelMont..6x1200mm kabels | JSHD4H2 1,2m POIGNEE 3 POSITIONS JSHD4H2 1,2M | JSHD4H2 3-Stellungs-Zustimmschalter für Bedienfeldeinbau, 6 x 1.2 m Adern | JSHD4H2 3-pos device panel mounting. 6x1200mm leads.
2TLA020005R2000 | 2TLA020005R2000 | Active | 7350024483130 | 135.62 | 1 | 1 | stuk | JSHD | BE31220 | SP (Control general) | stuk | JSHD4 Bottom part ALJSM 53A | AL-plate for Eva Série Jokab 10-pole terminal, cable gland M16x1,5 | JSHD4 AL Unterteil für JSHD4 Unterteil AL mit JSM 53A | JSHD4 Bottom part AL with JSM 53A
2TLA020006R2201 | 2TLA020006R2201 | Active | 7350024481228 | 505.22 | 1 | 1 | stuk | JSHD | BE31220 | SP (Control general) | stuk | JSHD4-2 zw.LED Anti-tamp tap | JSHD4-2 Black LED Anti-tamp tap Série Jokab | JSHD4-2 Black LED Anti-tamp tap Jokab range | JSHD4-2 Black LED Anti-tamp tape
2TLA050003R0110 | MKey5 SSH | Active | 7350024466270 | 138.01 | 1 | 1 | stuk | Mkey | BE31220 | SP (Control general) | stuk | MKey5 stainless steel head 12N | MKEY5 SSH INTERRUPTEUR DE SÉCURITÉ ET DE VERROUILLAGE MKEY5 SSH | MKey5 SSH Sich.verriegelungsschalter mit Standardbetätiger, 2NC + 1 NO | MKey5, stainless steel head, 12N
2TLA930032R0000 | JSD-TD25P-B00201 | Active | 4013614501081 | 1428.28 | 1 | 1 | stuk | Safety Control Devices | BE31220 | SP (Control general) | stuk | Safeball Jokab serie JSD-TD25P-B00201 | Safeball Série Jokab JSD-TD25P-B00201 | Safeball Jokab range JSD-TD25P-B00201 | Safeball Jokab range JSD-TD25P-B00201
FPEP407000R0001 | LP16 | Active | 3471520707118 | 4.24 | 1 | 10 | stuk | Contactor A-Line | BE31220 | SP (Control general) | stuk | Koppelbaren klem | Barrettes de couplage de borne | LP16 Parallelverbinder | LP16 Connecting Strip
FPEP407002R0001 | LY16 | Active | 3471520707316 | 10.01 | 1 | 10 | stuk | Contactor A-Line | BE31220 | SP (Control general) | stuk | Koppelbaren klem | Barrettes de couplage de borne | LY16 F SternbrückeA9/12/16 | LY16 Connecting Strip
FPTN372726R1001 | WB75-A 24V 50Hz / 24-28V 60Hz / 24V DC | Active | 3471522121912 | 103.26 | 1 | 1 | stuk | Contactor A-Line | BE31220 | SP (Control general) | stuk | Mechanische aangrijp unit 24V 50Hz/dc | Accrochage mécanique 24V 50Hz/dc | WB75-A Mechanische Verklinkung 24V 50Hz / 24-28V 60Hz | WB75-A 24V 50Hz / 24-28V 60Hz / 24V DC Mechanical Latching Unit
FPTN372726R1004 | WB75-A 110V 50Hz / 110-127V 60Hz / 110V DC | Active | 3471522121943 | 109.21 | 1 | 1 | stuk | Contactor A-Line | BE31220 | SP (Control general) | stuk | Mechanische aangrijp unit 110V 50Hz/dc | ACCROCHAGE MECANIQUE | WB75-A Mechanische Verklinkung 110V 50Hz / 110-127V 60Hz | WB75-A 110V 50Hz / 110-127V 60Hz / 110V DC Mechanical Latching Unit
FPTN372726R1005 | WB75-A 230-240V 50Hz / 230-277V 60Hz / 230-240V DC | Active | 3471522121950 | 109.21 | 1 | 1 | stuk | Contactor A-Line | BE31220 | SP (Control general) | stuk | Mechanische aangrijp unit 230-240V 50Hz/dc | Accrochage mécanique 230-240V 50Hz/dc | WB75-A Mechanische Verklinkung 230-240V 50Hz | WB75-A 230-240V 50Hz / 230-277V 60Hz / 230-240V DC Mechanical Latching Unit
FPTN372726R1006 | WB75-A 220-230V 50Hz / 220-255V 60Hz / 220-230V DC | Active | 3471522121967 | 109.21 | 1 | 1 | stuk | Contactor A-Line | BE31220 | SP (Control general) | stuk | Mechanische aangrijp unit 220-230V 50Hz/dc | Accrochage mécanique WB75-A 220-230V 50Hz/dc | WB75-A Mechanische Verklinkung 220-230V 50Hz | WB75-A 220-230V 50Hz / 220-255V 60Hz / 220-230V DC Mechanical Latching Unit
GHC0110003R0001 | C011-70 | Active | 4013614085932 | 27.59 | 1 | 1 | stuk | Monitoring Relays | BE31220 | SP (Control general) | stuk | Temp. sensor C011 wit-bruin 70°C | Sonde de température C011 blanc - brun, 70°C | PTC Temperaturfühler C011-70 weiß-braun, 3Stk. | PTC Temperature sensor C011-70 white-brown, 3pcs.
GHE3201902R0001 | ESB-DIS | Active | 4013614085215 | 1.85 | 1 | 10 | stuk | Installation Contactors | BE31220 | SP (Control general) | stuk | Afst,splaat ESB warmte afvoer | pièce de distance pour contacteur ESB | ESB-DIS Distanzstück 9 mm, 10St. für ESB/EN25, ESB/EN40 u. ESB63 | ESB-DIS Distance Piece
GHE3201903R0001 | ESB-PLK24 | Active | 4013614084171 | 1.48 | 1 | 1 | stuk | Installation Contactors | BE31220 | SP (Control general) | stuk | Afscherm ESB ESB24 | Couvercle Série ESB pour ESB24 | ESB-PLK24 Plombierkappe für ESB/EN25 | ESB-PLK24 Sealing Cover
GHV2501902R0002 | RV-BC6/60 | Active | 4013614027154 | 15.72 | 1 | 1 | stuk | Mini Contactors (B6, B7) | BE31220 | SP (Control general) | stuk | Ontstoringsblok BC & KC 2460Vdc cable lug | Overspanning limitor blok | RV-BC6/60 Varistorlöschglied 24 … 60 V DC, Schraubanschluss | RV-BC6/60 Surge Suppressor
GHV2501903R0002 | RV-BC6/250 | Active | 4013614027178 | 15.72 | 1 | 1 | stuk | Mini Contactors (B6, B7) | BE31220 | SP (Control general) | stuk | Ontstoringsblok BC & KC 50250Vdc cable lug | RV-BC6/250 Surge Suppressor | RV-BC6/250 Varistorlöschglied 50 … 250 V DC, Schraubanschluss | RV-BC6/250 Surge Suppressor
GHV2501910R0001 | RD7/250 | Active | 4013614335938 | 29.12 | 1 | 1 | stuk | Mini Contactors (B6, B7) | BE31220 | SP (Control general) | stuk | RD7/250 Surge Suppressor | RD7/250 limiteur de surtension Gamme contacteurs mini 24-250V DC | RD7/250 Löschglied 24 … 250 V DC, Schraubanschluss | RD7/250 Surge Suppressor
GJH1211001R0221 | K6-22Z-01 | Active | 4013614048920 | 33.03 | 1 | 1 | stuk | Mini Contactors (B6, B7) | BE31220 | SP (Control general) | stuk | Mini hulpK6 2NO/2NC 24V | K6-22Z-01 Mini Contactor Relay 24V 40-450Hz | K6-22Z-01 Kleinhilfsschütz 24V 40-450Hz | K6-22Z-01 Mini Contactor Relay 24V 40-450Hz
GJH1211001R0222 | K6-22Z-02 | Active | 4013614048937 | 33.03 | 1 | 1 | stuk | Mini Contactors (B6, B7) | BE31220 | SP (Control general) | stuk | Mini hulpK6 2NO/2NC 42V | Mini contacteur auxiliaire Série K6 2NO/2NC, 42V | K6-22Z-02 Kleinhilfsschütz 42V 40-450Hz | K6-22Z-02 Mini Contactor Relay 42V 40-450Hz
GJH1211001R0223 | K6-22Z-03 | Active | 4013614048944 | 33.03 | 1 | 1 | stuk | Mini Contactors (B6, B7) | BE31220 | SP (Control general) | stuk | Mini hulpK6 2NO/2NC 48V | mini relais K6 40-60Hz | K6-22Z-03 Kleinhilfsschütz 48V 40-450Hz | K6-22Z-03 Mini Contactor Relay 48V 40-450Hz
GJH1211001R0311 | K6-31Z-01 | Active | 4013614048999 | 33.03 | 1 | 1 | stuk | Mini Contactors (B6, B7) | BE31220 | SP (Control general) | stuk | Mini hulpK6 3NO/1NC 24V | mini relais K6 40-60Hz | K6-31Z-01 Kleinhilfsschütz 24V 40-450Hz | K6-31Z-01 Mini Contactor Relay 24V 40-450Hz
GJH1211001R0313 | K6-31Z-03 | Active | 4013614049019 | 33.03 | 1 | 1 | stuk | Mini Contactors (B6, B7) | BE31220 | SP (Control general) | stuk | Mini hulpK6 3NO/1NC 48V | mini relais K6 40-60Hz | K6-31Z-03 Kleinhilfsschütz 48V 40-450Hz | K6-31Z-03 Mini Contactor Relay 48V 40-450Hz
GJH1211001R0401 | K6-40E-01 | Active | 4013614049071 | 33.03 | 1 | 1 | stuk | Mini Contactors (B6, B7) | BE31220 | SP (Control general) | stuk | Mini hulpK6 4NO 24V | mini relais K6 40-60Hz | K6-40E-01 Kleinhilfsschütz 24V 40-450Hz | K6-40E-01 Mini Contactor Relay 24V 40-450Hz
GJH1211001R0402 | K6-40E-02 | Active | 4013614049088 | 33.03 | 1 | 1 | stuk | Mini Contactors (B6, B7) | BE31220 | SP (Control general) | stuk | Mini hulpK6 4NO 42V | Mini contacteur auxiliaire Série K6 4NO, 42V | K6-40E-02 Kleinhilfsschütz 42V 40-450Hz | K6-40E-02 Mini Contactor Relay 42V 40-450Hz
GJH1211001R0403 | K6-40E-03 | Active | 4013614049095 | 33.03 | 1 | 1 | stuk | Mini Contactors (B6, B7) | BE31220 | SP (Control general) | stuk | Mini hulpK6 4NO 48V | mini relais K6 40-60Hz | K6-40E-03 Kleinhilfsschütz 48V 40-450Hz | K6-40E-03 Mini Contactor Relay 48V 40-450Hz
GJH1211001R8220 | K6-22Z-80 | Active | 4013614152610 | 33.03 | 1 | 1 | stuk | Mini Contactors (B6, B7) | BE31220 | SP (Control general) | stuk | Mini hulpK6 2NO/2NC 220-240V | Mini-relais 2NO+2NF,racc. bornes,220V | K6-22Z-80 Kleinhilfsschütz 220-240V 40-450Hz | K6-22Z-80 Mini Contactor Relay 220-240V 40-450Hz
GJH1211001R8224 | K6-22Z-84 | Active | 4013614151309 | 33.03 | 1 | 1 | stuk | Mini Contactors (B6, B7) | BE31220 | SP (Control general) | stuk | Mini hulpK6 2NO/2NC 110-127V | K6-22Z-84 Mini Contactor Relay 110-127V 40-450Hz | K6-22Z-84 Kleinhilfsschütz 110-127V 40-450Hz | K6-22Z-84 Mini Contactor Relay 110-127V 40-450Hz
GJH1211001R8225 | K6-22Z-85 | Active | 4013614157530 | 33.03 | 1 | 1 | stuk | Mini Contactors (B6, B7) | BE31220 | SP (Control general) | stuk | Mini hulpK6 2NO/2NC 380-415V | K6-22Z-85 Mini Contactor Relay 380-415V 40-450Hz | K6-22Z-85 Kleinhilfsschütz 380-415V 40-450Hz | K6-22Z-85 Mini Contactor Relay 380-415V 40-450Hz
GJH1211001R8310 | K6-31Z-80 | Active | 4013614153280 | 33.03 | 1 | 1 | stuk | Mini Contactors (B6, B7) | BE31220 | SP (Control general) | stuk | Mini hulpK6 3NO/1NC 220-240V | K6-31Z-80 Mini Contactor Relay 220-240V 40-450Hz | K6-31Z-80 Kleinhilfsschütz 220-240V 40-450Hz | K6-31Z-80 Mini Contactor Relay 220-240V 40-450Hz
GJH1211001R8314 | K6-31Z-84 | Active | 4013614156533 | 33.03 | 1 | 1 | stuk | Mini Contactors (B6, B7) | BE31220 | SP (Control general) | stuk | Mini hulpK6 3NO/1NC 110-127V | Mini contacteur auxiliaire gamme (T) K(C)6 3NO+1NC 110/127V 40/450Hz | K6-31Z-84 Kleinhilfsschütz 110-127V 40-450Hz | K6-31Z-84 Mini Contactor Relay 110-127V 40-450Hz
GJH1211001R8315 | K6-31Z-85 | Active | 4013614155567 | 33.03 | 1 | 1 | stuk | Mini Contactors (B6, B7) | BE31220 | SP (Control general) | stuk | Mini hulpK6 3NO/1NC 380-415V | K6-31Z-85 Mini Contactor Relay 380-415V 40-450Hz | K6-31Z-85 Kleinhilfsschütz 380-415V 40-450Hz | K6-31Z-85 Mini Contactor Relay 380-415V 40-450Hz
GJH1211001R8400 | K6-40E-80 | Active | 4013614153273 | 33.03 | 1 | 1 | stuk | Mini Contactors (B6, B7) | BE31220 | SP (Control general) | stuk | Mini hulpK6 4NO 220-240V | K6-40E-80 Mini Contactor Relay 220-240V 40-450Hz | K6-40E-80 Kleinhilfsschütz 220-240V 40-450Hz | K6-40E-80 Mini Contactor Relay 220-240V 40-450Hz
GJH1211001R8404 | K6-40E-84 | Active | 4013614171444 | 33.03 | 1 | 1 | stuk | Mini Contactors (B6, B7) | BE31220 | SP (Control general) | stuk | Mini hulpK6 4NO 110-127V | Mini contacteur auxiliaire Série K6 4NO, 110-127V | K6-40E-84 Kleinhilfsschütz 110-127V 40-450Hz | K6-40E-84 Mini Contactor Relay 110-127V 40-450Hz
GJH1211001R8405 | K6-40E-85 | Active | 4013614186042 | 33.03 | 1 | 1 | stuk | Mini Contactors (B6, B7) | BE31220 | SP (Control general) | stuk | Mini hulpK6 4NO 380-415V | K6-40E-85 Mini Contactor Relay 380-415V 40-450Hz | K6-40E-85 Kleinhilfsschütz 380-415V 40-450Hz | K6-40E-85 Mini Contactor Relay 380-415V 40-450Hz
GJH1211003R0221 | K6-22Z-F-01 | Active | 4013614049231 | 33.03 | 1 | 1 | stuk | Mini Contactors (B6, B7) | BE31220 | SP (Control general) | stuk | Mini hulpK6 2NO/2NC faston 24V | Mini contacteur auxiliaire Série K6 2NO/2NC, faston, 24V | K6-22Z-F-01 Kleinhilfsschütz 24V 40-450Hz | K6-22Z-F-01 Mini Contactor Relay 24V 40-450Hz
GJH1211003R0311 | K6-31Z-F-01 | Active | 4013614049286 | 33.03 | 1 | 1 | stuk | Mini Contactors (B6, B7) | BE31220 | SP (Control general) | stuk | Mini hulpK6 3NO/1NC faston 24V | Mini contacteur auxiliaire Série K6 3NO/1NC, faston, 24V | K6-31Z-F-01 Kleinhilfsschütz 24V 40-450Hz | K6-31Z-F-01 Mini Contactor Relay 24V 40-450Hz
GJH1211003R8224 | K6-22Z-F-84 | Active | 4013614187797 | 33.03 | 1 | 1 | stuk | Mini Contactors (B6, B7) | BE31220 | SP (Control general) | stuk | Mini hulpK6 2NO/2NC faston 110-127V | Mini contacteur auxiliaire Série K6 2NO/2NC, faston, 110-127V | K6-22Z-F-84 Kleinhilfsschütz 110-127V 40-450Hz | K6-22Z-F-84 Mini Contactor Relay 110-127V 40-450Hz
GJH1211003R8225 | K6-22Z-F-85 | Active | 4013614189111 | 33.03 | 1 | 1 | stuk | Mini Contactors (B6, B7) | BE31220 | SP (Control general) | stuk | Mini hulpK6 2NO/2NC faston 380-415V | mini relais K6 40-60Hz | K6-22Z-F-85 Kleinhilfsschütz 380-415V 40-450Hz | K6-22Z-F-85 Mini Contactor Relay 380-415V 40-450Hz
GJH1211003R8310 | K6-31Z-F-80 | Active | 4013614153303 | 33.03 | 1 | 1 | stuk | Mini Contactors (B6, B7) | BE31220 | SP (Control general) | stuk | Mini hulpK6 3NO/1NC faston 220-240V | Mini contacteur auxiliaire gamme (T) K(C)6 3NO+1NC 220/240V 40/450Hz | K6-31Z-F-80 Kleinhilfsschütz 220-240V 40-450Hz | K6-31Z-F-80 Mini Contactor Relay 220-240V 40-450Hz
GJH1211003R8314 | K6-31Z-F-84 | Active | 4013614187803 | 33.03 | 1 | 1 | stuk | Mini Contactors (B6, B7) | BE31220 | SP (Control general) | stuk | Mini hulpK6 3NO/1NC faston 110-127V | Mini contacteur auxiliaire Série K6 3NO/1NC, faston, 110-127V | K6-31Z-F-84 Kleinhilfsschütz 110-127V 40-450Hz | K6-31Z-F-84 Mini Contactor Relay 110-127V 40-450Hz
GJH1211003R8315 | K6-31Z-F-85 | Active | 4013614189128 | 33.03 | 1 | 1 | stuk | Mini Contactors (B6, B7) | BE31220 | SP (Control general) | stuk | Mini hulpK6 3NO/1NC faston 380-415V | mini relais K6 40-60Hz | K6-31Z-F-85 Kleinhilfsschütz 380-415V 40-450Hz | K6-31Z-F-85 Mini Contactor Relay 380-415V 40-450Hz
GJH1211003R8400 | K6-40E-F-80 | Active | 4013614153310 | 33.03 | 1 | 1 | stuk | Mini Contactors (B6, B7) | BE31220 | SP (Control general) | stuk | Mini hulpK6 4NO faston 220-240V | mini relais K6 40-60Hz | K6-40E-F-80 Kleinhilfsschütz 220-240V 40-450Hz | K6-40E-F-80 Mini Contactor Relay 220-240V 40-450Hz
GJH1211009R0312 | K6-31Z-P-02 | Limited | 4013614049477 | 36.14 | 1 | 1 | stuk | Mini Contactors (B6, B7) | BE31220 | SP (Control general) | stuk | Mini hulpK6 3NO/1NC soldeer pin 42V | Mini contacteur auxiliaire Série K6 3NO/1NC, soudable, 42V | K6-31Z-P-02 Kleinhilfsschütz 42V 40-450Hz | K6-31Z-P-02 Mini Contactor Relay 42V 40-450Hz
GJH1211009R8220 | K6-22Z-P-80 | Active | 4013614153341 | 33.03 | 1 | 1 | stuk | Mini Contactors (B6, B7) | BE31220 | SP (Control general) | stuk | Mini hulpK6 2NO/2NC soldeer pin 220-240V | mini relais K6 40-60Hz | K6-22Z-P-80 Kleinhilfsschütz 220-240V 40-450Hz | K6-22Z-P-80 Mini Contactor Relay 220-240V 40-450Hz
GJH1211009R8310 | K6-31Z-P-80 | Active | 4013614153334 | 33.03 | 1 | 1 | stuk | Mini Contactors (B6, B7) | BE31220 | SP (Control general) | stuk | Mini hulpK6 3NO/1NC soldeer pin 220-240V | mini relais K6 40-60Hz | K6-31Z-P-80 Kleinhilfsschütz 220-240V 40-450Hz | K6-31Z-P-80 Mini Contactor Relay 220-240V 40-450Hz
GJH1211009R8315 | K6-31Z-P-85 | Active | 4013614189173 | 33.03 | 1 | 1 | stuk | Mini Contactors (B6, B7) | BE31220 | SP (Control general) | stuk | Mini hulpK6 3NO/1NC soldeer pin 380-415V | mini relais K6 40-60Hz | K6-31Z-P-85 Kleinhilfsschütz 380-415V 40-450Hz | K6-31Z-P-85 Mini Contactor Relay 380-415V 40-450Hz
GJH1211009R8400 | K6-40E-P-80 | Active | 4013614153327 | 33.03 | 1 | 1 | stuk | Mini Contactors (B6, B7) | BE31220 | SP (Control general) | stuk | Mini hulpK6 4NO soldeer pin 220-240V | mini relais K6 40-60Hz | K6-40E-P-80 Kleinhilfsschütz 220-240V 40-450Hz | K6-40E-P-80 Mini Contactor Relay 220-240V 40-450Hz
GJH1211009R8405 | K6-40E-P-85 | Active | 4013614189197 | 33.03 | 1 | 1 | stuk | Mini Contactors (B6, B7) | BE31220 | SP (Control general) | stuk | Mini hulpK6 4NO soldeer pin 380-415V | mini relais K6 40-60Hz | K6-40E-P-85 Kleinhilfsschütz 380-415V 40-450Hz | K6-40E-P-85 Mini Contactor Relay 380-415V 40-450Hz
GJH1211051R8220 | K6-22E-80 | Active | 4013614153488 | 36.45 | 1 | 1 | stuk | Mini Contactors (B6, B7) | BE31220 | SP (Control general) | stuk | Mini hulpK6 2NO/2NC 220-240V | Mini contacteur auxiliaire Série K6 2NO/2NC, 220-240V | K6-22E-80 Kleinhilfsschütz 220-240V 40-450Hz | K6-22E-80 Mini Contactor Relay 220-240V 40-450Hz
GJH1213001R0221 | KC6-22Z-01 | Active | 4013614049644 | 33.03 | 1 | 1 | stuk | Mini Contactors (B6, B7) | BE31220 | SP (Control general) | stuk | Mini hulpKC6 2NO/2NC 24Vdc | Mini hulprelais KC6 | KC6-22Z-01 Kleinhilfsschütz 24VDC | KC6-22Z-01 Mini Contactor Relay 24VDC
GJH1213001R0222 | KC6-22Z-02 | Active | 4013614049651 | 33.03 | 1 | 1 | stuk | Mini Contactors (B6, B7) | BE31220 | SP (Control general) | stuk | Mini hulpKC6 2NO/2NC 42Vdc | Mini contacteur auxiliaire Série KC6 2NO/2NC, 42Vdc | KC6-22Z-02 Kleinhilfsschütz 42VDC | KC6-22Z-02 Mini Contactor Relay 42VDC
GJH1213001R0224 | KC6-22Z-04 | Active | 4013614049675 | 33.03 | 1 | 1 | stuk | Mini Contactors (B6, B7) | BE31220 | SP (Control general) | stuk | Mini hulpKC6 2NO/2NC 110Vdc | Mini hulprelais KC6 | KC6-22Z-04 Kleinhilfsschütz 110-125VDC | KC6-22Z-04 Mini Contactor Relay 110-125VDC
GJH1213001R0227 | KC6-22Z-07 | Active | 4013614049699 | 33.03 | 1 | 1 | stuk | Mini Contactors (B6, B7) | BE31220 | SP (Control general) | stuk | Mini hulpKC6 2NO/2NC 12Vdc | Mini contacteur auxiliaire Série KC6 2NO/2NC, 12Vdc | KC6-22Z-07 Kleinhilfsschütz 12VDC | KC6-22Z-07 Mini Contactor Relay 12VDC
GJH1213001R0311 | KC6-31Z-01 | Active | 4013614049705 | 33.03 | 1 | 1 | stuk | Mini Contactors (B6, B7) | BE31220 | SP (Control general) | stuk | Mini hulpKC6 3NO/1NC 24Vdc | Mini hulprelais KC6 | KC6-31Z-01 Kleinhilfsschütz 24VDC | KC6-31Z-01 Mini Contactor Relay 24VDC
GJH1213001R0313 | KC6-31Z-03 | Active | 4013614049729 | 33.03 | 1 | 1 | stuk | Mini Contactors (B6, B7) | BE31220 | SP (Control general) | stuk | Mini hulpKC6 3NO/1NC 60Vdc | Mini contacteur auxiliaire Série KC6 3NO/1NC, 60Vdc | KC6-31Z-03 Kleinhilfsschütz 60VDC | KC6-31Z-03 Mini Contactor Relay 60VDC
GJH1213001R0314 | KC6-31Z-04 | Active | 4013614049736 | 33.03 | 1 | 1 | stuk | Mini Contactors (B6, B7) | BE31220 | SP (Control general) | stuk | Mini hulpKC6 3NO/1NC 110-125Vdc | Mini cont. auxiliares KC6 | KC6-31Z-04 Kleinhilfsschütz 110-125VDC | KC6-31Z-04 Mini Contactor Relay 110-125VDC
GJH1213001R0315 | KC6-31Z-05 | Active | 4013614049743 | 33.03 | 1 | 1 | stuk | Mini Contactors (B6, B7) | BE31220 | SP (Control general) | stuk | Mini hulpKC6 3NO/1NC 220-240Vdc | Mini contacteur auxiliaire Série KC6 3NO/1NC, 220-240Vdc | KC6-31Z-05 Kleinhilfsschütz 220-240VDC | KC6-31Z-05 Mini Contactor Relay 220-240VDC
GJH1213001R0317 | KC6-31Z-07 | Active | 4013614049750 | 33.03 | 1 | 1 | stuk | Mini Contactors (B6, B7) | BE31220 | SP (Control general) | stuk | Mini hulpKC6 3NO/1NC 12Vdc | Auxilary relay 3 NO, 1 NC | KC6-31Z-07 Kleinhilfsschütz 12VDC | KC6-31Z-07 Mini Contactor Relay 12VDC
GJH1213001R0401 | KC6-40E-01 | Active | 4013614049767 | 33.03 | 1 | 1 | stuk | Mini Contactors (B6, B7) | BE31220 | SP (Control general) | stuk | Mini hulpKC6 4NO 24Vdc | Mini hulprelais KC6 | KC6-40E-01 Kleinhilfsschütz 24VDC | KC6-40E-01 Mini Contactor Relay 24VDC
GJH1213001R0404 | KC6-40E-04 | Active | 4013614049798 | 33.03 | 1 | 1 | stuk | Mini Contactors (B6, B7) | BE31220 | SP (Control general) | stuk | Mini hulpKC6 4NO 110Vdc | RELAIS AUXILIAIRE 110 V DC | KC6-40E-04 Kleinhilfsschütz 110-125VDC | KC6-40E-04 Mini Contactor Relay 110-125VDC
GJH1213001R0405 | KC6-40E-05 | Active | 4013614049804 | 33.03 | 1 | 1 | stuk | Mini Contactors (B6, B7) | BE31220 | SP (Control general) | stuk | Mini hulpKC6 4NO 220Vdc | Mini contacteur auxiliaire Série KC6 4NO, 220Vdc | KC6-40E-05 Kleinhilfsschütz 220-240VDC | KC6-40E-05 Mini Contactor Relay 220-240VDC
GJH1213001R0407 | KC6-40E-07 | Active | 4013614049811 | 33.03 | 1 | 1 | stuk | Mini Contactors (B6, B7) | BE31220 | SP (Control general) | stuk | Mini hulpKC6 4NO 12Vdc | Mini contactor relay KC6 range 4NO, 12Vdc | KC6-40E-07 Kleinhilfsschütz 12VDC | KC6-40E-07 Mini Contactor Relay 12VDC
GJH1213001R1226 | KC6-22Z-16 | Active | 4013614049828 | 33.03 | 1 | 1 | stuk | Mini Contactors (B6, B7) | BE31220 | SP (Control general) | stuk | Mini hulpKC6 2NO/2NC 48Vdc | Mini contacteur auxiliaire Série KC6 2NO/2NC, 48Vdc | KC6-22Z-16 Kleinhilfsschütz 48VDC | KC6-22Z-16 Mini Contactor Relay 48VDC
GJH1213001R1316 | KC6-31Z-16 | Active | 4013614049859 | 33.03 | 1 | 1 | stuk | Mini Contactors (B6, B7) | BE31220 | SP (Control general) | stuk | Mini hulpKC6 3NO/1NC 48Vdc | Mini contacteur auxiliaire Série KC6 3NO/1NC, 48Vdc | KC6-31Z-16 Kleinhilfsschütz 48VDC | KC6-31Z-16 Mini Contactor Relay 48VDC
GJH1213001R1406 | KC6-40E-16 | Active | 4013614049880 | 33.03 | 1 | 1 | stuk | Mini Contactors (B6, B7) | BE31220 | SP (Control general) | stuk | Mini hulpKC6 4NO 48Vdc | Mini contacteur auxiliaire Série KC6 4NO, 48Vdc | KC6-40E-16 Kleinhilfsschütz 48VDC | KC6-40E-16 Mini Contactor Relay 48VDC
GJH1213001R5311 | KC6-31Z-2.4-51 | Active | 4013614049941 | 41.58 | 1 | 1 | stuk | Mini Contactors (B6, B7) | BE31220 | SP (Control general) | stuk | Mini hulpKC6 3NO/1NC 2.4W 17-32Vdc | Mini contacteur auxiliaire Série KC6 3NO/1NC, 2.4W, 17-32Vdc | KC6-31Z-2.4-51 Kleinhilfsschütz 17-32VDC, 2,4W | KC6-31Z-2.4-51 Mini Contactor Relay 17-32VDC, 2.4W
GJH1213001R5401 | KC6-40E-2.4-51 | Active | 4013614049958 | 41.58 | 1 | 1 | stuk | Mini Contactors (B6, B7) | BE31220 | SP (Control general) | stuk | Mini hulpKC6 4NO 2.4W 17-32Vdc | Mini contacteur auxiliaire Série KC6 4NO, 2.4W, 17-32Vdc | KC6-40E-2.4-51 Kleinhilfsschütz 17-32VDC, 2,4W | KC6-40E-2.4-51 Mini Contactor Relay 17-32VDC, 2.4W
GJH1213001R7221 | K6S-22Z-1.7-71 | Active | 4013614231858 | 41.58 | 1 | 1 | stuk | Mini Contactors (B6, B7) | BE31220 | SP (Control general) | stuk | Mini hulpKC6 2NO/2NC 1.7W 24Vdconstoring | Mini contactor relay K(C)6- range 2NO+2NC 24Vdc | K6S-22Z-1.7-71 Kleinhilfsschütz 24VDC, 1,7W | K6S-22Z-1.7-71 Mini Contactor Relay 24VDC, 1.7W
GJH1213001R7311 | K6S-31Z-1.7-71 | Active | 4013614240300 | 41.58 | 1 | 1 | stuk | Mini Contactors (B6, B7) | BE31220 | SP (Control general) | stuk | Mini hulpKC6 3NO/1NC 1.7W 24Vdconstoring | Mini contacteur auxiliaire Série KC6 3NO/1NC, 1.7W, 24Vdc, limiteur de surtension | K6S-31Z-1.7-71 Kleinhilfsschütz 24VDC, 1,7W | K6S-31Z-1.7-71 Mini Contactor Relay 24VDC, 1.7W
GJH1213001R7401 | K6S-40E-1.7-71 | Active | 4013614141348 | 226.28 | 1 | 1 | stuk | Mini Contactors (B6, B7) | BE31220 | SP (Control general) | stuk | Mini hulpKC6 4NO 1.7W 24Vdconstoring | Mini contacteur auxiliaire, Série KC6, 4NO, 1.7W, 24Vdc, limiteur de surtension | K6S-40E-1.7-71 Kleinhilfsschütz 24VDC, 1,7W | K6S-40E-1.7-71 Mini Contactor Relay 24VDC, 1.7W
GJH1213001R8311 | KC6-31Z-1.4-81 | Active | 4013614049972 | 41.58 | 1 | 1 | stuk | Mini Contactors (B6, B7) | BE31220 | SP (Control general) | stuk | Mini hulpKC6 3NO/1NC 1.4W 24Vdc | Mini hulprelais KC6 | KC6-31Z-1.4-81 Kleinhilfsschütz 24VDC, 1,4W | KC6-31Z-1.4-81 Mini Contactor Relay 24VDC, 1.4W
GJH1213001R8401 | KC6-40E-1.4-81 | Active | 4013614049989 | 41.58 | 1 | 1 | stuk | Mini Contactors (B6, B7) | BE31220 | SP (Control general) | stuk | Mini hulpKC6 4NO 1.4W 24Vdc | Mini hulprelais KC6 | KC6-40E-1.4-81 Kleinhilfsschütz 24VDC, 1,4W | KC6-40E-1.4-81 Mini Contactor Relay 24VDC, 1.4W
GJH1213003R0221 | KC6-22Z-F-01 | Active | 4013614049996 | 33.03 | 1 | 1 | stuk | Mini Contactors (B6, B7) | BE31220 | SP (Control general) | stuk | Mini hulpKC6 2NO/2NC faston 24Vdc | Mini contacteur auxiliaire Série KC6 2NO/2NC, faston, 24Vdc | KC6-22Z-F-01 Kleinhilfsschütz 24VDC | KC6-22Z-F-01 Mini Contactor Relay 24VDC
GJH1213003R0311 | KC6-31Z-F-01 | Active | 4013614050015 | 33.03 | 1 | 1 | stuk | Mini Contactors (B6, B7) | BE31220 | SP (Control general) | stuk | Mini hulpKC6 3NO/1NC faston 24Vdc | Mini contacteur auxiliaire Série KC6 3NO/1NC, faston, 24Vdc | KC6-31Z-F-01 Kleinhilfsschütz 24VDC | KC6-31Z-F-01 Mini Contactor Relay 24VDC
GJH1213003R0314 | KC6-31Z-F-04 | Active | 4013614050022 | 32.37 | 1 | 1 | stuk | Mini Contactors (B6, B7) | BE31220 | SP (Control general) | stuk | Mini hulpKC6 3NO/1NC faston 110Vdc | Mini contacteur auxiliaire Série KC6 3NO/1NC, faston, 110Vdc | KC6-31Z-F-04 Kleinhilfsschütz 110-125VDC | KC6-31Z-F-04 Mini Contactor Relay 110-125VDC
GJH1213003R0401 | KC6-40E-F-01 | Active | 4013614050046 | 33.03 | 1 | 1 | stuk | Mini Contactors (B6, B7) | BE31220 | SP (Control general) | stuk | Mini hulpKC6 4NO faston 24Vdc | Mini contacteur auxiliaire Série KC6 4NO, faston, 24Vdc | KC6-40E-F-01 Kleinhilfsschütz 24VDC | KC6-40E-F-01 Mini Contactor Relay 24VDC
GJH1213003R0404 | KC6-40E-F-04 | Active | 4013614130038 | 33.03 | 1 | 1 | stuk | Mini Contactors (B6, B7) | BE31220 | SP (Control general) | stuk | Mini hulpKC6 4NO faston 110Vdc | Mini contacteur auxiliaire Série KC6 4NO, faston, 110Vdc | KC6-40E-F-04 Kleinhilfsschütz 110-125VDC | KC6-40E-F-04 Mini Contactor Relay 110-125VDC
GJH1213003R8311 | KC6-31Z-F-1.4-81 | Active | 4013614050091 | 41.58 | 1 | 1 | stuk | Mini Contactors (B6, B7) | BE31220 | SP (Control general) | stuk | Mini hulpKC6 3NO/1NC faston 1.4W 24Vdc | Mini contacteur auxiliaire Série KC6 3NO/1NC, faston, 1.4W, 24Vdc | KC6-31Z-F-1.4-81 Kleinhilfsschütz 24VDC, 1,4W | KC6-31Z-F-1.4-81 Mini Contactor Relay 24VDC, 1.4W
GJH1213003R8401 | KC6-40E-F-1.4-81 | Active | 4013614217166 | 41.58 | 1 | 1 | stuk | Mini Contactors (B6, B7) | BE31220 | SP (Control general) | stuk | Mini hulpKC6 4NO faston 1.4W 24Vdc | Mini contacteur auxiliaire Série KC6 4NO, faston, 1.4W, 24Vdc | KC6-40E-F-1.4-81 Kleinhilfsschütz 24VDC, 1,4W | KC6-40E-F-1.4-81 Mini Contactor Relay 24VDC, 1.4W
GJH1213009R0221 | KC6-22Z-P-01 | Active | 4013614050107 | 32.37 | 1 | 1 | stuk | Mini Contactors (B6, B7) | BE31220 | SP (Control general) | stuk | Mini hulpKC6 2NO/2NC soldeer pin 24Vdc | Mini contacteur auxiliaire Série KC6 2NO/2NC, soudable, 24Vdc | KC6-22Z-P-01 Kleinhilfsschütz 24VDC | KC6-22Z-P-01 Mini Contactor Relay 24VDC
GJH1213061R5221 | TKC6-22Z-51 | Active | 4013614224676 | 42.08 | 1 | 1 | stuk | Mini Contactors (B6, B7) | BE31220 | SP (Control general) | stuk | Mini hulpTKC6 2NO/2NC 17-32Vdc | Mini contacteur auxiliare TKC6-22Z 2NO+2NC 17/32Vdc | TKC6-22Z-51 Kleinhilfsschütz 17-32VDC | TKC6-22Z-51 Mini Contactor Relay 17-32VDC
GJH1213061R5401 | TKC6-40E-51 | Active | 4013614224652 | 42.08 | 1 | 1 | stuk | Mini Contactors (B6, B7) | BE31220 | SP (Control general) | stuk | Mini hulpTKC6 4NO 17-32Vdc | Mini contacteur auxiliaire Série TKC6 4NO, 17-32Vdc | TKC6-40E-51 Kleinhilfsschütz 17-32VDC | TKC6-40E-51 Mini Contactor Relay 17-32VDC
GJH1213061R6222 | TKC6-22Z-62 | Active | 4013614224751 | 42.08 | 1 | 1 | stuk | Mini Contactors (B6, B7) | BE31220 | SP (Control general) | stuk | Mini hulpTKC6 2NO/2NC 77-143Vdc | Mini contacteur auxiliaire Série TKC6 2NO/2NC, 77-143Vdc | TKC6-22Z-62 Kleinhilfsschütz 77-143VDC | TKC6-22Z-62 Mini Contactor Relay 77-143VDC
GJL1201317R0001 | CA6-11K | Active | 4013614050947 | 9.49 | 1 | 1 | stuk | Mini Contactors (B6, B7) | BE31220 | SP (Control general) | stuk | K6 1NO+1NC zijdelingseMont.schroef | Contact aux. 1no+1nf | CA6-11K Hilfsschalter 1S/1Ö Schraubanschluss, seitlich anbaubar, | CA6-11K Auxiliary Contact
GJL1201317R0002 | CA6-11E | Active | 4013614050954 | 9.49 | 1 | 1 | stuk | Mini Contactors (B6, B7) | BE31220 | SP (Control general) | stuk | CA6-11E Auxiliary cont. | Contact aux. 1no+1nf | CA6-11E Hilfsschalter 1S/1Ö Schraubanschluss, seitlich anbaubar, | CA6-11E Auxiliary Contact
GJL1201317R0003 | CA6-11M | Active | 4013614050961 | 9.49 | 1 | 1 | stuk | Mini Contactors (B6, B7) | BE31220 | SP (Control general) | stuk | CA6-11M Auxiliary cont. | Contact aux. 1no+1nf | CA6-11M Hilfsschalter 1S/1Ö Schraubanschluss, seitlich anbaubar, | CA6-11M Auxiliary Contact
GJL1201317R0004 | CA6-11N | Active | 4013614050978 | 9.49 | 1 | 1 | stuk | Mini Contactors (B6, B7) | BE31220 | SP (Control general) | stuk | CA6-11N Auxiliary cont. | Contact aux. 1no+1nf | CA6-11N Hilfsschalter 1S/1Ö Schraubanschluss, seitlich anbaubar, | CA6-11N Auxiliary Contact
GJL1201318R0001 | CA6-11K-F | Active | 4013614050985 | 10.7 | 1 | 1 | stuk | Mini Contactors (B6, B7) | BE31220 | SP (Control general) | stuk | CA6-11K-F Auxiliary cont. | Contact aux. 1no+1nf | CA6-11K-F Hilfsschalter 1S/1Ö Steckanschluss, seitlich anbaubar, | CA6-11K-F Auxiliary Contact
GJL1201318R0002 | CA6-11E-F | Active | 4013614050992 | 10.7 | 1 | 1 | stuk | Mini Contactors (B6, B7) | BE31220 | SP (Control general) | stuk | CA6-11E-F Auxiliary cont. | Contact aux. 1no+1nf | CA6-11E-F Hilfsschalter 1S/1Ö Steckanschluss, seitlich anbaubar, | CA6-11E-F Auxiliary Contact
GJL1201318R0003 | CA6-11M-F | Active | 4013614051005 | 10.7 | 1 | 1 | stuk | Mini Contactors (B6, B7) | BE31220 | SP (Control general) | stuk | CA6-11M-F Auxiliary cont. | Contact aux. 1no+1nf | CA6-11M-F Hilfsschalter 1S/1Ö Steckanschluss, seitlich anbaubar, | CA6-11M-F Auxiliary Contact
GJL1201318R0004 | CA6-11N-F | Active | 4013614051012 | 10.7 | 1 | 1 | stuk | Mini Contactors (B6, B7) | BE31220 | SP (Control general) | stuk | CA6-11N-F Auxiliary cont. | Contact aux. 1no+1nf | CA6-11N-F Hilfsschalter 1S/1Ö Steckanschluss, seitlich anbaubar, | CA6-11N-F Auxiliary Contact
GJL1201319R0001 | CA6-11K-P | Active | 4013614051029 | 10.7 | 1 | 1 | stuk | Mini Contactors (B6, B7) | BE31220 | SP (Control general) | stuk | CA6-11K-P Auxiliary cont. | Contact auxiliaire Série B6 & B7 1NO+1NC, montage latéral, soudable | CA6-11K-P Hilfsschalter 1S/1Ö Lötanschluss, seitlich anbaubar, | CA6-11K-P Auxiliary Contact
GJL1201319R0002 | CA6-11E-P | Active | 4013614051036 | 10.7 | 1 | 1 | stuk | Mini Contactors (B6, B7) | BE31220 | SP (Control general) | stuk | CA6-11E-P Auxiliary cont. | Contact aux. 1no+1nf | CA6-11E-P Hilfsschalter 1S/1Ö Lötanschluss, seitlich anbaubar, | CA6-11E-P Auxiliary Contact
GJL1201319R0003 | CA6-11M-P | Active | 4013614051043 | 10.7 | 1 | 1 | stuk | Mini Contactors (B6, B7) | BE31220 | SP (Control general) | stuk | CA6-11M-P Auxiliary cont. | Contact aux. 1no+1nf | CA6-11M-P Hilfsschalter 1S/1Ö Lötanschluss, seitlich anbaubar, | CA6-11M-P Auxiliary Contact
GJL1201319R0004 | CA6-11N-P | Active | 4013614051050 | 10.7 | 1 | 1 | stuk | Mini Contactors (B6, B7) | BE31220 | SP (Control general) | stuk | CA6-11N-P Auxiliary cont. | Contact aux. 1no+1nf | CA6-11N-P Hilfsschalter 1S/1Ö Lötanschluss, seitlich anbaubar, | CA6-11N-P Auxiliary Contact
GJL1201330R0001 | CAF6-11K | Active | 4013614142642 | 9.43 | 1 | 1 | stuk | Mini Contactors (B6, B7) | BE31220 | SP (Control general) | stuk | K6 1NO+1NC frontMont.schroef | Contact aux. 1no+1nf | CAF6-11K Hilfsschalter 1S/1Ö Schraubanschluss, frontseitig anbaubar, | CAF6-11K Auxiliary Contact
GJL1201330R0002 | CAF6-11E | Active | 4013614148361 | 9.43 | 1 | 1 | stuk | Mini Contactors (B6, B7) | BE31220 | SP (Control general) | stuk | B6 & B7 1NO+1NC frontMont.schroef | Contact aux. 1no+1nf | CAF6-11E Hilfsschalter 1S/1Ö Schraubanschluss, frontseitig anbaubar, | CAF6-11E Auxiliary Contact
GJL1201330R0003 | CAF6-11M | Active | 4013614142659 | 9.43 | 1 | 1 | stuk | Mini Contactors (B6, B7) | BE31220 | SP (Control general) | stuk | B6 & B7 1NO+1NC frontMont.schroef | Contact aux. 1no+1nf | CAF6-11M Hilfsschalter 1S/1Ö Schraubanschluss, frontseitig anbaubar, | CAF6-11M Auxiliary Contact
GJL1201330R0004 | CAF6-11N | Active | 4013614142666 | 9.43 | 1 | 1 | stuk | Mini Contactors (B6, B7) | BE31220 | SP (Control general) | stuk | B6 & B7 1NO+1NC frontMont.schroef | CAF6-11N Auxiliary Contact | CAF6-11N Hilfsschalter 1S/1Ö Schraubanschluss, frontseitig anbaubar, | CAF6-11N Auxiliary Contact
GJL1201330R0005 | CAF6-20K | Active | 4013614148347 | 9.43 | 1 | 1 | stuk | Mini Contactors (B6, B7) | BE31220 | SP (Control general) | stuk | K6 2NO frontMont.schroef | CAF6-20K Auxiliary Contact | CAF6-20K Hilfsschalter 2S/0Ö Schraubanschluss, frontseitig anbaubar, | CAF6-20K Auxiliary Contact
GJL1201330R0006 | CAF6-20E | Active | 4013614148378 | 9.43 | 1 | 1 | stuk | Mini Contactors (B6, B7) | BE31220 | SP (Control general) | stuk | B6 & B7 2NO frontMont.schroef | CAF6-20E Auxiliary Contact | CAF6-20E Hilfsschalter 2S/0Ö Schraubanschluss, frontseitig anbaubar, | CAF6-20E Auxiliary Contact
GJL1201330R0007 | CAF6-20M | Active | 4013614148392 | 9.43 | 1 | 1 | stuk | Mini Contactors (B6, B7) | BE31220 | SP (Control general) | stuk | B6 & B7 2NO frontMont.schroef | CAF6-20M Auxiliary Contact | CAF6-20M Hilfsschalter 2S/0Ö Schraubanschluss, frontseitig anbaubar, | CAF6-20M Auxiliary Contact
GJL1201330R0008 | CAF6-20N | Active | 4013614148422 | 9.43 | 1 | 1 | stuk | Mini Contactors (B6, B7) | BE31220 | SP (Control general) | stuk | B6 & B7 2NO frontMont.schroef | CAF6-20N Auxiliary Contact | CAF6-20N Hilfsschalter 2S/0Ö Schraubanschluss, frontseitig anbaubar, | CAF6-20N Auxiliary Contact
GJL1201330R0009 | CAF6-02K | Active | 4013614148354 | 9.43 | 1 | 1 | stuk | Mini Contactors (B6, B7) | BE31220 | SP (Control general) | stuk | K6 2NC frontMont.schroef | CAF6-02K Auxiliary Contact | CAF6-02K Hilfsschalter 0S/2Ö Schraubanschluss, frontseitig anbaubar, | CAF6-02K Auxiliary Contact
GJL1201330R0010 | CAF6-02E | Active | 4013614148385 | 9.43 | 1 | 1 | stuk | Mini Contactors (B6, B7) | BE31220 | SP (Control general) | stuk | B6 & B7 2NC frontMont.schroef | CAF6-02E Auxiliary Contact | CAF6-02E Hilfsschalter 0S/2Ö Schraubanschluss, frontseitig anbaubar, | CAF6-02E Auxiliary Contact
GJL1201330R0011 | CAF6-02M | Active | 4013614148408 | 9.43 | 1 | 1 | stuk | Mini Contactors (B6, B7) | BE31220 | SP (Control general) | stuk | B6 & B7 2NC frontMont.schroef | CAF6-02M Auxiliary Contact | CAF6-02M Hilfsschalter 0S/2Ö Schraubanschluss, frontseitig anbaubar, | CAF6-02M Auxiliary Contact
GJL1201330R0012 | CAF6-02N | Active | 4013614148415 | 9.43 | 1 | 1 | stuk | Mini Contactors (B6, B7) | BE31220 | SP (Control general) | stuk | B6 & B7 2NC frontMont.schroef | CAF6-02N Auxiliary Contact | CAF6-02N Hilfsschalter 0S/2Ö Schraubanschluss, frontseitig anbaubar, | CAF6-02N Auxiliary Contact
GJL1201902R0001 | LB6 | Active | 4013614051074 | 17.05 | 1 | 1 | stuk | Mini Contactors (B6, B7) | BE31220 | SP (Control general) | stuk | Soldeer basisMini-cont.oren | LB6 Soldering Socket | LB6 Lötstecksockel 5-polig | LB6 Soldering Socket
GJL1201903R0001 | LB6-CA | Active | 4013614051081 | 6.79 | 1 | 1 | stuk | Mini Contactors (B6, B7) | BE31220 | SP (Control general) | stuk | Soldeer basisMini-cont.oren | Plaque à souder Mini-contacteurs | LB6-CA Lötstecksockel 2-polig | LB6-CA Soldering Socket
GJL1201904R0001 | BN6 | Active | 4013614051098 | 17.05 | 1 | 50 | stuk | Mini Contactors (B6, B7) | BE31220 | SP (Control general) | stuk | PlunjerMini-cont.oren h,matige Bedien. | Manette Mini-contacteurs Pour commande manuel | BN6 Stößel für Kleinschütze VPE 50 Stück | BN6 Plunger
GJL1201908R0001 | BSM6-30 | Active | 4013614140631 | 12.67 | 1 | 1 | stuk | Mini Contactors (B6, B7) | BE31220 | SP (Control general) | stuk | VerbindingsstukMini-cont.oren Omkeer | BSM6-30 Connecting Link | BSM6-30 Wendeverbinder Querschnitt 1,8mm | BSM6-30 Connecting Link
GJL1211001R0011 | B6-30-01-01 | Active | 4013614051135 | 29.85 | 1 | 1 | stuk | Mini Contactors (B6, B7) | BE31220 | SP (Control general) | stuk | MiniB6 3P 1NC 24V | Mini magneetschakelaar | B6-30-01-01 Kleinschütz 24V 40-450Hz | B6-30-01-01 Mini Contactor 24V 40-450Hz
GJL1211001R0012 | B6-30-01-02 | Active | 4013614051142 | 29.85 | 1 | 1 | stuk | Mini Contactors (B6, B7) | BE31220 | SP (Control general) | stuk | MiniB6 3P 1NC 42V | Mini contacteur Série B6 3P, 1NC, 42V | B6-30-01-02 Kleinschütz 42V 40-450Hz | B6-30-01-02 Mini Contactor 42V 40-450Hz
GJL1211001R0013 | B6-30-01-03 | Active | 4013614051159 | 29.85 | 1 | 1 | stuk | Mini Contactors (B6, B7) | BE31220 | SP (Control general) | stuk | MiniB6 3P 1NC 48V | Mini magneetschakelaar | B6-30-01-03 Kleinschütz 48V 40-450Hz | B6-30-01-03 Mini Contactor 48V 40-450Hz
GJL1211001R0101 | B6-30-10-01 | Active | 4013614051210 | 29.85 | 1 | 1 | stuk | Mini Contactors (B6, B7) | BE31220 | SP (Control general) | stuk | MiniB6 3P 1NO 24V | Mini magneetschakelaar | B6-30-10-01 Kleinschütz 24V 40-450Hz | B6-30-10-01 Mini Contactor 24V 40-450Hz
GJL1211001R0102 | B6-30-10-02 | Active | 4013614051227 | 29.85 | 1 | 1 | stuk | Mini Contactors (B6, B7) | BE31220 | SP (Control general) | stuk | MiniB6 3P 1NO 42V | Mini contacteur Série B6 3P, 1NO, 42V | B6-30-10-02 Kleinschütz 42V 40-450Hz | B6-30-10-02 Mini Contactor 42V 40-450Hz
GJL1211001R0103 | B6-30-10-03 | Active | 4013614051234 | 29.85 | 1 | 1 | stuk | Mini Contactors (B6, B7) | BE31220 | SP (Control general) | stuk | MiniB6 3P 1NO 48V | Mini magneetschakelaar | B6-30-10-03 Kleinschütz 48V 40-450Hz | B6-30-10-03 Mini Contactor 48V 40-450Hz
GJL1211001R8010 | B6-30-01-80 | Active | 4013614153099 | 29.85 | 1 | 1 | stuk | Mini Contactors (B6, B7) | BE31220 | SP (Control general) | stuk | MiniB6 3P 1NC 220-240V | Mini-kontaktor 220V AC | B6-30-01-80 Kleinschütz 220-240V 40-450Hz | B6-30-01-80 Mini Contactor 220-240V 40-450Hz
GJL1211001R8014 | B6-30-01-84 | Active | 4013614156526 | 29.85 | 1 | 1 | stuk | Mini Contactors (B6, B7) | BE31220 | SP (Control general) | stuk | MiniB6 3P 1NC 110-127V | Mini contacteur Série B6 3P, 1NC, 110-127V | B6-30-01-84 Kleinschütz 110-127V 40-450Hz | B6-30-01-84 Mini Contactor 110-127V 40-450Hz
GJL1211001R8015 | B6-30-01-85 | Active | 4013614157127 | 29.85 | 1 | 1 | stuk | Mini Contactors (B6, B7) | BE31220 | SP (Control general) | stuk | MiniB6 3P 1NC 380-415V | MINI-CONTACTEUR 4kW | B6-30-01-85 Kleinschütz 380-415V 40-450Hz | B6-30-01-85 Mini Contactor 380-415V 40-450Hz
GJL1211001R8100 | B6-30-10-80 | Active | 4013614150647 | 29.85 | 1 | 1 | stuk | Mini Contactors (B6, B7) | BE31220 | SP (Control general) | stuk | MiniB6 3P 1NO 220-240V | Mini-contacteur 16A,2,2kW,1NF,racc. bo rnes | B6-30-10-80 Kleinschütz 220-240V 40-450Hz | B6-30-10-80 Mini Contactor 220-240V 40-450Hz
GJL1211001R8104 | B6-30-10-84 | Active | 4013614149825 | 29.85 | 1 | 1 | stuk | Mini Contactors (B6, B7) | BE31220 | SP (Control general) | stuk | MiniB6 3P 1NO 110-127V | Mini magneetschakelaar | B6-30-10-84 Kleinschütz 110-127V 40-450Hz | B6-30-10-84 Mini Contactor 110-127V 40-450Hz
GJL1211001R8105 | B6-30-10-85 | Active | 4013614149832 | 29.85 | 1 | 1 | stuk | Mini Contactors (B6, B7) | BE31220 | SP (Control general) | stuk | MiniB6 3P 1NO 380-415V | Mini magneetschakelaar | B6-30-10-85 Kleinschütz 380-415V 40-450Hz | B6-30-10-85 Mini Contactor 380-415V 40-450Hz
GJL1211003R0011 | B6-30-01-F-01 | Active | 4013614051364 | 29.85 | 1 | 1 | stuk | Mini Contactors (B6, B7) | BE31220 | SP (Control general) | stuk | MiniB6 3P 1NC faston 24V | Mini contacteur gamme (V)B(C) 6 - (V)B(C) 7 3p 1NC 24V 40/60Hz | B6-30-01-F-01 Kleinschütz 24V 40-450Hz | B6-30-01-F-01 Mini Contactor 24V 40-450Hz
GJL1211003R0101 | B6-30-10-F-01 | Active | 4013614051449 | 29.85 | 1 | 1 | stuk | Mini Contactors (B6, B7) | BE31220 | SP (Control general) | stuk | MiniB6 3P 1NO faston 24V | Mini magneetschakelaar | B6-30-10-F-01 Kleinschütz 24V 40-450Hz | B6-30-10-F-01 Mini Contactor 24V 40-450Hz
GJL1211003R0102 | B6-30-10-F-02 | Active | 4013614051456 | 31.77 | 1 | 1 | stuk | Mini Contactors (B6, B7) | BE31220 | SP (Control general) | stuk | MiniB6 3P 1NO faston 42V | Mini magneetschakelaar | B6-30-10-F-02 Kleinschütz 42V 40-450Hz | B6-30-10-F-02 Mini Contactor 42V 40-450Hz
GJL1211003R0103 | B6-30-10-F-03 | Active | 4013614051463 | 29.85 | 1 | 1 | stuk | Mini Contactors (B6, B7) | BE31220 | SP (Control general) | stuk | MiniB6 3P 1NO faston 48V | Mini contacteur Série B6 3P, 1NO, faston, 48V | B6-30-10-F-03 Kleinschütz 48V 40-450Hz | B6-30-10-F-03 Mini Contactor 48V 40-450Hz
GJL1211003R8010 | B6-30-01-F-80 | Active | 4013614153129 | 29.85 | 1 | 1 | stuk | Mini Contactors (B6, B7) | BE31220 | SP (Control general) | stuk | MiniB6 3P 1NC faston 220-240V | Mini contacteur 220..240V 50/60HZ | B6-30-01-F-80 Kleinschütz 220-240V 40-450Hz | B6-30-01-F-80 Mini Contactor 220-240V 40-450Hz
GJL1211003R8015 | B6-30-01-F-85 | Active | 4013614185694 | 29.85 | 1 | 1 | stuk | Mini Contactors (B6, B7) | BE31220 | SP (Control general) | stuk | MiniB6 3P 1NC faston 380-415V | Mini magneetschakelaar | B6-30-01-F-85 Kleinschütz 380-415V 40-450Hz | B6-30-01-F-85 Mini Contactor 380-415V 40-450Hz
GJL1211003R8100 | B6-30-10-F-80 | Active | 4013614153112 | 29.85 | 1 | 1 | stuk | Mini Contactors (B6, B7) | BE31220 | SP (Control general) | stuk | MiniB6 3P 1NO faston 220-240V | MINI MAGNEETSCHAKELAAR 220..240V 50/60 HZ | B6-30-10-F-80 Kleinschütz 220-240V 40-450Hz | B6-30-10-F-80 Mini Contactor 220-240V 40-450Hz
GJL1211003R8104 | B6-30-10-F-84 | Active | 4013614185717 | 29.85 | 1 | 1 | stuk | Mini Contactors (B6, B7) | BE31220 | SP (Control general) | stuk | MiniB6 3P 1NO faston 110-127V | Mini contacteur Série B6 3P, 1NO, faston, 110-127V | B6-30-10-F-84 Kleinschütz 110-127V 40-450Hz | B6-30-10-F-84 Mini Contactor 110-127V 40-450Hz
GJL1211003R8105 | B6-30-10-F-85 | Active | 4013614156557 | 29.85 | 1 | 1 | stuk | Mini Contactors (B6, B7) | BE31220 | SP (Control general) | stuk | MiniB6 3P 1NO faston 380-415V | Mini magneetschakelaar | B6-30-10-F-85 Kleinschütz 380-415V 40-450Hz | B6-30-10-F-85 Mini Contactor 380-415V 40-450Hz
GJL1211009R0011 | B6-30-01-P-01 | Active | 4013614051548 | 29.85 | 1 | 1 | stuk | Mini Contactors (B6, B7) | BE31220 | SP (Control general) | stuk | MiniB6 3P 1NC soldeerpin 24V | Mini contacteur gamme (V)B(C) 6 - (V)B(C) 7 3p 1NC 24V 40/60Hz | B6-30-01-P-01 Kleinschütz 24V 40-450Hz | B6-30-01-P-01 Mini Contactor 24V 40-450Hz
GJL1211009R0012 | B6-30-01-P-02 | Active | 4013614051555 | 29.85 | 1 | 1 | stuk | Mini Contactors (B6, B7) | BE31220 | SP (Control general) | stuk | MiniB6 3P 1NC soldeerpin 42V | Mini contacteur Série B6 3P, 1NC, soudable, 42V | B6-30-01-P-02 Kleinschütz 42V 40-450Hz | B6-30-01-P-02 Mini Contactor 42V 40-450Hz
GJL1211009R0013 | B6-30-01-P-03 | Active | 4013614051562 | 29.85 | 1 | 1 | stuk | Mini Contactors (B6, B7) | BE31220 | SP (Control general) | stuk | MiniB6 3P 1NC soldeerpin 48V | Mini contacteur Série B6 3P, 1NC, soudable, 48V | B6-30-01-P-03 Kleinschütz 48V 40-450Hz | B6-30-01-P-03 Mini Contactor 48V 40-450Hz
GJL1211009R0101 | B6-30-10-P-01 | Active | 4013614051623 | 29.85 | 1 | 1 | stuk | Mini Contactors (B6, B7) | BE31220 | SP (Control general) | stuk | MiniB6 3P 1NO soldeerpin 24V | Mini magneetschakelaar | B6-30-10-P-01 Kleinschütz 24V 40-450Hz | B6-30-10-P-01 Mini Contactor 24V 40-450Hz
GJL1211009R0102 | B6-30-10-P-02 | Active | 4013614051630 | 29.85 | 1 | 1 | stuk | Mini Contactors (B6, B7) | BE31220 | SP (Control general) | stuk | MiniB6 3P 1NO soldeerpin 42V | Mini contacteur Série B6 3P, 1NO, soudable, 42V | B6-30-10-P-02 Kleinschütz 42V 40-450Hz | B6-30-10-P-02 Mini Contactor 42V 40-450Hz
GJL1211009R0103 | B6-30-10-P-03 | Active | 4013614051647 | 29.85 | 1 | 1 | stuk | Mini Contactors (B6, B7) | BE31220 | SP (Control general) | stuk | MiniB6 3P 1NO soldeerpin 48V | Mini contacteur Série B6 3P, 1NO, soudable, 48V | B6-30-10-P-03 Kleinschütz 48V 40-450Hz | B6-30-10-P-03 Mini Contactor 48V 40-450Hz
GJL1211009R8010 | B6-30-01-P-80 | Active | 4013614153426 | 29.85 | 1 | 1 | stuk | Mini Contactors (B6, B7) | BE31220 | SP (Control general) | stuk | MiniB6 3P 1NC soldeerpin 220-240V | B6-30-01-P-80 Mini Contactor 220-240V 40-450Hz | B6-30-01-P-80 Kleinschütz 220-240V 40-450Hz | B6-30-01-P-80 Mini Contactor 220-240V 40-450Hz
GJL1211009R8015 | B6-30-01-P-85 | Active | 4013614155383 | 29.85 | 1 | 1 | stuk | Mini Contactors (B6, B7) | BE31220 | SP (Control general) | stuk | MiniB6 3P 1NC soldeerpin 380-415V | Mini magneetschakelaar B 6-30-01 P 380 VAC | B6-30-01-P-85 Kleinschütz 380-415V 40-450Hz | B6-30-01-P-85 Mini Contactor 380-415V 40-450Hz
GJL1211009R8100 | B6-30-10-P-80 | Active | 4013614153143 | 29.85 | 1 | 1 | stuk | Mini Contactors (B6, B7) | BE31220 | SP (Control general) | stuk | MiniB6 3P 1NO soldeerpin 220-240V | Mini magneetschakelaar | B6-30-10-P-80 Kleinschütz 220-240V 40-450Hz | B6-30-10-P-80 Mini Contactor 220-240V 40-450Hz
GJL1211009R8105 | B6-30-10-P-85 | Active | 4013614156618 | 29.85 | 1 | 1 | stuk | Mini Contactors (B6, B7) | BE31220 | SP (Control general) | stuk | MiniB6 3P 1NO soldeerpin 380-415V | B6-30-10-P-85 Mini Contactor 380-415V 40-450Hz | B6-30-10-P-85 Kleinschütz 380-415V 40-450Hz | B6-30-10-P-85 Mini Contactor 380-415V 40-450Hz
GJL1211201R0001 | B6-40-00-01 | Active | 4013614051760 | 29.85 | 1 | 1 | stuk | Mini Contactors (B6, B7) | BE31220 | SP (Control general) | stuk | B6-40-00-01Mini.Cont.24V 40-450Hz | Mini contacteur gamme (V)B(C) 6 - (V)B(C) 7 4p 24V 40/450Hz | B6-40-00-01 Kleinschütz 24V 40-450Hz | B6-40-00-01 Mini Contactor 24V 40-450Hz
GJL1211201R0002 | B6-40-00-02 | Active | 4013614051777 | 29.85 | 1 | 1 | stuk | Mini Contactors (B6, B7) | BE31220 | SP (Control general) | stuk | B6-40-00-02Mini.Cont.42V 40-450Hz | Mini magneetschakelaar | B6-40-00-02 Kleinschütz 42V 40-450Hz | B6-40-00-02 Mini Contactor 42V 40-450Hz
GJL1211201R8000 | B6-40-00-80 | Active | 4013614153105 | 29.85 | 1 | 1 | stuk | Mini Contactors (B6, B7) | BE31220 | SP (Control general) | stuk | MiniB6 4P 220-240V | MINI-MAGNEETSCHAKELAAR 220V | B6-40-00-80 Kleinschütz 220-240V 40-450Hz | B6-40-00-80 Mini Contactor 220-240V 40-450Hz
GJL1211201R8004 | B6-40-00-84 | Active | 4013614156564 | 29.85 | 1 | 1 | stuk | Mini Contactors (B6, B7) | BE31220 | SP (Control general) | stuk | MiniB6 4P 110-127V | Mini magneetschakelaar | B6-40-00-84 Kleinschütz 110-127V 40-450Hz | B6-40-00-84 Mini Contactor 110-127V 40-450Hz
GJL1211201R8005 | B6-40-00-85 | Active | 4013614156489 | 29.85 | 1 | 1 | stuk | Mini Contactors (B6, B7) | BE31220 | SP (Control general) | stuk | MiniB6 4P 380-415V | Mini magneetschakelaar | B6-40-00-85 Kleinschütz 380-415V 40-450Hz | B6-40-00-85 Mini Contactor 380-415V 40-450Hz
GJL1211203R0001 | B6-40-00-F-01 | Active | 4013614051913 | 29.85 | 1 | 1 | stuk | Mini Contactors (B6, B7) | BE31220 | SP (Control general) | stuk | MiniB6 4P faston 24V | Mini magneetschakelaar | B6-40-00-F-01 Kleinschütz 24V 40-450Hz | B6-40-00-F-01 Mini Contactor 24V 40-450Hz
GJL1211203R8000 | B6-40-00-F-80 | Active | 4013614153136 | 29.85 | 1 | 1 | stuk | Mini Contactors (B6, B7) | BE31220 | SP (Control general) | stuk | MiniB6 4P faston 220-240V | MINI-CONTACTEUR-220V | B6-40-00-F-80 Kleinschütz 220-240V 40-450Hz | B6-40-00-F-80 Mini Contactor 220-240V 40-450Hz
GJL1211203R8004 | B6-40-00-F-84 | Active | 4013614188329 | 31.77 | 1 | 1 | stuk | Mini Contactors (B6, B7) | BE31220 | SP (Control general) | stuk | MiniB6 4P faston 110-127V | Mini contacteur Série B6 4P, faston, 110-127V | B6-40-00-F-84 Kleinschütz 110-127V 40-450Hz | B6-40-00-F-84 Mini Contactor 110-127V 40-450Hz
GJL1211203R8005 | B6-40-00-F-85 | Active | 4013614189296 | 29.85 | 1 | 1 | stuk | Mini Contactors (B6, B7) | BE31220 | SP (Control general) | stuk | MiniB6 4P faston 380-415V | Mini contacteur Série B6 4P, faston, 380-415V | B6-40-00-F-85 Kleinschütz 380-415V 40-450Hz | B6-40-00-F-85 Mini Contactor 380-415V 40-450Hz
GJL1211209R0003 | B6-40-00-P-03 | Active | 4013614393211 | 31.55 | 1 | 1 | stuk | Mini Contactors (B6, B7) | BE31220 | SP (Control general) | stuk | B6-40-00-P-03 48V 40-450Hz | B6-40-00-P-03 Mini Contactor 48V 40-450Hz | B6-40-00-P-03 Kleinschütz 48V 40-450Hz | B6-40-00-P-03 Mini Contactor 48V 40-450Hz
GJL1211209R8000 | B6-40-00-P-80 | Active | 4013614156632 | 40.52 | 1 | 1 | stuk | Mini Contactors (B6, B7) | BE31220 | SP (Control general) | stuk | MiniB6 4P soldeerpin 220-240V | B6-40-00-P-80 Mini Contactor 220-240V 40-450Hz | B6-40-00-P-80 Kleinschütz 220-240V 40-450Hz | B6-40-00-P-80 Mini Contactor 220-240V 40-450Hz
GJL1211501R8000 | B6-22-00-80 | Active | 4013614152627 | 40.61 | 1 | 1 | stuk | Mini Contactors (B6, B7) | BE31220 | SP (Control general) | stuk | MiniB6 4P (2NO/2NC) 220-240V | B6-22-00-80 Mini Contactor 220-240V 40-450Hz | B6-22-00-80 Kleinschütz 220-240V 40-450Hz | B6-22-00-80 Mini Contactor 220-240V 40-450Hz
GJL1211509R0002 | B6-22-00-P-02 | Active | 4013614052231 | 43.12 | 1 | 1 | stuk | Mini Contactors (B6, B7) | BE31220 | SP (Control general) | stuk | MiniB6 4P (2NO/2NC) soldeerpin 42V | B6-22-00-P-02 Mini Contactor 42V 40-450Hz | B6-22-00-P-02 Kleinschütz 42V 40-450Hz | B6-22-00-P-02 Mini Contactor 42V 40-450Hz
GJL1211901R0011 | VB6-30-01-01 | Active | 4013614052293 | 85.14 | 1 | 1 | stuk | Mini Contactors (B6, B7) | BE31220 | SP (Control general) | stuk | VB6 3P 1NC 24V | Mini omkeercombinatie | VB6-30-01-01 Wendeschütz 24V 40-450Hz | VB6-30-01-01 Mini Rev.Contactor 24V 40-450Hz
GJL1211901R0012 | VB6-30-01-02 | Active | 4013614052309 | 85.14 | 1 | 1 | stuk | Mini Contactors (B6, B7) | BE31220 | SP (Control general) | stuk | VB6 3P 1NC 42V | Mini omkeercombinatie | VB6-30-01-02 Wendeschütz 42V 40-450Hz | VB6-30-01-02 Mini Rev.Contactor 42V 40-450Hz
GJL1211901R0013 | VB6-30-01-03 | Active | 4013614052316 | 85.14 | 1 | 1 | stuk | Mini Contactors (B6, B7) | BE31220 | SP (Control general) | stuk | VB6 3P 1NC 48V | Mini contacteur inverseur Série VB6 3P, 1NC, 48V | VB6-30-01-03 Wendeschütz 48V 40-450Hz | VB6-30-01-03 Mini Rev.Contactor 48V 40-450Hz
GJL1211901R0101 | VB6-30-10-01 | Active | 4013614052378 | 85.14 | 1 | 1 | stuk | Mini Contactors (B6, B7) | BE31220 | SP (Control general) | stuk | VB6 3P 1NO 24V | Mini omkeercombinatie | VB6-30-10-01 Wendeschütz 24V 40-450Hz | VB6-30-10-01 Mini Rev.Contactor 24V 40-450Hz
GJL1211901R0103 | VB6-30-10-03 | Active | 4013614052392 | 85.14 | 1 | 1 | stuk | Mini Contactors (B6, B7) | BE31220 | SP (Control general) | stuk | VB6 3P 1NO 48V | Mini contacteur inverseur Série VB6 3P, 1NO, 48V | VB6-30-10-03 Wendeschütz 48V 40-450Hz | VB6-30-10-03 Mini Rev.Contactor 48V 40-450Hz
GJL1211901R8010 | VB6-30-01-80 | Active | 4013614153167 | 85.14 | 1 | 1 | stuk | Mini Contactors (B6, B7) | BE31220 | SP (Control general) | stuk | VB6 3P 1NC 220-240V | Mini-inverseur 16A 2,2kW,1NF,racc. bor nes | VB6-30-01-80 Wendeschütz 220-240V 40-450Hz | VB6-30-01-80 Mini Rev.Contactor 220-240V 40-450Hz
GJL1211901R8014 | VB6-30-01-84 | Active | 4013614156519 | 85.14 | 1 | 1 | stuk | Mini Contactors (B6, B7) | BE31220 | SP (Control general) | stuk | VB6 3P 1NC 110-127V | Mini contacteur inverseur Série VB6 3P, 1NC, 110-127V | VB6-30-01-84 Wendeschütz 110-127V 40-450Hz | VB6-30-01-84 Mini Rev.Contactor 110-127V 40-450Hz
GJL1211901R8015 | VB6-30-01-85 | Active | 4013614189401 | 85.14 | 1 | 1 | stuk | Mini Contactors (B6, B7) | BE31220 | SP (Control general) | stuk | VB6 3P 1NC 380-415V | Mini omkeercombinatie | VB6-30-01-85 Wendeschütz 380-415V 40-450Hz | VB6-30-01-85 Mini Rev.Contactor 380-415V 40-450Hz
GJL1211901R8100 | VB6-30-10-80 | Active | 4013614153150 | 85.14 | 1 | 1 | stuk | Mini Contactors (B6, B7) | BE31220 | SP (Control general) | stuk | VB6 3P 1NO 220-240V | VB6-30-10-80 Mini Rev.Contactor 220-240V 40-450Hz | VB6-30-10-80 Wendeschütz 220-240V 40-450Hz | VB6-30-10-80 Mini Rev.Contactor 220-240V 40-450Hz
GJL1211901R8104 | VB6-30-10-84 | Active | 4013614156502 | 85.14 | 1 | 1 | stuk | Mini Contactors (B6, B7) | BE31220 | SP (Control general) | stuk | VB6 3P 1NO 110-127V | Mini contacteur inverseur Série VB6 3P, 1NO, 110-127V | VB6-30-10-84 Wendeschütz 110-127V 40-450Hz | VB6-30-10-84 Mini Rev.Contactor 110-127V 40-450Hz
GJL1211901R8105 | VB6-30-10-85 | Active | 4013614157394 | 85.14 | 1 | 1 | stuk | Mini Contactors (B6, B7) | BE31220 | SP (Control general) | stuk | VB6 3P 1NO 380-415V | Mini contacteur inverseur Série VB6 3P, 1NO, 380-415V | VB6-30-10-85 Wendeschütz 380-415V 40-450Hz | VB6-30-10-85 Mini Rev.Contactor 380-415V 40-450Hz
GJL1211903R0101 | VB6-30-10-F-01 | Active | 4013614052538 | 90.6 | 1 | 1 | stuk | Mini Contactors (B6, B7) | BE31220 | SP (Control general) | stuk | VB6 3P 1NO faston 24V | Mini contacteur inverseur Série VB6 3P, 1NO, faston, 24V | VB6-30-10-F-01 Wendeschütz 24V 40-450Hz | VB6-30-10-F-01 Mini Rev.Contactor 24V 40-450Hz
GJL1211903R8010 | VB6-30-01-F-80 | Active | 4013614153181 | 85.14 | 1 | 1 | stuk | Mini Contactors (B6, B7) | BE31220 | SP (Control general) | stuk | VB6 3P 1NC faston 220-240V | Mini omkeercombinatie | VB6-30-01-F-80 Wendeschütz 220-240V 40-450Hz | VB6-30-01-F-80 Mini Rev.Contactor 220-240V 40-450Hz
GJL1211903R8100 | VB6-30-10-F-80 | Active | 4013614153174 | 85.14 | 1 | 1 | stuk | Mini Contactors (B6, B7) | BE31220 | SP (Control general) | stuk | VB6 3P 1NO faston 220-240V | Mini omkeercombinatie | VB6-30-10-F-80 Wendeschütz 220-240V 40-450Hz | VB6-30-10-F-80 Mini Rev.Contactor 220-240V 40-450Hz
GJL1211909R0011 | VB6-30-01-P-01 | Active | 4013614052576 | 85.14 | 1 | 1 | stuk | Mini Contactors (B6, B7) | BE31220 | SP (Control general) | stuk | VB6 3P 1NC soldeerpin 24V | VB6-30-01-P-01 Mini Rev.Contactor 24V 40-450Hz | VB6-30-01-P-01 Wendeschütz 24V 40-450Hz | VB6-30-01-P-01 Mini Rev.Contactor 24V 40-450Hz
GJL1211909R0012 | VB6-30-01-P-02 | Active | 4013614052583 | 90.6 | 1 | 1 | stuk | Mini Contactors (B6, B7) | BE31220 | SP (Control general) | stuk | VB6 3P 1NC soldeerpin 42V | Mini contacteur inverseur Série VB6 3P, 1NC, soudable, 42V | VB6-30-01-P-02 Wendeschütz 42V 40-450Hz | VB6-30-01-P-02 Mini Rev.Contactor 42V 40-450Hz
GJL1211909R0101 | VB6-30-10-P-01 | Active | 4013614052637 | 85.14 | 1 | 1 | stuk | Mini Contactors (B6, B7) | BE31220 | SP (Control general) | stuk | VB6 3P 1NO soldeerpin 24V | Mini omkeercombinatie | VB6-30-10-P-01 Wendeschütz 24V 40-450Hz | VB6-30-10-P-01 Mini Rev.Contactor 24V 40-450Hz
GJL1211909R0102 | VB6-30-10-P-02 | Limited | 4013614193040 | 93.14 | 1 | 1 | stuk | Mini Contactors (B6, B7) | BE31220 | SP (Control general) | stuk | VB6 3P 1NO soldeerpin 42V | Mini contacteur inverseur Série VB6 3P, 1NO, soudable, 42V | VB6-30-10-P-02 Wendeschütz 42V 40-450Hz | VB6-30-10-P-02 Mini Rev.Contactor 42V 40-450Hz
GJL1211909R8010 | VB6-30-01-P-80 | Active | 4013614153198 | 85.14 | 1 | 1 | stuk | Mini Contactors (B6, B7) | BE31220 | SP (Control general) | stuk | VB6 3P 1NC soldeerpin 220-240V | VB6-30-01-P-80 Mini Rev.Contactor 220-240V 40-450Hz | VB6-30-01-P-80 Wendeschütz 220-240V 40-450Hz | VB6-30-01-P-80 Mini Rev.Contactor 220-240V 40-450Hz
GJL1211909R8100 | VB6-30-10-P-80 | Active | 4013614153204 | 85.14 | 1 | 1 | stuk | Mini Contactors (B6, B7) | BE31220 | SP (Control general) | stuk | VB6 3P 1NO soldeerpin 220-240V | Mini omkeercombinatie | VB6-30-10-P-80 Wendeschütz 220-240V 40-450Hz | VB6-30-10-P-80 Mini Rev.Contactor 220-240V 40-450Hz
GJL1211909R8105 | VB6-30-10-P-85 | Active | 4013614187742 | 85.14 | 1 | 1 | stuk | Mini Contactors (B6, B7) | BE31220 | SP (Control general) | stuk | VB6 3P 1NO soldeerpin 380-415V | Mini omkeercombinatie | VB6-30-10-P-85 Wendeschütz 380-415V 40-450Hz | VB6-30-10-P-85 Mini Rev.Contactor 380-415V 40-450Hz
GJL1211911R0011 | VB6A-30-01-01 | Active | 4013614130366 | 85.14 | 1 | 1 | stuk | Mini Contactors (B6, B7) | BE31220 | SP (Control general) | stuk | VB6 3P 1NC 24V veiligheidsblok | Mini omkeercombinatie | VB6A-30-01-01 Wendeschütz 24V 40-450Hz | VB6A-30-01-01 Mini Rev.Contactor 24V 40-450Hz
GJL1211911R0012 | VB6A-30-01-02 | Active | 4013614197413 | 85.14 | 1 | 1 | stuk | Mini Contactors (B6, B7) | BE31220 | SP (Control general) | stuk | VB6 3P 1NC 42V veiligheidsblok | Mini contacteur inverseur Série VB6 3P, 1NC, 42V, blocage de securité | VB6A-30-01-02 Wendeschütz 42V 40-450Hz | VB6A-30-01-02 Mini Rev.Contactor 42V 40-450Hz
GJL1211911R0013 | VB6A-30-01-03 | Active | 4013614152153 | 85.14 | 1 | 1 | stuk | Mini Contactors (B6, B7) | BE31220 | SP (Control general) | stuk | VB6 3P 1NC 48V veiligheidsblok | Mini contacteur inverseur Série VB6 3P, 1NC, 48V, blocage de securité | VB6A-30-01-03 Wendeschütz 48V 40-450Hz | VB6A-30-01-03 Mini Rev.Contactor 48V 40-450Hz
GJL1211911R0101 | VB6A-30-10-01 | Active | 4013614052705 | 85.14 | 1 | 1 | stuk | Mini Contactors (B6, B7) | BE31220 | SP (Control general) | stuk | VB6 3P 1NO 24V veiligheidsblok | Mini omkeercombinatie | VB6A-30-10-01 Wendeschütz 24V 40-450Hz | VB6A-30-10-01 Mini Rev.Contactor 24V 40-450Hz
GJL1211911R0102 | VB6A-30-10-02 | Active | 4013614052712 | 85.14 | 1 | 1 | stuk | Mini Contactors (B6, B7) | BE31220 | SP (Control general) | stuk | VB6 3P 1NO 42V veiligheidsblok | Mini contacteur inverseur Série VB6 3P, 1NO, 42V, blocage de securité | VB6A-30-10-02 Wendeschütz 42V 40-450Hz | VB6A-30-10-02 Mini Rev.Contactor 42V 40-450Hz
GJL1211911R8010 | VB6A-30-01-80 | Active | 4013614153228 | 85.14 | 1 | 1 | stuk | Mini Contactors (B6, B7) | BE31220 | SP (Control general) | stuk | VB6 3P 1NC 220-240V veiligheidsblok | Mini omkeercombinatie | VB6A-30-01-80 Wendeschütz 220-240V 40-450Hz | VB6A-30-01-80 Mini Rev.Contactor 220-240V 40-450Hz
GJL1211911R8015 | VB6A-30-01-85 | Active | 4013614189494 | 85.14 | 1 | 1 | stuk | Mini Contactors (B6, B7) | BE31220 | SP (Control general) | stuk | VB6 3P 1NC 380-415V veiligheidsblok | Mini contacteur inverseur Série VB6 3P, 1NC, 380-415V, blocage de securité | VB6A-30-01-85 Wendeschütz 380-415V 40-450Hz | VB6A-30-01-85 Mini Rev.Contactor 380-415V 40-450Hz
GJL1211911R8100 | VB6A-30-10-80 | Active | 4013614153211 | 85.14 | 1 | 1 | stuk | Mini Contactors (B6, B7) | BE31220 | SP (Control general) | stuk | VB6 3P 1NO 220-240V veiligheidsblok | Mini omkeercombinatie | VB6A-30-10-80 Wendeschütz 220-240V 40-450Hz | VB6A-30-10-80 Mini Rev.Contactor 220-240V 40-450Hz
GJL1211911R8105 | VB6A-30-10-85 | Active | 4013614156571 | 83.45 | 1 | 1 | stuk | Mini Contactors (B6, B7) | BE31220 | SP (Control general) | stuk | VB6 3P 1NO 380-415V veiligheidsblok | Mini contacteur inverseur Série VB6 3P, 1NO, 380-415V, blocage de securité | VB6A-30-10-85 Wendeschütz 380-415V 40-450Hz | VB6A-30-10-85 Mini Rev.Contactor 380-415V 40-450Hz
GJL1211919R0011 | VB6A-30-01-P-01 | Active | 4013614081972 | 85.14 | 1 | 1 | stuk | Mini Contactors (B6, B7) | BE31220 | SP (Control general) | stuk | VB6A-30-01-P-01Mini Rev.cont.or 24V 40-450Hz | Mini contacteur inverseur Série VB6 3P, 1NC, soudable, 24V, blocage de securité | VB6A-30-01-P-01 Wendeschütz 24V 40-450Hz | VB6A-30-01-P-01 Mini Rev.Contactor 24V 40-450Hz
GJL1211919R0101 | VB6A-30-10-P-01 | Active | 4013614052781 | 85.14 | 1 | 1 | stuk | Mini Contactors (B6, B7) | BE31220 | SP (Control general) | stuk | VB6A-30-10-P-01Mini Rev.cont.or 24V 40-450Hz | Mini contacteur inverseur gamme (V)B(C) 6 - (V)B(C) 7 3p 1NO 24V 40/60Hz | VB6A-30-10-P-01 Wendeschütz 24V 40-450Hz | VB6A-30-10-P-01 Mini Rev.Contactor 24V 40-450Hz
GJL1211919R8100 | VB6A-30-10-P-80 | Active | 4013614153266 | 85.14 | 1 | 1 | stuk | Mini Contactors (B6, B7) | BE31220 | SP (Control general) | stuk | MINI OMKEERCOMBINATIE | VB6A-30-10-P-80 Mini Rev.Contactor 220-240V 40-450Hz | VB6A-30-10-P-80 Wendeschütz 220-240V 40-450Hz | VB6A-30-10-P-80 Mini Rev.Contactor 220-240V 40-450Hz
GJL1211919R8105 | VB6A-30-10-P-85 | Active | 4013614189562 | 85.14 | 1 | 1 | stuk | Mini Contactors (B6, B7) | BE31220 | SP (Control general) | stuk | VB6 3P 1NO soldeerpin 380-415V veilighei | Mini contacteur inverseur Série VB6 3P, 1NO, soudable, 380-415V, blocage de | VB6A-30-10-P-85 Wendeschütz 380-415V 40-450Hz | VB6A-30-10-P-85 Mini Rev.Contactor 380-415V 40-450Hz
GJL1213001R0011 | BC6-30-01-01 | Active | 4013614052828 | 29.85 | 1 | 1 | stuk | Mini Contactors (B6, B7) | BE31220 | SP (Control general) | stuk | BC6 3P 1NC 24Vdc | Mini magneetschakelaar | BC6-30-01-01 Kleinschütz 24VDC | BC6-30-01-01 Mini Contactor 24VDC
GJL1213001R0012 | BC6-30-01-02 | Limited | 4013614052835 | 32.66 | 1 | 1 | stuk | Mini Contactors (B6, B7) | BE31220 | SP (Control general) | stuk | BC6 3P 1NC 42Vdc | Mini contacteur Série BC6 3P, 1NC, 42Vdc | BC6-30-01-02 Kleinschütz 42VDC | BC6-30-01-02 Mini Contactor 42VDC
GJL1213001R0013 | BC6-30-01-03 | Active | 4013614052842 | 29.85 | 1 | 1 | stuk | Mini Contactors (B6, B7) | BE31220 | SP (Control general) | stuk | BC6 3P 1NC 60Vdc | Mini contacteur Série BC6 3P, 1NC, 60Vdc | BC6-30-01-03 Kleinschütz 60VDC | BC6-30-01-03 Mini Contactor 60VDC
GJL1213001R0014 | BC6-30-01-04 | Active | 4013614052859 | 29.85 | 1 | 1 | stuk | Mini Contactors (B6, B7) | BE31220 | SP (Control general) | stuk | BC6 3P 1NC 110-125Vdc | Mini magneetschakelaar | BC6-30-01-04 Kleinschütz 110-125VDC | BC6-30-01-04 Mini Contactor 110-125VDC
GJL1213001R0015 | BC6-30-01-05 | Active | 4013614052866 | 29.85 | 1 | 1 | stuk | Mini Contactors (B6, B7) | BE31220 | SP (Control general) | stuk | BC6 3P 1NC 220-240Vdc | BC6-30-01-05 Mini Contactor 220-240VDC | BC6-30-01-05 Kleinschütz 220-240VDC | BC6-30-01-05 Mini Contactor 220-240VDC
GJL1213001R0017 | BC6-30-01-07 | Active | 4013614052873 | 29.85 | 1 | 1 | stuk | Mini Contactors (B6, B7) | BE31220 | SP (Control general) | stuk | BC6 3P 1NC 12Vdc | Mini contacteur gamme (V)B(C) 6 - (V)B(C) 7 3p 1NC 12Vdc | BC6-30-01-07 Kleinschütz 12VDC | BC6-30-01-07 Mini Contactor 12VDC
GJL1213001R0101 | BC6-30-10-01 | Active | 4013614052880 | 29.85 | 1 | 1 | stuk | Mini Contactors (B6, B7) | BE31220 | SP (Control general) | stuk | BC6 3P 1NO 24Vdc | BC6-30-10-01 Mini Contactor 24VDC | BC6-30-10-01 Kleinschütz 24VDC | BC6-30-10-01 Mini Contactor 24VDC
GJL1213001R0104 | BC6-30-10-04 | Active | 4013614052910 | 29.85 | 1 | 1 | stuk | Mini Contactors (B6, B7) | BE31220 | SP (Control general) | stuk | BC6 3P 1NO 110-125Vdc | Mini magneetschakelaar | BC6-30-10-04 Kleinschütz 110-125VDC | BC6-30-10-04 Mini Contactor 110-125VDC
GJL1213001R0105 | BC6-30-10-05 | Active | 4013614052927 | 29.85 | 1 | 1 | stuk | Mini Contactors (B6, B7) | BE31220 | SP (Control general) | stuk | BC6 3P 1NO 220-240Vdc | Mini magneetschakelaar | BC6-30-10-05 Kleinschütz 220-240VDC | BC6-30-10-05 Mini Contactor 220-240VDC
GJL1213001R0107 | BC6-30-10-07 | Active | 4013614052934 | 29.85 | 1 | 1 | stuk | Mini Contactors (B6, B7) | BE31220 | SP (Control general) | stuk | BC6 3P 1NO 12Vdc | Mini contacteur Série BC6 3P, 1NO, 12Vdc | BC6-30-10-07 Kleinschütz 12VDC | BC6-30-10-07 Mini Contactor 12VDC
GJL1213001R1016 | BC6-30-01-16 | Active | 4013614052941 | 32.91 | 1 | 1 | stuk | Mini Contactors (B6, B7) | BE31220 | SP (Control general) | stuk | BC6 3P 1NO 48Vdc | Mini contacteur Série BC6 3P, 1NO, 48Vdc | BC6-30-01-16 Kleinschütz 48VDC | BC6-30-01-16 Mini Contactor 48VDC
GJL1213001R1106 | BC6-30-10-16 | Active | 4013614052958 | 32.91 | 1 | 1 | stuk | Mini Contactors (B6, B7) | BE31220 | SP (Control general) | stuk | BC6 3P 1NO 48Vdc | Mini contacteur Série BC6 3P, 1NO, 48Vdc | BC6-30-10-16 Kleinschütz 48VDC | BC6-30-10-16 Mini Contactor 48VDC
GJL1213001R5011 | BC6-30-01-2.4-51 | Active | 4013614052996 | 29.85 | 1 | 1 | stuk | Mini Contactors (B6, B7) | BE31220 | SP (Control general) | stuk | BC6 3P 1NC 2.4W 17-32Vdc | Mini contacteur Série BC6 3P, 1NC, 2.4W, 17-32Vdc | BC6-30-01-2.4-51 Kleinschütz 17-32VDC, 2,4W | BC6-30-01-2.4-51 Mini Contactor 17-32VDC, 2.4W
GJL1213001R5101 | BC6-30-10-2.4-51 | Active | 4013614053009 | 29.85 | 1 | 1 | stuk | Mini Contactors (B6, B7) | BE31220 | SP (Control general) | stuk | BC6 3P 1NO 2.4W 17-32Vdc | MINI CONTACTEUR BC6-30-10-2,4 17-32V CC | BC6-30-10-2.4-51 Kleinschütz 17-32VDC, 2,4W | BC6-30-10-2.4-51 Mini Contactor 17-32VDC, 2.4W
GJL1213001R7011 | B6S-30-01-1.7-71 | Active | 4013614053016 | 29.85 | 1 | 1 | stuk | Mini Contactors (B6, B7) | BE31220 | SP (Control general) | stuk | BC6 3P 1NC 1.7W 24Vdc ontstoringsblok | Mini magneetschakelaar | B6S-30-01-1.7-71 Kleinschütz 24VDC, 1,7W | B6S-30-01-1.7-71 Mini Contactor 24VDC, 1.7W
GJL1213001R7012 | B6S-30-01-2.8-72 | Active | 4013614053023 | 29.85 | 1 | 1 | stuk | Mini Contactors (B6, B7) | BE31220 | SP (Control general) | stuk | BC6 3P 1NC 2.8W 17-32Vdc ontstoringsblok | CONTACTEUR B6S-30-01-2,8 17-32V DC | B6S-30-01-2.8-72 Kleinschütz 17-32VDC, 2,8W | B6S-30-01-2.8-72 Mini Contactor 17-32VDC, 2.8W
GJL1213001R7101 | B6S-30-10-1.7-71 | Active | 4013614053030 | 29.85 | 1 | 1 | stuk | Mini Contactors (B6, B7) | BE31220 | SP (Control general) | stuk | BC6 3P 1NO 1.7W 24Vdc ontstoringsblok | Mini magneetschakelaar | B6S-30-10-1.7-71 Kleinschütz 24VDC, 1,7W | B6S-30-10-1.7-71 Mini Contactor 24VDC, 1.7W
GJL1213001R7102 | B6S-30-10-2.8-72 | Active | 4013614053047 | 29.85 | 1 | 1 | stuk | Mini Contactors (B6, B7) | BE31220 | SP (Control general) | stuk | BC6 3P 1NO 2.8W 17-32Vdc ontstoringsblok | Mini contacteur Série BC6 3P, 1NO, 2.8W, 17-32Vdc, limiteur de surtension | B6S-30-10-2.8-72 Kleinschütz 17-32VDC, 2,8W | B6S-30-10-2.8-72 Mini Contactor 17-32VDC, 2.8W
GJL1213001R8011 | BC6-30-01-1.4-81 | Active | 4013614053061 | 41.35 | 1 | 1 | stuk | Mini Contactors (B6, B7) | BE31220 | SP (Control general) | stuk | BC6 3P 1NC 1.4W 24Vdc | MINI-CONTACTEUR 4kW BOBINE 24V DC/1.4 W | BC6-30-01-1.4-81 Kleinschütz 24VDC, 1,4W | BC6-30-01-1.4-81 Mini Contactor 24VDC, 1.4W
GJL1213001R8101 | BC6-30-10-1.4-81 | Active | 4013614053085 | 41.35 | 1 | 1 | stuk | Mini Contactors (B6, B7) | BE31220 | SP (Control general) | stuk | BC6 3P 1NO 1.4W 24Vdc | Minimagneetschakelaar driepolig 24Vdc 3,5W | BC6-30-10-1.4-81 Kleinschütz 24VDC, 1,4W | BC6-30-10-1.4-81 Mini Contactor 24VDC, 1.4W
GJL1213003R0011 | BC6-30-01-F-01 | Active | 4013614053108 | 29.85 | 1 | 1 | stuk | Mini Contactors (B6, B7) | BE31220 | SP (Control general) | stuk | BC6 3P 1NC faston 24Vdc | Mini contacteur Série BC6 3P, 1NC, faston, 24Vdc | BC6-30-01-F-01 Kleinschütz 24VDC | BC6-30-01-F-01 Mini Contactor 24VDC
GJL1213003R0101 | BC6-30-10-F-01 | Active | 4013614053160 | 29.85 | 1 | 1 | stuk | Mini Contactors (B6, B7) | BE31220 | SP (Control general) | stuk | BC6 3P 1NO faston 24Vdc | Mini magneetschakelaar | BC6-30-10-F-01 Kleinschütz 24VDC | BC6-30-10-F-01 Mini Contactor 24VDC
GJL1213003R0105 | BC6-30-10-F-05 | Active | 4013614053184 | 30.6 | 1 | 1 | stuk | Mini Contactors (B6, B7) | BE31220 | SP (Control general) | stuk | BC6 3P 1NO faston 220Vdc | Mini contacteur Série BC6 3P, 1NO, flat pin, 220Vdc | BC6-30-10-F-05 Kleinschütz 220-240VDC | BC6-30-10-F-05 Mini Contactor 220-240VDC
GJL1213003R0107 | BC6-30-10-F-07 | Active | 4013614053191 | 29.85 | 1 | 1 | stuk | Mini Contactors (B6, B7) | BE31220 | SP (Control general) | stuk | BC6 3P 1NO faston 12Vdc | Mini contacteur Série BC6 3P, 1NO, faston, 12Vdc | BC6-30-10-F-07 Kleinschütz 12VDC | BC6-30-10-F-07 Mini Contactor 12VDC
GJL1213003R1106 | BC6-30-10-F-16 | Active | 4013614053214 | 35.02 | 1 | 1 | stuk | Mini Contactors (B6, B7) | BE31220 | SP (Control general) | stuk | BC6 3P 1NO faston 48Vdc | Mini contacteur Série BC6 3P, 1NO, faston, 48Vdc | BC6-30-10-F-16 Kleinschütz 48VDC | BC6-30-10-F-16 Mini Contactor 48VDC
GJL1213003R5011 | BC6-30-01-F-2.4-51 | Active | 4013614053221 | 29.85 | 1 | 1 | stuk | Mini Contactors (B6, B7) | BE31220 | SP (Control general) | stuk | BC6 3P 1NC faston 2.4W 17-32Vdc | Mini contacteur Série BC6 3P, 1NC, faston, 2.4W, 17-32Vdc | BC6-30-01-F-2.4-51 Kleinschütz 17-32VDC, 2,4W | BC6-30-01-F-2.4-51 Mini Contactor 17-32VDC, 2.4W
GJL1213003R5101 | BC6-30-10-F-2.4-51 | Active | 4013614053238 | 29.85 | 1 | 1 | stuk | Mini Contactors (B6, B7) | BE31220 | SP (Control general) | stuk | BC6 3P 1NO faston 2.4W 17-32Vdc | Mini contacteur Série BC6 3P, 1NO, faston, 2.4W, 17-32Vdc | BC6-30-10-F-2.4-51 Kleinschütz 17-32VDC, 2,4W | BC6-30-10-F-2.4-51 Mini Contactor 17-32VDC, 2.4W
GJL1213003R8011 | BC6-30-01-F-1.4-81 | Active | 4013614053245 | 29.85 | 1 | 1 | stuk | Mini Contactors (B6, B7) | BE31220 | SP (Control general) | stuk | BC6 3P 1NC faston 1.4W 24Vdc | Mini contacteur Série BC6 3P, 1NC, faston, 1.4W, 24Vdc | BC6-30-01-F-1.4-81 Kleinschütz 24VDC, 1,4W | BC6-30-01-F-1.4-81 Mini Contactor 24VDC, 1.4W
GJL1213003R8101 | BC6-30-10-F-1.4-81 | Active | 4013614053252 | 29.85 | 1 | 1 | stuk | Mini Contactors (B6, B7) | BE31220 | SP (Control general) | stuk | BC6 3P 1NO faston 1.4W 24Vdc | Mini contacteur Série BC6 3P, 1NO, faston, 1.4W, 24Vdc | BC6-30-10-F-1.4-81 Kleinschütz 24VDC, 1,4W | BC6-30-10-F-1.4-81 Mini Contactor 24VDC, 1.4W
GJL1213009R0011 | BC6-30-01-P-01 | Active | 4013614053276 | 29.85 | 1 | 1 | stuk | Mini Contactors (B6, B7) | BE31220 | SP (Control general) | stuk | BC6 3P 1NC soldeer pin 24Vdc | BC6-30-01-P-01 Mini Contactor 24VDC | BC6-30-01-P-01 Kleinschütz 24VDC | BC6-30-01-P-01 Mini Contactor 24VDC
GJL1213009R0017 | BC6-30-01-P-07 | Active | 4013614053320 | 29.85 | 1 | 1 | stuk | Mini Contactors (B6, B7) | BE31220 | SP (Control general) | stuk | BC6 3P 1NC soldeer pin 12Vdc | Mini contacteur Série BC6 3P, 1NC, soudable, 12Vdc | BC6-30-01-P-07 Kleinschütz 12VDC | BC6-30-01-P-07 Mini Contactor 12VDC
GJL1213009R0101 | BC6-30-10-P-01 | Active | 4013614053337 | 29.85 | 1 | 1 | stuk | Mini Contactors (B6, B7) | BE31220 | SP (Control general) | stuk | BC6 3P 1NO soldeer pin 24Vdc | Mini magneetschakelaar | BC6-30-10-P-01 Kleinschütz 24VDC | BC6-30-10-P-01 Mini Contactor 24VDC
GJL1213009R0107 | BC6-30-10-P-07 | Active | 4013614053382 | 29.85 | 1 | 1 | stuk | Mini Contactors (B6, B7) | BE31220 | SP (Control general) | stuk | BC6 3P 1NO soldeer pin 12Vdc | MINI CONTACTEUR BC6-30-10-P 12 V DC VERSION PRINT | BC6-30-10-P-07 Kleinschütz 12VDC | BC6-30-10-P-07 Mini Contactor 12VDC
GJL1213009R5011 | BC6-30-01-P-2.4-51 | Active | 4013614053405 | 29.74 | 1 | 1 | stuk | Mini Contactors (B6, B7) | BE31220 | SP (Control general) | stuk | BC6 3P 1NC soldeer pin 2.4W 17-32Vdc | Mini contacteur Série BC6 3P, 1NC, soudable, 2.4W, 17-32Vdc | BC6-30-01-P-2.4-51 Kleinschütz 17-32VDC, 2,4W | BC6-30-01-P-2.4-51 Mini Contactor 17-32VDC, 2.4W
GJL1213009R5101 | BC6-30-10-P-2.4-51 | Active | 4013614053412 | 29.85 | 1 | 1 | stuk | Mini Contactors (B6, B7) | BE31220 | SP (Control general) | stuk | BC6 3P 1NO soldeer pin 2.4W 17-32Vdc | Mini contacteur Série BC6 3P, 1NO, soudable, 2.4W, 17-32Vdc | BC6-30-10-P-2.4-51 Kleinschütz 17-32VDC, 2,4W | BC6-30-10-P-2.4-51 Mini Contactor 17-32VDC, 2.4W
GJL1213009R7011 | B6S-30-01-P-1.7-71 | Active | 4013614141362 | 39.51 | 1 | 1 | stuk | Mini Contactors (B6, B7) | BE31220 | SP (Control general) | stuk | 3P 1NC soldeer pin 1.7W 24Vdc ontstoringsblok | B6S-30-01-P-1.7-71 Mini Contactor 24VDC, 1.7W | B6S-30-01-P-1.7-71 Kleinschütz 24VDC, 1,7W | B6S-30-01-P-1.7-71 Mini Contactor 24VDC, 1.7W
GJL1213009R8011 | BC6-30-01-P-1.4-81 | Active | 4013614053429 | 29.85 | 1 | 1 | stuk | Mini Contactors (B6, B7) | BE31220 | SP (Control general) | stuk | BC6 3P 1NC soldeer pin 1.4W 24Vdc | Mini contacteur Série BC6 3P, 1NC, soudable, 1.4W, 24Vdc | BC6-30-01-P-1.4-81 Kleinschütz 24VDC, 1,4W | BC6-30-01-P-1.4-81 Mini Contactor 24VDC, 1.4W
GJL1213009R8101 | BC6-30-10-P-1.4-81 | Active | 4013614053436 | 29.85 | 1 | 1 | stuk | Mini Contactors (B6, B7) | BE31220 | SP (Control general) | stuk | BC6 3P 1NO soldeer pin 1.4W 24Vdc | Mini magneetschakelaar | BC6-30-10-P-1.4-81 Kleinschütz 24VDC, 1,4W | BC6-30-10-P-1.4-81 Mini Contactor 24VDC, 1.4W
GJL1213109R0104 | BC6-21-10-P-04 | Active | 4013614291180 | 60 | 1 | 1 | stuk | Mini Contactors (B6, B7) | BE31220 | SP (Control general) | stuk | BC6 3P (2NO1NC) 1NO soldeer pin 110-125Vdc | BC6-21-10-P-04 Mini Contactor 110-125VDC | BC6-21-10-P-04 Kleinschütz 110-125VDC | BC6-21-10-P-04 Mini Contactor 110-125VDC
GJL1213201R0001 | BC6-40-00-01 | Active | 4013614053450 | 29.85 | 1 | 1 | stuk | Mini Contactors (B6, B7) | BE31220 | SP (Control general) | stuk | BC6-40-00-01Mini.Cont.24VDC | BC6-40-00-01 Mini Contactor 24VDC | BC6-40-00-01 Kleinschütz 24VDC | BC6-40-00-01 Mini Contactor 24VDC
GJL1213201R8001 | BC6-40-00-1.4-81 | Active | 4013614053528 | 48.27 | 1 | 1 | stuk | Mini Contactors (B6, B7) | BE31220 | SP (Control general) | stuk | BC6 4P 1.4W 24Vdc | BC6-40-00-1.4-81 Mini Contactor 24VDC, 1.4W | BC6-40-00-1.4-81 Kleinschütz 24VDC, 1,4W | BC6-40-00-1.4-81 Mini Contactor 24VDC, 1.4W
GJL1213209R8001 | BC6-40-00-P-1.4-81 | Limited | 4013614053603 | 41.2 | 1 | 1 | stuk | Mini Contactors (B6, B7) | BE31220 | SP (Control general) | stuk | BC6 4P soldeer pin 1.4W 24Vdc | BC6-40-00-P-1.4-81 Mini Contactor 24VDC, 1.4W | 4P, soldering pin, 1.4W, 24Vdc | BC6-40-00-P-1.4-81 Mini Contactor 24VDC, 1.4W
GJL1213501R0007 | BC6-22-00-07 | Active | 4013614370182 | 23.47 | 1 | 1 | stuk | Mini Contactors (B6, B7) | BE31220 | SP (Control general) | stuk | BC6 4P (2NO2NC) 12Vdc | BC6-22-00-07 Mini Contactor 12VDC | BC6-22-00-07 Kleinschütz 12VDC | BC6-22-00-07 Mini Contactor 12VDC
GJL1213509R5001 | BC6-22-00-P-2.4-51 | Active | 4013614171529 | 37.65 | 1 | 1 | stuk | Mini Contactors (B6, B7) | BE31220 | SP (Control general) | stuk | BC6 4P (2NO2NC) soldeer pin 2.4W 17-32Vdc | BC6-22-00-P-2.4-51 Mini Contactor 17-32VDC, 2.4W | BC6-22-00-P-2.4-51 Kleinschütz 17-32VDC, 2,4W | BC6-22-00-P-2.4-51 Mini Contactor 17-32VDC, 2.4W
GJL1213901R0011 | VBC6-30-01-01 | Active | 4013614053689 | 93.68 | 1 | 1 | stuk | Mini Contactors (B6, B7) | BE31220 | SP (Control general) | stuk | Mini reversing VBC6 3P 1NC 24Vdc | VBC6-30-01-01 Mini Rev.Contactor 24VDC | VBC6-30-01-01 Wendeschütz 24VDC | VBC6-30-01-01 Mini Rev.Contactor 24VDC
GJL1213901R0014 | VBC6-30-01-04 | Active | 4013614139109 | 93.68 | 1 | 1 | stuk | Mini Contactors (B6, B7) | BE31220 | SP (Control general) | stuk | Mini reversing VBC6 3P 1NC 110Vdc | Mini contacteur inverseur gamme (V)B(C) 6 - (V)B(C) 7 3p 1NC 110Vdc | VBC6-30-01-04 Wendeschütz 110-125VDC | VBC6-30-01-04 Mini Rev.Contactor 110-125VDC
GJL1213901R0101 | VBC6-30-10-01 | Active | 4013614053696 | 93.68 | 1 | 1 | stuk | Mini Contactors (B6, B7) | BE31220 | SP (Control general) | stuk | Mini reversing VBC6 3P 1NO 24Vdc | Mini omkeercombinatie VBC6-30-10 24V D C | VBC6-30-10-01 Wendeschütz 24VDC | VBC6-30-10-01 Mini Rev.Contactor 24VDC
GJL1213901R0105 | VBC6-30-10-05 | Active | 4013614201806 | 93.68 | 1 | 1 | stuk | Mini Contactors (B6, B7) | BE31220 | SP (Control general) | stuk | Mini reversing VBC6 3P 1NO 220-240Vdc | Mini reversing contacteur Série VBC6 3P, 1NO, 220-240Vdc | VBC6-30-10-05 Wendeschütz 220-240VDC | VBC6-30-10-05 Mini Rev.Contactor 220-240VDC
GJL1213903R0011 | VBC6-30-01-F-01 | Active | 4013614053740 | 93.68 | 1 | 1 | stuk | Mini Contactors (B6, B7) | BE31220 | SP (Control general) | stuk | Mini reversing VBC6 3P 1NC faston 24Vdc | Mini reversing contacteur Série VBC6 3P, 1NC, faston, 24Vdc | VBC6-30-01-F-01 Wendeschütz 24VDC | VBC6-30-01-F-01 Mini Rev.Contactor 24VDC
GJL1213909R0011 | VBC6-30-01-P-01 | Active | 4013614053795 | 93.68 | 1 | 1 | stuk | Mini Contactors (B6, B7) | BE31220 | SP (Control general) | stuk | Mini reversing VBC6 3P 1NC soldeer pin 24Vdc | Mini contacteur inverseur Série VBC6 3P, 1NC, soudable, 24Vdc | VBC6-30-01-P-01 Wendeschütz 24VDC | VBC6-30-01-P-01 Mini Rev.Contactor 24VDC
GJL1213909R0101 | VBC6-30-10-P-01 | Active | 4013614053818 | 93.68 | 1 | 1 | stuk | Mini Contactors (B6, B7) | BE31220 | SP (Control general) | stuk | Mini reversing VBC6 3P 1NO soldeer pin 24Vdc | Mini reversing contacteur Série VBC6 3P, 1NO, soudable, 24Vdc | VBC6-30-10-P-01 Wendeschütz 24VDC | VBC6-30-10-P-01 Mini Rev.Contactor 24VDC
GJL1213909R7011 | VB6S-30-01-P1.7-71 | Active | 4013614401442 | 90.58 | 1 | 1 | stuk | Mini Contactors (B6, B7) | BE31220 | SP (Control general) | stuk | VB6S-30-01-P-1.7-71Mini Rev.24VDC 1.7W | VB6S-30-01-P-1.7-71 Mini Rev.Contactor 24VDC, 1.7W | 24VDC, 1.7W | VB6S-30-01-P-1.7-71 Mini Rev.Contactor 24VDC, 1.7W
GJL1213911R0011 | VBC6A-30-01-01 | Active | 4013614131424 | 93.68 | 1 | 1 | stuk | Mini Contactors (B6, B7) | BE31220 | SP (Control general) | stuk | VBC6A-30-01-01Mini Rev.cont.or 24VDC | Mini reversing contacteur Série VBC6 3P, 1NC, 24Vdc, blocage de sécurité | VBC6A-30-01-01 Wendeschütz 24VDC | VBC6A-30-01-01 Mini Rev.Contactor 24VDC
GJL1213911R0101 | VBC6A-30-10-01 | Active | 4013614053856 | 93.68 | 1 | 1 | stuk | Mini Contactors (B6, B7) | BE31220 | SP (Control general) | stuk | VBC6A-30-10-01Mini Rev.cont.or 24VDC | CONTACTEUR INVERSEUR VBC6A-30-10 24V CC | VBC6A-30-10-01 Wendeschütz 24VDC | VBC6A-30-10-01 Mini Rev.Contactor 24VDC
GJL1213919R0011 | VBC6A-30-01-P-01 | Active | 4013614053887 | 93.68 | 1 | 1 | stuk | Mini Contactors (B6, B7) | BE31220 | SP (Control general) | stuk | VBC6A-30-01-P01Mini Rev.cont.or 24VDC | Mini contacteur inverseur Série VBC6 3P, 1NC, soudable, 24Vdc, blocage de securité | VBC6A-30-01-P01 Wendeschütz 24VDC | VBC6A-30-01-P01 Mini Rev.Contactor 24VDC
GJL1213919R0101 | VBC6A-30-10-P-01 | Active | 4013614053894 | 93.68 | 1 | 1 | stuk | Mini Contactors (B6, B7) | BE31220 | SP (Control general) | stuk | VBC6A-30-10-P01Mini Rev.cont.or 24VDC | Mini contacteur inverseur Série VBC6 3P, 1NO, soudable, 24Vdc, blocage de securité | VBC6A-30-10-P01 Wendeschütz 24VDC | VBC6A-30-10-P01 Mini Rev.Contactor 24VDC
GJL1213919R5011 | VBC6A-30-01-P-2.4 | Active | 4013614171512 | 95.65 | 1 | 1 | stuk | Mini Contactors (B6, B7) | BE31220 | SP (Control general) | stuk | 3P 1NC soldeer pin 2.4W 17-32Vdc veiligheidsblok | VBC6A-30-01-P-2.4 Mini Rev.Contactor 17-32VDC, 2.4W | 3P, 1NC, soldering pin, 2.4W, 17-32Vdc, safety blocking | VBC6A-30-01-P-2.4 Mini Rev.Contactor 17-32VDC, 2.4W
GJL1213919R5101 | VBC6A-30-10-P-2.4 | Active | 4013614053900 | 91.62 | 1 | 1 | stuk | Mini Contactors (B6, B7) | BE31220 | SP (Control general) | stuk | VBC6A-30-10-P-2.4Mini Rev.cont.or 17-32VDC 2.4W | Mini reversing contacteur Série VBC6 3P, 1NO, soudable, 2.4W, 17-32Vdc, bloca | VBC6A-30-10-P-2.4 Wendeschütz 17-32VDC, 2,4W | VBC6A-30-10-P-2.4 Mini Rev.Contactor 17-32VDC, 2.4W
GJL1213919R7102 | VB6SA-30-10-P-2.8 | Active | 4013614156731 | 102.26 | 1 | 1 | stuk | Mini Contactors (B6, B7) | BE31220 | SP (Control general) | stuk | VB6SA-30-10-P-2.8Mini Rev.cont.or 17-32VDC 2.8W | Mini reversing contacteur Série VBC6 3P, 1NO, soudable, 2.8W, 17-32Vdc, bloca | VB6SA-30-10-P-2.8 Wendeschütz 17-32VDC, 2,8W | VB6SA-30-10-P-2.8 Mini Rev.Contactor 17-32VDC, 2.8W
GJL1311001R0011 | B7-30-01-01 | Active | 4013614156366 | 30.09 | 1 | 1 | stuk | Mini Contactors (B6, B7) | BE31220 | SP (Control general) | stuk | MiniB7 3P 1NC 24V | Mini magneetschakelaar | B7-30-01-01 Kleinschütz 24V 40-450Hz | B7-30-01-01 Mini Contactor 24V 40-450Hz
GJL1311001R0012 | B7-30-01-02 | Active | 4013614156625 | 30.09 | 1 | 1 | stuk | Mini Contactors (B6, B7) | BE31220 | SP (Control general) | stuk | MiniB7 3P 1NC 42V | Mini magneetschakelaar | B7-30-01-02 Kleinschütz 42V 40-450Hz | B7-30-01-02 Mini Contactor 42V 40-450Hz
GJL1311001R0013 | B7-30-01-03 | Active | 4013614157400 | 30.09 | 1 | 1 | stuk | Mini Contactors (B6, B7) | BE31220 | SP (Control general) | stuk | MiniB7 3P 1NC 48V | Mini contacteur Série B7 3P, 1NC, 48V | B7-30-01-03 Kleinschütz 48V 40-450Hz | B7-30-01-03 Mini Contactor 48V 40-450Hz
GJL1311001R0101 | B7-30-10-01 | Active | 4013614156397 | 30.09 | 1 | 1 | stuk | Mini Contactors (B6, B7) | BE31220 | SP (Control general) | stuk | MiniB7 3P 1NO 24V | Mini-contacteur 16A, 3kW,1NF,racc. bo rnes | B7-30-10-01 Kleinschütz 24V 40-450Hz | B7-30-10-01 Mini Contactor 24V 40-450Hz
GJL1311001R0102 | B7-30-10-02 | Active | 4013614187964 | 30.09 | 1 | 1 | stuk | Mini Contactors (B6, B7) | BE31220 | SP (Control general) | stuk | MiniB7 3P 1NO 42V | Mini contacteur Série B7 3P, 1NO, 42V | B7-30-10-02 Kleinschütz 42V 40-450Hz | B7-30-10-02 Mini Contactor 42V 40-450Hz
GJL1311001R0103 | B7-30-10-03 | Active | 4013614188688 | 30.09 | 1 | 1 | stuk | Mini Contactors (B6, B7) | BE31220 | SP (Control general) | stuk | MiniB7 3P 1NO 48V | Mini contacteur Série B7 3P, 1NO, 48V | B7-30-10-03 Kleinschütz 48V 40-450Hz | B7-30-10-03 Mini Contactor 48V 40-450Hz
GJL1311001R8010 | B7-30-01-80 | Active | 4013614152047 | 30.09 | 1 | 1 | stuk | Mini Contactors (B6, B7) | BE31220 | SP (Control general) | stuk | MiniB7 3P 1NC 220-240V | Mini magneetschakelaar | B7-30-01-80 Kleinschütz 220-240V 40-450Hz | B7-30-01-80 Mini Contactor 220-240V 40-450Hz
GJL1311001R8014 | B7-30-01-84 | Active | 4013614152511 | 30.09 | 1 | 1 | stuk | Mini Contactors (B6, B7) | BE31220 | SP (Control general) | stuk | MiniB7 3P 1NC 110-127V | Mini magneetschakelaar | B7-30-01-84 Kleinschütz 110-127V 40-450Hz | B7-30-01-84 Mini Contactor 110-127V 40-450Hz
GJL1311001R8015 | B7-30-01-85 | Active | 4013614155031 | 30.09 | 1 | 1 | stuk | Mini Contactors (B6, B7) | BE31220 | SP (Control general) | stuk | MiniB7 3P 1NC 380-415V | Mini magneetschakelaar | B7-30-01-85 Kleinschütz 380-415V 40-450Hz | B7-30-01-85 Mini Contactor 380-415V 40-450Hz
GJL1311001R8100 | B7-30-10-80 | Active | 4013614150197 | 30.09 | 1 | 1 | stuk | Mini Contactors (B6, B7) | BE31220 | SP (Control general) | stuk | MiniB7 3P 1NO 220-240V | Mini-contacteur 16A, 3kW,1NF,racc. bo rnes | B7-30-10-80 Kleinschütz 220-240V 40-450Hz | B7-30-10-80 Mini Contactor 220-240V 40-450Hz
GJL1311001R8104 | B7-30-10-84 | Active | 4013614189586 | 30.09 | 1 | 1 | stuk | Mini Contactors (B6, B7) | BE31220 | SP (Control general) | stuk | MiniB7 3P 1NO 110-127V | Mini contacteur Série B7 3P, 1NO, 110-127V | B7-30-10-84 Kleinschütz 110-127V 40-450Hz | B7-30-10-84 Mini Contactor 110-127V 40-450Hz
GJL1311001R8105 | B7-30-10-85 | Active | 4013614155024 | 30.09 | 1 | 1 | stuk | Mini Contactors (B6, B7) | BE31220 | SP (Control general) | stuk | MiniB7 3P 1NO 380-415V | Mini magneetschakelaar | B7-30-10-85 Kleinschütz 380-415V 40-450Hz | B7-30-10-85 Mini Contactor 380-415V 40-450Hz
GJL1311003R0011 | B7-30-01-F-01 | Active | 4013614157424 | 30.09 | 1 | 1 | stuk | Mini Contactors (B6, B7) | BE31220 | SP (Control general) | stuk | MiniB7 3P 1NC faston 24V | Mini contacteur Série B7 3P, 1NC, faston, 24V | B7-30-01-F-01 Kleinschütz 24V 40-450Hz | B7-30-01-F-01 Mini Contactor 24V 40-450Hz
GJL1311003R0012 | B7-30-01-F-02 | Active | 4013614190858 | 30.09 | 1 | 1 | stuk | Mini Contactors (B6, B7) | BE31220 | SP (Control general) | stuk | MiniB7 3P 1NC faston 42V | Mini contacteur Série B7 3P, 1NC, faston, 42V | B7-30-01-F-02 Kleinschütz 42V 40-450Hz | B7-30-01-F-02 Mini Contactor 42V 40-450Hz
GJL1311003R0013 | B7-30-01-F-03 | Active | 4013614190865 | 30.09 | 1 | 1 | stuk | Mini Contactors (B6, B7) | BE31220 | SP (Control general) | stuk | MiniB7 3P 1NC faston 48V | Mini contacteur Série B7 3P, 1NC, faston, 48V | B7-30-01-F-03 Kleinschütz 48V 40-450Hz | B7-30-01-F-03 Mini Contactor 48V 40-450Hz
GJL1311003R0101 | B7-30-10-F-01 | Active | 4013614157417 | 30.09 | 1 | 1 | stuk | Mini Contactors (B6, B7) | BE31220 | SP (Control general) | stuk | MiniB7 3P 1NO faston 24V | Mini contacteur Série B7 3P, 1NO, faston, 24V | B7-30-10-F-01 Kleinschütz 24V 40-450Hz | B7-30-10-F-01 Mini Contactor 24V 40-450Hz
GJL1311003R0102 | B7-30-10-F-02 | Active | 4013614156830 | 30.09 | 1 | 1 | stuk | Mini Contactors (B6, B7) | BE31220 | SP (Control general) | stuk | MiniB7 3P 1NO faston 42V | Mini contacteur Série B7 3P, 1NO, faston, 42V | B7-30-10-F-02 Kleinschütz 42V 40-450Hz | B7-30-10-F-02 Mini Contactor 42V 40-450Hz
GJL1311003R0103 | B7-30-10-F-03 | Active | 4013614190841 | 30.09 | 1 | 1 | stuk | Mini Contactors (B6, B7) | BE31220 | SP (Control general) | stuk | MiniB7 3P 1NO faston 48V | Mini contacteur Série B7 3P, 1NO, faston, 48V | B7-30-10-F-03 Kleinschütz 48V 40-450Hz | B7-30-10-F-03 Mini Contactor 48V 40-450Hz
GJL1311003R8010 | B7-30-01-F-80 | Active | 4013614153853 | 30.09 | 1 | 1 | stuk | Mini Contactors (B6, B7) | BE31220 | SP (Control general) | stuk | MiniB7 3P 1NC faston 220-240V | Mini contacteur Série B7 3P, 1NC, faston, 220-240V | B7-30-01-F-80 Kleinschütz 220-240V 40-450Hz | B7-30-01-F-80 Mini Contactor 220-240V 40-450Hz
GJL1311003R8014 | B7-30-01-F-84 | Active | 4013614189609 | 30.09 | 1 | 1 | stuk | Mini Contactors (B6, B7) | BE31220 | SP (Control general) | stuk | MiniB7 3P 1NC faston 110-127V | Mini contacteur Série B7 3P, 1NC, faston, 110-127V | B7-30-01-F-84 Kleinschütz 110-127V 40-450Hz | B7-30-01-F-84 Mini Contactor 110-127V 40-450Hz
GJL1311003R8015 | B7-30-01-F-85 | Active | 4013614189616 | 30.09 | 1 | 1 | stuk | Mini Contactors (B6, B7) | BE31220 | SP (Control general) | stuk | MiniB7 3P 1NC faston 380-415V | Mini contacteur Série B7 3P, 1NC, faston, 380-415V | B7-30-01-F-85 Kleinschütz 380-415V 40-450Hz | B7-30-01-F-85 Mini Contactor 380-415V 40-450Hz
GJL1311003R8100 | B7-30-10-F-80 | Active | 4013614153846 | 30.09 | 1 | 1 | stuk | Mini Contactors (B6, B7) | BE31220 | SP (Control general) | stuk | MiniB7 3P 1NO faston 220-240V | Mini contacteur Série B7 3P, 1NO, faston, 220-240V | B7-30-10-F-80 Kleinschütz 220-240V 40-450Hz | B7-30-10-F-80 Mini Contactor 220-240V 40-450Hz
GJL1311003R8104 | B7-30-10-F-84 | Active | 4013614189623 | 30.09 | 1 | 1 | stuk | Mini Contactors (B6, B7) | BE31220 | SP (Control general) | stuk | MiniB7 3P 1NO faston 110-127V | Mini contacteur Série B7 3P, 1NO, faston, 110-127V | B7-30-10-F-84 Kleinschütz 110-127V 40-450Hz | B7-30-10-F-84 Mini Contactor 110-127V 40-450Hz
GJL1311003R8105 | B7-30-10-F-85 | Active | 4013614189630 | 30.09 | 1 | 1 | stuk | Mini Contactors (B6, B7) | BE31220 | SP (Control general) | stuk | MiniB7 3P 1NO faston 380-415V | Mini contacteur Série B7 3P, 1NO, faston, 380-415V | B7-30-10-F-85 Kleinschütz 380-415V 40-450Hz | B7-30-10-F-85 Mini Contactor 380-415V 40-450Hz
GJL1311009R0011 | B7-30-01-P-01 | Active | 4013614157431 | 30.09 | 1 | 1 | stuk | Mini Contactors (B6, B7) | BE31220 | SP (Control general) | stuk | MiniB7 3P 1NC soldeerpin 24V | Mini contacteur Série B7 3P, 1NC, soudable, 24V | B7-30-01-P-01 Kleinschütz 24V 40-450Hz | B7-30-01-P-01 Mini Contactor 24V 40-450Hz
GJL1311009R0012 | B7-30-01-P-02 | Active | 4013614190926 | 30.09 | 1 | 1 | stuk | Mini Contactors (B6, B7) | BE31220 | SP (Control general) | stuk | MiniB7 3P 1NC soldeerpin 42V | Mini contacteur Série B7 3P, 1NC, soudable, 42V | B7-30-01-P-02 Kleinschütz 42V 40-450Hz | B7-30-01-P-02 Mini Contactor 42V 40-450Hz
GJL1311009R0013 | B7-30-01-P-03 | Active | 4013614190933 | 30.09 | 1 | 1 | stuk | Mini Contactors (B6, B7) | BE31220 | SP (Control general) | stuk | MiniB7 3P 1NC soldeerpin 48V | Mini contacteur Série B7 3P, 1NC, soudable, 48V | B7-30-01-P-03 Kleinschütz 48V 40-450Hz | B7-30-01-P-03 Mini Contactor 48V 40-450Hz
GJL1311009R0101 | B7-30-10-P-01 | Active | 4013614189029 | 30.09 | 1 | 1 | stuk | Mini Contactors (B6, B7) | BE31220 | SP (Control general) | stuk | MiniB7 3P 1NO soldeerpin 24V | Mini contacteur Série B7 3P, 1NO, soudable, 24V | B7-30-10-P-01 Kleinschütz 24V 40-450Hz | B7-30-10-P-01 Mini Contactor 24V 40-450Hz
GJL1311009R0102 | B7-30-10-P-02 | Active | 4013614190902 | 30.09 | 1 | 1 | stuk | Mini Contactors (B6, B7) | BE31220 | SP (Control general) | stuk | MiniB7 3P 1NO soldeerpin 42V | Mini contacteur Série B7 3P, 1NO, soudable, 42V | B7-30-10-P-02 Kleinschütz 42V 40-450Hz | B7-30-10-P-02 Mini Contactor 42V 40-450Hz
GJL1311009R0103 | B7-30-10-P-03 | Active | 4013614190919 | 30.09 | 1 | 1 | stuk | Mini Contactors (B6, B7) | BE31220 | SP (Control general) | stuk | MiniB7 3P 1NO soldeerpin 48V | Mini contacteur Série B7 3P, 1NO, soudable, 48V | B7-30-10-P-03 Kleinschütz 48V 40-450Hz | B7-30-10-P-03 Mini Contactor 48V 40-450Hz
GJL1311009R8010 | B7-30-01-P-80 | Active | 4013614156359 | 30.09 | 1 | 1 | stuk | Mini Contactors (B6, B7) | BE31220 | SP (Control general) | stuk | MiniB7 3P 1NC soldeerpin 220-240V | Mini contacteur Série B7 3P, 1NC, soudable, 220-240V | B7-30-01-P-80 Kleinschütz 220-240V 40-450Hz | B7-30-01-P-80 Mini Contactor 220-240V 40-450Hz
GJL1311009R8014 | B7-30-01-P-84 | Active | 4013614189661 | 30.09 | 1 | 1 | stuk | Mini Contactors (B6, B7) | BE31220 | SP (Control general) | stuk | MiniB7 3P 1NC soldeerpin 110-127V | Mini contacteur Série B7 3P, 1NC, soudable, 110-127V | B7-30-01-P-84 Kleinschütz 110-127V 40-450Hz | B7-30-01-P-84 Mini Contactor 110-127V 40-450Hz
GJL1311009R8015 | B7-30-01-P-85 | Active | 4013614189678 | 30.09 | 1 | 1 | stuk | Mini Contactors (B6, B7) | BE31220 | SP (Control general) | stuk | MiniB7 3P 1NC soldeerpin 380-415V | Mini contacteur Série B7 3P, 1NC, soudable, 380-415V | B7-30-01-P-85 Kleinschütz 380-415V 40-450Hz | B7-30-01-P-85 Mini Contactor 380-415V 40-450Hz
GJL1311009R8100 | B7-30-10-P-80 | Active | 4013614156342 | 30.09 | 1 | 1 | stuk | Mini Contactors (B6, B7) | BE31220 | SP (Control general) | stuk | MiniB7 3P 1NO soldeerpin 220-240V | Mini magneetschakelaar | B7-30-10-P-80 Kleinschütz 220-240V 40-450Hz | B7-30-10-P-80 Mini Contactor 220-240V 40-450Hz
GJL1311009R8104 | B7-30-10-P-84 | Active | 4013614189685 | 30.09 | 1 | 1 | stuk | Mini Contactors (B6, B7) | BE31220 | SP (Control general) | stuk | MiniB7 3P 1NO soldeerpin 110-127V | Mini contacteur Série B7 3P, 1NO, soudable, 110-127V | B7-30-10-P-84 Kleinschütz 110-127V 40-450Hz | B7-30-10-P-84 Mini Contactor 110-127V 40-450Hz
GJL1311009R8105 | B7-30-10-P-85 | Active | 4013614189692 | 30.09 | 1 | 1 | stuk | Mini Contactors (B6, B7) | BE31220 | SP (Control general) | stuk | MiniB7 3P 1NO soldeerpin 380-415V | Mini contacteur Série B7 3P, 1NO, soudable, 380-415V | B7-30-10-P-85 Kleinschütz 380-415V 40-450Hz | B7-30-10-P-85 Mini Contactor 380-415V 40-450Hz
GJL1311201R0001 | B7-40-00-01 | Active | 4013614189593 | 30.09 | 1 | 1 | stuk | Mini Contactors (B6, B7) | BE31220 | SP (Control general) | stuk | B7-40-00-01Mini.Cont.24V 40-450Hz | Mini contacteur Série B7 4P, 24V | B7-40-00-01 Kleinschütz 24V 40-450Hz | B7-40-00-01 Mini Contactor 24V 40-450Hz
GJL1311201R0002 | B7-40-00-02 | Active | 4013614190827 | 30.09 | 1 | 1 | stuk | Mini Contactors (B6, B7) | BE31220 | SP (Control general) | stuk | B7-40-00-02Mini.Cont.42V 40-450Hz | Mini contacteur Série B7 4P, 42V | B7-40-00-02 Kleinschütz 42V 40-450Hz | B7-40-00-02 Mini Contactor 42V 40-450Hz
GJL1311201R0003 | B7-40-00-03 | Active | 4013614190834 | 30.09 | 1 | 1 | stuk | Mini Contactors (B6, B7) | BE31220 | SP (Control general) | stuk | B7-40-00-03Mini.Cont.48V 40-450Hz | Mini contacteur Série B7 4P, 48V | B7-40-00-03 Kleinschütz 48V 40-450Hz | B7-40-00-03 Mini Contactor 48V 40-450Hz
GJL1311201R8000 | B7-40-00-80 | Active | 4013614152399 | 30.09 | 1 | 1 | stuk | Mini Contactors (B6, B7) | BE31220 | SP (Control general) | stuk | MiniB7 4P 220-240V | Mini magneetschakelaar | B7-40-00-80 Kleinschütz 220-240V 40-450Hz | B7-40-00-80 Mini Contactor 220-240V 40-450Hz
GJL1311201R8004 | B7-40-00-84 | Active | 4013614188275 | 30.09 | 1 | 1 | stuk | Mini Contactors (B6, B7) | BE31220 | SP (Control general) | stuk | MiniB7 4P 110-127V | Mini contacteur Série B7 4P, 110-127V | B7-40-00-84 Kleinschütz 110-127V 40-450Hz | B7-40-00-84 Mini Contactor 110-127V 40-450Hz
GJL1311201R8005 | B7-40-00-85 | Active | 4013614187605 | 30.09 | 1 | 1 | stuk | Mini Contactors (B6, B7) | BE31220 | SP (Control general) | stuk | MiniB7 4P 380-415V | B7-40-00-85 Mini Contactor 380-415V 40-450Hz | B7-40-00-85 Kleinschütz 380-415V 40-450Hz | B7-40-00-85 Mini Contactor 380-415V 40-450Hz
GJL1311203R0001 | B7-40-00-F-01 | Active | 4013614190872 | 30.09 | 1 | 1 | stuk | Mini Contactors (B6, B7) | BE31220 | SP (Control general) | stuk | MiniB7 4P faston 24V | Mini contacteur Série B7 4P, faston, 24V | B7-40-00-F-01 Kleinschütz 24V 40-450Hz | B7-40-00-F-01 Mini Contactor 24V 40-450Hz
GJL1311203R0002 | B7-40-00-F-02 | Active | 4013614190889 | 32 | 1 | 1 | stuk | Mini Contactors (B6, B7) | BE31220 | SP (Control general) | stuk | MiniB7 4P faston 42V | Mini contacteur Série B7 4P, faston, 42V | B7-40-00-F-02 Kleinschütz 42V 40-450Hz | B7-40-00-F-02 Mini Contactor 42V 40-450Hz
GJL1311203R8000 | B7-40-00-F-80 | Active | 4013614150593 | 30.09 | 1 | 1 | stuk | Mini Contactors (B6, B7) | BE31220 | SP (Control general) | stuk | MiniB7 4P faston 220-240V | Mini magneetschakelaar | B7-40-00-F-80 Kleinschütz 220-240V 40-450Hz | B7-40-00-F-80 Mini Contactor 220-240V 40-450Hz
GJL1311203R8004 | B7-40-00-F-84 | Active | 4013614189647 | 32.3 | 1 | 1 | stuk | Mini Contactors (B6, B7) | BE31220 | SP (Control general) | stuk | MiniB7 4P faston 110-127V | Mini contacteur Série B7 4P, faston, 110-127V | B7-40-00-F-84 Kleinschütz 110-127V 40-450Hz | B7-40-00-F-84 Mini Contactor 110-127V 40-450Hz
GJL1311203R8005 | B7-40-00-F-85 | Active | 4013614189654 | 30.09 | 1 | 1 | stuk | Mini Contactors (B6, B7) | BE31220 | SP (Control general) | stuk | MiniB7 4P faston 380-415V | Mini contacteur Série B7 4P, faston, 380-415V | B7-40-00-F-85 Kleinschütz 380-415V 40-450Hz | B7-40-00-F-85 Mini Contactor 380-415V 40-450Hz
GJL1311209R8005 | B7-40-00-P-85 | Active | 4013614189715 | 36.59 | 1 | 1 | stuk | Mini Contactors (B6, B7) | BE31220 | SP (Control general) | stuk | MiniB7 4P soldeerpin 380-415V | B7-40-00-P-85 Mini Contactor 380-415V 40-450Hz | B7-40-00-P-85 Kleinschütz 380-415V 40-450Hz | B7-40-00-P-85 Mini Contactor 380-415V 40-450Hz
GJL1311501R0002 | B7-22-00-02 | Active | 4013614263774 | 34.62 | 1 | 1 | stuk | Mini Contactors (B6, B7) | BE31220 | SP (Control general) | stuk | MiniB7 4P (2NO/2NC) 42V | B7-22-00-02 Mini Contactor 42V 40-450Hz | B7-22-00-02 Kleinschütz 42V 40-450Hz | B7-22-00-02 Mini Contactor 42V 40-450Hz
GJL1311501R0003 | B7-22-00-03 | Active | 4013614285943 | 35.46 | 1 | 1 | stuk | Mini Contactors (B6, B7) | BE31220 | SP (Control general) | stuk | MiniB7 4P (2NO/2NC) 48V | Mini contacteur Série B7 4P (2NO/2NC), 48V | B7-22-00-03 Kleinschütz 48V 40-450Hz | B7-22-00-03 Mini Contactor 48V 40-450Hz
GJL1311509R0001 | B7-22-00-P-01 | Active | 4013614390319 | 36.59 | 1 | 1 | stuk | Mini Contactors (B6, B7) | BE31220 | SP (Control general) | stuk | Mini cont..B7-22-00-P-01 24V 40-450Hz | B7-22-00-P-01 Mini Contactor 24V 40-450Hz | B7-22-00-P-01 Kleinschütz 24V 40-450Hz | B7-22-00-P-01 Mini Contactor 24V 40-450Hz
GJL1311509R0003 | B7-22-00-P-03 | Active | 4013614351198 | 36.59 | 1 | 1 | stuk | Mini Contactors (B6, B7) | BE31220 | SP (Control general) | stuk | MiniB7 4P (2NO/2NC) soldeerpin 48V | B7-22-00-P-03 Mini Contactor 48V 40-400Hz | B7-22-00-P-03 Kleinschütz 48V 40-400Hz | B7-22-00-P-03 Mini Contactor 48V 40-400Hz
GJL1311901R0002 | VB7-40-00-02 | Active | 4013614394447 | 67.39 | 1 | 1 | stuk | Mini Contactors (B6, B7) | BE31220 | SP (Control general) | stuk | VB7 4P 42V | Mini contacteur inverseur Série VB7 4P, 42V | Mini reversing contactor VB7 range 4P, 42V | VB7-40-00-02 Mini Rev.Contactor 42V 40-450Hz
GJL1311901R0011 | VB7-30-01-01 | Active | 4013614191251 | 97.35 | 1 | 1 | stuk | Mini Contactors (B6, B7) | BE31220 | SP (Control general) | stuk | VB7 3P 1NC 24V | Mini contacteur inverseur gamme (V)B(C) 6 - (V)B(C) 7 3p 1NC 24V 40/60Hz | VB7-30-01-01 Wendeschütz 24V 40-450Hz | VB7-30-01-01 Mini Rev.Contactor 24V 40-450Hz
GJL1311901R0012 | VB7-30-01-02 | Active | 4013614188305 | 97.35 | 1 | 1 | stuk | Mini Contactors (B6, B7) | BE31220 | SP (Control general) | stuk | VB7 3P 1NC 42V | CONTACTEUR INVERSEUR 5,5 kW | VB7-30-01-02 Wendeschütz 42V 40-450Hz | VB7-30-01-02 Mini Rev.Contactor 42V 40-450Hz
GJL1311901R0013 | VB7-30-01-03 | Active | 4013614191268 | 97.35 | 1 | 1 | stuk | Mini Contactors (B6, B7) | BE31220 | SP (Control general) | stuk | VB7 3P 1NC 48V | Mini contacteur inverseur gamme ( V)B(C) 6 - (V)B(C) 7 3p 1NC 48V 40/60Hz | VB7-30-01-03 Wendeschütz 48V 40-450Hz | VB7-30-01-03 Mini Rev.Contactor 48V 40-450Hz
GJL1311901R0101 | VB7-30-10-01 | Active | 4013614185373 | 97.35 | 1 | 1 | stuk | Mini Contactors (B6, B7) | BE31220 | SP (Control general) | stuk | VB7 3P 1NO 24V | Mini contacteur inverseur Série VB7 3P, 1NO, 24V | VB7-30-10-01 Wendeschütz 24V 40-450Hz | VB7-30-10-01 Mini Rev.Contactor 24V 40-450Hz
GJL1311901R0102 | VB7-30-10-02 | Active | 4013614191237 | 97.35 | 1 | 1 | stuk | Mini Contactors (B6, B7) | BE31220 | SP (Control general) | stuk | VB7 3P 1NO 42V | Mini contacteur inverseur Série VB7 3P, 1NO, 42V | VB7-30-10-02 Wendeschütz 42V 40-450Hz | VB7-30-10-02 Mini Rev.Contactor 42V 40-450Hz
GJL1311901R8010 | VB7-30-01-80 | Active | 4013614155017 | 97.35 | 1 | 1 | stuk | Mini Contactors (B6, B7) | BE31220 | SP (Control general) | stuk | VB7 3P 1NC 220-240V | MINI CONTACTEUR-INVERSEUR | VB7-30-01-80 Wendeschütz 220-240V 40-450Hz | VB7-30-01-80 Mini Rev.Contactor 220-240V 40-450Hz
GJL1311901R8014 | VB7-30-01-84 | Active | 4013614155000 | 97.35 | 1 | 1 | stuk | Mini Contactors (B6, B7) | BE31220 | SP (Control general) | stuk | VB7 3P 1NC 110-127V | Mini contacteur inverseur gamme (V)B(C) 6 - (V)B(C) 7 3p 1NC 110/127V 40/450Hz | VB7-30-01-84 Wendeschütz 110-127V 40-450Hz | VB7-30-01-84 Mini Rev.Contactor 110-127V 40-450Hz
GJL1311901R8015 | VB7-30-01-85 | Active | 4013614189067 | 97.35 | 1 | 1 | stuk | Mini Contactors (B6, B7) | BE31220 | SP (Control general) | stuk | VB7 3P 1NC 380-415V | Mini contacteur inverseur Série VB7 3P, 1NC, 380-415V | VB7-30-01-85 Wendeschütz 380-415V 40-450Hz | VB7-30-01-85 Mini Rev.Contactor 380-415V 40-450Hz
GJL1311901R8100 | VB7-30-10-80 | Active | 4013614152870 | 97.35 | 1 | 1 | stuk | Mini Contactors (B6, B7) | BE31220 | SP (Control general) | stuk | VB7 3P 1NO 220-240V | Mini contacteur inverseur Série VB7 3P, 1NO, 220-240V | VB7-30-10-80 Wendeschütz 220-240V 40-450Hz | VB7-30-10-80 Mini Rev.Contactor 220-240V 40-450Hz
GJL1311909R0101 | VB7-30-10-P-01 | Active | 4013614191398 | 102.37 | 1 | 1 | stuk | Mini Contactors (B6, B7) | BE31220 | SP (Control general) | stuk | VB7 3P 1NO soldeerpin 24V | MINI CONTACTEUR-INVERSEUR | VB7-30-10-P-01 Wendeschütz 24V 40-450Hz | VB7-30-10-P-01 Mini Rev.Contactor 24V 40-450Hz
GJL1311909R8100 | VB7-30-10-P-80 | Active | 4013614191435 | 102.37 | 1 | 1 | stuk | Mini Contactors (B6, B7) | BE31220 | SP (Control general) | stuk | VB7 3P 1NO soldeerpin 220-240V | Mini contacteur inverseur Série VB7 3P, 1NO, soudable, 220-240V | VB7-30-10-P-80 Wendeschütz 220-240V 40-450Hz | VB7-30-10-P-80 Mini Rev.Contactor 220-240V 40-450Hz
GJL1311911R0011 | VB7A-30-01-01 | Active | 4013614157578 | 102.37 | 1 | 1 | stuk | Mini Contactors (B6, B7) | BE31220 | SP (Control general) | stuk | VB7 3P 1NC 24V veiligheidsblok | Mini contacteur inverseur Série VB7 3P, 1NC, 24V, blocage de securité | VB7A-30-01-01 Wendeschütz 24V 40-450Hz | VB7A-30-01-01 Mini Rev.Contactor 24V 40-450Hz
GJL1311911R0012 | VB7A-30-01-02 | Active | 4013614191701 | 102.37 | 1 | 1 | stuk | Mini Contactors (B6, B7) | BE31220 | SP (Control general) | stuk | VB7 3P 1NC 42V veiligheidsblok | Mini contacteur inverseur Série VB7 3P, 1NC, 42V, blocage de securité | VB7A-30-01-02 Wendeschütz 42V 40-450Hz | VB7A-30-01-02 Mini Rev.Contactor 42V 40-450Hz
GJL1311911R0013 | VB7A-30-01-03 | Active | 4013614188749 | 102.37 | 1 | 1 | stuk | Mini Contactors (B6, B7) | BE31220 | SP (Control general) | stuk | VB7 3P 1NC 48V veiligheidsblok | Mini contacteur inverseur Série VB7 3P, 1NC, 48V, blocage de securité | VB7A-30-01-03 Wendeschütz 48V 40-450Hz | VB7A-30-01-03 Mini Rev.Contactor 48V 40-450Hz
GJL1311911R0101 | VB7A-30-10-01 | Active | 4013614157462 | 102.37 | 1 | 1 | stuk | Mini Contactors (B6, B7) | BE31220 | SP (Control general) | stuk | VB7 3P 1NO 24V veiligheidsblok | Mini contacteur inverseur Série VB7 3P, 1NO, 24V, blocage de securité | VB7A-30-10-01 Wendeschütz 24V 40-450Hz | VB7A-30-10-01 Mini Rev.Contactor 24V 40-450Hz
GJL1311911R0102 | VB7A-30-10-02 | Active | 4013614191695 | 102.37 | 1 | 1 | stuk | Mini Contactors (B6, B7) | BE31220 | SP (Control general) | stuk | VB7 3P 1NO 42V veiligheidsblok | Mini contacteur inverseur Série VB7 3P, 1NO, 42V, blocage de securité | VB7A-30-10-02 Wendeschütz 42V 40-450Hz | VB7A-30-10-02 Mini Rev.Contactor 42V 40-450Hz
GJL1311911R0103 | VB7A-30-10-03 | Active | 4013614188718 | 102.37 | 1 | 1 | stuk | Mini Contactors (B6, B7) | BE31220 | SP (Control general) | stuk | VB7 3P 1NO 48V veiligheidsblok | Mini contacteur inverseur Série VB7 3P, 1NO, 48V, blocage de securité | VB7A-30-10-03 Wendeschütz 48V 40-450Hz | VB7A-30-10-03 Mini Rev.Contactor 48V 40-450Hz
GJL1311911R8010 | VB7A-30-01-80 | Active | 4013614155468 | 102.37 | 1 | 1 | stuk | Mini Contactors (B6, B7) | BE31220 | SP (Control general) | stuk | VB7 3P 1NC 220-240V veiligheidsblok | Mini contacteur inverseur Série VB7 3P, 1NC, 220-240V, blocage de securité | VB7A-30-01-80 Wendeschütz 220-240V 40-450Hz | VB7A-30-01-80 Mini Rev.Contactor 220-240V 40-450Hz
GJL1311911R8014 | VB7A-30-01-84 | Active | 4013614188756 | 102.37 | 1 | 1 | stuk | Mini Contactors (B6, B7) | BE31220 | SP (Control general) | stuk | VB7 3P 1NC 110-127V veiligheidsblok | Mini contacteur inverseur Série VB7 3P, 1NC, 110-127V, blocage de securité | VB7A-30-01-84 Wendeschütz 110-127V 40-450Hz | VB7A-30-01-84 Mini Rev.Contactor 110-127V 40-450Hz
GJL1311911R8015 | VB7A-30-01-85 | Active | 4013614188763 | 102.37 | 1 | 1 | stuk | Mini Contactors (B6, B7) | BE31220 | SP (Control general) | stuk | VB7 3P 1NC 380-415V veiligheidsblok | Mini contacteur inverseur Série VB7 3P, 1NC, 380-415V, blocage de securité | VB7A-30-01-85 Wendeschütz 380-415V 40-450Hz | VB7A-30-01-85 Mini Rev.Contactor 380-415V 40-450Hz
GJL1311911R8100 | VB7A-30-10-80 | Active | 4013614152887 | 102.37 | 1 | 1 | stuk | Mini Contactors (B6, B7) | BE31220 | SP (Control general) | stuk | VB7 3P 1NO 220-240V veiligheidsblok | Mini contacteur inverseur Série VB7 3P, 1NO, 220-240V, blocage de securité | VB7A-30-10-80 Wendeschütz 220-240V 40-450Hz | VB7A-30-10-80 Mini Rev.Contactor 220-240V 40-450Hz
GJL1311911R8104 | VB7A-30-10-84 | Active | 4013614188725 | 102.37 | 1 | 1 | stuk | Mini Contactors (B6, B7) | BE31220 | SP (Control general) | stuk | VB7 3P 1NO 110-127V veiligheidsblok | Mini contacteur inverseur Série VB7 3P, 1NO, 110-127V, blocage de securité | VB7A-30-10-84 Wendeschütz 110-127V 40-450Hz | VB7A-30-10-84 Mini Rev.Contactor 110-127V 40-450Hz
GJL1311911R8105 | VB7A-30-10-85 | Active | 4013614188732 | 102.37 | 1 | 1 | stuk | Mini Contactors (B6, B7) | BE31220 | SP (Control general) | stuk | VB7 3P 1NO 380-415V veiligheidsblok | Mini contacteur inverseur Série VB7 3P, 1NO, 380-415V, blocage de securité | VB7A-30-10-85 Wendeschütz 380-415V 40-450Hz | VB7A-30-10-85 Mini Rev.Contactor 380-415V 40-450Hz
GJL1311913R0011 | VB7A-30-01-F-01 | Active | 4013614191732 | 107.27 | 1 | 1 | stuk | Mini Contactors (B6, B7) | BE31220 | SP (Control general) | stuk | VB7A-30-01-F-01Mini Rev.cont.or 24V 40-450Hz | Mini contacteur inverseur Série VB7 3P, 1NC, faston, 24V, blocage de securité | VB7A-30-01-F-01 Wendeschütz 24V 40-450Hz | VB7A-30-01-F-01 Mini Rev.Contactor 24V 40-450Hz
GJL1311913R0012 | VB7A-30-01-F-02 | Limited | 4013614192098 | 117.35 | 1 | 1 | stuk | Mini Contactors (B6, B7) | BE31220 | SP (Control general) | stuk | VB7A-30-01-F-02Mini Rev.cont.or 42V 40-450Hz | Mini contacteur inverseur Série VB7 3P, 1NC, faston, 42V, blocage de securité | VB7A-30-01-F-02 Wendeschütz 42V 40-450Hz | VB7A-30-01-F-02 Mini Rev.Contactor 42V 40-450Hz
GJL1311913R0013 | VB7A-30-01-F-03 | Active | 4013614192104 | 110.41 | 1 | 1 | stuk | Mini Contactors (B6, B7) | BE31220 | SP (Control general) | stuk | VB7A-30-01-F-03Mini Rev.cont.or 48V 40-450Hz | Mini contacteur inverseur Série VB7 3P, 1NC, faston, 48V, blocage de securité | VB7A-30-01-F-03 Wendeschütz 48V 40-450Hz | VB7A-30-01-F-03 Mini Rev.Contactor 48V 40-450Hz
GJL1311913R0101 | VB7A-30-10-F-01 | Active | 4013614157479 | 107.27 | 1 | 1 | stuk | Mini Contactors (B6, B7) | BE31220 | SP (Control general) | stuk | VB7A-30-10-F-01Mini Rev.cont.or 24V 40-450Hz | Mini contacteur inverseur Série VB7 3P, 1NO, faston, 24V, blocage de securité | VB7A-30-10-F-01 Wendeschütz 24V 40-450Hz | VB7A-30-10-F-01 Mini Rev.Contactor 24V 40-450Hz
GJL1311913R0102 | VB7A-30-10-F-02 | Limited | 4013614191718 | 117.35 | 1 | 1 | stuk | Mini Contactors (B6, B7) | BE31220 | SP (Control general) | stuk | VB7A-30-10-F-02Mini Rev.cont.or 42V 40-450Hz | Mini contacteur inverseur Série VB7 3P, 1NO, faston, 42V, blocage de securité | VB7A-30-10-F-02 Wendeschütz 42V 40-450Hz | VB7A-30-10-F-02 Mini Rev.Contactor 42V 40-450Hz
GJL1311913R0103 | VB7A-30-10-F-03 | Active | 4013614191725 | 110.41 | 1 | 1 | stuk | Mini Contactors (B6, B7) | BE31220 | SP (Control general) | stuk | VB7A-30-10-F-03Mini Rev.cont.or 48V 40-450Hz | Mini contacteur inverseur Série VB7 3P, 1NO, faston, 48V, blocage de securité | VB7A-30-10-F-03 Wendeschütz 48V 40-450Hz | VB7A-30-10-F-03 Mini Rev.Contactor 48V 40-450Hz
GJL1311913R8010 | VB7A-30-01-F-80 | Active | 4013614192128 | 107.27 | 1 | 1 | stuk | Mini Contactors (B6, B7) | BE31220 | SP (Control general) | stuk | VB7A-30-01-F-80Mini Rev.cont.or 220-240V 40-450Hz | Mini contacteur inverseur Série VB7 3P, 1NC, faston, 220-240V, blocage de securité | VB7A-30-01-F-80 Wendeschütz 220-240V 40-450Hz | VB7A-30-01-F-80 Mini Rev.Contactor 220-240V 40-450Hz
GJL1311913R8014 | VB7A-30-01-F-84 | Active | 4013614192111 | 110.41 | 1 | 1 | stuk | Mini Contactors (B6, B7) | BE31220 | SP (Control general) | stuk | VB7A-30-01-F-84Mini Rev.cont.or 110-127V 40-450Hz | Mini contacteur inverseur Série VB7 3P, 1NC, faston, 110-127V, blocage de securité | VB7A-30-01-F-84 Wendeschütz 110-127V 40-450Hz | VB7A-30-01-F-84 Mini Rev.Contactor 110-127V 40-450Hz
GJL1311913R8015 | VB7A-30-01-F-85 | Active | 4013614192135 | 110.41 | 1 | 1 | stuk | Mini Contactors (B6, B7) | BE31220 | SP (Control general) | stuk | VB7A-30-01-F-85Mini Rev.cont.or 380-415V 40-450Hz | Mini contacteur inverseur Série VB7 3P, 1NC, faston, 380-415V, blocage de securité | VB7A-30-01-F-85 Wendeschütz 380-415V 40-450Hz | VB7A-30-01-F-85 Mini Rev.Contactor 380-415V 40-450Hz
GJL1311913R8100 | VB7A-30-10-F-80 | Active | 4013614157486 | 107.27 | 1 | 1 | stuk | Mini Contactors (B6, B7) | BE31220 | SP (Control general) | stuk | VB7A-30-10-F-80Mini Rev.cont.or 220-240V 40-450Hz | Mini contacteur inverseur Série VB7 3P, 1NO, faston, 220-240V, blocage de securité | VB7A-30-10-F-80 Wendeschütz 220-240V 40-450Hz | VB7A-30-10-F-80 Mini Rev.Contactor 220-240V 40-450Hz
GJL1311913R8104 | VB7A-30-10-F-84 | Active | 4013614189739 | 110.41 | 1 | 1 | stuk | Mini Contactors (B6, B7) | BE31220 | SP (Control general) | stuk | VB7A-30-10-F-84Mini Rev.cont.or 110-127V 40-450Hz | Mini contacteur inverseur Série VB7 3P, 1NO, faston, 110-127V, blocage de securité | VB7A-30-10-F-84 Wendeschütz 110-127V 40-450Hz | VB7A-30-10-F-84 Mini Rev.Contactor 110-127V 40-450Hz
GJL1311913R8105 | VB7A-30-10-F-85 | Active | 4013614189746 | 110.41 | 1 | 1 | stuk | Mini Contactors (B6, B7) | BE31220 | SP (Control general) | stuk | VB7A-30-10-F-85Mini Rev.cont.or 380-415V 40-450Hz | Mini contacteur inverseur Série VB7 3P, 1NO, faston, 380-415V, blocage de securité | VB7A-30-10-F-85 Wendeschütz 380-415V 40-450Hz | VB7A-30-10-F-85 Mini Rev.Contactor 380-415V 40-450Hz
GJL1311919R0011 | VB7A-30-01-P-01 | Active | 4013614157509 | 107.27 | 1 | 1 | stuk | Mini Contactors (B6, B7) | BE31220 | SP (Control general) | stuk | VB7A-30-01-P-01Mini Rev.cont.or 24V 40-450Hz | Mini contacteur inverseur Série VB7 3P, 1NC, soudable, 24V, blocage de securité | VB7A-30-01-P-01 Wendeschütz 24V 40-450Hz | VB7A-30-01-P-01 Mini Rev.Contactor 24V 40-450Hz
GJL1311919R0012 | VB7A-30-01-P-02 | Active | 4013614192517 | 114.15 | 1 | 1 | stuk | Mini Contactors (B6, B7) | BE31220 | SP (Control general) | stuk | VB7A-30-01-P-02Mini Rev.cont.or 42V 40-450Hz | Mini contacteur inverseur Série VB7 3P, 1NC, soudable, 42V, blocage de securité | VB7A-30-01-P-02 Wendeschütz 42V 40-450Hz | VB7A-30-01-P-02 Mini Rev.Contactor 42V 40-450Hz
GJL1311919R0013 | VB7A-30-01-P-03 | Active | 4013614192524 | 107.27 | 1 | 1 | stuk | Mini Contactors (B6, B7) | BE31220 | SP (Control general) | stuk | VB7A-30-01-P-03Mini Rev.cont.or 48V 40-450Hz | Mini contacteur inverseur Série VB7 3P, 1NC, soudable, 48V, blocage de securité | VB7A-30-01-P-03 Wendeschütz 48V 40-450Hz | VB7A-30-01-P-03 Mini Rev.Contactor 48V 40-450Hz
GJL1311919R0101 | VB7A-30-10-P-01 | Active | 4013614157493 | 107.27 | 1 | 1 | stuk | Mini Contactors (B6, B7) | BE31220 | SP (Control general) | stuk | VB7A-30-10-P-01Mini Rev.cont.or 24V 40-450Hz | Mini contacteur inverseur Série VB7 3P, 1NO, soudable, 24V, blocage de securité | VB7A-30-10-P-01 Wendeschütz 24V 40-450Hz | VB7A-30-10-P-01 Mini Rev.Contactor 24V 40-450Hz
GJL1311919R0102 | VB7A-30-10-P-02 | Active | 4013614192142 | 114.15 | 1 | 1 | stuk | Mini Contactors (B6, B7) | BE31220 | SP (Control general) | stuk | VB7A-30-10-P-02Mini Rev.cont.or 42V 40-450Hz | Mini contacteur inverseur Série VB7 3P, 1NO, soudable, 42V, blocage de securité | VB7A-30-10-P-02 Wendeschütz 42V 40-450Hz | VB7A-30-10-P-02 Mini Rev.Contactor 42V 40-450Hz
GJL1311919R0103 | VB7A-30-10-P-03 | Active | 4013614192166 | 107.27 | 1 | 1 | stuk | Mini Contactors (B6, B7) | BE31220 | SP (Control general) | stuk | VB7A-30-10-P-03Mini Rev.cont.or 48V 40-450Hz | Mini contacteur inverseur Série VB7 3P, 1NO, soudable, 48V, blocage de securité | VB7A-30-10-P-03 Wendeschütz 48V 40-450Hz | VB7A-30-10-P-03 Mini Rev.Contactor 48V 40-450Hz
GJL1311919R8100 | VB7A-30-10-P-80 | Active | 4013614189753 | 107.27 | 1 | 1 | stuk | Mini Contactors (B6, B7) | BE31220 | SP (Control general) | stuk | VB7A-30-10-P-80Mini Rev.cont.or 220-240V 40-450Hz | Mini contacteur inverseur Série VB7 3P, 1NO, soudable, 220-240V, blocage de securité | VB7A-30-10-P-80 Wendeschütz 220-240V 40-450Hz | VB7A-30-10-P-80 Mini Rev.Contactor 220-240V 40-450Hz
GJL1313001R0011 | BC7-30-01-01 | Active | 4013614152603 | 30.09 | 1 | 1 | stuk | Mini Contactors (B6, B7) | BE31220 | SP (Control general) | stuk | BC7 3P 1NC 24Vdc | Mini magneetschakelaar | BC7-30-01-01 Kleinschütz 24VDC | BC7-30-01-01 Mini Contactor 24VDC
GJL1313001R0012 | BC7-30-01-02 | Active | 4013614190964 | 32 | 1 | 1 | stuk | Mini Contactors (B6, B7) | BE31220 | SP (Control general) | stuk | BC7 3P 1NC 42Vdc | Mini contacteur Série BC7 3P, 1NC, 42Vdc | BC7-30-01-02 Kleinschütz 42VDC | BC7-30-01-02 Mini Contactor 42VDC
GJL1313001R0013 | BC7-30-01-03 | Active | 4013614190971 | 30.09 | 1 | 1 | stuk | Mini Contactors (B6, B7) | BE31220 | SP (Control general) | stuk | BC7 3P 1NC 60Vdc | Mini contacteur Série BC7 3P, 1NC, 60Vdc | BC7-30-01-03 Kleinschütz 60VDC | BC7-30-01-03 Mini Contactor 60VDC
GJL1313001R0015 | BC7-30-01-05 | Active | 4013614152382 | 30.09 | 1 | 1 | stuk | Mini Contactors (B6, B7) | BE31220 | SP (Control general) | stuk | BC7 3P 1NC 220Vdc | Mini contacteur Série BC7 3P, 1NC, 220Vdc | BC7-30-01-05 Kleinschütz 220-240VDC | BC7-30-01-05 Mini Contactor 220-240VDC
GJL1313001R0017 | BC7-30-01-07 | Active | 4013614223877 | 30.09 | 1 | 1 | stuk | Mini Contactors (B6, B7) | BE31220 | SP (Control general) | stuk | BC7 3P 1NC 12Vdc | Mini contacteur gamme (V)B(C) 6 - (V)B(C) 7 3p 1NC 12Vdc | BC7-30-01-07 Kleinschütz 12VDC | BC7-30-01-07 Mini Contactor 12VDC
GJL1313001R0101 | BC7-30-10-01 | Active | 4013614150159 | 30.09 | 1 | 1 | stuk | Mini Contactors (B6, B7) | BE31220 | SP (Control general) | stuk | BC7 3P 1NO 24Vdc | Mini magneetschakelaar | BC7-30-10-01 Kleinschütz 24VDC | BC7-30-10-01 Mini Contactor 24VDC
GJL1313001R0102 | BC7-30-10-02 | Active | 4013614262432 | 32 | 1 | 1 | stuk | Mini Contactors (B6, B7) | BE31220 | SP (Control general) | stuk | BC7 3P 1NO 42Vdc | Mini contacteur Série BC7 3P, 1NO, 42Vdc | BC7-30-10-02 Kleinschütz 42VDC | BC7-30-10-02 Mini Contactor 42VDC
GJL1313001R0103 | BC7-30-10-03 | Active | 4013614190940 | 30.09 | 1 | 1 | stuk | Mini Contactors (B6, B7) | BE31220 | SP (Control general) | stuk | BC7 3P 1NO 60Vdc | Mini contacteur Série BC7 3P, 1NO, 60Vdc | BC7-30-10-03 Kleinschütz 60VDC | BC7-30-10-03 Mini Contactor 60VDC
GJL1313001R0104 | BC7-30-10-04 | Active | 4013614189838 | 30.09 | 1 | 1 | stuk | Mini Contactors (B6, B7) | BE31220 | SP (Control general) | stuk | BC7 3P 1NC 110-125Vdc | Mini contacteur Série BC7 3P, 1NC, 110-125Vdc | BC7-30-10-04 Kleinschütz 110-125VDC | BC7-30-10-04 Mini Contactor 110-125VDC
GJL1313001R0105 | BC7-30-10-05 | Active | 4013614152375 | 30.09 | 1 | 1 | stuk | Mini Contactors (B6, B7) | BE31220 | SP (Control general) | stuk | BC7 3P 1NO 220Vdc | Mini contacteur Série BC7 3P, 1NO, 220Vdc | BC7-30-10-05 Kleinschütz 220-240VDC | BC7-30-10-05 Mini Contactor 220-240VDC
GJL1313001R0107 | BC7-30-10-07 | Active | 4013614189098 | 30.09 | 1 | 1 | stuk | Mini Contactors (B6, B7) | BE31220 | SP (Control general) | stuk | BC7 3P 1NO 12Vdc | Mini contacteur Série BC7 3P, 1NO, 12Vdc | BC7-30-10-07 Kleinschütz 12VDC | BC7-30-10-07 Mini Contactor 12VDC
GJL1313001R1016 | BC7-30-01-16 | Active | 4013614188701 | 31.57 | 1 | 1 | stuk | Mini Contactors (B6, B7) | BE31220 | SP (Control general) | stuk | BC7 3P 1NC 48Vdc | Mini contacteur Série BC7 3P, 1NC, 48Vdc | BC7-30-01-16 Kleinschütz 48VDC | BC7-30-01-16 Mini Contactor 48VDC
GJL1313001R1106 | BC7-30-10-16 | Active | 4013614188695 | 31.57 | 1 | 1 | stuk | Mini Contactors (B6, B7) | BE31220 | SP (Control general) | stuk | BC7 3P 1NO 48Vdc | Mini contacteur Série BC7 3P, 1NO, 48Vdc | BC7-30-10-16 Kleinschütz 48VDC | BC7-30-10-16 Mini Contactor 48VDC
GJL1313001R5011 | BC7-30-01-2.4-51 | Active | 4013614171574 | 30.09 | 1 | 1 | stuk | Mini Contactors (B6, B7) | BE31220 | SP (Control general) | stuk | BC7 3P 1NC 2.4W 17-32Vdc | Mini magneetschakelaar | BC7-30-01-2.4-51 Kleinschütz 17-32VDC, 2,4W | BC7-30-01-2.4-51 Mini Contactor 17-32VDC, 2.4W
GJL1313001R5101 | BC7-30-10-2.4-51 | Active | 4013614171567 | 30.09 | 1 | 1 | stuk | Mini Contactors (B6, B7) | BE31220 | SP (Control general) | stuk | BC7 3P 1NO 2.4W 17-32Vdc | Mini contacteur Série BC7 3P, 1NO, 2.4W, 17-32Vdc | BC7-30-10-2.4-51 Kleinschütz 17-32VDC, 2,4W | BC7-30-10-2.4-51 Mini Contactor 17-32VDC, 2.4W
GJL1313001R7011 | B7S-30-01-1.7-71 | Active | 4013614187889 | 30.09 | 1 | 1 | stuk | Mini Contactors (B6, B7) | BE31220 | SP (Control general) | stuk | BC7 3P 1NC 1.7W 24Vdc ontstoringsblok | Mini magneetschakelaar B7S-30-01-1,7 2 4VDC | B7S-30-01-1.7-71 Kleinschütz 24VDC, 1,7W | B7S-30-01-1.7-71 Mini Contactor 24VDC, 1.7W
GJL1313001R7012 | B7S-30-01-2.8-72 | Active | 4013614171543 | 30.09 | 1 | 1 | stuk | Mini Contactors (B6, B7) | BE31220 | SP (Control general) | stuk | BC7 3P 1NC 1.7W 17-32Vdc ontstoringsblok | Mini magneetschakelaar | B7S-30-01-2.8-72 Kleinschütz 17-32VDC, 2,8W | B7S-30-01-2.8-72 Mini Contactor 17-32VDC, 2.8W
GJL1313001R7101 | B7S-30-10-1.7-71 | Active | 4013614189845 | 30.68 | 1 | 1 | stuk | Mini Contactors (B6, B7) | BE31220 | SP (Control general) | stuk | BC7 3P 1NO 1.7W 24Vdc ontstoringsblok | Mini magneetschakelaar | B7S-30-10-1.7-71 Kleinschütz 24VDC, 1,7W | B7S-30-10-1.7-71 Mini Contactor 24VDC, 1.7W
GJL1313001R7102 | B7S-30-10-2.8-72 | Active | 4013614150609 | 30.09 | 1 | 1 | stuk | Mini Contactors (B6, B7) | BE31220 | SP (Control general) | stuk | BC7 3P 1NO 1.7W 17-32Vdc ontstoringsblok | Mini magneetschakelaar | B7S-30-10-2.8-72 Kleinschütz 17-32VDC, 2,8W | B7S-30-10-2.8-72 Mini Contactor 17-32VDC, 2.8W
GJL1313001R8011 | BC7-30-01-1.4-81 | Active | 4013614157271 | 30.09 | 1 | 1 | stuk | Mini Contactors (B6, B7) | BE31220 | SP (Control general) | stuk | BC7 3P 1NC 1.4W 24Vdc | Mini contacteur Série BC7 3P, 1NC, 1.4W, 24Vdc | BC7-30-01-1.4-81 Kleinschütz 24VDC, 1,4W | BC7-30-01-1.4-81 Mini Contactor 24VDC, 1.4W
GJL1313001R8101 | BC7-30-10-1.4-81 | Active | 4013614152917 | 30.09 | 1 | 1 | stuk | Mini Contactors (B6, B7) | BE31220 | SP (Control general) | stuk | BC7 3P 1NO 1.4W 24Vdc | Mini magneetschakelaar | BC7-30-10-1.4-81 Kleinschütz 24VDC, 1,4W | BC7-30-10-1.4-81 Mini Contactor 24VDC, 1.4W
GJL1313003R0011 | BC7-30-01-F-01 | Active | 4013614150166 | 30.09 | 1 | 1 | stuk | Mini Contactors (B6, B7) | BE31220 | SP (Control general) | stuk | BC7 3P 1NC faston 24Vdc | Mini contacteur Série BC7 3P, 1NC, faston, 24Vdc | BC7-30-01-F-01 Kleinschütz 24VDC | BC7-30-01-F-01 Mini Contactor 24VDC
GJL1313003R0013 | BC7-30-01-F-03 | Active | 4013614191077 | 32 | 1 | 1 | stuk | Mini Contactors (B6, B7) | BE31220 | SP (Control general) | stuk | BC7 3P 1NC faston 60Vdc | Mini contacteur Série BC7 3P, 1NC, faston, 60Vdc | BC7-30-01-F-03 Kleinschütz 60VDC | BC7-30-01-F-03 Mini Contactor 60VDC
GJL1313003R0014 | BC7-30-01-F-04 | Active | 4013614191084 | 30.09 | 1 | 1 | stuk | Mini Contactors (B6, B7) | BE31220 | SP (Control general) | stuk | BC7 3P 1NC faston 110Vdc | Mini contacteur Série BC7 3P, 1NC, faston, 110Vdc | BC7-30-01-F-04 Kleinschütz 110-125VDC | BC7-30-01-F-04 Mini Contactor 110-125VDC
GJL1313003R0015 | BC7-30-01-F-05 | Active | 4013614191107 | 30.09 | 1 | 1 | stuk | Mini Contactors (B6, B7) | BE31220 | SP (Control general) | stuk | BC7 3P 1NC faston 220Vdc | Mini contacteur Série BC7 3P, 1NC, faston, 220Vdc | BC7-30-01-F-05 Kleinschütz 220-240VDC | BC7-30-01-F-05 Mini Contactor 220-240VDC
GJL1313003R0101 | BC7-30-10-F-01 | Active | 4013614171482 | 34.51 | 1 | 1 | stuk | Mini Contactors (B6, B7) | BE31220 | SP (Control general) | stuk | BC7 3P 1NO faston 24Vdc | Mini contacteur Série BC7 3P, 1NO, faston, 24Vdc | BC7-30-10-F-01 Kleinschütz 24VDC | BC7-30-10-F-01 Mini Contactor 24VDC
GJL1313003R0103 | BC7-30-10-F-03 | Limited | 4013614191015 | 32.9 | 1 | 1 | stuk | Mini Contactors (B6, B7) | BE31220 | SP (Control general) | stuk | BC7 3P 1NO faston 60Vdc | Mini contacteur Série BC7 3P, 1NO, faston, 60Vdc | BC7-30-10-F-03 Kleinschütz 60VDC | BC7-30-10-F-03 Mini Contactor 60VDC
GJL1313003R0104 | BC7-30-10-F-04 | Active | 4013614191022 | 30.09 | 1 | 1 | stuk | Mini Contactors (B6, B7) | BE31220 | SP (Control general) | stuk | BC7 3P 1NO faston 110Vdc | Mini contacteur Série BC7 3P, 1NO, faston, 110Vdc | BC7-30-10-F-04 Kleinschütz 110-125VDC | BC7-30-10-F-04 Mini Contactor 110-125VDC
GJL1313003R0105 | BC7-30-10-F-05 | Active | 4013614191046 | 30.09 | 1 | 1 | stuk | Mini Contactors (B6, B7) | BE31220 | SP (Control general) | stuk | BC7 3P 1NO faston 220Vdc | Mini contacteur Série BC7 3P, 1NO, faston, 220Vdc | BC7-30-10-F-05 Kleinschütz 220-240VDC | BC7-30-10-F-05 Mini Contactor 220-240VDC
GJL1313003R1016 | BC7-30-01-F-16 | Active | 4013614217173 | 32.79 | 1 | 1 | stuk | Mini Contactors (B6, B7) | BE31220 | SP (Control general) | stuk | BC7 3P 1NC faston 48Vdc | Mini contacteur Série BC7 3P, 1NC, faston, 48Vdc | BC7-30-01-F-16 Kleinschütz 48VDC | BC7-30-01-F-16 Mini Contactor 48VDC
GJL1313003R1106 | BC7-30-10-F-16 | Active | 4013614191008 | 32.79 | 1 | 1 | stuk | Mini Contactors (B6, B7) | BE31220 | SP (Control general) | stuk | BC7 3P 1NO faston 48Vdc | Mini contacteur Série BC7 3P, 1NO, faston, 48Vdc | BC7-30-10-F-16 Kleinschütz 48VDC | BC7-30-10-F-16 Mini Contactor 48VDC
GJL1313003R5011 | BC7-30-01-F-2.4-51 | Active | 4013614192265 | 30.09 | 1 | 1 | stuk | Mini Contactors (B6, B7) | BE31220 | SP (Control general) | stuk | BC7 3P 1NC faston 2.4W 17-32Vdc | Mini contacteur Série BC7 3P, 1NC, faston, 2.4W, 17-32Vdc | BC7-30-01-F-2.4-51 Kleinschütz 17-32VDC, 2,4W | BC7-30-01-F-2.4-51 Mini Contactor 17-32VDC, 2.4W
GJL1313003R5101 | BC7-30-10-F-2.4-51 | Active | 4013614171581 | 30.09 | 1 | 1 | stuk | Mini Contactors (B6, B7) | BE31220 | SP (Control general) | stuk | BC7 3P 1NO faston 2.4W 17-32Vdc | Mini contacteur Série BC7 3P, 1NO, faston, 2.4W, 17-32Vdc | BC7-30-10-F-2.4-51 Kleinschütz 17-32VDC, 2,4W | BC7-30-10-F-2.4-51 Mini Contactor 17-32VDC, 2.4W
GJL1313003R8011 | BC7-30-01-F-1.4-81 | Active | 4013614167799 | 30.09 | 1 | 1 | stuk | Mini Contactors (B6, B7) | BE31220 | SP (Control general) | stuk | BC7 3P 1NC faston 1.4W 24Vdc | Mini contacteur Série BC7 3P, 1NC, faston, 1.4W, 24Vdc | BC7-30-01-F-1.4-81 Kleinschütz 24VDC, 1,4W | BC7-30-01-F-1.4-81 Mini Contactor 24VDC, 1.4W
GJL1313003R8101 | BC7-30-10-F-1.4-81 | Active | 4013614153945 | 30.09 | 1 | 1 | stuk | Mini Contactors (B6, B7) | BE31220 | SP (Control general) | stuk | BC7 3P 1NO faston 1.4W 24Vdc | Mini contacteur Série BC7 3P, 1NO, faston, 1.4W, 24Vdc | BC7-30-10-F-1.4-81 Kleinschütz 24VDC, 1,4W | BC7-30-10-F-1.4-81 Mini Contactor 24VDC, 1.4W
GJL1313009R0011 | BC7-30-01-P-01 | Active | 4013614157455 | 30.09 | 1 | 1 | stuk | Mini Contactors (B6, B7) | BE31220 | SP (Control general) | stuk | BC7 3P 1NC soldeer pin 24Vdc | Mini contacteur Série BC7 3P, 1NC, soudable, 24Vdc | BC7-30-01-P-01 Kleinschütz 24VDC | BC7-30-01-P-01 Mini Contactor 24VDC
GJL1313009R0013 | BC7-30-01-P-03 | Active | 4013614191190 | 32 | 1 | 1 | stuk | Mini Contactors (B6, B7) | BE31220 | SP (Control general) | stuk | BC7 3P 1NC soldeer pin 60Vdc | Mini contacteur Série BC7 3P, 1NC, soudable, 60Vdc | BC7-30-01-P-03 Kleinschütz 60VDC | BC7-30-01-P-03 Mini Contactor 60VDC
GJL1313009R0014 | BC7-30-01-P-04 | Active | 4013614191206 | 30.09 | 1 | 1 | stuk | Mini Contactors (B6, B7) | BE31220 | SP (Control general) | stuk | BC7 3P 1NC soldeer pin 110Vdc | Mini contacteur Série BC7 3P, 1NC, soudable, 110Vdc | BC7-30-01-P-04 Kleinschütz 110-125VDC | BC7-30-01-P-04 Mini Contactor 110-125VDC
GJL1313009R0015 | BC7-30-01-P-05 | Active | 4013614191220 | 30.09 | 1 | 1 | stuk | Mini Contactors (B6, B7) | BE31220 | SP (Control general) | stuk | BC7 3P 1NC soldeer pin 220Vdc | Mini contacteur Série BC7 3P, 1NC, soudable, 220Vdc | BC7-30-01-P-05 Kleinschütz 220-240VDC | BC7-30-01-P-05 Mini Contactor 220-240VDC
GJL1313009R0101 | BC7-30-10-P-01 | Active | 4013614157448 | 30.09 | 1 | 1 | stuk | Mini Contactors (B6, B7) | BE31220 | SP (Control general) | stuk | BC7 3P 1NO soldeer pin 24Vdc | Mini contacteur Série BC7 3P, 1NO, soudable, 24Vdc | BC7-30-10-P-01 Kleinschütz 24VDC | BC7-30-10-P-01 Mini Contactor 24VDC
GJL1313009R0102 | BC7-30-10-P-02 | Active | 4013614191114 | 30.09 | 1 | 1 | stuk | Mini Contactors (B6, B7) | BE31220 | SP (Control general) | stuk | BC7 3P 1NO soldeer pin 42Vdc | Mini contacteur Série BC7 3P, 1NO, soudable, 42Vdc | BC7-30-10-P-02 Kleinschütz 42VDC | BC7-30-10-P-02 Mini Contactor 42VDC
GJL1313009R0103 | BC7-30-10-P-03 | Active | 4013614191138 | 32 | 1 | 1 | stuk | Mini Contactors (B6, B7) | BE31220 | SP (Control general) | stuk | BC7 3P 1NO soldeer pin 60Vdc | Mini contacteur Série BC7 3P, 1NO, soudable, 60Vdc | BC7-30-10-P-03 Kleinschütz 60VDC | BC7-30-10-P-03 Mini Contactor 60VDC
GJL1313009R0104 | BC7-30-10-P-04 | Active | 4013614191145 | 30.09 | 1 | 1 | stuk | Mini Contactors (B6, B7) | BE31220 | SP (Control general) | stuk | BC7 3P 1NO soldeer pin 110Vdc | Mini contacteur Série BC7 3P, 1NO, soudable, 110Vdc | BC7-30-10-P-04 Kleinschütz 110-125VDC | BC7-30-10-P-04 Mini Contactor 110-125VDC
GJL1313009R0105 | BC7-30-10-P-05 | Active | 4013614191169 | 30.09 | 1 | 1 | stuk | Mini Contactors (B6, B7) | BE31220 | SP (Control general) | stuk | BC7 3P 1NO soldeer pin 220Vdc | Mini contacteur Série BC7 3P, 1NO, soudable, 220Vdc | BC7-30-10-P-05 Kleinschütz 220-240VDC | BC7-30-10-P-05 Mini Contactor 220-240VDC
GJL1313009R1016 | BC7-30-01-P-16 | Active | 4013614191183 | 32.79 | 1 | 1 | stuk | Mini Contactors (B6, B7) | BE31220 | SP (Control general) | stuk | BC7 3P 1NC soldeer pin 48Vdc | Mini contacteur Série BC7 3P, 1NC, soudable, 48Vdc | BC7-30-01-P-16 Kleinschütz 48VDC | BC7-30-01-P-16 Mini Contactor 48VDC
GJL1313009R1106 | BC7-30-10-P-16 | Active | 4013614191121 | 32.79 | 1 | 1 | stuk | Mini Contactors (B6, B7) | BE31220 | SP (Control general) | stuk | BC7 3P 1NO soldeer pin 48Vdc | Mini contacteur Série BC7 3P, 1NO, soudable, 48Vdc | BC7-30-10-P-16 Kleinschütz 48VDC | BC7-30-10-P-16 Mini Contactor 48VDC
GJL1313009R5011 | BC7-30-01-P-2.4-51 | Active | 4013614192258 | 30.09 | 1 | 1 | stuk | Mini Contactors (B6, B7) | BE31220 | SP (Control general) | stuk | BC7 3P 1NC soldeer pin 2.4W 17-32Vdc | Mini contacteur Série BC7 3P, 1NC, soudable, 2.4W, 17-32Vdc | BC7-30-01-P-2.4-51 Kleinschütz 17-32VDC, 2,4W | BC7-30-01-P-2.4-51 Mini Contactor 17-32VDC, 2.4W
GJL1313009R5101 | BC7-30-10-P-2.4-51 | Active | 4013614185700 | 30.09 | 1 | 1 | stuk | Mini Contactors (B6, B7) | BE31220 | SP (Control general) | stuk | BC7 3P 1NO soldeer pin 2.4W 17-32Vdc | Mini contacteur Série BC7 3P, 1NO, soudable, 2.4W, 17-32Vdc | BC7-30-10-P-2.4-51 Kleinschütz 17-32VDC, 2,4W | BC7-30-10-P-2.4-51 Mini Contactor 17-32VDC, 2.4W
GJL1313009R8011 | BC7-30-01-P-1.4-81 | Active | 4013614191664 | 30.09 | 1 | 1 | stuk | Mini Contactors (B6, B7) | BE31220 | SP (Control general) | stuk | BC7 3P 1NC soldeer pin 1.4W 24Vdc | Mini contacteur Série BC7 3P, 1NC, soudable, 1.4W, 24Vdc | BC7-30-01-P-1.4-81 Kleinschütz 24VDC, 1,4W | BC7-30-01-P-1.4-81 Mini Contactor 24VDC, 1.4W
GJL1313009R8101 | BC7-30-10-P-1.4-81 | Active | 4013614192548 | 30.09 | 1 | 1 | stuk | Mini Contactors (B6, B7) | BE31220 | SP (Control general) | stuk | BC7 3P 1NO soldeer pin 1.4W 24Vdc | Mini contacteur Série BC7 3P, 1NO, soudable, 1.4W, 24Vdc | BC7-30-10-P-1.4-81 Kleinschütz 24VDC, 1,4W | BC7-30-10-P-1.4-81 Mini Contactor 24VDC, 1.4W
GJL1313061R5011 | TBC7-30-01-51 | Active | 4013614224720 | 38.41 | 1 | 1 | stuk | Mini Contactors (B6, B7) | BE31220 | SP (Control general) | stuk | MiniTBC7 3P 1NC 17-32Vdc | Mini contacteur TBC7-30-01 1NC 17 - 32 V DC | TBC7-30-01-51 Kleinschütz 17-32VDC | TBC7-30-01-51 Mini Contactor 17-32VDC
GJL1313061R5101 | TBC7-30-10-51 | Active | 4013614224713 | 38.41 | 1 | 1 | stuk | Mini Contactors (B6, B7) | BE31220 | SP (Control general) | stuk | MiniTBC7 3P 1NO 17-32Vdc | Mini contacteur TBC7-30-10 1NC 17 - 32 V DC | TBC7-30-10-51 Kleinschütz 17-32VDC | TBC7-30-10-51 Mini Contactor 17-32VDC
GJL1313061R6102 | TBC7-30-10-62 | Active | 4013614224799 | 38.41 | 1 | 1 | stuk | Mini Contactors (B6, B7) | BE31220 | SP (Control general) | stuk | MiniTBC7 3P 1NO 77-143Vdc | MINI CONTACTEUR TBC7-30-10 1NC 77 - 143 V DC | TBC7-30-10-62 Kleinschütz 77-143VDC | TBC7-30-10-62 Mini Contactor 77-143VDC
GJL1313201R0004 | BC7-40-00-04 | Active | 4013614226038 | 50.96 | 1 | 1 | stuk | Mini Contactors (B6, B7) | BE31220 | SP (Control general) | stuk | BC7 4P 110-125Vdc | BC7-40-00-04 Mini Contactor 110-125VDC | 4P, 110-125Vdc | BC7-40-00-04 Mini Contactor 110-125VDC
GJL1313203R0001 | BC7-40-00-F-01 | Active | 4013614150180 | 30.09 | 1 | 1 | stuk | Mini Contactors (B6, B7) | BE31220 | SP (Control general) | stuk | Mini contactor BC7 serie 4P, faston, 24Vdc | Mini contacteur Série BC7 4P, faston, 24Vdc | Mini contactor BC7 range 4P, flat pin, 24Vdc | Mini contactor BC7 range 4P, flat pin, 24Vdc
GJL1313501R0004 | BC7-22-00-04 | Active | 4013614384318 | 39.28 | 1 | 1 | stuk | Mini Contactors (B6, B7) | BE31220 | SP (Control general) | stuk | BC7-22-00-04Mini110-125VDC | BC7-22-00-04 Mini Contactor 110-125VDC | 110-125VDC | BC7-22-00-04 Mini Contactor 110-125VDC
GJL1313561R6002 | TBC7-22-00-62 | Active | 4013614264252 | 50.96 | 1 | 1 | stuk | Mini Contactors (B6, B7) | BE31220 | SP (Control general) | stuk | MiniTBC7 4P (2NO2NC) 77-143Vdc | TBC7-22-00-62 Mini Contactor 77-143VDC | TBC7-22-00-62 Kleinschütz 77-143VDC | TBC7-22-00-62 Mini Contactor 77-143VDC
GJL1313901R0011 | VBC7-30-01-01 | Active | 4013614191565 | 106.29 | 1 | 1 | stuk | Mini Contactors (B6, B7) | BE31220 | SP (Control general) | stuk | Mini reversing VBC7 3P 1NC 24Vdc | MINI CONTACTEUR INVERSEUR VBC7-30-01 1NC 24Vdc | VBC7-30-01-01 Wendeschütz 24VDC | VBC7-30-01-01 Mini Rev.Contactor 24VDC
GJL1313901R0101 | VBC7-30-10-01 | Active | 4013614171468 | 106.29 | 1 | 1 | stuk | Mini Contactors (B6, B7) | BE31220 | SP (Control general) | stuk | Mini reversing VBC7 3P 1NO 24Vdc | Mini contacteur inverseur Série VBC7 3P, 1NO, 24Vdc | VBC7-30-10-01 Wendeschütz 24VDC | VBC7-30-10-01 Mini Rev.Contactor 24VDC
GJL1313909R0011 | VBC7-30-01-P-01 | Active | 4013614217326 | 111.31 | 1 | 1 | stuk | Mini Contactors (B6, B7) | BE31220 | SP (Control general) | stuk | Mini reversing VBC7 3P 1NC soldeer pin 24Vdc | Mini reversing contacteur Série VBC7 3P, 1NC, soudable, 24Vdc | VBC7-30-01-P-01 Wendeschütz 24VDC | VBC7-30-01-P-01 Mini Rev.Contactor 24VDC
GJL1313909R0101 | VBC7-30-10-P-01 | Active | 4013614217371 | 111.31 | 1 | 1 | stuk | Mini Contactors (B6, B7) | BE31220 | SP (Control general) | stuk | Mini reversing VBC7 3P 1NO soldeer pin 24Vdc | Mini reversing contacteur Série VBC7 3P, 1NO, soudable, 24Vdc | VBC7-30-10-P-01 Wendeschütz 24VDC | VBC7-30-10-P-01 Mini Rev.Contactor 24VDC
GJL1313911R0101 | VBC7A-30-10-01 | Active | 4013614156311 | 111.31 | 1 | 1 | stuk | Mini Contactors (B6, B7) | BE31220 | SP (Control general) | stuk | VBC7A-30-10-01Mini Rev.cont.or 24VDC | Mini contacteur inverseur Série VBC7 3P, 1NO, 24Vdc, blocage de sécurité | VBC7A-30-10-01 Wendeschütz 24VDC | VBC7A-30-10-01 Mini Rev.Contactor 24VDC
GJL1313911R1016 | VBC7A-30-01-16 | Active | 4013614192340 | 111.31 | 1 | 1 | stuk | Mini Contactors (B6, B7) | BE31220 | SP (Control general) | stuk | VBC7A-30-01-16Mini Rev.cont.or 48VDC | Mini contacteur inverseur Série VBC7 3P, 1NC, 48Vdc, blocage de sécurité | VBC7A-30-01-16 Wendeschütz 48VDC | VBC7A-30-01-16 Mini Rev.Contactor 48VDC
GJL1313919R0101 | VBC7A-30-10-P-01 | Active | 4013614156328 | 116.44 | 1 | 1 | stuk | Mini Contactors (B6, B7) | BE31220 | SP (Control general) | stuk | Mini Contactors (B6, B7) VBC7A-30-10-P-01 | MINI CONTACTEUR INVERSEUR VBC 7A-30-10-P 1NO 24 V DC | VBC7A-30-10-P-01 Wendeschütz 24VDC | VBC7A-30-10-P-01 Mini Rev.Contactor 24VDC
GJL1313919R7102 | VB7SA-30-10-P-2.8 | Active | 4013614305016 | 125.78 | 1 | 1 | stuk | Mini Contactors (B6, B7) | BE31220 | SP (Control general) | stuk | VB7SA-30-10-P-2.8Mini Rev.cont.or 17-32VDC 2.8W | VB7SA-30-10-P-2.8 Mini Rev.Contactor 17-32VDC, 2.8W | VB7SA-30-10-P-2.8 Wendeschütz 17-32VDC, 2,8W | VB7SA-30-10-P-2.8 Mini Rev.Contactor 17-32VDC, 2.8W
GJL1317001R0011 | B7D-30-01-01 | Active | 4013614262913 | 29.74 | 1 | 1 | stuk | Mini Contactors (B6, B7) | BE31220 | SP (Control general) | stuk | BC7 3P 1NC 24Vdc ontstoringsblok | Mini contacteur gamme (V)B(C) 6 - (V)B(C) 7 1NC 24Vdc | B7D-30-01-01 Kleinschütz 24VDC mit Diode | B7D-30-01-01 Mini Contactor 24VDC with diode
GJL1317001R0101 | B7D-30-10-01 | Active | 4013614262890 | 29.74 | 1 | 1 | stuk | Mini Contactors (B6, B7) | BE31220 | SP (Control general) | stuk | BC7 3P 1NO 24Vdc ontstoringsblok | Mini contactor (V)B(C) 6 - (V)B(C) 7 range 1NO 24Vdc | B7D-30-10-01 Kleinschütz 24VDC mit Diode | B7D-30-10-01 Mini Contactor 24VDC with diode
GJL1317201R0001 | B7D-40-00-01 | Active | 4013614262876 | 29.74 | 1 | 1 | stuk | Mini Contactors (B6, B7) | BE31220 | SP (Control general) | stuk | BC7 4P 24Vdc ontstoringsblok | Mini contacteur Série BC7 4P, 24Vdc, limiteur de surtension | B7D-40-00-01 Kleinschütz 24VDC mit Diode | B7D-40-00-01 Mini Contactor 24VDC with diode
SK178001-LB | SK178001-LB | Active | 7320500019924 | 16147.28 | 1 | 1 | stuk | EH Contactors | BE31220 | SP (Control general) | stuk | Afscherm EK-reeksPROT.LT550-EK | Caches bornes pour EK370-EK550 | Terminal shrouds for EK370/EK550 To provide IP 20 | LT550-EK Terminal shroud
SK178001-MB | SK178001-MB | Active | 7320500197028 | 104.89 | 1 | 1 | stuk | EH Contactors | BE31220 | SP (Control general) | stuk | Afdek EK LT1000-EK | Cache-bornes isolants Gamme EK LT1000-EK | Terminal shroud EK-Range LT1000-EK | LT1000-EK Terminal shroud
SK615502-D | SK615502-D | Active | 7320500010846 | 20.02 | 1 | 1 | stuk | Pilot devices | BE31220 | SP (Control general) | stuk | HANGSLOTVergr.PADDESTOEL DRUKKNOP | Verrouillage de cadenas pour bouton / F4 | Lock shackle | Accessories LOCK SHACKLE
SK615512-1 | SK615512-1 | Active | 7320500557082 | 1.39 | 1 | 10 | stuk | Pilot devices | BE31220 | SP (Control general) | stuk | Acc.PROTECTIVE RING | Accessories PROTECTIVE RING | PROTECTIVE RING | Accessories PROTECTIVE RING
SK615516-1 | SK615516-1 | Active | 7320500002667 | 0.69 | 1 | 1 | stuk | Pilot devices | BE31220 | SP (Control general) | stuk | TUSSENRINGMont.IN KUNSTSTOFKAST | ENTRETOISE POUR MONTAGE DANS ARMOIRE PLASTIC | Distanzring 1mm dick Wird benötigt, wenn Kunststoffgehäuse | Accessories Distance Washer
SK615546-13 | SK615546-13 | Active | 7320500557167 | 1.28 | 1 | 10 | stuk | Pilot devices | BE31220 | SP (Control general) | stuk | Acc.Legend Plate | Plaque de signalisation Série modulaire Emergency stop, Not Aus, Arret d'urgence | Legend plate Modular range Emergency stop, Not Aus, Arret d'urgence | Accessories Legend Plate
SK615546-15 | SK615546-15 | Active | 7320500557174 | 4.85 | 1 | 10 | stuk | Pilot devices | BE31220 | SP (Control general) | stuk | Acc.Legend Plate | Accessories Legend Plate | Accessory | Accessories Legend Plate
SK615546-2 | SK615546-2 | Active | 7320500557181 | 7.8 | 1 | 10 | stuk | Pilot devices | BE31220 | SP (Control general) | stuk | Acc.Legend Plate | Accessories Legend Plate | Alum. tekstplaatje, rond Emergenyy stop | Accessories Legend Plate
SK615546-3 | SK615546-3 | Active | 7320500557198 | 7.35 | 1 | 10 | stuk | Pilot devices | BE31220 | SP (Control general) | stuk | Acc.Legend Plate | Accessories Legend Plate | Accessories Legend Plate | Accessories Legend Plate
SK615546-4 | SK615546-4 | Active | 7320500557204 | 7.8 | 1 | 10 | stuk | Pilot devices | BE31220 | SP (Control general) | stuk | Acc.Legend Plate | Plaque de signalisation | Legend plate | Accessories Legend Plate
SK615546-6 | SK615546-6 | Active | 7320500557228 | 9.7 | 1 | 10 | stuk | Accessories | BE31220 | SP (Control general) | stuk | Accessories LEGEND PLATE | Accessories LEGEND PLATE | Accessories LEGEND PLATE | Accessories LEGEND PLATE
SK615546-8 | SK615546-8 | Active | 7320500557242 | 5.94 | 1 | 10 | stuk | Pilot devices | BE31220 | SP (Control general) | stuk | labelMod.noodstop blank | Plaque de signalisation gamme modulaire arrêt d'urgence, nu | Legend plate Modular range emergency stop, unmarked | Accessories Legend Plate
SK615550-44 | SK615550-44 | Active | 7320500557365 | 0.55 | 1 | 10 | stuk | Pilot devices | BE31220 | SP (Control general) | stuk | Acc.Legend Plate | Plaque de signalisation Start | Legend plate Start | Accessories Legend Plate
SK615550-62 | SK615550-62 | Active | 7320500557464 | 1.24 | 1 | 10 | stuk | Pilot devices | BE31220 | SP (Control general) | stuk | Acc.Legend Plate | Accessories Legend Plate | Accessories Legend Plate | Accessories Legend Plate
SK615550-71 | SK615550-71 | Active | 7320500557488 | 1.24 | 1 | 10 | stuk | Pilot devices | BE31220 | SP (Control general) | stuk | label label | Accessories Legend Plate | LEGEND PLATE | Accessories Legend Plate
SK615550-75 | SK615550-75 | Active | 7320500557518 | 1.24 | 1 | 10 | stuk | Pilot devices | BE31220 | SP (Control general) | stuk | LEGEND PLATE 0-1 | Accessories Legend Plate | Silvergrey aluminium textpl. For 2 pos. switch | Accessories Legend Plate
SK615550-76 | SK615550-76 | Active | 7320500557525 | 1.24 | 1 | 10 | stuk | Pilot devices | BE31220 | SP (Control general) | stuk | Acc.Legend Plate | Accessories Legend Plate | Accessory | Accessories Legend Plate
SK615550-80 | SK615550-80 | Active | 7320500557532 | 1.29 | 1 | 10 | stuk | Pilot devices | BE31220 | SP (Control general) | stuk | Acc.Legend Plate | Plaque de signalisation | Textplate engraved with: ''hand o auto'' | Accessories Legend Plate
SK615550-81 | SK615550-81 | Active | 7320500557549 | 1.24 | 1 | 10 | stuk | Pilot devices | BE31220 | SP (Control general) | stuk | Acc.Legend Plate | Plaque de signalisation I-0-II | Leggend plate I - 0 - II For 3 pos. switch | Accessories Legend Plate
SK615552-13 | SK615552-13 | Active | 7320500557556 | 1.29 | 1 | 10 | stuk | Pilot devices | BE31220 | SP (Control general) | stuk | Acc.Legend Plate | Plaque de signalisation | Legend plate ''close'' | Accessories Legend Plate
SK615552-15 | SK615552-15 | Active | 7320500557570 | 1.29 | 1 | 10 | stuk | Pilot devices | BE31220 | SP (Control general) | stuk | Acc.Legend Plate | Plaque de signalisation | Legend plate | Accessories Legend Plate
SK615552-16 | SK615552-16 | Active | 7320500557587 | 1.24 | 1 | 10 | stuk | Pilot devices | BE31220 | SP (Control general) | stuk | Acc.Legend Plate | Accessories Legend Plate | Accessory | Accessories Legend Plate
SK615552-22 | SK615552-22 | Active | 7320500557624 | 1.29 | 1 | 10 | stuk | Pilot devices | BE31220 | SP (Control general) | stuk | Acc.Legend Plate | Plaque de signalisation | Legend plate | Accessories Legend Plate
SK615552-23 | SK615552-23 | Active | 7320500557631 | 1.24 | 1 | 10 | stuk | Pilot devices | BE31220 | SP (Control general) | stuk | Acc.Legend Plate | Plaque de signalisation | Silvergrey aluminium texpl. With text ''open'' | Accessories Legend Plate
SK615552-27 | SK615552-27 | Active | 7320500557655 | 1.24 | 1 | 10 | stuk | Pilot devices | BE31220 | SP (Control general) | stuk | Acc.Legend Plate | Plaque de signalisation | Legend plate | Accessories Legend Plate
SK615552-29 | SK615552-29 | Active | 7320500557679 | 1.29 | 1 | 10 | stuk | Pilot devices | BE31220 | SP (Control general) | stuk | Acc.Legend Plate | Plaque de signalisation | Textplate silver-grey aluminium Text: run | Accessories Legend Plate
SK615552-30 | SK615552-30 | Active | 7320500557686 | 1.24 | 1 | 10 | stuk | Pilot devices | BE31220 | SP (Control general) | stuk | Acc.Legend Plate | Accessories Legend Plate | Accessory | Accessories Legend Plate
SK615552-31 | SK615552-31 | Active | 7320500557693 | 1.24 | 1 | 10 | stuk | Pilot devices | BE31220 | SP (Control general) | stuk | Acc.Legend Plate | Plaque de signalisation | Legend plate | Accessories Legend Plate
SK615552-32 | SK615552-32 | Active | 7320500557709 | 1.24 | 1 | 10 | stuk | Pilot devices | BE31220 | SP (Control general) | stuk | Acc.Legend Plate | Accessories Legend Plate | Accessory | Accessories Legend Plate
SK615552-53 | SK615552-53 | Active | 7320500557723 | 1.29 | 1 | 10 | stuk | Pilot devices | BE31220 | SP (Control general) | stuk | ZILVERGRIJS alu. labelJE OFF-ON 3mm | PLAQUE DE SIGNALISATION GRIS ARGENTE OFF - ON 3mm | Legend plate off - on | Accessories Legend Plate
SK615552-55 | SK615552-55 | Active | 7320500557730 | 1.29 | 1 | 10 | stuk | Pilot devices | BE31220 | SP (Control general) | stuk | Acc.Legend Plate | Plaque de signalisation | Legend plate | Accessories Legend Plate
SK615554-10 | SK615554-10 | Active | 7320500557754 | 7.3 | 1 | 10 | stuk | Pilot devices | BE31220 | SP (Control general) | stuk | Acc.Legend Plate | "Plaque de signalisation ""Arrêt""" | "Legend plate ""Arrêt""" | Accessories Legend Plate
SK615554-19 | SK615554-19 | Active | 7320500557815 | 7.3 | 1 | 10 | stuk | Pilot devices | BE31220 | SP (Control general) | stuk | labelMarche | "Plaque de signalisation ""Marche""" | "Legend plate ""Marche""" | Accessories Legend Plate
SK615554-28 | SK615554-28 | Active | 7320500557877 | 7.3 | 1 | 10 | stuk | Pilot devices | BE31220 | SP (Control general) | stuk | label Réarmement | "Plaque de signalisation ""Réarmement""" | "Legend plate ""Réarmement""" | Accessories Legend Plate
SK615554-30 | SK615554-30 | Active | 7320500557891 | 7.3 | 1 | 10 | stuk | Pilot devices | BE31220 | SP (Control general) | stuk | label,service | "Plaque de signalisation ""En service""" | "Legend plate ""En service""" | Accessories Legend Plate
SK615562-12 | SK615562-12 | Active | 7320500557976 | 1.18 | 1 | 10 | stuk | Pilot devices | BE31220 | SP (Control general) | stuk | Acc.Legend Plate | Plaque de signalisation | Accessory | Accessories Legend Plate
SK615562-87 | SK615562-87 | Active | 7320500557990 | 1.29 | 1 | 10 | stuk | Pilot devices | BE31220 | SP (Control general) | stuk | labelMod.symbool potentiometer | Plaque de signalisation Série modulaire symbol pour potentiometre | Legend plate Modular range symbol for potentiometer | Accessories Legend Plate
SK615562-88 | SK615562-88 | Active | 7320500558003 | 5.29 | 1 | 10 | stuk | Pilot devices | BE31220 | SP (Control general) | stuk | labelMod.potentiometer 0-10 | Plaque de signalisation gamme modulaire pour potentiometer 0-10 | Legend plate Modular range for potentiometer 0-10 | Accessories Legend Plate
SK616021-71 | SK616021-71 | Active | 7320500053065 | 5.47 | 1 | 10 | stuk | Pilot devices | BE31220 | SP (Control general) | stuk | SleutelMod. Ronis 455(code 71) | Accessories Spare Key | Ronis sleutel code 71 | Accessories Spare Key
SK616021-73 | SK616021-73 | Active | 7320500032435 | 5.47 | 1 | 10 | stuk | Pilot devices | BE31220 | SP (Control general) | stuk | Acc.Spare Key | Accessories Spare Key | EXTRA KEY EXTRA KEY | Accessories Spare Key
SK827041-AF | SK827041-AF | Active | 7320500040386 | 3889.87 | 1 | 1 | stuk | EK | BE31220 | SP (Control general) | stuk | EK 4p 1NO+1NC 800A 110V 50Hz | Contacteur gamme EK 4p 1NO+1NC 800A 110V 50Hz | Contactor EK-range 4p 1NO+1NC 800A 110V 50Hz | EK550-40-11 110V 50Hz / 120V 60Hz Contactor
SK827041-AL | SK827041-AL | Active | 7320500017937 | 4553.08 | 1 | 1 | stuk | EK | BE31220 | SP (Control general) | stuk | EK 4p 1NO+1NC 800A 220-230V 50Hz | EK550-40-11 220-230V 50Hz / 240V 60Hz Contactor | 220..230V 50HZ/240V 60HZ SPOELCODE (AL) MAGNEETSCHAKELAAR | EK550-40-11 220-230V 50Hz / 240V 60Hz Contactor
SK827041-AM | SK827041-AM | Active | 7320500006955 | 4553.08 | 1 | 1 | stuk | EK | BE31220 | SP (Control general) | stuk | EK 4p 1NO+1NC 800A 230-240V 50Hz | EK550-40-11 230-240V 50Hz Contactor | Contactor 4-pole AC-1 800A Coilcode (AM) | EK550-40-11 230-240V 50Hz Contactor
SK827041-AP | SK827041-AP | Active | 7320500033876 | 3889.87 | 1 | 1 | stuk | EK | BE31220 | SP (Control general) | stuk | EK 4p 1NO+1NC 800A 380V 50Hz | EK550-40-11 380-400V 50Hz / 440V 60Hz Contactor | Contactor 4-pole AC-1 800A Coilcode (AP) | EK550-40-11 380-400V 50Hz / 440V 60Hz Contactor
SK827041-AR | SK827041-AR | Active | 7320500012062 | 3889.87 | 1 | 1 | stuk | EK | BE31220 | SP (Control general) | stuk | EK 4p 1NO+1NC 800A 400-415V 50Hz | Contacteur gamme EK 4p 1NO+1NC 800A 400-415V 50Hz | Contactor EK-range 4p 1NO+1NC 800A 400-415V 50Hz | EK550-40-11 400-415V 50Hz Contactor
SK827041-DF | SK827041-DF | Active | 7320500039557 | 4080.47 | 1 | 1 | stuk | EK | BE31220 | SP (Control general) | stuk | EK550-40-21 4Ps 2NO+1NC 800A 220Vd.c. | EK550-40-21 220V DC Contactor | Contactor EK550-40-21 4poles 2NO+1NC 800A 220Vd.c. | EK550-40-21 220V DC Contactor
SK827041-EL | SK827041-EL | Active | 7320500036556 | 3932.7 | 1 | 1 | stuk | EK | BE31220 | SP (Control general) | stuk | EK 4p 1NO+1NC 800A 220V 50Hz | Contacteur gamme EK 4p 1NO+1NC 800A 220V 50Hz | Contactor EK-range 4p 1NO+1NC 800A 220V 50Hz | EK550-40-11 220V 50Hz / 220-240V 60Hz Contactor
SK827041-EM | SK827041-EM | Active | 7320500025598 | 3932.7 | 1 | 1 | stuk | EK | BE31220 | SP (Control general) | stuk | EK 4p 1NO+1NC 800A 220-230V 50Hz | Contacteur gamme EK 4p 1NO+1NC 800A 220-230V 50Hz | Contactor EK-range 4p 1NO+1NC 800A 220-230V 50Hz | EK550-40-11 220-230V 50Hz / 230-255V 60Hz Contactor
SK827043-AL | SK827043-AL | Active | 7320500051337 | 4184.77 | 1 | 1 | stuk | EK | BE31220 | SP (Control general) | stuk | EK 4p 2NO+2NC 800A 220-230V 50Hz | Contacteur gamme EK 4p 2NO+2NC 800A 220-230V 50Hz | Contactor EK-range 4p 2NO+2NC 800A 220-230V 50Hz | EK550-40-22 220-230V 50Hz / 240V 60Hz Contactor
SK827044-AL | SK827044-AL | Active | 7320500194249 | 5062.09 | 1 | 1 | stuk | EK | BE31220 | SP (Control general) | stuk | EK1000-40-11 4Ps 4P 1NO+1NC 1000A 220-230V 50Hz | Contacteur EK1000-40-11 4poles Contacteur EK1000-40-11 4poles 1NO+1NC 1 | Contactor EK1000-40-11 4poles Contactor EK1000-40-11 4poles 1NO+1NC 10 | EK1000-40-11 220-230V 50Hz / 240V 60Hz Contactor
SK827044-DF | SK827044-DF | Active | 7320500259597 | 4986.5 | 1 | 1 | stuk | EK | BE31220 | SP (Control general) | stuk | EK1000-40-21 220V DC | EK1000-40-21 220V DC Contactor | EK1000-40-21 220V DC Contactor | EK1000-40-21 220V DC Contactor
SK827045-EM | SK827045-EM | Active | 7320500194508 | 5000.26 | 1 | 1 | stuk | EK | BE31220 | SP (Control general) | stuk | EK1000-40-22 220-230V 50Hz cont.or | EK1000-40-22 220-230V 50Hz Contactor | EK1000-40-22 220-230V 50Hz Contactor | EK1000-40-22 220-230V 50Hz Contactor
SK829070-E | SK829070-E | Active | 7320500031759 | 1759.32 | 1 | 1 | stuk | EH Contactors | BE31220 | SP (Control general) | stuk | Vergr.EKMech.horiz. | Verrouillage Gamme EK Mech.horizontale | interlock EK-Range Mechanical horizontal | VH550 Mechanical Interlock Unit
SK829070-F | SK829070-F | Active | 7320500019375 | 549.63 | 1 | 1 | stuk | EH Contactors | BE31220 | SP (Control general) | stuk | Vergr.EKMech.horiz. | VH800 Mechanical Interlock Unit | Mechanical and Electrical interlock unit Right EH 370-800,EK 370/550 | VH800 Mechanical Interlock Unit
SK829090-H | SK829090-H | Active | 7320500196984 | 841.26 | 1 | 1 | stuk | EH Contactors | BE31220 | SP (Control general) | stuk | INTERCONN.BARS BSS1000 EK | INTERCONN. BARS BSS1000 Gamme EK | INTERCONN. BARS BSS1000 EK-Range | BSS1000 Connection Kit
1SAJ242000R0001 | PDP32.0 | Active | 4013614496998 | 622.58 | 1 | 1 | stuk | UMC and Communication Interfaces | BE31230 | SP (Control general) | stuk | PROFIBUS Interface PDP32PROFIBUS DP Interface | Interface PDP32 PROFIBUS DP | PDP32 PROFIBUS DP Interface | PDP32 PROFIBUS DP Interface
1SAJ251000R0001 | MRP31.0 | Active | 4013614496981 | 567.55 | 1 | 1 | stuk | UMC and Communication Interfaces | BE31230 | SP (Control general) | stuk | CableMRP31.0Modbus RTU Interface | Interface MRP31.0 Modbus RTU | MRP31.0 Modbus RTU Kommunikationsadapter | MRP31.0 Modbus RTU Interface
1SAJ260000R0100 | MTQ22-FBP.0 | Active | 4013614480317 | 1528.96 | 1 | 1 | stuk | UMC and Communication Interfaces | BE31230 | SP (Control general) | stuk | MTQ22-FBP.0ModbusTCP Interface 4 | MTQ22-FBP.0 INTERFACE MODBUS TCP POUR 4 ARRIVEES FBP | ModbusTCP Interface for 4 FBP devices | MTQ22-FBP.0 ModbusTCP Interface for 4 devices
1SAJ262000R0100 | EIU32.0 | Active | 4013614515811 | 695.98 | 1 | 1 | stuk | UMC and Communication Interfaces | BE31230 | SP (Control general) | stuk | UMC,com. Interfaces EIU32.0 | EIU32.0 EtherNet/IP Interface Série UMC | EIU32.0 EtherNet/IP Interface | EIU32.0 EtherNet/IP Interface
1SAJ510002R0002 | UMCPAN-CAB.300 | Active | 4013614499616 | 159.02 | 1 | 1 | stuk | UMC and Communication Interfaces | BE31230 | SP (Control general) | stuk | UMCPAN-CAB.300 ctrl Panel Connection Cable 3M | Câble Série UMC Control Panel Connection Cable 3 m | UMCPAN-CAB.300 Verlaengerungsk.3 m fuer Bediengeraet | UMCPAN-CAB.300 Control Panel Connection Cable 3 m
1SAJ510003R0002 | UMCPAN-CAB.070 | Active | 4013614499630 | 106.53 | 1 | 1 | stuk | UMC and Communication Interfaces | BE31230 | SP (Control general) | stuk | UMCPAN-CAB.070 ctrl Panel Connection Cable 0.7M | UMCPAN-CAB.070 Câble de connexion 0,7 m panneau de commande | UMCPAN-CAB.070 Verlaengerungsk.0,7 m für Bediengeraet | UMCPAN-CAB.070 Control Panel Connection Cable 0.7 m
1SAJ510004R0002 | UMCPAN-CAB.150 | Active | 4013614499623 | 138.22 | 1 | 1 | stuk | UMC and Communication Interfaces | BE31230 | SP (Control general) | stuk | UMCPAN-CAB.150 ctrl Panel Connection Cable 1.5M | UMCPAN-CAB.150 Câble de connexion 1,5 m panneau de commande | UMCPAN-CAB.150 Verlaengerungsk.1.5 m fuer Bediengeraet | UMCPAN-CAB.150 Control Panel Connection Cable 1.5 m
1SAJ530000R0100 | UMC100.3 DC | Active | 4013614496912 | 1027.45 | 1 | 1 | stuk | UMC and Communication Interfaces | BE31230 | SP (Control general) | stuk | UMC100.3 DC Supply 24 V DC 6 DI 4 DO PTC input | UMC100.3 Contrôleur moteur Univ. DC, D INT 6, D EXT 4, entrée PTC, alimentation 24 V DC | UMC100.3 DC Univ. Motor Controller 24 V Ersetzt UMC100-FBP.0 1SAJ520000R0101 | UMC100.3 DC, Supply 24 V DC, 6 DI, 4 DO, PTC input
1SAJ530000R0200 | UMC100.3 DC | Active | 4013614496936 | 980.84 | 1 | 1 | stuk | UMC and Communication Interfaces | BE31230 | SP (Control general) | stuk | UMC,com. Interfaces UMC100.3 DC | UMC100.3 DC, Supply 24 V DC, ATEX, 6 DI, 4 DO, PTC input, | UMC100.3 Univ. Motor Controller 24V ATEX Ersetzt UMC100 1SAJ520000R0201 | UMC100.3 DC, Supply 24 V DC, ATEX, 6 DI, 4 DO, PTC input,
1SAJ530000R1100 | UMC100.3 UC | Active | 4013614496929 | 1027.45 | 1 | 1 | stuk | UMC and Communication Interfaces | BE31230 | SP (Control general) | stuk | UMC,com. Interfaces UMC100.3 UC | UMC100.3 Contrôleur moteur Univ. UC, D INT 6, D EXT 4, entrée PTC, alimentation 110-240 V AC/ DC | UMC100.3 Universeller Motor Controller Versorgung 110-240 V AC | UMC100.3 UC, Supply 110-240 V AC/DC, 6DI, 4 DO, PTC input
1SAJ590000R0103 | UMC100-PAN | Active | 4013614496950 | 446.1 | 1 | 1 | stuk | UMC and Communication Interfaces | BE31230 | SP (Control general) | stuk | LCD Panel UMC serie UMC100-PAN LCD Panel with USB Interface | UMC100 LCD Panel with USB Interface | LCD Panel for UMC100 | LCD Panel for UMC100
1SAJ611000R0101 | DX111-FBP.0 | Active | 4013614403712 | 775.47 | 1 | 1 | stuk | UMC and Communication Interfaces | BE31230 | SP (Control general) | stuk | FBPMDX111-FBP.0 IO-MUMC100 | DX111 IO-Module pour UMC100 | DX111 IO-Modul fuer UMC100, DI und Supply 24VDC | DX111-FBP.0 IO-Module for UMC100 DI 24 VDC, supply 24VDC |  | 5.14
1SAJ613000R0101 | AI111.0 | Active | 4013614496967 | 590.86 | 1 | 1 | stuk | UMC and Communication Interfaces | BE31230 | SP (Control general) | stuk | UMC,com. Interfaces AI111.0 | AI111.0 Analog Input-Module for UMC100.3 3 inputs PT100, PT100, KTY83, KTY84, NTC | AI111.0 Analog Eing.-Modul für UMC100.3 | AI111.0 Analog Input-Module for UMC100.3 3 inputs PT100, PT100, KTY83, KTY84, NTC
1SAJ622000R0101 | DX122-FBP.0 | Active | 4013614403729 | 907.59 | 1 | 1 | stuk | UMC and Communication Interfaces | BE31230 | SP (Control general) | stuk | FBPMDX122-FBP.0 IO-MUMC100 | IO-Module for UMC100, DI 110/230VA | DX122 IO-Modul fuer UMC100, DI 110/230VAC, Versorg. 24VDC | DX122-FBP.0 IO-Module for UMC100 DI 110/230VAC, supply 24VDC |  | 5.14
1SAJ650000R0100 | VI150-FBP.0 | Active | 4016779837200 | 480.71 | 1 | 1 | stuk | UMC and Communication Interfaces | BE31230 | SP (Control general) | stuk | VoltageMVI150-FBP.0 Voltage-MUMC100 | Voltage-Module for UMC10 | VI150-FBP.0 Spannungs-Modul für UMC100 Für geerdete Netze, Ue 150-690V AC | VI150-FBP.0 Voltage-Module for UMC100 Use in grounded networks, Ue 150-690V AC |  | 5.14
1SAJ655000R0100 | VI155-FBP.0 | Active | 4016779837194 | 576.11 | 1 | 1 | stuk | UMC and Communication Interfaces | BE31230 | SP (Control general) | stuk | UMC,com. Interfaces VI155-FBP.0 | VI150 MOD. TENSION UMC100 (IT) MODULE TENSION 3 PHASES-150#690V POUR UMC100-(IT) | VI155-FBP.0 Spannungs-Modul für UMC100 Auch für IT Netzen, Ue 150-690V AC | VI155-FBP.0 Voltage-Module for UMC100 Also for use in IT networks, Ue 150-690V AC
1SAJ691000R0001 | UMCIO-CAB.030 | Active | 4013614404160 | 29.74 | 1 | 1 | stuk | UMC and Communication Interfaces | BE31230 | SP (Control general) | stuk | UMCIO-CAB.030 Connection Cable UMC100-IOModule | Prolongateur Série UMC UMC100 - IO module, 0,30m | UMCIO-CAB.030 Verbindungskabel UMC100 - IO Modul 0.30m | UMCIO-CAB.030 Connection Cable UMC100 - IO Module
1SAJ692000R0001 | IOIO-CAB.030 | Active | 4013614404238 | 27.76 | 1 | 1 | stuk | UMC and Communication Interfaces | BE31230 | SP (Control general) | stuk | UniversalMotor ctrl Acc.IOIO-CAB.030 | Connection Cable IO Module - IO Module | IOIO-CAB.030 Verbindungskabel IO Modul - IO Modul | IOIO-CAB.030 Connection Cable IO Module - IO Module
1SAJ924013R0001 | UTP22-FBP.0 | Active | 4013614393426 | 6504.79 | 1 | 1 | stuk | UMC and Communication Interfaces | BE31230 | SP (Control general) | stuk | USB Interface Profibus Networks | Interface USB Série FBP réseau Profibus | USB Interface für Profibus-Netzwerke | USB Interface for Profibus Networks
1SAJ925000R0001 | FIM UMC EDITION | Active | 4013614541018 | 3384.5 | 1 | 1 | stuk | UMC and Communication Interfaces | BE31230 | SP (Control general) | stuk | Software FIM UMC Edition | FIM UMC édition Logiciel de configuration UMC100.3 | FIM UMC Edition Configuration Software UMC100.3 | FIM UMC Edition Configuration Software UMC100.3,
1SAJ928004R0002 | TBU22-FBP.0 | Active | 4013614479915 | 9461.15 | 1 | 1 | stuk | UMC and Communication Interfaces | BE31230 | SP (Control general) | stuk | Demo UMC100-Democase 110/230VAC Supply | UMC100-Democase Alimentation 110/230VAC avec dispositifs, moteur et éléments commande | UMC100DEMO case | UMC100-Democase 110/230VAC Supply with devices, motor and operation elements
1SAJ929160R0001 | UMCTB-FBP.0 | Active | 4013614404153 | 46.97 | 1 | 1 | stuk | UMC and Communication Interfaces | BE31230 | SP (Control general) | stuk | Connectie set UMC | Connecteur Série UMC | UMCTB-FBP.0 Klemmensatz für UMC DC | UMCTB-FBP.0 Set of terminal blocks for UMC DC
1SAJ929180R0015 | CDP18-FBP.150 | Active | 4016779906593 | 58.72 | 1 | 1 | stuk | UMC and Communication Interfaces | BE31230 | SP (Control general) | stuk | UMC,com. Interfaces CDP18-FBP.150 | CDP18-FBP.150 Cable ETH-X1/X4-open wire unshielded, length 1.5 m | CDP18-FBP.150 Kabel ETH-X1/X4-offen ungeschirmt | CDP18-FBP.150 Cable ETH-X1/X4-open wire unshielded, length 1.5 m
1SAJ929200R0020 | CEM11-FBP.20 | Active | 4013614383533 | 496.61 | 1 | 1 | stuk | UMC and Communication Interfaces | BE31230 | SP (Control general) | stuk | Diff.UMC 20mm 80-1700mA | Protection de fuite de terre Série UMC 20mm, 80-1700mA | CEM11-FBP.20 Erdschlusswächter 20 mm Ø, Einstellbereich 80 mA ... 1.7 A | CEM11-FBP.20 Earth Leakage Monitor 20 mm Ø, setting 80 mA ... 1.7 A |  | 5.14
1SAJ929200R0035 | CEM11-FBP.35 | Active | 4013614388613 | 521.06 | 1 | 1 | stuk | UMC and Communication Interfaces | BE31230 | SP (Control general) | stuk | Diff.UMC 35mm 100-3400mA | Protection de fuite de terre Série UMC 35mm, 100-3400mA | CEM11-FBP.35 Erdschlusswächter 35 mm Ø, Einstellbereich 0.1 ... 3.4 A | CEM11-FBP.35 Earth Leakage Monitor 35 mm Ø, setting 0.1 ... 3.4 A |  | 5.14
1SAJ929200R0060 | CEM11-FBP.60 | Active | 4013614388620 | 540.64 | 1 | 1 | stuk | UMC and Communication Interfaces | BE31230 | SP (Control general) | stuk | Diff.UMC 60mm 120-6800mA | Protection de fuite de terre Série UMC 60mm, 120-6800mA | CEM11-FBP.60 Erdschlusswächter 60 mm Ø, Einstellbereich 0.12 ... 6.8 A | CEM11-FBP.60 Earth Leakage Monitor 60 mm Ø, setting 0.12 ... 6.8 A |  | 5.14
1SAJ929200R0120 | CEM11-FBP.120 | Active | 4013614398421 | 1080.04 | 1 | 1 | stuk | UMC and Communication Interfaces | BE31230 | SP (Control general) | stuk | Diff.UMC 120mm 300-13600mA | Protection de fuite de terre Série UMC 120mm, 300-13600mA | CEM11-FBP.120 Erdschlusswächter 120 mm Ø, Einstellbereich 0.24 ...13.6 A | CEM11-FBP.120 Earth Leakage Monitor 120 mm Ø, setting 0.24 ...13.6 A
1SAJ929230R0015 | CDP23.150 | Active | 4013614496424 | 107.15 | 1 | 1 | stuk | UMC and Communication Interfaces | BE31230 | SP (Control general) | stuk | Cable CDP23.150 Cable ETH-X1/X4-UMC100.3 | CDP23.150 Cable ETH-X1/X4-UMC100.3 unshielded, length 1.5 m | CDP23.150 Kabel ETH-X1/X4-UMC100.3 ungeschirmt | CDP23.150 Cable ETH-X1/X4-UMC100.3 unshielded, length 1.5 m
1SAJ929230R0030 | CDP23.300 | Active | 4013614496431 | 104.17 | 1 | 1 | stuk | UMC and Communication Interfaces | BE31230 | SP (Control general) | stuk | Cable CDP23.300 Cable ETH-X1/X4-UMC100.3 | CDP23.300 Cable ETH-X1/X4-UMC100.3 unshielded, length 3 m | CDP23.300 | CDP23.300 Cable ETH-X1/X4-UMC100.3 unshielded, length 3 m
1SAJ929500R0185 | CT4L185R/4 | Active | 4013614482113 | 533.29 | 1 | 1 | stuk | UMC and Communication Interfaces | BE31230 | SP (Control general) | stuk | CT4L185R/4 3-Phase Current Transformer Rated nominal current 60 … 185A | Tranformateur de courant Série UMC CT4L185R/4 | 3-Phasen Stromwandler 185R/4 Empf. Nennstrombereich 60 … 185A | CT4L185R/4, 3-Phase Current Transformer Rated nominal current range 60 … 185A |  | 5.14
1SAJ929500R0310 | CT4L310R/4 | Active | 4013614482120 | 638.49 | 1 | 1 | stuk | UMC and Communication Interfaces | BE31230 | SP (Control general) | stuk | UMC,com. Interfaces CT4L310R/4 | Tranformateur de courant Série UMC CT4L310R/4 | 3-Phasen Stromwandler 310R/4 Empf. Nennstrombereich 185 … 310A | CT4L310R/4, 3-Phase Current Transformer Rated nominal current range 185 … 310A |  | 5.14
1SAJ929501R0500 | CT5L500R/4 | Active | 4013614482137 | 880.67 | 1 | 1 | stuk | UMC and Communication Interfaces | BE31230 | SP (Control general) | stuk | UMC,com. Interfaces CT5L500R/4 | Tranformateur de courant Série UMC CT5L500R/4 | 3-Phasen Stromwandler 500R/4 Empf. Nennstrombereich 310 … 500A | CT5L500R/4, 3-Phase Current Transformer Rated nominal current range 310 … 500A |  | 5.14
1SAJ929501R0850 | CT5L850R/4 | Active | 4013614482144 | 949.18 | 1 | 1 | stuk | UMC and Communication Interfaces | BE31230 | SP (Control general) | stuk | UMC,com. Interfaces CT5L850R/4 | Tranformateur de courant Série UMC CT5L850R/4 | 3-Phasen Stromwandler 850R/4 Empf. Nennstrombereich 500 … 850A | CT5L850R/4, 3-Phase Current Transformer Rated nominal current range 500 … 850A |  | 5.14
1SAJ929600R0001 | SMK3.0 | Active | 4013614496417 | 74.34 | 1 | 1 | stuk | UMC and Communication Interfaces | BE31230 | SP (Control general) | stuk | Monteerkit UMC serie SMK3.0 | Kit de montage Série UMC SMK3.0 | Single Mounting Kit UMC range SMK3.0 | Single Mounting Kit UMC range SMK3.0
1SNA290474R0200 | SC 612 | Active | 4013614528552 | 5.72 | 1 | 10 | stuk | Interface relays R500, R600 | BE31230 | SP (Control general) | stuk | Scheidings eindplaat R600 Scheidings eindplaat | SC612 SC 612 FLASQUE POUR R600 | SC 612 Abschlussplatte f. R600 | SC 612 Separator end section f. R600
1SNA645001R0300 | RB121-24VUC | Active | 4013614507717 | 42.13 | 1 | 10 | stuk | Interface relays R500, R600 | BE31230 | SU (Entrelec) | stuk | Inferface relais R600 Inferface relais R600 | Relais interface Série R600 | RB121-24VUC Interface-Relais R600 1We,A1-A2=24VAC/DC,250V/10mA-6A | RB121-24VUC Interface relay R600 1c/o,A1-A2=24VAC/DC,5-250VAC/60mA-6A
1SNA645002R0400 | RB121-48-60VUC | Active | 4013614507724 | 47.28 | 1 | 10 | stuk | Interface relays R500, R600 | BE31230 | SU (Entrelec) | stuk | Inferface relais R600 schroef 1CO (10mA-6A) | Relais d'interface Série R600 à vis 1CO (10mA - 6A) | RB121-48-60VUC Interface-Relais R600 1We,A1-A2=48-60VAC/DC,250V/10mA-6A | RB121-48-60VUC Interface relay R600 1c/o,A1-A2=48-60VAC/DC,5-250VAC/60mA-6A
1SNA645003R0500 | RB121-115VUC | Active | 4013614507731 | 51.37 | 1 | 10 | stuk | Interface relays R500, R600 | BE31230 | SU (Entrelec) | stuk | Inferface relais R600 Relais RB121A 115vac/dc | Relais Entrelec RB121A 115vac/dc | RB121-115VUC Interface-Relais R600 1We,A1-A2=115VAC/DC,250V/10mA-6A | RB121-115VUC Interface relay R600 1c/o,A1-A2=115VAC/DC,5-250VAC/60mA-6A
1SNA645004R0400 | RB121-230VUC | Active | 4013614507755 | 52.69 | 1 | 10 | stuk | Interface relays R500, R600 | BE31230 | SU (Entrelec) | stuk | Inferface relais R600 RB121A 230vac/dc | Relais interface RB121A 230vac/dc | RB121-230VUC Interface-Relais R600 1We,A1-A2=230VAC/DC,250V/10mA-6A | RB121-230VUC Interface relay R600 1c/o,A1-A2=230VAC/DC,5-250VAC/60mA-6A
1SNA645005R0700 | RB121G-24VUC | Active | 4013614507762 | 43.93 | 1 | 10 | stuk | Interface relays R500, R600 | BE31230 | SU (Entrelec) | stuk | Interface relays R500, R600 RB121G-24VUC | Relais d'interface Série R600 à vis 1CO (1mA - 6A) | RB121G-24VUC Interface-Relais R600 1We,A1-A2=24VAC/DC,250V/3mA-6A | RB121G-24VUC Interface relay R600 1c/o,A1-A2=24VAC/DC,5-250VAC/10mA-6A
1SNA645006R0000 | RB121G-48-60VUC | Active | 4013614507779 | 47.53 | 1 | 10 | stuk | Interface relays R500, R600 | BE31230 | SU (Entrelec) | stuk | Interface relays R500, R600 RB121G-48-60VUC | Relais d'interface Série R600 à vis 1CO (1mA - 6A) | RB121G-48-60VUC Interface-Relais R600 1We,A1-A2=48-60VAC/DC,250V/3mA-6A | RB121G-48-60VUC Interface relay R600 1c/o,A1-A2=48-60VAC/DC,5-250VAC/10mA-6A
1SNA645007R0100 | RB121G-115VUC | Active | 4013614507786 | 52.32 | 1 | 10 | stuk | Interface relays R500, R600 | BE31230 | SU (Entrelec) | stuk | Interface relays R500, R600 RB121G-115VUC | Relais d'interface Série R600 à vis 1CO (1mA - 6A) | RB121G-115VUC Interface-Relais R600 1We,A1-A2=115VAC/DC,250V/3mA-6A | RB121G-115VUC Interface relay R600 1c/o,A1-A2=115VAC/DC,5-250VAC/10mA-6A
1SNA645008R1200 | RB121G-230VUC | Active | 4013614507793 | 54.36 | 1 | 10 | stuk | Interface relays R500, R600 | BE31230 | SU (Entrelec) | stuk | Interface relays R500, R600 RB121G-230VUC | Relais d'interface Série R600 à vis 1CO (1mA - 6A) | RB121G-230VUC Interface-Relais R600 1We,A1-A2=230VAC/DC,250V/3mA-6A | RB121G-230VUC Interface relay R600 1c/o,A1-A2=230VAC/DC,5-250VAC/10mA-6A
1SNA645011R2400 | RB121R-230VUC | Active | 4013614507809 | 83.76 | 1 | 5 | stuk | Interface relays R500, R600 | BE31230 | SP (Control general) | stuk | Interface relays R500, R600 RB121R-230VUC | Relais d'interface Série R600 à vis 1CO (10mA - 6A), protection de fuite | RB121R-230VUC Interface-Relais R600 1We,A1-A2=230VAC/DC,250V/10mA-6A | RB121R-230VUC Interface relay R600 1c/o,A1-A2=230VAC/DC,5-250VAC/60mA-6A, with integrated leakage current protection
1SNA645012R2500 | RB122G-24VUC | Active | 4013614507816 | 55.55 | 1 | 5 | stuk | Interface relays R500, R600 | BE31230 | SU (Entrelec) | stuk | Interface relays R500, R600 RB122G-24VUC | Relais d'interface Série R600 à vis 2CO (1mA - 8A) | RB122G-24VUC Interface-Relais R600 2We,A1-A2=24VAC/DC,250V/1mA-8A | RB122G-24VUC Interface relay R600 2c/o,A1-A2=24VAC/DC,5-250VAC/10mA-8A
1SNA645013R2600 | RB122G-230VUC | Active | 4013614507823 | 84.37 | 1 | 5 | stuk | Interface relays R500, R600 | BE31230 | SU (Entrelec) | stuk | Interface relays R500, R600 RB122G-230VUC | Relais d'interface Série R600 à vis 2CO (1mA - 5A) | RB122G-230VUC Interface-Relais R600 2We,A1-A2=230VAC/DC,250V/1mA-8A | RB122G-230VUC Interface relay R600 2c/o,A1-A2=230VAC/DC,5-250VAC/10mA-8A
1SNA645014R2700 | RB111-24VUC | Active | 4013614507830 | 39.6 | 1 | 10 | stuk | Interface relays R500, R600 | BE31230 | SU (Entrelec) | stuk | Inferface relais R600 RB111A 24vac/dc | Interface relay RB111A 24vac/dc | RB111-24VUC Interface-Relais R600 1S,A1-A2=24VAC/DC,250V/10mA-6A | RB111-24VUC Interface relay R600 1n/o,A1-A2=24VAC/DC,5-250VAC/60mA-6A
1SNA645016R2100 | RB111-115VUC | Active | 4013614507847 | 43.93 | 1 | 10 | stuk | Interface relays R500, R600 | BE31230 | SP (Control general) | stuk | Inferface relais R600 R600 115 VACdc 1NO | Relais d'interface Série R600 à vis 1NO (10mA - 6A) | RB111-115VUC Interface-Relais R600 1S,A1-A2=115VAC/DC,250V/10mA-6A | RB111-115VUC Interface relay R600 1n/o,A1-A2=115VAC/DC,5-250VAC/60mA-6A
1SNA645017R2200 | RB111-230VUC | Active | 4013614507854 | 51.13 | 1 | 10 | stuk | Interface relays R500, R600 | BE31230 | SU (Entrelec) | stuk | Inferface relais R600 schroef 1NO (10mA-6A) | Relais d'interface Série R600 à vis 1NO (10mA - 6A) | RB111-230VUC Interface-Relais R600 1S,A1-A2=230VAC/DC,250V/10mA-6A | RB111-230VUC Interface relay R600 1n/o,A1-A2=230VAC/DC,5-250VAC/60mA-6A
1SNA645018R0300 | RB111R-24VUC | Active | 4013614507861 | 70.2 | 1 | 5 | stuk | Interface relays R500, R600 | BE31230 | SU (Entrelec) | stuk | Interface relays R500, R600 RB111R-24VUC | Relais d'interface Série R600 à vis 1NO (10mA - 6A), contact protégé | RB111R-24VUC Interface-Relais R600 1S+RC,A1-A2=24VAC/DC,250V/10mA-6A | RB111R-24VUC Interface relay R600 1n/o,A1-A2=24VAC/DC,5-250VAC/60mA-6A, with integrated output contact protection
1SNA645019R0400 | RB101R-24VUC | Active | 4013614507878 | 63.25 | 1 | 5 | stuk | Interface relays R500, R600 | BE31230 | SP (Control general) | stuk | R600 cont.besch.24 vac/dc 1no led | Relais d'interface Série R600 à vis 1NC (10mA - 6A), contact protégé | RB101R-24VUC Interface-Relais R600 1Ö+RC,A1-A2=24VAC/DC,250V/10mA-6A | RB101R-24VUC Interface relay R600 1n/o,A1-A2=24VAC/DC,5-250VAC/60mA-6A,with integrated output contact protection
1SNA645020R0100 | RB121-60-230VUC | Active | 4013614507885 | 107.41 | 1 | 5 | stuk | Interface relays R500, R600 | BE31230 | SP (Control general) | stuk | Inferface relais R600 R600 | Rb121a 60-230vac/dc | RB121-60-230VUC Interface-Relais R600 1We,A1-A2=230VAC/DC,250V/10mA-6A | RB121-60-230VUC Interface relay R600 1c/o,A1-A2=60-230VAC/DC,5-250VAC/60mA-6A
1SNA645021R2600 | OBIC0100-24VDC | Active | 4013614507892 | 57.98 | 1 | 10 | stuk | Interface relays R500, R600 | BE31230 | SU (Entrelec) | stuk | Interface relays R500, R600 OBIC0100-24VDC | Module optocoupler Série R600 à vis Sorti: 100mA (4,5 - 58Vdc), Entrée: 24Vd | OBIC0100-24VDC Optokoppler R600 100mA,A1-A2=24VDC,Transistor | OBIC0100-24VDC Optocoupler R600 A1-A2=24VDC,4.5-58VDC/1 mA-100 mA,Transistor
1SNA645022R2700 | OBIC0100-115-230V | Active | 4013614507908 | 68.4 | 1 | 10 | stuk | Interface relays R500, R600 | BE31230 | SU (Entrelec) | stuk | Interface relays R500, R600 OBIC0100-115-230V | Module optocoupler Série R600 à vis Sorti: 100mA (4,5 - 58Vdc) | OBIC0100-115-230VUC Optokoppler R600 100mA,A1-A2=115-230VAC/DC,Transistor | OBIC0100-115-230VUC Optocoupler R600 A1-A2=115-230VAC/DC,4.5-58VDC/1 mA-100 mA,Transistor
1SNA645024R2100 | OBOC5000-24VDC | Active | 4013614507915 | 108.01 | 1 | 10 | stuk | Interface relays R500, R600 | BE31230 | SU (Entrelec) | stuk | OptocouplerM24vdc input/5 upto 58vdc 5A | Module optocoupler 24vdc input / 5 upto 58vdc 5A | OBOC5000-24VDC Optokoppler R600 5A,A1-A2=24VDC,MOS-FET | OBOC5000-24VDC Optocoupler R600 A1-A2=24VDC,4.5-58VDC/ 1 mA-5 A,MOSFET
1SNA645025R2200 | OBOC2000-24VUC | Active | 4013614507922 | 82.32 | 1 | 10 | stuk | Interface relays R500, R600 | BE31230 | SU (Entrelec) | stuk | Interface relays R500, R600 OBOC2000-24VUC | Module optocoupler Série R600 à vis Sorti: 2A (4,5 - 58Vdc), Entrée: 24Vac/dc | OBOC2000-24VUC Optokoppler R600 2A,A1-A2=24VAC/DC,MOS-FET | OBOC2000-24VUC Optocoupler R600 A1-A2=24VAC/DC,4.5-58VDC/ 1 mA-2 A,MOSFET
1SNA645026R2300 | OBOC2000-230VUC | Active | 4013614507939 | 90.6 | 1 | 10 | stuk | Interface relays R500, R600 | BE31230 | SU (Entrelec) | stuk | Interface relays R500, R600 OBOC2000-230VUC | Module optocoupler Série R600 à vis Sorti: 2A (4,5 - 58Vdc), Entrée: 230Vac/dc | OBOC2000-230VUC Optokoppler R600 2A,A1-A2=230VAC/DC,MOS-FET | OBOC2000-230VUC Optocoupler R600 A1-A2=230VAC/DC,4.5-58VDC/1 mA-2 A,MOSFET
1SNA645027R2400 | OBOA1000-24VDC | Active | 4013614507946 | 82.32 | 1 | 10 | stuk | Interface relays R500, R600 | BE31230 | SU (Entrelec) | stuk | Interface relays R500, R600 OBOA1000-24VDC | Module optocoupler Série R600 à vis Sorti: 1A (24 - 400Vac), Entrée: 24Vdc | OBOA1000-24VDC Optokoppler R600 1A,A1-A2=24VDC,Triac | OBOA1000-24VDC Optocoupler R600 A1-A2=24VDC,24-400VAC/25 mA-1 A,Triac
1SNA645028R0500 | OBOA1000-230VUC | Active | 4013614507953 | 90.6 | 1 | 10 | stuk | Interface relays R500, R600 | BE31230 | SU (Entrelec) | stuk | Interface relays R500, R600 OBOA1000-230VUC | Module optocoupler Série R600 à vis Sorti: 1A (24 - 400Vac), Entrée: 230Vac/dc | OBOA1000-230VUC Optokoppler R600 1A,A1-A2=230VAC/DC,Triac | OBOA1000-230VUC Optocoupler R600 A1-A2=230VAC/DC,24-400VAC/25 mA-1 A,Triac
1SNA645029R0600 | OBOA2000-24VDC | Active | 4013614507960 | 107.43 | 1 | 5 | stuk | Interface relays R500, R600 | BE31230 | SU (Entrelec) | stuk | Interface relays R500, R600 OBOA2000-24VDC | Module optocoupler Série R600 à vis Sorti: 2A (24 - 400Vac), Entrée: 24Vdc | OBOA2000-24VDC Optokoppler R600 2A,A1-A2=24VDC,Triac | OBOA2000-24VDC Optocoupler R600 A1-A2=24VDC,10-230VAC/25 mA-2 A,Triac
1SNA645034R2300 | RB121P-5VDC | Active | 4013614507977 | 52.69 | 1 | 10 | stuk | Interface relays R500, R600 | BE31230 | SU (Entrelec) | stuk | Inferface relais R600 schroef 1CO (10mA-6A) | Relais d'interface Série R600 à vis 1CO (10mA - 6A) | RB121P-5VDC Interface-Relais R600 1We,A1-A2=5VDC,250V/10mA-6A | RB121P-5VDC Interface relay R600 1c/o,A1-A2=5VDC,5-250VAC/60mA-6A
1SNA645035R2400 | RB121P-12VDC | Active | 4013614507984 | 52.69 | 1 | 10 | stuk | Interface relays R500, R600 | BE31230 | SU (Entrelec) | stuk | Inferface relais R600 schroef 1CO (10mA-6A) | Relais d'interface Série R600 à vis 1CO (10mA - 6A) | RB121P-12VDC Interface-Relais R600 1We,A1-A2=12VDC,250V/10mA-6A | RB121P-12VDC Interface relay R600 1c/o,A1-A2=12VDC,5-250VAC/60mA-6A
1SNA645036R2500 | RB121PG-5VDC | Active | 4013614507991 | 54.36 | 1 | 10 | stuk | Interface relays R500, R600 | BE31230 | SU (Entrelec) | stuk | RB121PG-5VDC R600 1c/oA1-A2=5VDC5-250VAC/10mA-6A | Relais d'interface Série R600 à vis 1CO (1mA - 6A) | RB121PG-5VDC Interface-Relais R600 1We,A1-A2=5VDC,250V/3mA-6A | RB121PG-5VDC Interface relay R600 1c/o,A1-A2=5VDC,5-250VAC/10mA-6A
1SNA645040R1500 | RB122G-48-60VUC | Active | 4013614508004 | 66.59 | 1 | 5 | stuk | Interface relays R500, R600 | BE31230 | SU (Entrelec) | stuk | Interface relays R500, R600 RB122G-48-60VUC | Relais d'interface Série R600 à vis 2CO (1mA - 8A) | RB122G-48-60VUC Interface-Relais R600 2We,A1-A2=48-60VAC/DC,250V/1mA-8A | RB122G-48-60VUC Interface relay R600 2c/o,A1-A2=48-60VAC/DC,5-250VAC/10mA-8A
1SNA645041R0200 | RB122G-115VUC | Active | 4013614508011 | 84.37 | 1 | 5 | stuk | Interface relays R500, R600 | BE31230 | SU (Entrelec) | stuk | Interface relays R500, R600 RB122G-115VUC | Relais d'interface Série R600 à vis 2CO (1mA - 5A) | RB122G-115VUC Interface-Relais R600 2We,A1-A2=115VAC/DC,250V/1mA-8A | RB122G-115VUC Interface relay R600 2c/o,A1-A2=115VAC/DC,5-250VAC/10mA-8A
1SNA645046R0700 | RB121R-115VUC | Active | 4013614508028 | 83.76 | 1 | 5 | stuk | Interface relays R500, R600 | BE31230 | SP (Control general) | stuk | Interface relays R500, R600 RB121R-115VUC | Relais d'interface Série R600 à vis 1CO (10mA - 6A), protection de fuite | RB121R-115VUC Interface-Relais R600 1We,A1-A2=115VAC/DC,250V/10mA-6A | RB121R-115VUC Interface relay R600 1c/o,A1-A2=115VAC/DC,5-250VAC/60mA-6A, with integrated leakage current protection
1SNA645047R0000 | OBIC0100-5-12VDC | Active | 4013614508035 | 62.51 | 1 | 10 | stuk | Interface relays R500, R600 | BE31230 | SU (Entrelec) | stuk | OBIC0100-5-12VDC Optocoupler R600 A1-A2=5-12VDC4.5-58VDC/1MA-100MATransistor | Module optocoupler Série R600 à vis Sorti: 100mA (4,5 - 58Vdc), Entrée: 5-12 | OBIC0100-5-12VDC Optokoppler R600 100mA,A1-A2=5-12VDC,Transistor | OBIC0100-5-12VDC Optocoupler R600 A1-A2=5-12VDC,4.5-58VDC/1 mA-100 mA,Transistor
1SNA645049R1200 | OBIC0100-48-60VUC | Active | 4013614508042 | 62.51 | 1 | 10 | stuk | Interface relays R500, R600 | BE31230 | SU (Entrelec) | stuk | Interface relays R500, R600 OBIC0100-48-60VUC | Module optocoupler Série R600 à vis Sorti: 100mA (4,5 - 58Vdc), Entrée: 48-6 | OBIC0100-48-60VUC Optokoppler R600 100mA,A1-A2=48-60VAC/DC,Transistor | OBIC0100-48-60VUC Optocoupler R600 A1-A2=48-60VAC/DC,4.5-58VDC/1 mA-100 mA,Transistor
1SNA645050R1700 | OBOC2000-5-12VDC | Active | 4013614508059 | 87.83 | 1 | 10 | stuk | Interface relays R500, R600 | BE31230 | SU (Entrelec) | stuk | Interface relays R500, R600 OBOC2000-5-12VDC | Module optocoupler Série R600 à vis Sorti: 2A (4,5 - 58Vdc), Entrée: 5-12Vdc | OBOC2000-5-12VDC Optokoppler R600 2A,A1-A2=5-12VDC,MOS-FET | OBOC2000-5-12VDC Optocoupler R600 A1-A2=5-12VDC,4.5-58VDC/ 1 mA-2 A,MOSFET
1SNA645051R0400 | OBOC2000-24VDC | Active | 4013614508066 | 84.5 | 1 | 10 | stuk | Interface relays R500, R600 | BE31230 | SU (Entrelec) | stuk | OBOC2000-24VDC Optocoupler R600 A1-A2=24VDC4.5-58VDC/1MA-2 AMOSFET | Module optocoupler Série R600 à vis Sorti: 2A (4,5 - 58Vdc), Entrée: 24Vdc | OBOC2000-24VDC Optokoppler R600 2A,A1-A2=24VDC,MOS-FET | OBOC2000-24VDC Optocoupler R600 A1-A2=24VDC,4.5-58VDC/ 1 mA-2 A,MOSFET
1SNA645053R0600 | OBOC2000-48-60VUC | Active | 4013614508073 | 87.83 | 1 | 10 | stuk | Interface relays R500, R600 | BE31230 | SU (Entrelec) | stuk | Interface relays R500, R600 OBOC2000-48-60VUC | Module optocoupler Série R600 à vis Sorti: 2A (4,5 - 58Vdc), Entrée: 48-60Vac/dc | OBOC2000-48-60VUC Optokoppler R600 2A,A1-A2=48-60VAC/DC,MOS-FET | OBOC2000-48-60VUC Optocoupler R600 A1-A2=48-60VAC/DC,4.5-58VDC/ 1 mA-2 A,MOSFET
1SNA645054R0700 | OBOC2000-115VUC | Active | 4013614508080 | 88.92 | 1 | 10 | stuk | Interface relays R500, R600 | BE31230 | SU (Entrelec) | stuk | Interface relays R500, R600 OBOC2000-115VUC | Module optocoupler Série R600 à vis Sorti: 2A (4,5 - 58Vdc), Entrée: 115Vac/dc | OBOC2000-115VUC Optokoppler R600 2A,A1-A2=115VAC/DC,MOS-FET | OBOC2000-115VUC Optocoupler R600 A1-A2=115VAC/DC,4.5-58VDC/ 1 mA-2 A,MOSFET
1SNA645058R1300 | OBOC5000-115VUC | Active | 4013614508097 | 110.65 | 1 | 10 | stuk | Interface relays R500, R600 | BE31230 | SP (Control general) | stuk | Interface relays R500, R600 OBOC5000-115VUC | Module optocoupler Série R600 à vis Sorti: 5A (4,5 - 58Vdc), Entrée: 115Vac/dc | OBOC5000-115VUC Optokoppler R600 5A,A1-A2=115VAC/DC,MOS-FET | OBOC5000-115VUC Optocoupler R600 A1-A2=115VAC/DC,4.5-58VDC/ 1 mA-5 A,MOSFET
1SNA645062R0700 | OBOA1000-115VUC | Active | 4013614508127 | 88.92 | 1 | 10 | stuk | Interface relays R500, R600 | BE31230 | SU (Entrelec) | stuk | Interface relays R500, R600 OBOA1000-115VUC | Module optocoupler Série R600 à vis Sorti: 1A (24 - 400Vac), Entrée: 115Vac/dc | OBOA1000-115VUC Optokoppler R600 1A,A1-A2=115VAC/DC,Triac | OBOA1000-115VUC Optocoupler R600 A1-A2=115VAC/DC,24-400VAC/25 mA-1 A,Triac
1SNA645071R0000 | RB121-24VDC | Active | 4013614508134 | 64.92 | 1 | 10 | stuk | Interface relays R500, R600 | BE31230 | SU (Entrelec) | stuk | RB121-24VDC R600 1c/oA1-A2=24VDC5-250VAC/60mA-6A | Relais d'interface Série CR 1 c/o 250V 10mA-6A | RB121-24VDC Interface-Relais R600 1We,A1-A2=24VDC,250V/10mA-6A | RB121-24VDC Interface relay R600 1c/o,A1-A2=24VDC,5-250VAC/60mA-6A
1SNA645072R0000 | RB121G-24VDC | Active | 4013614508141 | 28.69 | 1 | 10 | stuk | Interface relays R500, R600 | BE31230 | SU (Entrelec) | stuk | Interface relays R500, R600 RB121G-24VDC | Relais d'interface Série CR 1 c/o 250V 1mA-6A | RB121G-24VDC Interface-Relais R600 1We,A1-A2=24VDC,250V/3mA-6A | RB121G-24VDC Interface relay R600 1c/o,A1-A2=24VDC,5-250VAC/10mA-6A
1SNA645073R0000 | RB121-12VDC | Active | 4013614508158 | 86.9 | 1 | 10 | stuk | Interface relays R500, R600 | BE31230 | SP (Control general) | stuk | R600 R600 1 wissel 250V 10mA-6A high level | Relais d'interface Série CR 1 c/o 250V 10mA-6A | RB121-12VDC Interface-Relais R600 1We,A1-A2=12VDC,250V/10mA-6A | RB121-12VDC Interface relay R600 1c/o,A1-A2=12VDC,5-250VAC/60mA-6A
1SNA645075R0000 | RB121G-12VDC | Active | 4013614508165 | 121.21 | 1 | 10 | stuk | Interface relays R500, R600 | BE31230 | SP (Control general) | stuk | R600 R600 1 wissel 250V 1mA-6A low level | Relais d'interface Série CR 1 c/o 250V 1mA-6A | RB121G-12VDC Interface-Relais R600 1We,A1-A2=12VDC,250V/3mA-6A | RB121G-12VDC Interface relay R600 1c/o,A1-A2=12VDC,5-250VAC/10mA-6A
1SNA645501R0500 | RBR121-24VUC | Active | 4013614508172 | 44.16 | 1 | 10 | stuk | Interface relays R500, R600 | BE31230 | SU (Entrelec) | stuk | Interface relays R500, R600 RBR121-24VUC | Relais d'interface Série R600 à ressort 1CO (10mA - 6A) | RBR121-24VUC Interface-Relais R600 1We,A1-A2=24VAC/DC,250V/10mA-6A | RBR121-24VUC Interface relay R600 1c/o,A1-A2=24VAC/DC,5-250VAC/60mA-6A
1SNA645502R0600 | RBR121-48-60VUC | Active | 4013614508189 | 43.21 | 1 | 10 | stuk | Interface relays R500, R600 | BE31230 | SP (Control general) | stuk | Interface relays R500, R600 RBR121-48-60VUC | Relais d'interface Série R600 à ressort 1CO (10mA - 6A) | RBR121-48-60VUC Interface-Relais R600 1We,A1-A2=48-60VAC/DC,250V/10mA-6A | RBR121-48-60VUC Interface relay R600 1c/o,A1-A2=48-60VAC/DC,5-250VAC/60mA-6A
1SNA645503R0700 | RBR121-115VUC | Active | 4013614508196 | 47.78 | 1 | 10 | stuk | Interface relays R500, R600 | BE31230 | SP (Control general) | stuk | Interface relays R500, R600 RBR121-115VUC | Relais d'interface Série R600 à ressort 1CO (10mA - 6A) | RBR121-115VUC Interface-Relais R600 1We,A1-A2=115VAC/DC,250V/10mA-6A | RBR121-115VUC Interface relay R600 1c/o,A1-A2=115VAC/DC,5-250VAC/60mA-6A
1SNA645504R0000 | RBR121-230VUC | Active | 4013614508202 | 55.33 | 1 | 10 | stuk | Interface relays R500, R600 | BE31230 | SU (Entrelec) | stuk | Interface relays R500, R600 RBR121-230VUC | Relais d'interface Série R600 à ressort 1CO (10mA - 6A) | RBR121-230VUC Interface-Relais R600 1We,A1-A2=230VAC/DC,250V/10mA-6A | RBR121-230VUC Interface relay R600 1c/o,A1-A2=230VAC/DC,5-250VAC/60mA-6A
1SNA645505R0100 | RBR121G-24VUC | Active | 4013614508219 | 41.52 | 1 | 10 | stuk | Interface relays R500, R600 | BE31230 | SP (Control general) | stuk | Interface relays R500, R600 RBR121G-24VUC | Relais d'interface Série R600 à ressort 1CO (1mA - 6A) | RBR121G-24VUC Interface-Relais R600 1We,A1-A2=24VAC/DC,250V/3mA-6A | RBR121G-24VUC Interface relay R600 1c/o,A1-A2=24VAC/DC,5-250VAC/10mA-6A
1SNA645506R0200 | RBR121G-48-60VUC | Active | 4013614508226 | 44.77 | 1 | 10 | stuk | Interface relays R500, R600 | BE31230 | SP (Control general) | stuk | Interface relays R500, R600 RBR121G-48-60VUC | Relais d'interface Série R600 à ressort 1CO (1mA - 6A) | RBR121G-48-60VUC Interface-Relais R600 1We,A1-A2=48-60VAC/DC,250V/3mA-6A | RBR121G-48-60VUC Interface relay R600 1c/o,A1-A2=48-60VAC/DC,5-250VAC/10mA-6A
1SNA645507R0300 | RBR121G-115VUC | Active | 4013614508233 | 49.44 | 1 | 10 | stuk | Interface relays R500, R600 | BE31230 | SP (Control general) | stuk | Interface relays R500, R600 RBR121G-115VUC | Relais d'interface Série R600 à ressort 1CO (1mA - 6A) | RBR121G-115VUC Interface-Relais R600 1We,A1-A2=115VAC/DC,250V/3mA-6A | RBR121G-115VUC Interface relay R600 1c/o,A1-A2=115VAC/DC,5-250VAC/10mA-6A
1SNA645508R1400 | RBR121G-230VUC | Active | 4013614508240 | 57.12 | 1 | 10 | stuk | Interface relays R500, R600 | BE31230 | SU (Entrelec) | stuk | R600 veer 1CO (1mA-6A) | Relais d'interface Série R600 à ressort 1CO (1mA - 6A) | RBR121G-230VUC Interface-Relais R600 1We,A1-A2=230VAC/DC,250V/3mA-6A | RBR121G-230VUC Interface relay R600 1c/o,A1-A2=230VAC/DC,5-250VAC/10mA-6A
1SNA645511R2600 | RBR121R-230VUC | Active | 4013614508257 | 87.98 | 1 | 5 | stuk | Interface relays R500, R600 | BE31230 | SP (Control general) | stuk | Interface relays R500, R600 RBR121R-230VUC | Relais d'interface Série R600 à ressort 1CO (10mA - 6A), protection de fuite | RBR121R-230VUC Interface-Relais R600 1We,A1-A2=230VAC/DC,250V/10mA-6A | RBR121R-230VUC Interface relay R600 1c/o,A1-A2=230VAC/DC,5-250VAC/60mA-6A, with integrated leakage current protection
1SNA645512R2700 | RBR122G-24VUC | Active | 4013614508264 | 56.42 | 1 | 5 | stuk | Interface relays R500, R600 | BE31230 | SP (Control general) | stuk | Interface relays R500, R600 RBR122G-24VUC | Relais d'interface Série R600 à ressort 2CO (1mA - 8A) | RBR122G-24VUC Interface-Relais R600 2We,A1-A2=24VAC/DC,250V/1mA-8A | RBR122G-24VUC Interface relay R600 2c/o,A1-A2=24VAC/DC,5-250VAC/10mA-8A
1SNA645513R2000 | RBR122G-230VUC | Active | 4013614508271 | 79.57 | 1 | 5 | stuk | Interface relays R500, R600 | BE31230 | SP (Control general) | stuk | Interface relays R500, R600 RBR122G-230VUC | Relais d'interface Série R600 à ressort 2CO (1mA - 5A) | RBR122G-230VUC Interface-Relais R600 2We,A1-A2=230VAC/DC,250V/1mA-8A | RBR122G-230VUC Interface relay R600 2c/o,A1-A2=230VAC/DC,5-250VAC/10mA-8A
1SNA645514R2100 | RBR111-24VUC | Active | 4013614508288 | 38.04 | 1 | 10 | stuk | Interface relays R500, R600 | BE31230 | SP (Control general) | stuk | Interface relays R500, R600 RBR111-24VUC | Relais d'interface Série R600 à ressort 1NO (10mA - 6A) | RBR111-24VUC Interface-Relais R600 1S,A1-A2=24VAC/DC,250V/10mA-6A | RBR111-24VUC Interface relay R600 1n/o,A1-A2=24VAC/DC,5-250VAC/60mA-6A
1SNA645518R0500 | RBR111R-24VUC | Active | 4013614508295 | 66.37 | 1 | 5 | stuk | Interface relays R500, R600 | BE31230 | SP (Control general) | stuk | Interface relays R500, R600 RBR111R-24VUC | Relais d'interface Série R600 à ressort 1NO (10mA - 6A), contact protégé | RBR111R-24VUC Interface-Relais R600 1S+RC,A1-A2=24VAC/DC,250V/10mA-6A | RBR111R-24VUC Interface relay R600 1n/o,A1-A2=24VAC/DC,5-250VAC/60mA-6A, with integrated output contact protection
1SNA645519R0600 | RBR101R-24VUC | Active | 4013614508301 | 66.37 | 1 | 5 | stuk | Interface relays R500, R600 | BE31230 | SP (Control general) | stuk | Interface relays R500, R600 RBR101R-24VUC | Relais d'interface Série R600 à ressort 1NC (10mA - 6A), contact protégé | RBR101R-24VUC Interface-Relais R600 1Ö+RC,A1-A2=24VAC/DC,250V/10mA-6A | RBR101R-24VUC Interface relay R600 1n/o,A1-A2=24VAC/DC,5-250VAC/60mA-6A, with integrated output contact protection
1SNA645520R0300 | RBR121-60-230VUC | Active | 4013614508318 | 112.82 | 1 | 5 | stuk | Interface relays R500, R600 | BE31230 | SP (Control general) | stuk | Interface relays R500, R600 RBR121-60-230VUC | Rbr121a 60-230vac/dc | RBR121-60-230VUC Interface-Relais R600 1We,A1-A2=230VAC/DC,250V/10mA-6A | RBR121-60-230VUC Interface relay R600 1c/o,A1-A2=60-230VAC/DC,5-250VAC/60mA-6A
1SNA645521R2000 | OBRIC0100-24VDC | Active | 4013614508325 | 59.41 | 1 | 10 | stuk | Interface relays R500, R600 | BE31230 | SU (Entrelec) | stuk | OBRIC0100-24VDC Optocoupler R600 A1-A2=24VDC4.5-58VDC/1MA-100MATransistor | Module optocoupler Série R600 à ressort Sorti: 100mA (4,5 - 58Vdc), Entrée: 24Vd | OBRIC0100-24VDC Optokoppler R600 100mA,A1-A2=24VDC,Transistor | OBRIC0100-24VDC Optocoupler R600 A1-A2=24VDC,4.5-58VDC/1 mA-100 mA,Transistor
1SNA645522R2100 | OBRIC0100-115-230V | Active | 4013614508332 | 64.44 | 1 | 10 | stuk | Interface relays R500, R600 | BE31230 | SP (Control general) | stuk | Interface relays R500, R600 OBRIC0100-115-230V | Module optocoupler Série R600 à ressort Sorti: 100mA (4,5 - 58Vdc), Entrée: 115-230Vac/dc | OBRIC0100-115-230VUC Optokoppler R600 100mA,A1-A2=115-230VAC/DC,Transistor | OBRIC0100-115-230VUC Optocoupler R600 A1-A2=115-230VAC/DC,4.5-58VDC/1 mA-100 mA,Transistor
1SNA645524R2300 | OBROC5000-24VDC | Active | 4013614508349 | 99.6 | 1 | 10 | stuk | Interface relays R500, R600 | BE31230 | SP (Control general) | stuk | Interface relays R500, R600 OBROC5000-24VDC | Module optocoupler Série R600 à ressort Sorti: 5A (4,5 - 58Vdc), Entrée: 24Vdc | OBROC5000-24VDC Optokoppler R600 5A,A1-A2=24VDC,MOS-FET | OBROC5000-24VDC Optocoupler R600 A1-A2=24VDC,4.5-58VDC/ 1 mA-5 A,MOSFET
1SNA645525R2400 | OBROC2000-24VUC | Active | 4013614508356 | 77.88 | 1 | 10 | stuk | Interface relays R500, R600 | BE31230 | SP (Control general) | stuk | Interface relays R500, R600 OBROC2000-24VUC | Module optocoupler Série R600 à ressort Sorti: 2A (4,5 - 58Vdc), Entrée: 24Vac/dc | OBROC2000-24VUC Optokoppler R600 2A,A1-A2=24VAC/DC,MOS-FET | OBROC2000-24VUC Optocoupler R600 A1-A2=24VAC/DC,4.5-58VDC/ 1 mA-2 A,MOSFET
1SNA645526R2500 | OBROC2000-230VUC | Active | 4013614508363 | 85.69 | 1 | 10 | stuk | Interface relays R500, R600 | BE31230 | SP (Control general) | stuk | Interface relays R500, R600 OBROC2000-230VUC | Module optocoupler Série R600 à ressort Sorti: 2A (4,5 - 58Vdc), Entrée: 230Vac/dc | OBROC2000-230VUC Optokoppler R600 2A,A1-A2=230VAC/DC,MOS-FET | OBROC2000-230VUC Optocoupler R600 A1-A2=230VAC/DC,4.5-58VDC/ 1 mA-2 A,MOSFET
1SNA645527R2600 | OBROA1000-24VDC | Active | 4013614508370 | 77.88 | 1 | 10 | stuk | Interface relays R500, R600 | BE31230 | SP (Control general) | stuk | Interface relays R500, R600 OBROA1000-24VDC | Module optocoupler Série R600 à ressort Sorti: 1A (24 - 400Vac), Entrée: 24Vdc | OBROA1000-24VDC Optokoppler R600 1A,A1-A2=24VDC,Triac | OBROA1000-24VDC Optocoupler R600 A1-A2=24VDC,24-400VAC/25 mA-1 A,Triac
1SNA645529R0000 | OBROA2000-24VDC | Active | 4013614508394 | 99.6 | 1 | 5 | stuk | Interface relays R500, R600 | BE31230 | SP (Control general) | stuk | Interface relays R500, R600 OBROA2000-24VDC | Module optocoupler Série R600 à ressort Sorti: 2A (24 - 400Vac), Entrée: 24Vdc | OBROA2000-24VDC Optokoppler R600 2A,A1-A2=24VDC,Triac | OBROA2000-24VDC Optocoupler R600 A1-A2=24VAC/DC,10-230VAC/25 mA-2 A,Triac
1SNA645534R2500 | RBR121P-5VDC | Active | 4013614508400 | 49.69 | 1 | 10 | stuk | Interface relays R500, R600 | BE31230 | SP (Control general) | stuk | R600 veerdruk 5 v dc 1spdt led | Relais d'interface Série R600 à ressort 1CO (10mA - 6A) | RBR121P-5VDC Interface-Relais R600 1We,A1-A2=5VDC,250V/10mA-6A | RBR121P-5VDC Interface relay R600 1c/o,A1-A2=5VDC,5-250VAC/60mA-6A
1SNA645535R2600 | RBR121P-12VDC | Active | 4013614508417 | 49.69 | 1 | 10 | stuk | Interface relays R500, R600 | BE31230 | SP (Control general) | stuk | R600 veerdruk 12 vdc 1spdt led | Relais d'interface Série R600 à ressort 1CO (10mA - 6A) | RBR121P-12VDC Interface-Relais R600 1We,A1-A2=12VDC,250V/10mA-6A | RBR121P-12VDC Interface relay R600 1c/o,A1-A2=12VDC,5-250VAC/60mA-6A
1SNA645540R1700 | RBR122G-48-60VUC | Active | 4013614508431 | 63.11 | 1 | 5 | stuk | Interface relays R500, R600 | BE31230 | SP (Control general) | stuk | R600 veerdruk 48-60 VAC/dc 1dpdt led | Relais d'interface Série R600 à ressort 2CO (1mA - 8A) | RBR122G-48-60VUC Interface-Relais R600 2We,A1-A2=48-60VUC,250V/1mA-8A | RBR122G-48-60VUC Interface relay R600 2c/o,A1-A2=48-60VAC/DC,5-250VAC/10mA-8A
1SNA645541R0400 | RBR122G-115VUC | Active | 4013614508448 | 88.58 | 1 | 5 | stuk | Interface relays R500, R600 | BE31230 | SU (Entrelec) | stuk | R600 veer 2CO (1mA-5A) | Relais d'interface Série R600 à ressort 2CO (1mA - 5A) | RBR122G-115VUC Interface-Relais R600 2We,A1-A2=115VAC/DC,250V/1mA-8A | RBR122G-115VUC Interface relay R600 2c/o,A1-A2=115VAC/DC,5-250VAC/10mA-8A
1SNA645547R0200 | OBRIC0100-5-12VDC | Active | 4013614508462 | 59.04 | 1 | 10 | stuk | Interface relays R500, R600 | BE31230 | SP (Control general) | stuk | Interface relays R500, R600 OBRIC0100-5-12VDC | Module optocoupler Série R600 à ressort Sorti: 100mA (4,5 - 58Vdc), Entrée: 5-12Vdc | OBRIC0100-5-12VDC Optokoppler R600 100mA,A1-A2=5-12VDC,Transistor | OBRIC0100-5-12VDC Optocoupler R600 A1-A2=5-12VDC,4.5-58VDC/1 mA-100 mA,Transistor
1SNA645549R1400 | OBRIC0100-48-60VUC | Active | 4013614508479 | 59.04 | 1 | 10 | stuk | Interface relays R500, R600 | BE31230 | SP (Control general) | stuk | Interface relays R500, R600 OBRIC0100-48-60VUC | Module optocoupler Série R600 à ressort Sorti: 100mA (4,5 - 58Vdc), Entrée: 48-60Vac/dc | OBRIC0100-48-60VUC Optokoppler R600 100mA,A1-A2=48-60VAC/DC,Transistor | OBRIC0100-48-60VUC Optocoupler R600 A1-A2=48-60VAC/DC,4.5-58VDC/1 mA-100 mA,Transistor
1SNA645550R1100 | OBROC2000-5-12VDC | Active | 4013614508486 | 82.92 | 1 | 10 | stuk | Interface relays R500, R600 | BE31230 | SP (Control general) | stuk | Interface relays R500, R600 OBROC2000-5-12VDC | Module optocoupler Série R600 à ressort Sorti: 2A (4,5 - 58Vdc), Entrée: 5-12Vdc | OBROC2000-5-12VDC Optokoppler R600 2A,A1-A2=5-12VAC/DC,MOS-FET | OBROC2000-5-12VDC Optocoupler R600 A1-A2=5-12VDC,4.5-58VDC/ 1 mA-2 A,MOSFET
1SNA645551R0600 | OBROC2000-24VDC | Active | 4013614508493 | 77.88 | 1 | 10 | stuk | Interface relays R500, R600 | BE31230 | SP (Control general) | stuk | Interface relays R500, R600 OBROC2000-24VDC | Module optocoupler Série R600 à ressort Sorti: 2A (4,5 - 58Vdc), Entrée: 24Vdc | OBROC2000-24VDC Optokoppler R600 2A,A1-A2=24VDC,MOS-FET | OBROC2000-24VDC Optocoupler R600 A1-A2=24VDC,4.5-58VDC/ 1 mA-2 A,MOSFET
1SNA645553R0000 | OBROC2000-48-60VUC | Active | 4013614508509 | 82.92 | 1 | 10 | stuk | Interface relays R500, R600 | BE31230 | SP (Control general) | stuk | OBROC2000-48-60VUC R600 A1-A2=48-60VAC/DC4.5-58VDC/1MA-2 AMOSFET | Module optocoupler Série R600 à ressort Sorti: 2A (4,5 - 58Vdc), Entrée: 48-60Vac/dc | OBROC2000-48-60VUC Optokoppler R600 2A,A1-A2=48-60VAC/DC,MOS-FET | OBROC2000-48-60VUC Optocoupler R600 A1-A2=48-60VAC/DC,4.5-58VDC/ 1 mA-2 A,MOSFET
1SNA645559R1600 | OBROC5000-230VUC | Active | 4013614508530 | 117.85 | 1 | 10 | stuk | Interface relays R500, R600 | BE31230 | SP (Control general) | stuk | Interface relays R500, R600 OBROC5000-230VUC | Module optocoupler Série R600 à ressort Sorti: 5A (4,5 - 58Vdc), Entrée: 230Vac/dc | OBROC5000-230VUC Optokoppler R600 5A,A1-A2=230VAC/DC,MOS-FET | OBROC5000-230VUC Optocoupler R600 A1-A2=230VAC/DC,4.5-58VDC/ 1 mA-5 A,MOSFET
1SNA645571R0000 | RBR121-24VDC | Active | 4013614508561 | 73.2 | 1 | 10 | stuk | Interface relays R500, R600 | BE31230 | SP (Control general) | stuk | R600 R600 1 wissel 250V 10mA-6A high level | Relais d'interface Série CR 1 c/o 250V 10mA-6A | RBR121-24VDC Interface-Relais R600 1We,A1-A2=24VDC,250V/10mA-6A | RBR121-24VDC Interface relay R600 1c/o,A1-A2=24VDC,5-250VAC/60mA-6A
1SNA645572R0000 | RBR121G-24VDC | Active | 4013614508578 | 30.12 | 1 | 10 | stuk | Interface relays R500, R600 | BE31230 | SU (Entrelec) | stuk | Interface relays R500, R600 RBR121G-24VDC | Relais d'interface Série CR 1 c/o 250V 1mA-6A | RBR121G-24VDC Interface-Relais R600 1We,A1-A2=24VDC,250V/3mA-6A | RBR121G-24VDC Interface relay R600 1c/o,A1-A2=24VDC,5-250VAC/10mA-6A
1SVM120012R0000 | SFM1-A11.1 | Active | 4053546041811 | 163.78 | 1 | 1 | stuk | Intelligent Control Gear | BE31230 | SP (Control general) | stuk | Geadvanceerde functie module voor AF09...AF96 24Vdc spoel | Advanced Function Module for AF09...AF96 24Vdc coil | Advanced Function Module for AF09...AF96 24Vdc coil | Advanced Function Module for AF09...AF96 24Vdc coil
1SVM320010R0000 | SCV10-40.1 | Active | 4053546041828 | 286.59 | 1 | 1 | stuk | Intelligent Control Gear | BE31230 | SP (Control general) | stuk | Geadvanceerde functie module Stroom/ spanning meting | Advanced Function Module Current - Voltagesensor | Advanced Function Module Current - Voltagesensor | Advanced Function Module Current - Voltagesensor
1SVM811000R0025 | SFM-CAB-S.1-25 | Active | 4053546047615 | 30.51 | 1 | 1 | stuk | Intelligent Control Gear | BE31230 | SP (Control general) | stuk | Verbindingskabel SFM naar Sensor 0,25m | Connection cable SFM to Sensor 0,25m | Connection cable SFM to Sensor 0,25m | Connection cable SFM to Sensor 0,25m
1SVM823000R0500 | SFM-CAB-RJTB.1-500 | Active | 4053546047714 | 213.58 | 1 | 1 | stuk | Intelligent Control Gear | BE31230 | SP (Control general) | stuk | Verbindingskabel SFM RJ45-X20TB 5m | Connection cable SFM RJ45-X20TB 5m | Connection cable SFM RJ45-X20TB 5m | Connection cable SFM RJ45-X20TB 5m
1SVR320561R1000 | CP-S.1 24/5.0 | Active | 4013614561108 | 275.92 | 1 | 1 | stuk | Power Supplies and Buffer module | BE31230 | SP (Control general) | stuk | Voeding CP serie In:100-240VAC/100-250VDC Out:DC 24V/5A | Alimentation Série CP In:100-240VAC/100-250VDC Out:DC 24V/5A | Switching power supply CP range In:100-240VAC/100-250VDC Out:DC 24V/5A | Switching power supply CP range In:100-240VAC/100-250VDC Out:DC 24V/5A
1SVR320661R1000 | CP-S.1 24/10.0 | Active | 4013614561115 | 485.19 | 1 | 1 | stuk | Power Supplies and Buffer module | BE31230 | SP (Control general) | stuk | Voeding CP serie In:100-240VAC/100-250VDC Out:DC 24V/10A | Alimentation Série CP In:100-240VAC/100-250VDC Out:DC 24V/10A | Switching power supply CP range In:100-240VAC/100-250VDC Out:DC 24V/10A | Switching power supply CP range In:100-240VAC/100-250VDC Out:DC 24V/10A
1SVR360060R1001 | CP-C.1-A-RU | Active | 4013614523816 | 256.49 | 1 | 1 | stuk | CP-C.1 Range | BE31230 | SP (Control general) | stuk | CP-C.1 CP-C.1-A-RU | CP-C.1-A-RU Redundancy unit for power supplies In: 2x20A, Out: 1x40A | CP-C.1-A-RU Redundanzeinheit für Netzteile In: 2x20A, Out: 1x40A | CP-C.1-A-RU Redundancy unit for power supplies In: 2x20A, Out: 1x40A
1SVR360060R2001 | CP-C.1-A-RU-C | Active | 4013614523748 | 290 | 1 | 1 | stuk | Power Supplies and Buffer module | BE31230 | SP (Control general) | stuk | Redundantie-eenheid voor voedingen CP serie CP-C.1-A-RU-C | Alimentation redondante Série CP CP-C.1-A-RU-C | Redundancy unit for power supplies CP range CP-C.1-A-RU-C | Redundancy unit for power supplies CP range CP-C.1-A-RU-C
1SVR360563R1001 | CP-C.1 24/5.0 | Active | 4013614503818 | 345.63 | 1 | 1 | stuk | CP-C.1 Range | BE31230 | SP (Control general) | stuk | In:100-240VAC/90-350VDC uitga,:DC 24V/5A | Alimentation Série CP In:100-240VAC/90-300VDC Out:DC 24V/5A | CP-C.1 24/5.0 Netzteil In:100-240VAC/90-300VDC Out:DC 24V/5A | CP-C.1 24/5.0 Power supply In:100-240VAC/90-300VDC Out:DC 24V/5A
1SVR360663R1001 | CP-C.1 24/10.0 | Active | 4013614503825 | 531.64 | 1 | 1 | stuk | CP-C.1 Range | BE31230 | SP (Control general) | stuk | In:100-240VAC/90-350VDC uitga,:DC 24V/10A | Alimentation Série CP In:100-240VAC/90-300VDC Out:DC 24V/10A | CP-C.1 24/10.0 Netzteil In:100-240VAC/90-300VDC Out:DC 24V/10A | CP-C.1 24/10.0 Power supply In:100-240VAC/90-300VDC Out:DC 24V/10A
1SVR360763R1001 | CP-C.1 24/20.0 | Active | 4013614503832 | 824.46 | 1 | 1 | stuk | CP-C.1 Range | BE31230 | SP (Control general) | stuk | In:100-240VAC/90-350VDC uitga,:DC 24V/10A | Alimentation Série CP In:100-240VAC/90-300VDC Out:DC 24V/20A | CP-C.1 24/20.0 Netzteil In:100-240VAC/90-300VDC Out:DC 24V/20A | CP-C.1 24/20.0 Power supply In:100-240VAC/90-300VDC Out:DC 24V/20A
1SVR360763R2001 | CP-C.1 24/20.0-C | Active | 4013614503863 | 1252.02 | 1 | 1 | stuk | CP-C.1 Range | BE31230 | SP (Control general) | stuk | CP-C.1 CP-C.1 24/20.0-C | CP-C.1 24/20.0-C Power supply In:100-240VAC/90-300VDC Out:DC 24V/20A | CP-C.1 24/20.0-C Netzteil In:100-240VAC/90-300VDC Out:DC 24V/20A | CP-C.1 24/20.0-C Power supply In:100-240VAC/90-300VDC Out:DC 24V/20A
1SVR366017R0100 | MAR.01 | Active | 4016779570459 | 0.55 | 1 | 10 | stuk | Monitoring Relays | BE31230 | SP (Control general) | stuk | MAR.01Marker label | MAR.01 Marker label | MAR.01 Beschriftungsschild | MAR.01 Marker label
1SVR402902R0000 | CM-HE | Active | 4013614346767 | 35.77 | 1 | 1 | stuk | Monitoring Relays | BE31230 | SP (Control general) | stuk | Electrode CM-HE Dipped electrode | CM-HE Suspension electrode | CM-HE Hängeelektrode | CM-HE Suspension electrode
1SVR405501R1010 | CR-S005VDC1R | Active | 4013614499081 | 7.19 | 1 | 10 | stuk | CR-S Range | BE31230 | SP (Control general) | stuk | CR-S 1 wissel 250 V 6A | Série CR 1 c/o 250 V, 6A | CR-S005VDC1R Steckbares Interface-Relais 1We, A1-A2=5VDC, Output=6A/250VAC | CR-S005VDC1R Pluggable interface relay 1c/o, A1-A2=5VDC, Output=6A/250VAC
1SVR405501R1020 | CR-S005VDC1RG | Active | 4013614499098 | 8.82 | 1 | 10 | stuk | CR-S Range | BE31230 | SP (Control general) | stuk | CR-S 1 wissel 12 V 250MA verguld | Série CR 1 c/o 12 V, 250 mA, doré | CR-S005VDC1RG Steckbares Interf.-Relais 1We, A1-A2=5VDC, Output=6A/250VAC | CR-S005VDC1RG Pluggable interface relay 1c/o, A1-A2=5VDC, Output=6A/250VAC
1SVR405501R2010 | CR-S012VDC1R | Active | 4013614499104 | 7.19 | 1 | 10 | stuk | CR-S Range | BE31230 | SP (Control general) | stuk | CR-S 1 wissel 250 V 6A | Série CR 1 c/o 250 V, 6A | CR-S012VDC1R Steckbares Interface-Relais 1We, A1-A2=12VDC, Output=6A/250VAC | CR-S012VDC1R Pluggable interface relay 1c/o, A1-A2=12VDC, Output=6A/250VAC
1SVR405501R2020 | CR-S012VDC1RG | Active | 4013614499111 | 8.82 | 1 | 10 | stuk | CR-S Range | BE31230 | SP (Control general) | stuk | CR-S 1 wissel 12 V 250MA verguld | Série CR 1 c/o 12 V, 250 mA, doré | CR-S012VDC1RG Steckbares Interf.-Relais 1We, A1-A2=12VDC, Output=6A/250VAC | CR-S012VDC1RG Pluggable interface relay 1c/o, A1-A2=12VDC, Output=6A/250VAC
1SVR405501R3010 | CR-S024VDC1R | Active | 4013614499128 | 7.19 | 1 | 10 | stuk | CR-S Range | BE31230 | SP (Control general) | stuk | CR-S 1 wissel 250 V 6A | Série CR 1 c/o 250 V, 6A | CR-S024VDC1R Steckbares Interface-Relais 1We, A1-A2=24VDC, Output=6A/250VAC | CR-S024VDC1R Pluggable interface relay 1c/o, A1-A2=24VDC, Output=6A/250VAC
1SVR405501R3020 | CR-S024VDC1RG | Active | 4013614499135 | 8.82 | 1 | 10 | stuk | CR-S Range | BE31230 | SP (Control general) | stuk | CR-S 1 wissel 12 V 250MA verguld | Série CR 1 c/o 12 V, 250 mA, doré | CR-S024VDC1RG Steckbares Interf.-Relais 1We, A1-A2=24VDC, Output=6A/250VAC | CR-S024VDC1RG Pluggable interface relay 1c/o, A1-A2=24VDC, Output=6A/250VAC
1SVR405501R4010 | CR-S048VDC1R | Active | 4013614499142 | 9.24 | 1 | 10 | stuk | CR-S Range | BE31230 | SP (Control general) | stuk | CR-S 1 wissel 250 V 6A | Série CR 1 c/o 250 V, 6A | CR-S048VDC1R Steckbares Interface-Relais 1We, A1-A2=48VDC, Output=6A/250VAC | CR-S048VDC1R Pluggable interface relay 1c/o, A1-A2=48VDC, Output=6A/250VAC
1SVR405501R4020 | CR-S048VDC1RG | Active | 4013614499159 | 11.03 | 1 | 10 | stuk | CR-S Range | BE31230 | SP (Control general) | stuk | CR-S 1 wissel 12 V 250MA verguld | Série CR 1 c/o 12 V, 250 mA, doré | CR-S048VDC1RG Steckbares Interf.-Relais 1We, A1-A2=48VDC, Output=6A/250VAC | CR-S048VDC1RG Pluggable interface relay 1c/o, A1-A2=48VDC, Output=6A/250VAC
1SVR405501R5010 | CR-S060VDC1R | Active | 4013614499166 | 11.63 | 1 | 10 | stuk | CR-S Range | BE31230 | SP (Control general) | stuk | CR-S 1 wissel 250 V 6A | Série CR 1 c/o 250 V, 6A | CR-S060VDC1R Steckbares Interface-Relais 1We, A1-A2=60VDC, Output=6A/250VAC | CR-S060VDC1R Pluggable interface relay 1c/o, A1-A2=60VDC, Output=6A/250VAC
1SVR405501R5020 | CR-S060VDC1RG | Active | 4013614499173 | 13.09 | 1 | 10 | stuk | CR-S Range | BE31230 | SP (Control general) | stuk | CR-S 1 wissel 12 V 250MA verguld | Série CR 1 c/o 12 V, 250 mA, doré | CR-S060VDC1RG Steckbares Interf.-Relais 1We, A1-A2=60VDC, Output=6A/250VAC | CR-S060VDC1RG Pluggable interface relay 1c/o, A1-A2=60VDC, Output=6A/250VAC
1SVR405510R3050 | CR-S024VDC1TRA | Active | 4013614486531 | 18.6 | 1 | 10 | stuk | CR-S Range | BE31230 | SP (Control general) | stuk | CR-S CR-S024VDC1TRA | Interface Opto Input= 24 V DC, Output= 100 mA/48 V DC | CR-S024VDC1TRA Steckbarer Optokoppler Input= 24 V DC, Output= 100 mA/48 V DC | CR-S024VDC1TRA Pluggable optocoupler Input= 24 V DC, Output= 100 mA/48 V DC
1SVR405510R3060 | CR-S024VDC1MOS | Active | 4013614486586 | 30.97 | 1 | 10 | stuk | CR-S Range | BE31230 | SP (Control general) | stuk | CR-S CR-S024VDC1MOS | Interface Opto Input= 24 V DC, Output= 2 A/24 V DC | CR-S024VDC1MOS Steckbarer Optokoppler Input= 24 V DC, Output= 2 A/24 V DC | CR-S024VDC1MOS Pluggable optocoupler Input= 24 V DC, Output= 2 A/24 V DC
1SVR405510R3070 | CR-S024VDC1TRI | Active | 4013614486630 | 28.69 | 1 | 10 | stuk | CR-S Range | BE31230 | SP (Control general) | stuk | CR-S CR-S024VDC1TRI | Interface Opto Input= 24 V DC, Output= 2 A/240 V AC | CR-S024VDC1TRI Steckbarer Optokoppler Input= 24 V DC, Output= 2 A/240 V AC | CR-S024VDC1TRI Pluggable optocoupler Input= 24 V DC, Output= 2 A/240 V AC
1SVR405521R1100 | CR-S006/024VDC1SS | Active | 4013614499180 | 12.83 | 1 | 10 | stuk | CR-S Range | BE31230 | SP (Control general) | stuk | CR-S basis unit CR-S 6-24Vdc schroef Aansl. | Embase Série CR 6-24Vdc, schroef aansluiting | CR-S006/024VDC1SS Sockel 1We, A1-A2=6-24VDC, 250VAC | CR-S006/024VDC1SS Socket 1c/o, A1-A2=6-24VDC, 250VAC
1SVR405521R1200 | CR-S006/024VDC1SZ | Active | 4013614499197 | 14.23 | 1 | 10 | stuk | CR-S Range | BE31230 | SP (Control general) | stuk | CR-S basis unit CR-S 6-24Vdc veer Aansl. | Embase Série CR 6-24Vdc, veer aansluiting | CR-S006/024VDC1SZ Sockel 1We, A1-A2=6-24VDC, 250VAC | CR-S006/024VDC1SZ Socket 1c/o, A1-A2=6-24VDC, 250VAC
1SVR405521R3100 | CR-S012/024VADC1SS | Active | 4013614499203 | 12.83 | 1 | 10 | stuk | CR-S Range | BE31230 | SP (Control general) | stuk | CR-S basis unit CR-S 12-24Vac/dc schroef Aansl. | Embase Série CR 12-24Vac/dc, schroef aansluiting | CR-S012/024VADC1SS Sockel 1We, A1-A2=12-24VAC/DC, 250VAC | CR-S012/024VADC1SS Socket 1c/o, A1-A2=12-24VAC/DC, 250VAC
1SVR405521R3200 | CR-S012/024VADC1SZ | Active | 4013614499210 | 14.46 | 1 | 10 | stuk | CR-S Range | BE31230 | SP (Control general) | stuk | CR-S basis unit CR-S 12-24Vac/dc veer Aansl. | Embase Série CR 12-24Vac/dc, veer aansluiting | CR-S012/024VADC1SZ Sockel 1We, A1-A2=12-24VAC/DC, 250VAC | CR-S012/024VADC1SZ Socket 1c/o, A1-A2=12-24VAC/DC, 250VAC
1SVR405521R5100 | CR-S048/060VADC1SS | Active | 4013614499227 | 13.37 | 1 | 10 | stuk | CR-S Range | BE31230 | SP (Control general) | stuk | CR-S basis unit CR-S 48-60Vdc schroef Aansl. | Embase Série CR 48-60Vdc, schroef aansluiting | CR-S048/060VADC1SS Sockel 1We, A1-A2=48-60VAC/DC, 250VAC | CR-S048/060VADC1SS Socket 1c/o, A1-A2=48-60VAC/DC, 250VAC
1SVR405521R5200 | CR-S048/060VADC1SZ | Active | 4013614499234 | 14.46 | 1 | 10 | stuk | CR-S Range | BE31230 | SP (Control general) | stuk | CR-S basis unit CR-S 48-60Vdc veer Aansl. | Embase Série CR 48-60Vdc, veer aansluiting | CR-S048/060VADC1SZ Sockel 1We, A1-A2=48-60VAC/DC, 250VAC | CR-S048/060VADC1SZ Socket 1c/o, A1-A2=48-60VAC/DC, 250VAC
1SVR405521R6100 | CR-S110/125VADC1SS | Active | 4013614499241 | 15.32 | 1 | 10 | stuk | CR-S Range | BE31230 | SP (Control general) | stuk | CR-S basis unit CR-S 110-125Vac/dc schroef Aansl. | Embase Série CR 110-125Vac/dc, schroef aansluiting | CR-S110/125VADC1SS Sockel 1We, A1-A2=110-125VAC/DC, 250VAC | CR-S110/125VADC1SS Socket 1c/o, A1-A2=110-125VAC/DC, 250VAC
1SVR405521R6200 | CR-S110/125VADC1SZ | Active | 4013614499258 | 17.41 | 1 | 10 | stuk | CR-S Range | BE31230 | SP (Control general) | stuk | CR-S basis unit CR-S 110-125Vac/dc veer Aansl. | Embase Série CR 110-125Vac/dc, veer aansluiting | CR-S110/125VADC1SZ Sockel 1We, A1-A2=110-125VAC/DC, 250VAC | CR-S110/125VADC1SZ Socket 1c/o, A1-A2=110-125VAC/DC, 250VAC
1SVR405521R7100 | CR-S220/240VADC1SS | Active | 4013614499265 | 15.32 | 1 | 10 | stuk | CR-S Range | BE31230 | SP (Control general) | stuk | CR-S basis unit CR-S 220-240Vac/dc schroef Aansl. | Embase Série CR 220-240Vac/dc, schroef aansluiting | CR-S220/240VADC1SS Sockel 1We, A1-A2=220-240VAC/DC, 250VAC | CR-S220/240VADC1SS Socket 1c/o, A1-A2=220-240VAC/DC, 250VAC
1SVR405521R7200 | CR-S220/240VADC1SZ | Active | 4013614499272 | 17.41 | 1 | 10 | stuk | CR-S Range | BE31230 | SP (Control general) | stuk | CR-S basis unit CR-S 220-240Vac/dc veer Aansl. | Embase Série CR 220-240Vac/dc, veer aansluiting | CR-S220/240VADC1SZ Sockel 1We, A1-A2=220-240VAC/DC, 250VAC | CR-S220/240VADC1SZ Socket 1c/o, A1-A2=220-240VAC/DC, 250VAC
1SVR405541R3110 | CR-S024VADC1CRS | Active | 4013614499289 | 21.74 | 1 | 10 | stuk | CR-S Range | BE31230 | SP (Control general) | stuk | CR-S 1 wissel 12 V 250MA | Module relais Série CR-S CR-S024VADC1CRS | CR-S024VADC1CRS Interface-Relais komplett, 1We, A1-A2=24VAC/DC | CR-S024VADC1CRS Interface relay cpl. 1c/o, A1-A2=24VAC/DC, Output=6A/250VAC
1SVR405541R3120 | CR-S024VADC1CRGS | Active | 4013614499296 | 23.41 | 1 | 10 | stuk | CR-S Range | BE31230 | SP (Control general) | stuk | CR-S 1 wissel 12 V 250MA verguld | Relais d'interface Série CR 1 c/o 12 V, 250 mA, doré | CR-S024VADC1CRGS Interface-Relais komplett, 1We, A1-A2=24VAC/DC | CR-S024VADC1CRGS Interface relay cpl. 1c/o, A1-A2=24VAC/DC, Output=6A/250VAC
1SVR405541R3210 | CR-S024VADC1CRZ | Active | 4013614499302 | 23.46 | 1 | 10 | stuk | CR-S Range | BE31230 | SP (Control general) | stuk | CR-S 1 wissel 250 V 6A | Relais d'interface Série CR 1 c/o 250 V, 6A | CR-S024VADC1CRZ Interface-Relais komplett, 1We, A1-A2=24VAC/DC | CR-S024VADC1CRZ Interface relay cpl. 1c/o, A1-A2=24VAC/DC, Output=6A/250VAC
1SVR405541R3220 | CR-S024VADC1CRGZ | Active | 4013614499319 | 25.1 | 1 | 10 | stuk | CR-S Range | BE31230 | SP (Control general) | stuk | CR-S 1 wissel 12 V 250MA verguld | Relais d'interface Série CR 1 c/o 12 V, 250 mA, doré | CR-S024VADC1CRGZ Interface-Relais komplett, 1We, A1-A2=24VAC/DC | CR-S024VADC1CRGZ Interface relay cpl. 1c/o, A1-A2=24VAC/DC, Output=6A/250VAC
1SVR405541R6110 | CR-S110VADC1CRS | Active | 4013614499326 | 28.09 | 1 | 10 | stuk | CR-S Range | BE31230 | SP (Control general) | stuk | CR-S 1 wissel 250 V 6A | Relais d'interface Série CR 1 c/o 250 V, 6A | CR-S110VADC1CRS Interface-Relais komplett, 1We, A1-A2=110VAC/DC | CR-S110VADC1CRS Interface relay cpl. 1c/o, A1-A2=110VAC/DC, Output=6A/250VAC
1SVR405541R6120 | CR-S110VADC1CRGS | Active | 4013614499333 | 30.22 | 1 | 10 | stuk | CR-S Range | BE31230 | SP (Control general) | stuk | CR-S 1 wissel 12 V 250MA verguld | Relais d'interface Série CR 1 c/o 12 V, 250 mA, doré | CR-S110VADC1CRGS Interface-Relais komplett, 1We, A1-A2=110VAC/DC | CR-S110VADC1CRGS Interface relay cpl. 1c/o, A1-A2=110VAC/DC, Output=6A/250VAC
1SVR405541R6210 | CR-S110VADC1CRZ | Active | 4013614499340 | 30.49 | 1 | 10 | stuk | CR-S Range | BE31230 | SP (Control general) | stuk | CR-S 1 wissel 250 V 6A | Relais d'interface Série CR 1 c/o 250 V, 6A | CR-S110VADC1CRZ Interface-Relais komplett, 1We, A1-A2=110VAC/DC | CR-S110VADC1CRZ Interface relay cpl. 1c/o, A1-A2=110VAC/DC, Output=6A/250VAC
1SVR405541R6220 | CR-S110VADC1CRGZ | Active | 4013614499357 | 32.29 | 1 | 10 | stuk | CR-S Range | BE31230 | SP (Control general) | stuk | CR-S 1 wissel 12 V 250MA verguld | Relais d'interface Série CR 1 c/o 12 V, 250 mA, doré | CR-S110VADC1CRGZ Interface-Relais komplett, 1We, A1-A2=110VAC/DC | CR-S110VADC1CRGZ Interface relay cpl. 1c/o, A1-A2=110VAC/DC, Output=6A/250VAC
1SVR405541R7110 | CR-S230VADC1CRS | Active | 4013614499364 | 28.09 | 1 | 10 | stuk | CR-S Range | BE31230 | SP (Control general) | stuk | CR-S 1 wissel 250 V 6A | Relais d'interface Série CR 1 c/o 250 V, 6A | CR-S230VADC1CRS Interface-Relais komplett, 1We, A1-A2=230VAC/DC | CR-S230VADC1CRS Interface relay cpl. 1c/o, A1-A2=230VAC/DC, Output=6A/250VAC
1SVR405541R7120 | CR-S230VADC1CRGS | Active | 4013614499371 | 30.22 | 1 | 10 | stuk | CR-S Range | BE31230 | SP (Control general) | stuk | CR-S 1 wissel 12 V 250MA verguld | Relais d'interface Série CR 1 c/o 12 V, 250 mA, doré | CR-S230VADC1CRGS Interface-Relais komplett, 1We, A1-A2=230VAC/DC | CR-S230VADC1CRGS Interface relay cpl. 1c/o, A1-A2=230VAC/DC, Output=6A/250VAC
1SVR405541R7210 | CR-S230VADC1CRZ | Active | 4013614499388 | 30.49 | 1 | 10 | stuk | CR-S Range | BE31230 | SP (Control general) | stuk | CR-S 1 wissel 250 V 6A | Relais d'interface Série CR 1 c/o 250 V, 6A | CR-S230VADC1CRZ Interface-Relais komplett, 1We, A1-A2=230VAC/DC | CR-S230VADC1CRZ Interface relay cpl. 1c/o, A1-A2=230VAC/DC, Output=6A/250VAC
1SVR405541R7220 | CR-S230VADC1CRGZ | Active | 4013614499395 | 32.29 | 1 | 10 | stuk | CR-S Range | BE31230 | SP (Control general) | stuk | CR-S 1 wissel 12 V 250MA verguld | Relais d'interface Série CR 1 c/o 12 V, 250 mA, doré | CR-S230VADC1CRGZ Interface-Relais komplett, 1We, A1-A2=230VAC/DC | CR-S230VADC1CRGZ Interface relay cpl. 1c/o, A1-A2=230VAC/DC, Output=6A/250VAC
1SVR405598R0700 | CR-SJB20-BLUE | Active | 4013614499401 | 5.67 | 1 | 10 | stuk | CR-S Range | BE31230 | SP (Control general) | stuk | CR-MS 20 polig blauw | Barrettes de jonction Série CR 20 poles, bleu | CR-SJB20-BLUE Kammbrücke 20-polig, blau | CR-SJB20-BLUE Jumper bar 20-pole, blue
1SVR405598R0800 | CR-SJB20-RED | Active | 4013614499418 | 5.67 | 1 | 10 | stuk | CR-S Range | BE31230 | SP (Control general) | stuk | CR-MS 20 polig rood | Barrettes de jonction Série CR 20 poles rouge | CR-SJB20-RED Kammbrücke 20-polig, rot | CR-SJB20-RED Jumper bar 20-pole, red
1SVR405598R0900 | CR-SJB20-BLACK | Active | 4013614499425 | 5.67 | 1 | 10 | stuk | CR-S Range | BE31230 | SP (Control general) | stuk | CR-MS 20 polig zw | Barrettes de jonction Série CR 20 poles noir | CR-SJB20-BLACK Kammbrücke 20-polig, schwarz | CR-SJB20-BLACK Jumper bar 20-pole, black
1SVR405599R0000 | CR-SSEP | Active | 4013614499432 | 2.35 | 1 | 10 | stuk | CR-S Range | BE31230 | SP (Control general) | stuk | CR-SSEP Separator | Barrettes de jonction Série CR bloc d'espacement | CR-SSEP Separator | CR-SSEP Separator
1SVR405600R0000 | CR-P024AC1 | Active | 4013614498138 | 6.31 | 1 | 10 | stuk | CR-P Range | BE31230 | SP (Control general) | stuk | CR-P A1-A2=24Vac 1 c/o 250V/16A | Relais d'interface débrochable Série CR A1-A2=24Vac, 1 c/o 250V/16A | CR-P024AC1 Steckbares Interface-Relais 1We, A1-A2=24VAC, 250V/16A | CR-P024AC1 Pluggable interface relay 1c/o, A1-A2=24VAC, 250V/16A
1SVR405600R0010 | CR-P024AC1SS62CV | Active | 4013614540073 | 31.92 | 1 | 10 | stuk | CR-P Range | BE31230 | SP (Control general) | stuk | CR-P024AC1SS62CV cpl.socket fnctM, | relais d'interface avec prise module de fonction et support 1c/o, A1-A2=24VAC, 250V/16A | Interface relay with socket, function module and holder 1c/o, A1-A2=24VAC, 250V/16A | CR-P024AC1SS62CV Interface relay cpl. with socket, function module and holder
1SVR405600R1000 | CR-P024DC1 | Active | 4013614498145 | 5.34 | 1 | 10 | stuk | CR-P Range | BE31230 | SP (Control general) | stuk | CR-P CR-P024DC1 A1-A2=24VDC 1 c/o 250V/16A | Relais d'interface débrochable gamme CR A1-A2=24VDC, 1 c/o 250V/16A | CR-P024DC1 Steckbares Interface-Relais 1We, A1-A2=24VDC, 250V/16A | CR-P024DC1 Pluggable interface relay 1c/o, A1-A2=24VDC, 250V/16A
1SVR405600R1010 | CR-P024DC1SS42V | Active | 4013614403019 | 24.95 | 1 | 10 | stuk | CR-P Range | BE31230 | SP (Control general) | stuk | CR-P024DC1SS42V cpl.socket fnctM, | relais d'interface avec prise module de fonction et support 1c/o, A1-A2=24VDC, 250V/16A | CR-P024DC1SS42V Interface-Relais komplett mit Sockel | CR-P024DC1SS42V Interface relay, cpl. with socket, function module and holder
1SVR405600R1011 | CR-P024DC1LC42V | Active | 4013614403026 | 36 | 1 | 10 | stuk | CR-P Range | BE31230 | SP (Control general) | stuk | CR-P024DC1LC42V cpl.socket fnctM, | relais d'interface avec prise module de fonction et support 1c/o, A1-A2=24VDC, 250V/16A | CR-P024DC1LC42V Interface-Relais komplett mit Sockel | CR-P024DC1LC42V Interface relay, cpl. with socket, function module and holder
1SVR405600R1013 | CR-P024DC1LC62C | Active | 4016779845670 | 36.96 | 1 | 10 | stuk | CR-P Range | BE31230 | SP (Control general) | stuk | CR-P024DC1LC62C cpl.socket fnctM, | relais d'interface avec prise module de fonction et support 1c/o, A1-A2=24VDC, 250V/16A | CR-P024DC1LC62C Interface-Relais komplett mit Sockel | CR-P024DC1LC62C Interface relay, cpl. with socket, function module and holder
1SVR405600R2000 | CR-P120AC1 | Active | 4013614498152 | 7.91 | 1 | 10 | stuk | CR-P Range | BE31230 | SP (Control general) | stuk | CR-P A1-A2=120Vac 1 c/o 250V/16A | Relais d'interface débrochable Série CR A1-A2=120Vac, 1 c/o 250V/16A | CR-P120AC1 Steckbares Interface-Relais 1We, A1-A2=120VAC, 250V/16A | CR-P120AC1 Pluggable interface relay 1c/o, A1-A2=120VAC, 250V/16A
1SVR405600R2010 | CR-P120AC1SS92CV | Active | 4013614540080 | 35.28 | 1 | 10 | stuk | CR-P Range | BE31230 | SP (Control general) | stuk | CR-P120AC1SS92CV cpl.socket fnctM, | relais d'interface avec prise module de fonction et support 1c/o, A1-A2=120VAC, 250V/16A | Interface relay with socket, function module and holder 1c/o, A1-A2=120VAC, 250V/16A | CR-P120AC1SS92CV Interface relay cpl. with socket, function module and holder
1SVR405600R3000 | CR-P230AC1 | Active | 4013614498169 | 10.51 | 1 | 10 | stuk | CR-P Range | BE31230 | SP (Control general) | stuk | CR-P A1-A2=230Vac 1 c/o 250V/16A | Relais d'interface débrochable gamme CR A1-A2=230Vac, 1 c/o 250V/16A | CR-P230AC1 Steckbares Interface-Relais 1We, A1-A2=230VAC, 250V/16A | CR-P230AC1 Pluggable interface relay 1c/o, A1-A2=230VAC, 250V/16A
1SVR405600R3010 | CR-P230AC1LC92CV | Active | 4013614403033 | 47.05 | 1 | 10 | stuk | CR-P Range | BE31230 | SP (Control general) | stuk | CR-P230AC1LC92CV cpl.socket fnctM, | relais d'interface avec prise module de fonction et support 1c/o, A1-A2=230VAC, 250V/16A | CR-P230AC1LC92CV Interface-Relais komplett mit Sockel | CR-P230AC1LC92CV Interface relay, cpl. with socket, function module and holder
1SVR405600R3011 | CR-P230AC1LS | Active | 4013614488818 | 32.4 | 1 | 10 | stuk | CR-P Range | BE31230 | SP (Control general) | stuk | CR-P230AC1LS cpl.socket, | relais d'interface avec prise et support 1c/o, A1-A2=230VAC, 250V/16A | Interface relay with socket and holder 1c/o, A1-A2=230VAC, 250V/16A | CR-P230AC1LS Interface relay, cpl. with socket and holder
1SVR405600R3110 | CR-P230AC1SS92CV | Active | 4016779927765 | 35.77 | 1 | 10 | stuk | CR-P Range | BE31230 | SP (Control general) | stuk | CR-P230AC1SS92CV cpl.socket fnctM, | relais d'interface avec prise module de fonction et support 1c/o, A1-A2=230VAC, 250V/16A | CR-P230AC1SS92CV Interface-Relais komplett mit Sockel | CR-P230AC1SS92CV Interface relay, cpl. with socket, function module and holder
1SVR405600R4000 | CR-P012DC1 | Active | 4013614498176 | 5.34 | 1 | 10 | stuk | CR-P Range | BE31230 | SP (Control general) | stuk | CR-P A1-A2=12Vdc 1 c/o 250V/16A | Relais d'interface débrochable Série CR A1-A2=12Vdc, 1 c/o 250V/16A | CR-P012DC1 Steckbares Interface-Relais 1We, A1-A2=12VDC, 250V/16A | CR-P012DC1 Pluggable interface relay 1c/o, A1-A2=12VDC, 250V/16A
1SVR405600R4010 | CR-P012DC1SS42V | Active | 4013614540097 | 26.64 | 1 | 10 | stuk | CR-P Range | BE31230 | SP (Control general) | stuk | CR-P012DC1SS42V cpl.socket fnctM, | relais d'interface avec prise module de fonction et support 1c/o, A1-A2=12VDC, 250V/16A | Interface relay with socket, function module and holder 1c/o, A1-A2=12VDC, 250V/16A | CR-P012DC1SS42V Interface relay cpl. with socket, function module and holder
1SVR405600R5000 | CR-P048AC1 | Active | 4013614498183 | 6.58 | 1 | 10 | stuk | CR-P Range | BE31230 | SP (Control general) | stuk | CR-P A1-A2=48Vac 1 c/o 250V/16A | Relais d'interface débrochable Série CR A1-A2=48Vac, 1 c/o 250V/16A | CR-P048AC1 Steckbares Interface-Relais 1We, A1-A2=48VAC, 250V/16A | CR-P048AC1 Pluggable interface relay 1c/o, A1-A2=48VAC, 250V/16A
1SVR405600R6000 | CR-P048DC1 | Active | 4013614498190 | 5.55 | 1 | 10 | stuk | CR-P Range | BE31230 | SP (Control general) | stuk | CR-P A1-A2=48Vdc 1 c/o 250V/16A | Relais d'interface débrochable Série CR A1-A2=48Vdc, 1 c/o 250V/16A | CR-P048DC1 Steckbares Interface-Relais 1We, A1-A2=48VDC, 250V/16A | CR-P048DC1 Pluggable interface relay 1c/o, A1-A2=48VDC, 250V/16A
1SVR405600R7000 | CR-P110AC1 | Active | 4013614498206 | 7.91 | 1 | 10 | stuk | CR-P Range | BE31230 | SP (Control general) | stuk | CR-P A1-A2=110Vac 1 c/o 250V/16A | Relais d'interface débrochable Série CR A1-A2=110Vac, 1 c/o 250V/16A | CR-P110AC1 Steckbares Interface-Relais 1We, A1-A2=110VAC, 250V/16A | CR-P110AC1 Pluggable interface relay 1c/o, A1-A2=110VAC, 250V/16A
1SVR405600R8000 | CR-P110DC1 | Active | 4013614498213 | 7.38 | 1 | 10 | stuk | CR-P Range | BE31230 | SP (Control general) | stuk | CR-P A1-A2=110Vdc 1 c/o 250V/16A | Relais d'interface débrochable Série CR A1-A2=110Vdc, 1 c/o 250V/16A | CR-P110DC1 Steckbares Interface-Relais 1We, A1-A2=110VDC, 250V/16A | CR-P110DC1 Pluggable interface relay 1c/o, A1-A2=110VDC, 250V/16A
1SVR405600R8010 | CR-P110DC1SS42CV | Active | 4013614540103 | 32.18 | 1 | 10 | stuk | CR-P Range | BE31230 | SP (Control general) | stuk | CR-P110DC1SS42CV cpl.socket fnctM, | relais d'interface avec prise module de fonction et support 1c/o, A1-A2=110VDC, 250V/16A | Interface relay with socket, function module and holder 1c/o, A1-A2=110VDC, 250V/16A | CR-P110DC1SS42CV Interface relay cpl. with socket, function module and holder
1SVR405601R0000 | CR-P024AC2 | Active | 4013614498220 | 7.45 | 1 | 10 | stuk | CR-P Range | BE31230 | SP (Control general) | stuk | CR-P A1-A2=24Vac 2 c/o 250V/8A | Relais d'interface débrochable gamme CR A1-A2=24Vac, 2 c/o 250V/8A | CR-P024AC2 Steckbares Interface-Relais 2We, A1-A2=24VAC, 250V/8A | CR-P024AC2 Pluggable interface relay 2c/o, A1-A2=24VAC, 250V/8A
1SVR405601R0010 | CR-P024AC2SS62CV | Active | 4013614540134 | 32.29 | 1 | 10 | stuk | CR-P Range | BE31230 | SP (Control general) | stuk | CR-P024AC2SS62CV cpl.socket fnctM, | relais d'interface avec prise module de fonction et support 2c/o, A1-A2=24VAC, 250V/8A | Interface relay with socket, function module and holder 2c/o, A1-A2=24VAC, 250V/8A | CR-P024AC2SS62CV Interface relay cpl. with socket, function module and holder
1SVR405601R0200 | CR-P012AC2 | Active | 4013614537172 | 10.39 | 1 | 10 | stuk | CR-P Range | BE31230 | SP (Control general) | stuk | CR-P 2c/o A1-A2=12VAC 250V/8A | relais d'interface 2c/o, A1-A2=12VAC, 250V/8A | Interface relay 2c/o, A1-A2=12VAC, 250V/8A | CR-P012AC2 Pluggable interface relay 2c/o, A1-A2=12VAC, 250V/8A
1SVR405601R1000 | CR-P024DC2 | Active | 4013614498237 | 6.31 | 1 | 10 | stuk | CR-P Range | BE31230 | SP (Control general) | stuk | CR-P Relais 24V dc | CR-P024DC2 Pluggable interface relay 2c/o, A1-A2=24VDC, 250V/8A | CR-P024DC2 Steckbares Interface-Relais 2We, A1-A2=24VDC, 250V/8A | CR-P024DC2 Pluggable interface relay 2c/o, A1-A2=24VDC, 250V/8A
1SVR405601R1010 | CR-P024DC2SS42V | Active | 4013614403040 | 25.21 | 1 | 10 | stuk | CR-P Range | BE31230 | SP (Control general) | stuk | CR-Pvoet FctMen houd | relais d'interface avec prise module de fonction et support | CR-P024DC2SS42V Interface-Relais komplett mit Sockel | CR-P024DC2SS42V Interface relay, cpl. with socket, function module and holder
1SVR405601R1011 | CR-P024DC2LS42V | Active | 4013614403057 | 27 | 1 | 10 | stuk | CR-P Range | BE31230 | SP (Control general) | stuk | CR-P024DC2LS42V cpl.socket fnctM, | relais d'interface avec prise module de fonction et support 2c/o, A1-A2=24VDC, 250V/8A | CR-P024DC2LS42V Interface-Relais komplett mit Sockel | CR-P024DC2LS42V Interface relay, cpl. with socket, function module and holder
1SVR405601R1012 | CR-P024DC2LC42 | Active | 4013614403064 | 36.71 | 1 | 10 | stuk | CR-P Range | BE31230 | SP (Control general) | stuk | CR-P024DC2LC42 cpl.socket fnctM, | relais d'interface avec prise module de fonction et support 2c/o, A1-A2=24VDC, 250V/8A | CR-P024DC2LC42 Interface-Relais komplett mit Sockel | CR-P024DC2LC42 Interface relay, cpl. with socket, function module and holder
1SVR405601R1013 | CR-P024DC2LS | Active | 4013614488825 | 22.56 | 1 | 10 | stuk | CR-P Range | BE31230 | SP (Control general) | stuk | Insteek relaisvoet,houd 2c/o A1-A2=24VDC 250V/8A | relais d'interface avec prise et support 2c/o, A1-A2=24VDC, 250V/8A | Interface relay with socket and holder 2c/o, A1-A2=24VDC, 250V/8A | CR-P024DC2LS Interface relay, cpl. with socket and holder
1SVR405601R2000 | CR-P120AC2 | Active | 4013614498244 | 8.88 | 1 | 10 | stuk | CR-P Range | BE31230 | SP (Control general) | stuk | CR-P A1-A2=120Vac 2 c/o 250V/8A | Relais d'interface débrochable Série CR A1-A2=120Vac, 2 c/o 250V/8A | CR-P120AC2 Steckbares Interface-Relais 2We, A1-A2=120VAC, 250V/8A | CR-P120AC2 Pluggable interface relay 2c/o, A1-A2=120VAC, 250V/8A
1SVR405601R2010 | CR-P120AC2SS92CV | Active | 4013614540110 | 35.65 | 1 | 10 | stuk | CR-P Range | BE31230 | SP (Control general) | stuk | CR-P120AC2SS92CV cpl.socket fnctM, | relais d'interface avec prise module de fonction et support 2c/o, A1-A2=120VAC, 250V/8A | Interface relay with socket, function module and holder 2c/o, A1-A2=120VAC, 250V/8A | CR-P120AC2SS92CV Interface relay cpl. with socket, function module and holder
1SVR405601R3000 | CR-P230AC2 | Active | 4013614498251 | 11.58 | 1 | 10 | stuk | CR-P Range | BE31230 | SP (Control general) | stuk | CR-P A1-A2=230Vac 2 c/o 250V/8A | Relais embrochable gamme CR A1-A2=230Vac, 2 c/o 250V/8A | CR-P230AC2 Steckbares Interface-Relais 2We, A1-A2=230VAC, 250V/8A | CR-P230AC2 Pluggable interface relay 2c/o, A1-A2=230VAC, 250V/8A
1SVR405601R3011 | CR-P230AC2LS92CV | Active | 4013614403088 | 39.6 | 1 | 10 | stuk | CR-P Range | BE31230 | SP (Control general) | stuk | CR-P230AC2LS92CV cpl.socket fnctM, | relais d'interface avec prise module de fonction et support 2c/o, A1-A2=230VAC, 250V/8A | CR-P230AC2LS92CV Interface-Relais komplett mit Sockel | CR-P230AC2LS92CV Interface relay, cpl. with socket, function module and holder
1SVR405601R3012 | CR-P230AC2LC92 | Active | 4013614403095 | 48.61 | 1 | 10 | stuk | CR-P Range | BE31230 | SP (Control general) | stuk | CR-P230AC2LC92 cpl.socket fnctM, | relais d'interface avec prise module de fonction et support 2c/o, A1-A2=230VAC, 250V/8A | CR-P230AC2LC92 Interface-Relais komplett mit Sockel | CR-P230AC2LC92 Interface relay, cpl. with socket, function module and holder
1SVR405601R4000 | CR-P012DC2 | Active | 4013614498268 | 6.31 | 1 | 10 | stuk | CR-P Range | BE31230 | SP (Control general) | stuk | CR-P A1-A2=12Vac 2 c/o 250V/8A | Relais d'interface débrochable gamme CR A1-A2=12Vac, 2 c/o 250V/8A | CR-P012DC2 Steckbares Interface-Relais 2We, A1-A2=12VDC, 250V/8A | CR-P012DC2 Pluggable interface relay 2c/o, A1-A2=12VDC, 250V/8A
1SVR405601R4010 | CR-P012DC2SS42V | Active | 4013614540127 | 27 | 1 | 10 | stuk | CR-P Range | BE31230 | SP (Control general) | stuk | CR-P012DC2SS42V cpl.socket fnctM, | relais d'interface avec prise module de fonction et support 2c/o, A1-A2=12VDC, 250V/8A | Interface relay with socket, function module and holder 2c/o, A1-A2=12VDC, 250V/8A | CR-P012DC2SS42V Interface relay cpl. with socket, function module and holder
1SVR405601R5000 | CR-P048AC2 | Active | 4013614498275 | 7.68 | 1 | 10 | stuk | CR-P Range | BE31230 | SP (Control general) | stuk | CR-P A1-A2=48Vac 2 c/o 250V/8A | Relais d'interface débrochable Série CR A1-A2=48Vac, 2 c/o 250V/8A | CR-P048AC2 Steckbares Interface-Relais 2We, A1-A2=48VAC, 250V/8A | CR-P048AC2 Pluggable interface relay 2c/o, A1-A2=48VAC, 250V/8A
1SVR405601R6000 | CR-P048DC2 | Active | 4013614498282 | 6.58 | 1 | 10 | stuk | CR-P Range | BE31230 | SP (Control general) | stuk | CR-P A1-A2=48Vdc 2 c/o 250V/8A | Relais d'interface débrochable Série CR A1-A2=48Vdc, 2 c/o 250V/8A | CR-P048DC2 Steckbares Interface-Relais 2We, A1-A2=48VDC, 250V/8A | CR-P048DC2 Pluggable interface relay 2c/o, A1-A2=48VDC, 250V/8A
1SVR405601R7000 | CR-P110AC2 | Active | 4013614498299 | 8.88 | 1 | 10 | stuk | CR-P Range | BE31230 | SP (Control general) | stuk | CR-P A1-A2=110Vac 2 c/o 250V/8A | Relais d'interface débrochable Série CR A1-A2=110Vac, 2 c/o 250V/8A | CR-P110AC2 Steckbares Interface-Relais 2We, A1-A2=110VAC, 250V/8A | CR-P110AC2 Pluggable interface relay 2c/o, A1-A2=110VAC, 250V/8A
1SVR405601R8000 | CR-P110DC2 | Active | 4013614498305 | 8.33 | 1 | 10 | stuk | CR-P Range | BE31230 | SP (Control general) | stuk | CR-P A1-A2=110Vdc 2 c/o 250V/8A | Relais d'interface débrochable Série CR A1-A2=110Vdc, 2 c/o 250V/8A | CR-P110DC2 Steckbares Interface-Relais 2We, A1-A2=110VDC, 250V/8A | CR-P110DC2 Pluggable interface relay 2c/o, A1-A2=110VDC, 250V/8A
1SVR405601R8010 | CR-P110DC2SS42CV | Active | 4013614540141 | 32.51 | 1 | 10 | stuk | CR-P Range | BE31230 | SP (Control general) | stuk | CR-P110DC2SS42CV cpl.socket fnctM, | relais d'interface avec prise module de fonction et support 2c/o, A1-A2=110VDC, 250V/8A | Interface relay with socket, function module and holder 2c/o, A1-A2=110VDC, 250V/8A | CR-P110DC2SS42CV Interface relay cpl. with socket, function module and holder
1SVR405606R0000 | CR-P024AC2G | Active | 4013614498312 | 11.78 | 1 | 10 | stuk | CR-P Range | BE31230 | SP (Control general) | stuk | CR-P | CR-P024AC2G Pluggable interfac, 2c/o,A1-A2=24VAC, 250V/8A, gold contacts | CR-P024AC2G Steckbares Interface-Relais 2We, A1-A2=24VAC, 250V/8A, Goldkontakte | CR-P024AC2G Pluggable interface relay 2c/o,A1-A2=24VAC, 250V/8A, gold contacts
1SVR405606R1000 | CR-P024DC2G | Active | 4013614498329 | 10.51 | 1 | 10 | stuk | CR-P Range | BE31230 | SP (Control general) | stuk | CR-P CR-P024DC2G | CR-P 024DC-2G contacts OR RELAIS DÉBROCHABLE CI 24VDC 2RT OR 250V,8A | CR-P024DC2G Steckbares Interface-Relais 2We, A1-A2=24VDC, 250V/8A, Goldkontakte | CR-P024DC2G Pluggable interface relay 2c/o,A1-A2=24VDC, 250V/8A, gold contacts
1SVR405606R1010 | CR-P024DC2GLC42V | Active | 4013614403101 | 39 | 1 | 10 | stuk | CR-P Range | BE31230 | SP (Control general) | stuk | CR-P024DC2GLC42V cpl.socket fnctM, | relais d'interface avec prise module de fonction et support 2c/o, A1-A2=24VDC, 250V/8A contacts plaqués or | CR-P024DC2GLC42V Interface-Relais komplett mit Sockel | CR-P024DC2GLC42V Interface relay, cpl. with socket, function module and holder
1SVR405606R1011 | CR-P024DC2GLC62CV | Active | 4013614403118 | 39.85 | 1 | 10 | stuk | CR-P Range | BE31230 | SP (Control general) | stuk | CR-P024DC2GLC62CV cpl.socket fnctM, | relais d'interface avec prise module de fonction et support 2c/o, A1-A2=24VDC, 250V/8A contacts plaqués or | CR-P024DC2GLC62CV Interface-Relais komplett mit Sockel | CR-P024DC2GLC62CV Interface relay, cpl. with socket, function module and holder
1SVR405606R1013 | CR-P024DC2GLC62C | Active | 4016779845687 | 39.85 | 1 | 10 | stuk | CR-P Range | BE31230 | SP (Control general) | stuk | CR-P024DC2GLC62C cpl.socket fnctM, | relais d'interface avec prise module de fonction et support 2c/o, A1-A2=24VDC, 250V/8A contacts plaqués or | CR-P024DC2GLC62C Interface-Relais komplett mit Sockel | CR-P024DC2GLC62C Interface relay, cpl. with socket, function module and holder
1SVR405606R3000 | CR-P230AC2G | Active | 4013614498336 | 16.14 | 1 | 10 | stuk | CR-P Range | BE31230 | SP (Control general) | stuk | CR-P 2c/0 250V/8A vergulde cont. | Relais d'interface débrochable Gamme CR 2c/0, 250V/8A contacts dorés | CR-P230AC2G Steckbares Interface-Relais 2We, A1-A2=230VAC, 250V/8A, Goldkontakte | CR-P230AC2G Pluggable interface relay 2c/o,A1-A2=230VAC, 250V/8A gold contacts
1SVR405606R3010 | CR-P230AC2GLC92CV | Active | 4013614403125 | 51.61 | 1 | 10 | stuk | CR-P Range | BE31230 | SP (Control general) | stuk | CR-P230AC2GLC92CV cpl.socket fnctM, | relais d'interface avec prise module de fonction et support 2c/o, A1-A2=230VAC, 250V/8A contacts plaqués or | CR-P230AC2GLC92CV Interface-Relais komplett mit Sockel | CR-P230AC2GLC92CV Interface relay, cpl. with socket, function module and holder
1SVR405606R3012 | CR-P230AC2GLC92C | Active | 4016779845779 | 51.61 | 1 | 10 | stuk | CR-P Range | BE31230 | SP (Control general) | stuk | CR-P230AC2GLC92C cpl.socket fnctM, | relais d'interface avec prise module de fonction et support 2c/o, A1-A2=230VAC, 250V/8A contacts plaqués or | CR-P230AC2GLC92C Interface-Relais komplett mit Sockel | CR-P230AC2GLC92C Interface relay, cpl. with socket, function module and holder
1SVR405606R3013 | CR-P230AC2GLC92 | Active | 4016779877268 | 51.13 | 1 | 10 | stuk | CR-P Range | BE31230 | SP (Control general) | stuk | CR-P230AC2GLC92 cpl.socket fnctM, | relais d'interface avec prise module de fonction et support 2c/o, A1-A2=230VAC, 250V/8A contacts plaqués or | CR-P230AC2GLC92 Interface-Relais komplett mit Sockel | CR-P230AC2GLC92 Interface relay, cpl. with socket, function module and holder
1SVR405606R7000 | CR-P110AC2G | Active | 4013614498343 | 13.43 | 1 | 10 | stuk | CR-P Range | BE31230 | SP (Control general) | stuk | CR-P CR-P110AC2G | Relais d'interface débrochable Série CR 2c/o,A1-A2=110VAC, 250V/8A gold contacts | CR-P110AC2G Steckbares Interface-Relais 2We, A1-A2=110VAC, 250V/8A, Goldkontakte | CR-P110AC2G Pluggable interface relay 2c/o,A1-A2=110VAC, 250V/8A gold contacts
1SVR405610R4060 | CR-P024MOS1 | Active | 4013614509421 | 39 | 1 | 10 | stuk | CR-P Range | BE31230 | SP (Control general) | stuk | CR-P CR-P024MOS1 | Interface Opto Input= 24 V DC, Output= 5 A/24 V DC | CR-P024MOS1 Interface Opto Input= 24 V DC, Output= 5 A/24 V DC | CR-P024MOS1 Interface Opto Input= 24 V DC, Output= 5 A/24 V DC
1SVR405610R4070 | CR-P024TRI1 | Active | 4013614509414 | 36.6 | 1 | 10 | stuk | CR-P Range | BE31230 | SP (Control general) | stuk | CR-P CR-P024TRI1 | Interface Opto Input= 24 V DC, Output= 3 A/240 V AC | CR-P024TRI1 Interface Opto Input= 24 V DC, Output= 3 A/240 V AC | CR-P024TRI1 Interface Opto Input= 24 V DC, Output= 3 A/240 V AC
1SVR405611R0000 | CR-M024AC2 | Active | 4013614498121 | 12.43 | 1 | 10 | stuk | CR-M Range | BE31230 | SP (Control general) | stuk | CR-M A1-A2=24Vac 2 c/o 250V/12A | Relais d'interface débrochable Série CR A1-A2=24Vac, 2 c/o 250V/12A | CR-M024AC2 Steckbares Interface-Relais 2We, A1-A2=24VAC, 250V/12A | CR-M024AC2 Pluggable interface relay 2c/o, A1-A2=24VAC, 250V/12A
1SVR405611R0100 | CR-M024AC2L | Active | 4013614497216 | 14.77 | 1 | 10 | stuk | CR-M Range | BE31230 | SP (Control general) | stuk | IFrelais CR-M A1-A2=24Vac 2 c/o 250V/12A | Relais d'interface débrochable Série CR A1-A2=24Vac, 2 c/o 250V/12A, LED | CR-M024AC2L Steckbares Interface-Relais 2We, A1-A2=24VAC, 250V/12A, LED | CR-M024AC2L Pluggable interface relay 2c/o, A1-A2=24VAC, 250V/12A, LED
1SVR405611R1000 | CR-M024DC2 | Active | 4013614497223 | 11.7 | 1 | 10 | stuk | CR-M Range | BE31230 | SP (Control general) | stuk | CR-M A1-A2=24VDC 2 c/o 250V/12A | Relais d'interface débrochable gamme CR A1-A2=24VDC, 2 c/o 250V/12A | CR-M024DC2 Steckbares Interface-Relais 2We, A1-A2=24VDC, 250V/12A | CR-M024DC2 Pluggable interface relay 2c/o, A1-A2=24VDC, 250V/12A
1SVR405611R1100 | CR-M024DC2L | Active | 4013614497230 | 14.1 | 1 | 10 | stuk | CR-M Range | BE31230 | SP (Control general) | stuk | IFrelais CR-M A1-A2=24Vdc 2 c/o 250V/12A | Relais d'interface débrochable Série CR A1-A2=24Vdc, 2 c/o 250V/12A, LED | CR-M024DC2L Steckbares Interface-Relais 2We, A1-A2=24VDC, 250V/12A, LED | CR-M024DC2L Pluggable interface relay 2c/o, A1-A2=24VDC, 250V/12A, LED
1SVR405611R1400 | CR-M024DC2LD | Active | 4013614537202 | 13.57 | 1 | 10 | stuk | CR-M Range | BE31230 | SP (Control general) | stuk | CR-M 2c/o A1-A2=24VDC 250V/10A LED | relais d'interface 2c/o, A1-A2=24VDC, 250V/10A LED, diode | Interface relay 2c/o, A1-A2=24VDC, 250V/10A LED, diode | CR-M024DC2LD Pluggable interface relay 2c/o, A1-A2=24VDC, 250V/12A, LED
1SVR405611R2000 | CR-M120AC2 | Active | 4013614497247 | 12.83 | 1 | 10 | stuk | CR-M Range | BE31230 | SP (Control general) | stuk | CR-M A1-A2=120Vac 2 c/o 250V/12A | Relais d'interface débrochable Série CR A1-A2=120Vac, 2 c/o 250V/12A | CR-M120AC2 Steckbares Interface-Relais 2We, A1-A2=120VAC, 250V/12A | CR-M120AC2 Pluggable interface relay 2c/o, A1-A2=120VAC, 250V/12A
1SVR405611R2100 | CR-M120AC2L | Active | 4013614497254 | 15.12 | 1 | 10 | stuk | CR-M Range | BE31230 | SP (Control general) | stuk | CR-M A1-A2=120Vac 2 c/o 250V/12A LED | Relais d'interface débrochable Série CR A1-A2=120Vac, 2 c/o 250V/12A, LED | CR-M120AC2L Steckbares Interface-Relais 2We, A1-A2=120VAC, 250V/12A, LED | CR-M120AC2L Pluggable interface relay 2c/o, A1-A2=120VAC, 250V/12A, LED
1SVR405611R3000 | CR-M230AC2 | Active | 4013614497261 | 13.73 | 1 | 10 | stuk | CR-M Range | BE31230 | SP (Control general) | stuk | CR-M A1-A2=230Vac 2 c/o 250V/12A | Relais d'interface débrochable gamme CR A1-A2=230Vac, 2 c/o 250V/12A | CR-M230AC2 Steckbares Interface-Relais 2We, A1-A2=230VAC, 250V/12A | CR-M230AC2 Pluggable interface relay 2c/o, A1-A2=230VAC, 250V/12A
1SVR405611R3100 | CR-M230AC2L | Active | 4013614497278 | 16.08 | 1 | 10 | stuk | CR-M Range | BE31230 | SP (Control general) | stuk | CR-M A1-A2=230Vac 2 c/o 250V/12A LED | Relais d'interface débrochable gamme CR A1-A2=230Vac, 2 c/o 250V/12A, LED | CR-M230AC2L Steckbares Interface-Relais 2We, A1-A2=230VAC, 250V/12A, LED | CR-M230AC2L Pluggable interface relay 2c/o, A1-A2=230VAC, 250V/12A, LED
1SVR405611R4000 | CR-M012DC2 | Active | 4013614497285 | 11.7 | 1 | 10 | stuk | CR-M Range | BE31230 | SP (Control general) | stuk | CR-M A1-A2=12Vdc 2 c/o 250V/12A | Relais d'interface débrochable Série CR A1-A2=12Vdc, 2 c/o 250V/12A | CR-M012DC2 Steckbares Interface-Relais 2We, A1-A2=12VDC, 250V/12A | CR-M012DC2 Pluggable interface relay 2c/o, A1-A2=12VDC, 250V/12A
1SVR405611R4100 | CR-M012DC2L | Active | 4013614497292 | 14.1 | 1 | 10 | stuk | CR-M Range | BE31230 | SP (Control general) | stuk | IFrelais CR-M A1-A2=12Vdc 2 c/o 250V/12A | Relais d'interface débrochable Série CR A1-A2=12Vdc, 2 c/o 250V/12A, LED | CR-M012DC2L Steckbares Interface-Relais 2We, A1-A2=12VDC, 250V/12A, LED | CR-M012DC2L Pluggable interface relay 2c/o, A1-A2=12VDC, 250V/12A, LED
1SVR405611R4200 | CR-M060DC2 | Active | 4013614497308 | 11.89 | 1 | 10 | stuk | CR-M Range | BE31230 | SP (Control general) | stuk | CR-M A1-A2=60VDC 2 c/o 250V/12A | Relais embrochable gamme CR A1-A2=60VDC, 2 c/o 250V/12A | CR-M060DC2 Steckbares Interface-Relais 2We, A1-A2=60VDC, 250V/12A | CR-M060DC2 Pluggable interface relay 2c/o, A1-A2=60VDC, 250V/12A
1SVR405611R4300 | CR-M060DC2L | Active | 4013614497315 | 14.33 | 1 | 10 | stuk | CR-M Range | BE31230 | SP (Control general) | stuk | IFrelais CR-M A1-A2=60Vdc 2 c/o 250V/12A | Relais d'interface débrochable Série CR A1-A2=60Vdc, 2 c/o 250V/12A, LED | CR-M060DC2L Steckbares Interface-Relais 2We, A1-A2=60VDC, 250V/12A, LED | CR-M060DC2L Pluggable interface relay 2c/o, A1-A2=60VDC, 250V/12A, LED
1SVR405611R4400 | CR-M012DC2LD | Active | 4013614537295 | 13.57 | 1 | 10 | stuk | CR-M Range | BE31230 | SP (Control general) | stuk | CR-M 2c/o A1-A2=12VDC 250V/10A LED | relais d'interface 2c/o, A1-A2=12VDC, 250V/10A LED, diode | Interface relay 2c/o, A1-A2=12VDC, 250V/10A LED, diode | CR-M012DC2LD Pluggable interface relay 2c/o, A1-A2=12VDC, 250V/12A, LED
1SVR405611R5000 | CR-M048AC2 | Active | 4013614497322 | 12.6 | 1 | 10 | stuk | CR-M Range | BE31230 | SP (Control general) | stuk | CR-M A1-A2=48Vac 2 c/o 250V/12A | Relais d'interface débrochable Série CR A1-A2=48Vac, 2 c/o 250V/12A | CR-M048AC2 Steckbares Interface-Relais 2We, A1-A2=48VAC, 250V/12A | CR-M048AC2 Pluggable interface relay 2c/o, A1-A2=48VAC, 250V/12A
1SVR405611R5100 | CR-M048AC2L | Active | 4013614497339 | 14.95 | 1 | 10 | stuk | CR-M Range | BE31230 | SP (Control general) | stuk | IFrelais CR-M A1-A2=48Vac 2 c/o 250V/12A | Relais d'interface débrochable Série CR A1-A2=48Vac, 2 c/o 250V/12A, LED | CR-M048AC2L Steckbares Interface-Relais 2We, A1-A2=48VAC, 250V/12A, LED | CR-M048AC2L Pluggable interface relay 2c/o, A1-A2=48VAC, 250V/12A, LED
1SVR405611R6000 | CR-M048DC2 | Active | 4013614497346 | 11.89 | 1 | 10 | stuk | CR-M Range | BE31230 | SP (Control general) | stuk | CR-M A1-A2=48Vdc 2 c/o 250V/12A | Relais d'interface débrochable Série CR A1-A2=48Vdc, 2 c/o 250V/12A | CR-M048DC2 Steckbares Interface-Relais 2We, A1-A2=48VDC, 250V/12A | CR-M048DC2 Pluggable interface relay 2c/o, A1-A2=48VDC, 250V/12A
1SVR405611R6100 | CR-M048DC2L | Active | 4013614497353 | 14.33 | 1 | 10 | stuk | CR-M Range | BE31230 | SP (Control general) | stuk | IFrelais CR-M A1-A2=48Vdc 2 c/o 250V/12A | Relais d'interface débrochable Série CR A1-A2=48Vdc, 2 c/o 250V/12A, LED | CR-M048DC2L Steckbares Interface-Relais 2We, A1-A2=48VDC, 250V/12A, LED | CR-M048DC2L Pluggable interface relay 2c/o, A1-A2=48VDC, 250V/12A, LED
1SVR405611R6400 | CR-M048DC2LD | Active | 4013614537301 | 14.1 | 1 | 10 | stuk | CR-M Range | BE31230 | SP (Control general) | stuk | CR-M 2c/o A1-A2=48VDC 250V/10A LED | relais d'interface 2c/o, A1-A2=48VDC, 250V/10A LED, diode | Interface relay 2c/o, A1-A2=48VDC, 250V/10A LED, diode | CR-M048DC2LD Pluggable interface relay 2c/o, A1-A2=48VDC, 250V/12A, LED
1SVR405611R7000 | CR-M110AC2 | Active | 4013614497360 | 12.83 | 1 | 10 | stuk | CR-M Range | BE31230 | SP (Control general) | stuk | CR-M A1-A2=110Vac 2 c/o 250V/12A | Relais d'interface débrochable Série CR A1-A2=110Vac, 2 c/o 250V/12A | CR-M110AC2 Steckbares Interface-Relais 2We, A1-A2=110VAC, 250V/12A | CR-M110AC2 Pluggable interface relay 2c/o, A1-A2=110VAC, 250V/12A
1SVR405611R7100 | CR-M110AC2L | Active | 4013614497377 | 15.12 | 1 | 10 | stuk | CR-M Range | BE31230 | SP (Control general) | stuk | CR-M A1-A2=110Vac 2 c/o 250V/12A LED | Relais d'interface débrochable Série CR A1-A2=110Vac, 2 c/o 250V/12A, LED | CR-M110AC2L Steckbares Interface-Relais 2We, A1-A2=110VAC, 250V/12A, LED | CR-M110AC2L Pluggable interface relay 2c/o, A1-A2=110VAC, 250V/12A, LED
1SVR405611R8000 | CR-M110DC2 | Active | 4013614497384 | 13.37 | 1 | 10 | stuk | CR-M Range | BE31230 | SP (Control general) | stuk | CR-M A1-A2=110VDC 2 c/o 250V/12A | Relais embrochable gamme CR A1-A2=110VDC, 2 c/o 250V/12A | CR-M110DC2 Steckbares Interface-Relais 2We, A1-A2=110VDC, 250V/12A | CR-M110DC2 Pluggable interface relay 2c/o, A1-A2=110VDC, 250V/12A
1SVR405611R8100 | CR-M110DC2L | Active | 4013614497391 | 15.67 | 1 | 10 | stuk | CR-M Range | BE31230 | SP (Control general) | stuk | CR-M A1-A2=110Vdc 2 c/o 250V/12A LED | Relais d'interface débrochable Série CR A1-A2=110Vdc, 2 c/o 250V/12A, LED | CR-M110DC2L Steckbares Interface-Relais 2We, A1-A2=110VDC, 250V/12A, LED | CR-M110DC2L Pluggable interface relay 2c/o, A1-A2=110VDC, 250V/12A, LED
1SVR405611R8400 | CR-M110DC2LD | Active | 4013614537233 | 15.72 | 1 | 10 | stuk | CR-M Range | BE31230 | SP (Control general) | stuk | CR-M 2c/o A1-A2=110VDC 250V/10A LED | relais d'interface 2c/o, A1-A2=110VDC, 250V/10A LED, diode | Interface relay 2c/o, A1-A2=110VDC, 250V/10A LED, diode | CR-M110DC2LD Pluggable interface relay 2c/o, A1-A2=110VDC, 250V/12A, LED
1SVR405611R8500 | CR-M125DC2LD | Active | 4013614537240 | 15.24 | 1 | 10 | stuk | CR-M Range | BE31230 | SP (Control general) | stuk | CR-M 2c/o A1-A2=125VDC 250V/10A LED | relais d'interface 2c/o, A1-A2=125VDC, 250V/10A LED, diode | Interface relay 2c/o, A1-A2=125VDC, 250V/10A LED, diode | CR-M125DC2LD Pluggable interface relay 2c/o, A1-A2=125VDC, 250V/12A, LED
1SVR405611R9000 | CR-M220DC2 | Active | 4013614497421 | 14.46 | 1 | 10 | stuk | CR-M Range | BE31230 | SP (Control general) | stuk | CR-M A1-A2=220Vdc 2 c/o 250V/12A | Relais d'interface débrochable Série CR A1-A2=220Vdc, 2 c/o 250V/12A | CR-M220DC2 Steckbares Interface-Relais 2We, A1-A2=220VDC, 250V/12A | CR-M220DC2 Pluggable interface relay 2c/o, A1-A2=220VDC, 250V/12A
1SVR405611R9100 | CR-M220DC2L | Active | 4013614497438 | 16.73 | 1 | 10 | stuk | CR-M Range | BE31230 | SP (Control general) | stuk | CR-M A1-A2=220Vdc 2 c/o 250V/12A LED | Relais d'interface débrochable Série CR A1-A2=220Vdc, 2 c/o 250V/12A, LED | CR-M220DC2L Steckbares Interface-Relais 2We, A1-A2=220VDC, 250V/12A, LED | CR-M220DC2L Pluggable interface relay 2c/o, A1-A2=220VDC, 250V/12A, LED
1SVR405611R9400 | CR-M220DC2LD | Active | 4013614537264 | 20.04 | 1 | 10 | stuk | CR-M Range | BE31230 | SP (Control general) | stuk | CR-M 2c/o A1-A2=220VDC 250V/10A LED | relais d'interface 2c/o, A1-A2=220VDC, 250V/10A LED, diode | Interface relay 2c/o, A1-A2=220VDC, 250V/10A LED, diode | CR-M220DC2LD Pluggable interface relay 2c/o, A1-A2=220VDC, 250V/12A, LED
1SVR405612R0000 | CR-M024AC3 | Active | 4013614497445 | 12.83 | 1 | 10 | stuk | CR-M Range | BE31230 | SP (Control general) | stuk | CR-M A1-A2=24Vac 3 c/o 250V/10A | Relais d'interface débrochable Série CR A1-A2=24Vac, 3 c/o 250V/10A | CR-M024AC3 Steckbares Interface-Relais 3We, A1-A2=24VAC, 250V/10A | CR-M024AC3 Pluggable interface relay 3c/o, A1-A2=24VAC, 250V/10A
1SVR405612R0100 | CR-M024AC3L | Active | 4013614497452 | 15.12 | 1 | 10 | stuk | CR-M Range | BE31230 | SP (Control general) | stuk | IFrelais CR-M A1-A2=24Vac 3 c/o 250V/10A | Relais d'interface débrochable Série CR A1-A2=24Vac, 3 c/o 250V/10A, LED | CR-M024AC3L Steckbares Interface-Relais 3We, A1-A2=24VAC, 250V/10A, LED | CR-M024AC3L Pluggable interface relay 3c/o, A1-A2=24VAC, 250V/10A, LED
1SVR405612R1000 | CR-M024DC3 | Active | 4013614497469 | 12.31 | 1 | 10 | stuk | CR-M Range | BE31230 | SP (Control general) | stuk | CR-M A1-A2=24Vdc 3 c/o 250V/10A | Relais d'interface débrochable Série CR A1-A2=24Vdc, 3 c/o 250V/10A | CR-M024DC3 Steckbares Interface-Relais 3We, A1-A2=24VDC, 250V/10A | CR-M024DC3 Pluggable interface relay 3c/o, A1-A2=24VDC, 250V/10A
1SVR405612R1100 | CR-M024DC3L | Active | 4013614497476 | 14.52 | 1 | 10 | stuk | CR-M Range | BE31230 | SP (Control general) | stuk | IFrelais CR-M A1-A2=24Vdc 3 c/o 250V/10A | Relais d'interface débrochable Série CR A1-A2=24Vdc, 3 c/o 250V/10A, LED | CR-M024DC3L Steckbares Interface-Relais 3We, A1-A2=24VDC, 250V/10A, LED | CR-M024DC3L Pluggable interface relay 3c/o, A1-A2=24VDC, 250V/10A, LED
1SVR405612R1400 | CR-M024DC3LD | Active | 4013614537226 | 15.72 | 1 | 10 | stuk | CR-M Range | BE31230 | SP (Control general) | stuk | CR-M 3c/o A1-A2=24VDC 250V/10A LED | relais d'interface 3c/o, A1-A2=24VDC, 250V/10A LED, diode | Interface relay 3c/o, A1-A2=24VDC, 250V/10A LED, diode | CR-M024DC3LD Pluggable interface relay 3c/o, A1-A2=24VDC, 250V/10A, LED
1SVR405612R2000 | CR-M120AC3 | Active | 4013614497483 | 13.14 | 1 | 10 | stuk | CR-M Range | BE31230 | SP (Control general) | stuk | CR-M A1-A2=120Vac 3 c/o 250V/10A | Relais d'interface débrochable Série CR A1-A2=120Vac, 3 c/o 250V/10A | CR-M120AC3 Steckbares Interface-Relais 3We, A1-A2=120VAC, 250V/10A | CR-M120AC3 Pluggable interface relay 3c/o, A1-A2=120VAC, 250V/10A
1SVR405612R2100 | CR-M120AC3L | Active | 4013614497490 | 15.54 | 1 | 10 | stuk | CR-M Range | BE31230 | SP (Control general) | stuk | CR-M A1-A2=120Vac 3 c/o 250V/10A LED | Relais d'interface débrochable Série CR A1-A2=120Vac, 3 c/o 250V/10A, LED | CR-M120AC3L Steckbares Interface-Relais 3We, A1-A2=120VAC, 250V/10A, LED | CR-M120AC3L Pluggable interface relay 3c/o, A1-A2=120VAC, 250V/10A, LED
1SVR405612R3000 | CR-M230AC3 | Active | 4013614497506 | 14.23 | 1 | 10 | stuk | CR-M Range | BE31230 | SP (Control general) | stuk | CR-M A1-A2=230Vac 3 c/o 250V/10A | Relais d'interface débrochable Série CR A1-A2=230Vac, 3 c/o 250V/10A | CR-M230AC3 Steckbares Interface-Relais 3We, A1-A2=230VAC, 250V/10A | CR-M230AC3 Pluggable interface relay 3c/o, A1-A2=230VAC, 250V/10A
1SVR405612R3100 | CR-M230AC3L | Active | 4013614497513 | 16.57 | 1 | 10 | stuk | CR-M Range | BE31230 | SP (Control general) | stuk | CR-M A1-A2=230Vac 3 c/o 250V/10A LED | Relais d'interface débrochable Série CR A1-A2=230Vac, 3 c/o 250V/10A, LED | CR-M230AC3L Steckbares Interface-Relais 3We, A1-A2=230VAC, 250V/10A, LED | CR-M230AC3L Pluggable interface relay 3c/o, A1-A2=230VAC, 250V/10A, LED
1SVR405612R4000 | CR-M012DC3 | Active | 4013614497520 | 12.31 | 1 | 10 | stuk | CR-M Range | BE31230 | SP (Control general) | stuk | CR-M A1-A2=12Vdc 3 c/o 250V/10A | Relais d'interface débrochable Série CR A1-A2=12Vdc, 3 c/o 250V/10A | CR-M012DC3 Steckbares Interface-Relais 3We, A1-A2=12VDC, 250V/10A | CR-M012DC3 Pluggable interface relay 3c/o, A1-A2=12VDC, 250V/10A
1SVR405612R4100 | CR-M012DC3L | Active | 4013614497537 | 14.52 | 1 | 10 | stuk | CR-M Range | BE31230 | SP (Control general) | stuk | IFrelais CR-M A1-A2=12Vdc 3 c/o 250V/10A | Relais d'interface débrochable Série CR A1-A2=12Vdc, 3 c/o 250V/10A, LED | CR-M012DC3L Steckbares Interface-Relais 3We, A1-A2=12VDC, 250V/10A, LED | CR-M012DC3L Pluggable interface relay 3c/o, A1-A2=12VDC, 250V/10A, LED
1SVR405612R4300 | CR-M060DC3L | Active | 4013614497551 | 14.77 | 1 | 10 | stuk | CR-M Range | BE31230 | SP (Control general) | stuk | IFrelais CR-M A1-A2=60Vdc 3 c/o 250V/10A | Relais d'interface débrochable Série CR A1-A2=60Vdc, 3 c/o 250V/10A, LED | CR-M060DC3L Steckbares Interface-Relais 3We, A1-A2=60VDC, 250V/10A, LED | CR-M060DC3L Pluggable interface relay 3c/o, A1-A2=60VDC, 250V/10A, LED
1SVR405612R4400 | CR-M012DC3LD | Active | 4013614537318 | 15.72 | 1 | 10 | stuk | CR-M Range | BE31230 | SP (Control general) | stuk | CR-M 3c/o A1-A2=12VDC 250V/10A LED | relais d'interface 3c/o, A1-A2=12VDC, 250V/10A LED, diode | Interface relay 3c/o, A1-A2=12VDC, 250V/10A LED, diode | CR-M012DC3LD Pluggable interface relay 3c/o, A1-A2=12VDC, 250V/10A, LED
1SVR405612R5000 | CR-M048AC3 | Active | 4013614497568 | 13.03 | 1 | 10 | stuk | CR-M Range | BE31230 | SP (Control general) | stuk | CR-M A1-A2=48Vac 3 c/o 250V/10A | Relais d'interface débrochable Série CR A1-A2=48Vac, 3 c/o 250V/10A | CR-M048AC3 Steckbares Interface-Relais 3We, A1-A2=48VAC, 250V/10A | CR-M048AC3 Pluggable interface relay 3c/o, A1-A2=48VAC, 250V/10A
1SVR405612R5100 | CR-M048AC3L | Active | 4013614497575 | 15.32 | 1 | 10 | stuk | CR-M Range | BE31230 | SP (Control general) | stuk | IFrelais CR-M A1-A2=48Vac 3 c/o 250V/10A | Relais d'interface débrochable Série CR A1-A2=48Vac, 3 c/o 250V/10A, LED | CR-M048AC3L Steckbares Interface-Relais 3We, A1-A2=48VAC, 250V/10A, LED | CR-M048AC3L Pluggable interface relay 3c/o, A1-A2=48VAC, 250V/10A, LED
1SVR405612R5200 | CR-M060AC3 | Active | 4013614497582 | 13.2 | 1 | 10 | stuk | CR-M Range | BE31230 | SP (Control general) | stuk | CR-M 3c/o A1-A2=60VAC 250V/10A | Relais d'interface débrochable Série CR 3c/o, A1-A2=60VAC, 250V/10A | CR-M060AC3 Steckbares Interface-Relais 3We, A1-A2=60VAC, 250V/10A | CR-M060AC3 Pluggable interface relay 3c/o, A1-A2=60VAC, 250V/10A
1SVR405612R6000 | CR-M048DC3 | Active | 4013614497599 | 12.43 | 1 | 10 | stuk | CR-M Range | BE31230 | SP (Control general) | stuk | CR-M A1-A2=48Vdc 3 c/o 250V/10A | Relais d'interface débrochable Série CR A1-A2=48Vdc, 3 c/o 250V/10A | CR-M048DC3 Steckbares Interface-Relais 3We, A1-A2=48VDC, 250V/10A | CR-M048DC3 Pluggable interface relay 3c/o, A1-A2=48VDC, 250V/10A
1SVR405612R6100 | CR-M048DC3L | Active | 4013614497605 | 14.77 | 1 | 10 | stuk | CR-M Range | BE31230 | SP (Control general) | stuk | IFrelais CR-M A1-A2=48Vdc 3 c/o 250V/10A | Relais d'interface débrochable Série CR A1-A2=48Vdc, 3 c/o 250V/10A, LED | CR-M048DC3L Steckbares Interface-Relais 3We, A1-A2=48VDC, 250V/10A, LED | CR-M048DC3L Pluggable interface relay 3c/o, A1-A2=48VDC, 250V/10A, LED
1SVR405612R6400 | CR-M048DC3LD | Active | 4013614537325 | 15.72 | 1 | 10 | stuk | CR-M Range | BE31230 | SP (Control general) | stuk | CR-M 3c/o A1-A2=48VDC 250V/10A LED | relais d'interface 3c/o, A1-A2=48VDC, 250V/10A LED, diode | Interface relay 3c/o, A1-A2=48VDC, 250V/10A LED, diode | CR-M048DC3LD Pluggable interface relay 3c/o, A1-A2=48VDC, 250V/10A, LED
1SVR405612R7000 | CR-M110AC3 | Active | 4013614497612 | 13.14 | 1 | 10 | stuk | CR-M Range | BE31230 | SP (Control general) | stuk | CR-M A1-A2=110Vac 3 c/o 250V/10A | Relais d'interface débrochable Série CR A1-A2=110Vac, 3 c/o 250V/10A | CR-M110AC3 Steckbares Interface-Relais 3We, A1-A2=110VAC, 250V/10A | CR-M110AC3 Pluggable interface relay 3c/o, A1-A2=110VAC, 250V/10A
1SVR405612R7100 | CR-M110AC3L | Active | 4013614497629 | 15.54 | 1 | 10 | stuk | CR-M Range | BE31230 | SP (Control general) | stuk | CR-M A1-A2=110Vac 3 c/o 250V/10A LED | Relais d'interface débrochable Série CR A1-A2=110Vac, 3 c/o 250V/10A, LED | CR-M110AC3L Steckbares Interface-Relais 3We, A1-A2=110VAC, 250V/10A, LED | CR-M110AC3L Pluggable interface relay 3c/o, A1-A2=110VAC, 250V/10A, LED
1SVR405612R8000 | CR-M110DC3 | Active | 4013614497636 | 13.73 | 1 | 10 | stuk | CR-M Range | BE31230 | SP (Control general) | stuk | CR-M A1-A2=110Vdc 3 c/o 250V/10A | Relais d'interface débrochable Série CR A1-A2=110Vdc, 3 c/o 250V/10A | CR-M110DC3 Steckbares Interface-Relais 3We, A1-A2=110VDC, 250V/10A | CR-M110DC3 Pluggable interface relay 3c/o, A1-A2=110VDC, 250V/10A
1SVR405612R8100 | CR-M110DC3L | Active | 4013614497643 | 16.08 | 1 | 10 | stuk | CR-M Range | BE31230 | SP (Control general) | stuk | CR-M A1-A2=110Vdc 3 c/o 250V/10A LED | Relais d'interface débrochable Série CR A1-A2=110Vdc, 3 c/o 250V/10A, LED | CR-M110DC3L Steckbares Interface-Relais 3We, A1-A2=110VDC, 250V/10A, LED | CR-M110DC3L Pluggable interface relay 3c/o, A1-A2=110VDC, 250V/10A, LED
1SVR405612R8400 | CR-M110DC3LD | Active | 4013614537332 | 18.01 | 1 | 10 | stuk | CR-M Range | BE31230 | SP (Control general) | stuk | CR-M 3c/o A1-A2=110VDC 250V/10A LED | relais d'interface 3c/o, A1-A2=110VDC, 250V/10A LED, diode | Interface relay 3c/o, A1-A2=110VDC, 250V/10A LED, diode | CR-M110DC3LD Pluggable interface relay 3c/o, A1-A2=110VDC, 250V/10A, LED
1SVR405612R8500 | CR-M125DC3LD | Active | 4013614537257 | 18.01 | 1 | 10 | stuk | CR-M Range | BE31230 | SP (Control general) | stuk | CR-M 3c/o A1-A2=125VDC 250V/10A LED | relais d'interface 3c/o, A1-A2=125VDC, 250V/10A LED, diode | Interface relay 3c/o, A1-A2=125VDC, 250V/10A LED, diode | CR-M125DC3LD Pluggable interface relay 3c/o, A1-A2=125VDC, 250V/10A, LED
1SVR405612R9000 | CR-M220DC3 | Active | 4013614497674 | 14.87 | 1 | 10 | stuk | CR-M Range | BE31230 | SP (Control general) | stuk | CR-M A1-A2=220Vdc 3 c/o 250V/10A | Relais d'interface débrochable Série CR A1-A2=220Vdc, 3 c/o 250V/10A | CR-M220DC3 Steckbares Interface-Relais 3We, A1-A2=220VDC, 250V/10A | CR-M220DC3 Pluggable interface relay 3c/o, A1-A2=220VDC, 250V/10A
1SVR405612R9100 | CR-M220DC3L | Active | 4013614497681 | 17.04 | 1 | 10 | stuk | CR-M Range | BE31230 | SP (Control general) | stuk | CR-M A1-A2=220Vdc 3 c/o 250V/10A LED | Relais d'interface débrochable Série CR A1-A2=220Vdc, 3 c/o 250V/10A, LED | CR-M220DC3L Steckbares Interface-Relais 3We, A1-A2=220VDC, 250V/10A, LED | CR-M220DC3L Pluggable interface relay 3c/o, A1-A2=220VDC, 250V/10A, LED
1SVR405612R9400 | CR-M220DC3LD | Active | 4013614537271 | 22.14 | 1 | 10 | stuk | CR-M Range | BE31230 | SP (Control general) | stuk | CR-M 3c/o A1-A2=220VDC 250V/10A LED | relais d'interface 3c/o, A1-A2=220VDC, 250V/10A LED, diode | Interface relay 3c/o, A1-A2=220VDC, 250V/10A LED, diode | CR-M220DC3LD Pluggable interface relay 3c/o, A1-A2=220VDC, 250V/10A, LED
1SVR405613R0000 | CR-M024AC4 | Active | 4013614497698 | 13.14 | 1 | 10 | stuk | CR-M Range | BE31230 | SP (Control general) | stuk | CR-M A1-A2=24VAC 4c/o 250V/6A | Relais d'interface débrochable A1-A2=24VAC, 4c/o 250V/6A | CR-M024AC4 Steckbares Interface-Relais 4We, A1-A2=24VAC, 250V/6A | CR-M024AC4 Pluggable interface relay 4c/o, A1-A2=24VAC, 250V/6A
1SVR405613R0010 | CR-M024AC4LS62CV | Active | 4013614403163 | 35.05 | 1 | 10 | stuk | CR-M Range | BE31230 | SP (Control general) | stuk | CR-M024AC4LS62CV cpl.socket fnctM, | relais d'interface avec prise module de fonction et support 4c/o, A1-A2=24VAC, 250V/6A LED | CR-M024AC4LS62CV Interface-Relais komplett mit Sockel | CR-M024AC4LS62CV Interface relay, cpl. with socket, function module and holder
1SVR405613R0100 | CR-M024AC4L | Active | 4013614497704 | 15.54 | 1 | 10 | stuk | CR-M Range | BE31230 | SP (Control general) | stuk | IFrelais CR-M A1-A2=24Vac 4 c/o 250V/6A | Relais d'interface débrochable Série CR A1-A2=24Vac, 4 c/o 250V/6A, LED | CR-M024AC4L Steckbares Interface-Relais 4We, A1-A2=24VAC, 250V/6A, LED | CR-M024AC4L Pluggable interface relay 4c/o, A1-A2=24VAC, 250V/6A, LED
1SVR405613R1000 | CR-M024DC4 | Active | 4013614497711 | 12.84 | 1 | 10 | stuk | CR-M Range | BE31230 | SP (Control general) | stuk | CR-M A1-A2=24VDC 4 c/o 250V/6A | Pluggable interface relay gamme CR A1-A2=24VDC, 4 c/o 250V/6A | CR-M024DC4 Steckbares Interface-Relais 4We, A1-A2=24VDC, 250V/6A | CR-M024DC4 Pluggable interface relay 4c/o, A1-A2=24VDC, 250V/6A
1SVR405613R1010 | CR-M024DC4SS42V | Active | 4013614403132 | 33.85 | 1 | 10 | stuk | CR-M Range | BE31230 | SP (Control general) | stuk | CR-M024DC4SS42V cpl.socket fnctM, | relais d'interface avec prise module de fonction et support 4c/o, A1-A2=24VDC, 250V/6A | CR-M024DC4SS42V Interface-Relais komplett mit Sockel | CR-M024DC4SS42V Interface relay, cpl. with socket, function module and holder
1SVR405613R1011 | CR-M024DC4LS42V | Active | 4013614403149 | 34.44 | 1 | 10 | stuk | CR-M Range | BE31230 | SP (Control general) | stuk | CR-M024DC4LS42V cpl.socket fnctM, | relais d'interface avec prise module de fonction et support 4c/o, A1-A2=24VDC, 250V/6A LED | CR-M024DC4LS42V Interface-Relais komplett mit Sockel | CR-M024DC4LS42V Interface relay, cpl. with socket, function module and holder
1SVR405613R1012 | CR-M024DC4LC42 | Active | 4013614403156 | 44.77 | 1 | 10 | stuk | CR-M Range | BE31230 | SP (Control general) | stuk | CR-M024DC4LC42 cpl.socket fnctM, | relais d'interface avec prise module de fonction et support 4c/o, A1-A2=24VDC, 250V/6A LED | CR-M024DC4LC42 Interface-Relais komplett mit Sockel | CR-M024DC4LC42 Interface relay, cpl. with socket, function module and holder
1SVR405613R1100 | CR-M024DC4L | Active | 4013614497728 | 14.95 | 1 | 10 | stuk | CR-M Range | BE31230 | SP (Control general) | stuk | IFrelais CR-M A1-A2=24VDC 4 c/o 250V/6A | Relais embrochable gamme CR A1-A2=24VDC, 4 c/o 250V/6A, LED | CR-M024DC4L Steckbares Interface-Relais 4We, A1-A2=24VDC, 250V/6A, LED | CR-M024DC4L Pluggable interface relay 4c/o, A1-A2=24VDC, 250V/6A, LED
1SVR405613R2000 | CR-M120AC4 | Active | 4013614497735 | 13.57 | 1 | 10 | stuk | CR-M Range | BE31230 | SP (Control general) | stuk | CR-M A1-A2=120Vac 4 c/o 250V/6A | Relais d'interface débrochable Série CR A1-A2=120Vac, 4 c/o 250V/6A | CR-M120AC4 Steckbares Interface-Relais 4We, A1-A2=120VAC, 250V/6A | CR-M120AC4 Pluggable interface relay 4c/o, A1-A2=120VAC, 250V/6A
1SVR405613R2100 | CR-M120AC4L | Active | 4013614497742 | 15.91 | 1 | 10 | stuk | CR-M Range | BE31230 | SP (Control general) | stuk | IFrelais CR-M A1-A2=120Vac 4 c/o 250V/6A | Relais d'interface débrochable Série CR A1-A2=120Vac, 4 c/o 250V/6A, LED | CR-M120AC4L Steckbares Interface-Relais 4We, A1-A2=120VAC, 250V/6A, LED | CR-M120AC4L Pluggable interface relay 4c/o, A1-A2=120VAC, 250V/6A, LED
1SVR405613R3000 | CR-M230AC4 | Active | 4013614497759 | 14.58 | 1 | 10 | stuk | CR-M Range | BE31230 | SP (Control general) | stuk | CR-M A1-A2=230Vac 4 c/o 250V/6A | Relais embrochable gamme CR A1-A2=230Vac, 4 c/o 250V/6A | CR-M230AC4 Steckbares Interface-Relais 4We, A1-A2=230VAC, 250V/6A | CR-M230AC4 Pluggable interface relay 4c/o, A1-A2=230VAC, 250V/6A
1SVR405613R3011 | CR-M230AC4LS92CV | Active | 4013614403187 | 37.68 | 1 | 10 | stuk | CR-M Range | BE31230 | SP (Control general) | stuk | CR-M230AC4LS92CV cpl.socket fnctM, | relais d'interface avec prise module de fonction et support 4c/o, A1-A2=230VAC, 250V/6A LED | CR-M230AC4LS92CV Interface-Relais komplett mit Sockel | CR-M230AC4LS92CV Interface relay, cpl. with socket, function module and holder
1SVR405613R3012 | CR-M230AC4LC92 | Active | 4013614403194 | 47.4 | 1 | 10 | stuk | CR-M Range | BE31230 | SP (Control general) | stuk | CR-M230AC4LC92 cpl.socket fnctM, | relais d'interface avec prise module de fonction et support 4c/o, A1-A2=230VAC, 250V/6A LED | CR-M230AC4LC92 Interface-Relais komplett mit Sockel | CR-M230AC4LC92 Interface relay, cpl. with socket, function module and holder
1SVR405613R3100 | CR-M230AC4L | Active | 4013614497766 | 16.92 | 1 | 10 | stuk | CR-M Range | BE31230 | SP (Control general) | stuk | IFrelais CR-M A1-A2=230Vac 4 c/o 250V/6A | Relais d'interface débrochable Série CR A1-A2=230Vac, 4 c/o 250V/6A, LED | CR-M230AC4L Steckbares Interface-Relais 4We, A1-A2=230VAC, 250V/6A, LED | CR-M230AC4L Pluggable interface relay 4c/o, A1-A2=230VAC, 250V/6A, LED
1SVR405613R4000 | CR-M012DC4 | Active | 4013614497773 | 12.6 | 1 | 10 | stuk | CR-M Range | BE31230 | SP (Control general) | stuk | CR-M A1-A2=12Vdc 4 c/o 250V/6A | Relais d'interface débrochable Série CR A1-A2=12Vdc, 4 c/o 250V/6A | CR-M012DC4 Steckbares Interface-Relais 4We, A1-A2=12VDC, 250V/6A | CR-M012DC4 Pluggable interface relay 4c/o, A1-A2=12VDC, 250V/6A
1SVR405613R4100 | CR-M012DC4L | Active | 4013614497780 | 14.95 | 1 | 10 | stuk | CR-M Range | BE31230 | SP (Control general) | stuk | IFrelais CR-M A1-A2=12Vdc 4 c/o 250V/6A | Relais d'interface débrochable Série CR A1-A2=12Vdc, 4 c/o 250V/6A, LED | CR-M012DC4L Steckbares Interface-Relais 4We, A1-A2=12VDC, 250V/6A, LED | CR-M012DC4L Pluggable interface relay 4c/o, A1-A2=12VDC, 250V/6A, LED
1SVR405613R4400 | CR-M012DC4LD | Active | 4013614537349 | 15.32 | 1 | 10 | stuk | CR-M Range | BE31230 | SP (Control general) | stuk | CR-M 4c/o A1-A2=12VDC 250V/6A LED | relais d'interface 4c/o, A1-A2=12VDC, 250V/6A LED, diode | Interface relay 4c/o, A1-A2=12VDC, 250V/6A LED, diode | CR-M012DC4LD Pluggable interface relay 4c/o, A1-A2=12VDC, 250V/6A, LED
1SVR405613R5000 | CR-M048AC4 | Active | 4013614497810 | 13.37 | 1 | 10 | stuk | CR-M Range | BE31230 | SP (Control general) | stuk | CR-M A1-A2=48Vac 4 c/o 250V/6A | Relais d'interface débrochable Série CR A1-A2=48Vac, 4 c/o 250V/6A | CR-M048AC4 Steckbares Interface-Relais 4We, A1-A2=48VAC, 250V/6A | CR-M048AC4 Pluggable interface relay 4c/o, A1-A2=48VAC, 250V/6A
1SVR405613R5100 | CR-M048AC4L | Active | 4013614497827 | 15.67 | 1 | 10 | stuk | CR-M Range | BE31230 | SP (Control general) | stuk | IFrelais CR-M A1-A2=48Vac 4 c/o 250V/6A | Relais d'interface débrochable Série CR A1-A2=48Vac, 4 c/o 250V/6A, LED | CR-M048AC4L Steckbares Interface-Relais 4We, A1-A2=48VAC, 250V/6A, LED | CR-M048AC4L Pluggable interface relay 4c/o, A1-A2=48VAC, 250V/6A, LED
1SVR405613R6000 | CR-M048DC4 | Active | 4013614497834 | 12.83 | 1 | 10 | stuk | CR-M Range | BE31230 | SP (Control general) | stuk | CR-M A1-A2=48VDC 4 c/o 250V/6A | Relais d'interface débrochable Gamme CR A1-A2=48VDC, 4 c/o 250V/6A | CR-M048DC4 Steckbares Interface-Relais 4We, A1-A2=48VDC, 250V/6A | CR-M048DC4 Pluggable interface relay 4c/o, A1-A2=48VDC, 250V/6A
1SVR405613R6100 | CR-M048DC4L | Active | 4013614497841 | 15.12 | 1 | 10 | stuk | CR-M Range | BE31230 | SP (Control general) | stuk | IFrelais CR-M A1-A2=48Vdc 4 c/o 250V/6A | Relais d'interface débrochable Série CR A1-A2=48Vdc, 4 c/o 250V/6A, LED | CR-M048DC4L Steckbares Interface-Relais 4We, A1-A2=48VDC, 250V/6A, LED | CR-M048DC4L Pluggable interface relay 4c/o, A1-A2=48VDC, 250V/6A, LED
1SVR405613R6400 | CR-M048DC4LD | Active | 4013614537219 | 14.82 | 1 | 10 | stuk | CR-M Range | BE31230 | SP (Control general) | stuk | CR-M 4c/o A1-A2=48VDC 250V/6A LED | relais d'interface 4c/o, A1-A2=48VDC, 250V/6A LED, diode | Interface relay 4c/o, A1-A2=48VDC, 250V/6A LED, diode | CR-M048DC4LD Pluggable interface relay 4c/o, A1-A2=48VDC, 250V/6A, LED
1SVR405613R7000 | CR-M110AC4 | Active | 4013614497858 | 13.57 | 1 | 10 | stuk | CR-M Range | BE31230 | SP (Control general) | stuk | CR-M A1-A2=110Vac 4 c/o 250V/6A | Relais d'interface débrochable Série CR A1-A2=110Vac, 4 c/o 250V/6A | CR-M110AC4 Steckbares Interface-Relais 4We, A1-A2=110VAC, 250V/6A | CR-M110AC4 Pluggable interface relay 4c/o, A1-A2=110VAC, 250V/6A
1SVR405613R7100 | CR-M110AC4L | Active | 4013614497865 | 15.91 | 1 | 10 | stuk | CR-M Range | BE31230 | SP (Control general) | stuk | IFrelais CR-M A1-A2=110Vac 4 c/o 250V/6A | Relais d'interface débrochable Série CR A1-A2=110Vac, 4 c/o 250V/6A, LED | CR-M110AC4L Steckbares Interface-Relais 4We, A1-A2=110VAC, 250V/6A, LED | CR-M110AC4L Pluggable interface relay 4c/o, A1-A2=110VAC, 250V/6A, LED
1SVR405613R8000 | CR-M110DC4 | Active | 4013614497872 | 14.23 | 1 | 10 | stuk | CR-M Range | BE31230 | SP (Control general) | stuk | CR-M A1-A2=110VDC 4 c/o 250V/6A | Relais embrochable gamme CR A1-A2=110VDC, 4 c/o 250V/6A | CR-M110DC4 Steckbares Interface-Relais 4We, A1-A2=110VDC, 250V/6A | CR-M110DC4 Pluggable interface relay 4c/o, A1-A2=110VDC, 250V/6A
1SVR405613R8100 | CR-M110DC4L | Active | 4013614497889 | 16.57 | 1 | 10 | stuk | CR-M Range | BE31230 | SP (Control general) | stuk | IFrelais CR-M A1-A2=110VDC 4 c/o 250V/6A | Relais d'interface débrochable gamme CR A1-A2=110VDC, 4 c/o 250V/6A, LED | CR-M110DC4L Steckbares Interface-Relais 4We, A1-A2=110VDC, 250V/6A, LED | CR-M110DC4L Pluggable interface relay 4c/o, A1-A2=110VDC, 250V/6A, LED
1SVR405613R8200 | CR-M125DC4 | Active | 4013614497896 | 14.23 | 1 | 10 | stuk | CR-M Range | BE31230 | SP (Control general) | stuk | CR-M A1-A2=125Vdc 4 c/o 250V/6A | Relais d'interface débrochable Série CR A1-A2=125Vdc, 4 c/o 250V/6A | CR-M125DC4 Steckbares Interface-Relais 4We, A1-A2=125VDC, 250V/6A | CR-M125DC4 Pluggable interface relay 4c/o, A1-A2=125VDC, 250V/6A
1SVR405613R8300 | CR-M125DC4L | Active | 4013614497902 | 16.51 | 1 | 10 | stuk | CR-M Range | BE31230 | SP (Control general) | stuk | IFrelais CR-M A1-A2=125Vdc 4 c/o 250V/6A | Relais d'interface débrochable Série CR A1-A2=125Vdc, 4 c/o 250V/6A, LED | CR-M125DC4L Steckbares Interface-Relais 4We, A1-A2=125VDC, 250V/6A, LED | CR-M125DC4L Pluggable interface relay 4c/o, A1-A2=125VDC, 250V/6A, LED
1SVR405613R8400 | CR-M110DC4LD | Active | 4013614537189 | 16.92 | 1 | 10 | stuk | CR-M Range | BE31230 | SP (Control general) | stuk | CR-M 4c/o A1-A2=110VDC 250V/6A LED | relais d'interface 4c/o, A1-A2=110VDC, 250V/6A LED, diode | Interface relay 4c/o, A1-A2=110VDC, 250V/6A LED, diode | CR-M110DC4LD Pluggable interface relay 4c/o, A1-A2=110VDC, 250V/6A, LED
1SVR405613R8500 | CR-M125DC4LD | Active | 4013614537196 | 17.81 | 1 | 10 | stuk | CR-M Range | BE31230 | SP (Control general) | stuk | CR-M 4c/o A1-A2=125VDC 250V/6A LED | relais d'interface 4c/o, A1-A2=125VDC, 250V/6A LED, diode | Interface relay 4c/o, A1-A2=125VDC, 250V/6A LED, diode | CR-M125DC4LD Pluggable interface relay 4c/o, A1-A2=125VDC, 250V/6A, LED
1SVR405613R9000 | CR-M220DC4 | Active | 4013614497919 | 15.17 | 1 | 10 | stuk | CR-M Range | BE31230 | SP (Control general) | stuk | CR-M A1-A2=220Vdc 4 c/o 250V/6A | Relais d'interface débrochable Série CR A1-A2=220Vdc, 4 c/o 250V/6A | CR-M220DC4 Steckbares Interface-Relais 4We, A1-A2=220VDC, 250V/6A | CR-M220DC4 Pluggable interface relay 4c/o, A1-A2=220VDC, 250V/6A
1SVR405613R9100 | CR-M220DC4L | Active | 4013614497926 | 17.51 | 1 | 10 | stuk | CR-M Range | BE31230 | SP (Control general) | stuk | IFrelais CR-M A1-A2=220Vdc 4 c/o 250V/6A | Relais d'interface débrochable Série CR A1-A2=220Vdc, 4 c/o 250V/6A, LED | CR-M220DC4L Steckbares Interface-Relais 4We, A1-A2=220VDC, 250V/6A, LED | CR-M220DC4L Pluggable interface relay 4c/o, A1-A2=220VDC, 250V/6A, LED
1SVR405613R9400 | CR-M220DC4LD | Active | 4013614537288 | 22.14 | 1 | 10 | stuk | CR-M Range | BE31230 | SP (Control general) | stuk | CR-M 4c/o A1-A2=220VDC 250V/6A LED | relais d'interface 4c/o, A1-A2=220VDC, 250V/6A LED, diode | Interface relay 4c/o, A1-A2=220VDC, 250V/6A LED, diode | CR-M220DC4LD Pluggable interface relay 4c/o, A1-A2=220VDC, 250V/6A, LED
1SVR405614R1100 | CR-M024DC4LD | Active | 4013614497933 | 14.63 | 1 | 10 | stuk | CR-M Range | BE31230 | SP (Control general) | stuk | CR-M024DC4LD Plug. 4c/o A1-A2=24VDC 250V/6A LED | Relais d'interface débrochable gamme CR A1-A2=24VDC, 4 c/o 250V/6A, LED, Diode | CR-M024DC4LD Steckbares Interface-Relais 4We, A1-A2=24VDC, 250V/6A, Diode, LED | CR-M024DC4LD Pluggable interface relay 4c/o, A1-A2=24VDC, 250V/6A, diode, LED
1SVR405618R0100 | CR-M024AC4LG | Active | 4013614497957 | 24.6 | 1 | 10 | stuk | CR-M Range | BE31230 | SP (Control general) | stuk | IFrelais CR-M A1-A2=24Vac 4 c/o verguld | Relais d'interface débrochable Série CR A1-A2=24Vac, 4 c/o doré, LED | CR-M024AC4LG Steckbares Interface-Relais 4We, A1-A2=24VAC, Goldkontakte, LED | CR-M024AC4LG Pluggable interface relay 4c/o, A1-A2=24VAC, gold-plated contacts
1SVR405618R1010 | CR-M024DC4GLC62CV | Active | 4013614403200 | 46.8 | 1 | 10 | stuk | CR-M Range | BE31230 | SP (Control general) | stuk | CR-M CR-M024DC4GLC62CV | relais d'interface avec prise module de fonction et support 4c/o, A1-A2=24VDC, 250V/6A | CR-M024DC4GLC62CV Interface-Relais komplett mit Sockel | CR-M024DC4GLC62CV Interface relay,cpl. with socket, function module and holder
1SVR405618R1011 | CR-M024DC4GSS42V | Active | 4016779927796 | 35.4 | 1 | 10 | stuk | CR-M Range | BE31230 | SP (Control general) | stuk | CR-M024DC4GSS42V cpl.socket fnctM, | relais d'interface avec prise module de fonction et support 4c/o, A1-A2=24VDC, 250V/6A | CR-M024DC4GSS42V Interface-Relais komplett mit Sockel | CR-M024DC4GSS42V Interface relay, cpl. with socket, function module and holder
1SVR405618R1100 | CR-M024DC4LG | Active | 4013614497971 | 23.96 | 1 | 10 | stuk | CR-M Range | BE31230 | SP (Control general) | stuk | IFrelais CR-M A1-A2=24Vdc 4 c/o verguld | Relais d'interface débrochable Série CR A1-A2=24Vdc, 4 c/o doré, LED | CR-M024DC4LG Steckbares Interface-Relais 4We, A1-A2=24VDC, Goldkontakte, LED | CR-M024DC4LG Pluggable interface relay 4c/o, A1-A2=24VDC, gold-plated contacts
1SVR405618R1110 | CR-M024DC4LGLC22 | Active | 4013614403217 | 59.9 | 1 | 10 | stuk | CR-M Range | BE31230 | SP (Control general) | stuk | CR-M024DC4LGLC22 cpl.socket fnctM, | relais d'interface avec prise module de fonction et support 4c/o, A1-A2=24VDC, 250V/6A LED | CR-M024DC4LGLC22 Interface-Relais komplett mit Sockel | CR-M024DC4LGLC22 Interface relay, cpl. with socket, function module and holder
1SVR405618R1400 | CR-M024DC4LDG | Active | 4013614497988 | 24.36 | 1 | 10 | stuk | CR-M Range | BE31230 | SP (Control general) | stuk | CR-M CR-M024DC4LDG | Relais d'interface débrochable Série CR 4c/o,A1-A2=24VDC,gold contacts,diode,LED | CR-M024DC4LDG Steckb. Interface-Relais 4We Gold, A1-A2=24VDC,Diode,LED | CR-M024DC4LDG Pluggable interface relay 4c/o,A1-A2=24VDC,gold contacts,diode,LED
1SVR405618R1410 | CR-M024DC4LDGSS | Active | 4013614403224 | 36.6 | 1 | 10 | stuk | CR-M Range | BE31230 | SP (Control general) | stuk | CR-M024DC4LDGSS cpl.socket, | relais d'interface avec prise et support 4c/o, A1-A2=24VDC, 250V/6A LED | CR-M024DC4LDGSS Interface-Relais komplett mit Sockel und Halter | CR-M024DC4LDGSS Interface relay, cpl. with socket and holder
1SVR405618R2100 | CR-M120AC4LG | Active | 4013614497995 | 24.95 | 1 | 10 | stuk | CR-M Range | BE31230 | SP (Control general) | stuk | IFrelais CR-M A1-A2=120Vac 4 c/o verguld | Relais d'interface débrochable Série CR A1-A2=120Vac, 4 c/o doré, LED | CR-M120AC4LG Steckbares Interface-Relais 4We, A1-A2=120VAC, Goldkontakte, LED | CR-M120AC4LG Pluggable interface relay 4c/o, A1-A2=120VAC, gold plated contacts
1SVR405618R3100 | CR-M230AC4LG | Active | 4013614498015 | 25.92 | 1 | 10 | stuk | CR-M Range | BE31230 | SP (Control general) | stuk | IFrelais CR-M A1-A2=230Vac 4 c/o verguld | Relais d'interface débrochable Série CR A1-A2=230Vac, 4 c/o doré, LED | CR-M230AC4LG Steckbares Interface-Relais 4We, A1-A2=230VAC, Goldkontakte, LED | CR-M230AC4LG Pluggable interface relay 4c/o, A1-A2=230VAC, gold plated contacts
1SVR405618R3110 | CR-M230AC4LGLC | Active | 4013614403231 | 60.37 | 1 | 10 | stuk | CR-M Range | BE31230 | SP (Control general) | stuk | CR-M230AC4LGLC cpl.socket, | Insteek relais avec prise et support 4c/o, A1-A2=230VAC, 250V/6A LED | CR-M230AC4LGLC Interface-Relais komplett mit Sockel und Halter | CR-M230AC4LGLC Interface relay, cpl. with socket and holder
1SVR405618R3111 | CR-M230AC4LGSS | Active | 4013614403248 | 49.69 | 1 | 10 | stuk | CR-M Range | BE31230 | SP (Control general) | stuk | CR-M230AC4LGSS cpl.socket, | Insteek relais avec prise et support 4c/o, A1-A2=230VAC, 250V/6A LED | CR-M230AC4LGSS Interface-Relais komplett mit Sockel und Halter | CR-M230AC4LGSS Interface relay, cpl. with socket and holder
1SVR405618R3112 | CR-M230AC4GSS92CV | Active | 4016779927802 | 41.29 | 1 | 10 | stuk | CR-M Range | BE31230 | SP (Control general) | stuk | CR-M230AC4GSS92CV cpl.socket fnctM, | relais d'interface avec prise module de fonction et support 4c/o, A1-A2=230VAC, 250V/6A | CR-M230AC4GSS92CV Interface-Relais komplett mit Sockel | CR-M230AC4GSS92CV Interface relay, cpl. with socket, function module and holder
1SVR405618R4100 | CR-M012DC4LG | Active | 4013614498022 | 23.96 | 1 | 10 | stuk | CR-M Range | BE31230 | SP (Control general) | stuk | IFrelais CR-M A1-A2=12Vdc 4 c/o verguld | Relais d'interface débrochable Série CR A1-A2=12Vdc, 4 c/o doré, LED | CR-M012DC4LG Steckbares Interface-Relais 4We, A1-A2=12VDC, Goldkontakte, LED | CR-M012DC4LG Pluggable interface relay 4c/o, A1-A2=12VDC, gold-plated contacts
1SVR405618R4300 | CR-M060DC4LG | Active | 4013614498039 | 24.23 | 1 | 10 | stuk | CR-M Range | BE31230 | SP (Control general) | stuk | IFrelais CR-M A1-A2=60Vdc 4 c/o verguld | Relais d'interface débrochable gamme CR A1-A2=60Vdc, 4 c/o doré, LED | CR-M060DC4LG Steckbares Interface-Relais 4We, A1-A2=60VDC, Goldkontakte, LED | CR-M060DC4LG Pluggable interface relay 4c/o, A1-A2=60VDC, gold-plated contacts
1SVR405618R4410 | CR-M012DC4LDGSS | Active | 4013614403255 | 36.6 | 1 | 10 | stuk | CR-M Range | BE31230 | SP (Control general) | stuk | CR-M012DC4LDGSS cpl.socket, | relais d'interface avec prise et support 4c/o, A1-A2=12VDC, 250V/6A LED | CR-M012DC4LDGSS Interface-Relais komplett mit Sockel und Halter | CR-M012DC4LDGSS Interface relay, cpl. with socket and holder
1SVR405618R5100 | CR-M048AC4LG | Active | 4013614498053 | 24.83 | 1 | 10 | stuk | CR-M Range | BE31230 | SP (Control general) | stuk | IFrelais CR-M A1-A2=48Vac 4 c/o verguld | Relais d'interface débrochable Série CR A1-A2=48Vac, 4 c/o doré, LED | CR-M048AC4LG Steckbares Interface-Relais 4We, A1-A2=48VAC, Goldkontakte, LED | CR-M048AC4LG Pluggable interface relay 4c/o, A1-A2=48VAC, gold-plated contacts
1SVR405618R6100 | CR-M048DC4LG | Active | 4013614498060 | 24.23 | 1 | 10 | stuk | CR-M Range | BE31230 | SP (Control general) | stuk | IFrelais CR-M A1-A2=48Vdc 4 c/o verguld | Relais d'interface débrochable Série CR A1-A2=48Vdc, 4 c/o doré, LED | CR-M048DC4LG Steckbares Interface-Relais 4We, A1-A2=48VDC, Goldkontakte, LED | CR-M048DC4LG Pluggable interface relay 4c/o, A1-A2=48VDC, gold-plated contacts
1SVR405618R7100 | CR-M110AC4LG | Active | 4013614498084 | 24.95 | 1 | 10 | stuk | CR-M Range | BE31230 | SP (Control general) | stuk | IFrelais CR-M A1-A2=110Vac 4 c/o verguld | Relais d'interface débrochable Série CR A1-A2=110Vac, 4 c/o doré, LED | CR-M110AC4LG Steckbares Interface-Relais 4We, A1-A2=110VAC, Goldkontakte, LED | CR-M110AC4LG Pluggable interface relay 4c/o, A1-A2=110VAC, gold plated contacts
1SVR405618R8100 | CR-M110DC4LG | Active | 4013614498091 | 25.56 | 1 | 10 | stuk | CR-M Range | BE31230 | SP (Control general) | stuk | IFrelais CR-M A1-A2=110Vdc 4 c/o verguld | Relais d'interface débrochable Série CR A1-A2=110Vdc, 4 c/o doré, LED | CR-M110DC4LG Steckbares Interface-Relais 4We, A1-A2=110VDC, Goldkontakte, LED | CR-M110DC4LG Pluggable interface relay 4c/o, A1-A2=110VDC, gold plated contacts
1SVR405618R8300 | CR-M125DC4LG | Active | 4013614498107 | 25.56 | 1 | 10 | stuk | CR-M Range | BE31230 | SP (Control general) | stuk | IFrelais CR-M A1-A2=125Vdc 4 c/o verguld | Relais d'interface débrochable Série CR A1-A2=125Vdc, 4 c/o doré, LED | CR-M125DC4LG Steckbares Interface-Relais 4We, A1-A2=125VDC, Goldkontakte, LED | CR-M125DC4LG Pluggable interface relay 4c/o, A1-A2=125VDC, gold plated contacts
1SVR405618R9100 | CR-M220DC4LG | Active | 4013614498114 | 26.52 | 1 | 10 | stuk | CR-M Range | BE31230 | SP (Control general) | stuk | IFrelais CR-M A1-A2=220Vdc 4 c/o verguld | Relais d'interface débrochable Série CR A1-A2=220Vdc, 4 c/o doré, LED | CR-M220DC4LG Steckbares Interface-Relais 4We, A1-A2=220VDC, Goldkontakte, LED | CR-M220DC4LG Pluggable interface relay 4c/o, A1-A2=220VDC, gold plated contacts
1SVR405621R0000 | CR-U024AC2 | Active | 4013614498350 | 17.96 | 1 | 10 | stuk | CR-U Range | BE31230 | SP (Control general) | stuk | CR-U A1-A2=24Vac 2 c/o 250V/10A | Relais d'interface débrochable Série CR A1-A2=24Vac, 2 c/o 250V/10A | CR-U024AC2 Steckbares Interface-Relais 2We, A1-A2=24VAC, 250V/10A | CR-U024AC2 Pluggable interface relay 2c/o, A1-A2=24VAC, 250V/10A
1SVR405621R0100 | CR-U024AC2L | Active | 4013614498367 | 20.28 | 1 | 10 | stuk | CR-U Range | BE31230 | SP (Control general) | stuk | IFrelais CR-U A1-A2=24Vac 2 c/o 250V/10A | Relais d'interface débrochable Série CR A1-A2=24Vac, 2 c/o 250V/10A, LED | CR-U024AC2L Steckbares Interface-Relais 2We, A1-A2=24VAC, 250V/10A, LED | CR-U024AC2L Pluggable interface relay 2c/o, A1-A2=24VAC, 250V/10A, LED
1SVR405621R1000 | CR-U024DC2 | Active | 4013614498374 | 17.71 | 1 | 10 | stuk | CR-U Range | BE31230 | SP (Control general) | stuk | CR-U zonder LED 2W 250V/10A Supply 24V dc | Interface-relays without LED 2c/o 250V/ 10A Supply 24V dc | CR-U024DC2 Steckbares Interface-Relais 2We, A1-A2=24VDC, 250V/10A | CR-U024DC2 Pluggable interface relay 2c/o, A1-A2=24VDC, 250V/10A
1SVR405621R1100 | CR-U024DC2L | Active | 4013614498381 | 19.98 | 1 | 10 | stuk | CR-U Range | BE31230 | SP (Control general) | stuk | IFrelais CR-U A1-A2=24VDC 2 c/o 250V/10A | Relais d'interface débrochable gamme CR A1-A2=24VDC, 2 c/o 250V/10A, LED | CR-U024DC2L Steckbares Interface-Relais 2We, A1-A2=24VDC, 250V/10A, LED | CR-U024DC2L Pluggable interface relay 2c/o, A1-A2=24VDC, 250V/10A, LED
1SVR405621R1400 | CR-U024DC2LD | Active | 4013614537356 | 39.36 | 1 | 10 | stuk | CR-U Range | BE31230 | SP (Control general) | stuk | CR-U 2c/o A1-A2=24VDC 250V/10A LED | relais d'interface 2c/o, A1-A2=24VDC, 250V/10A LED, diode | Interface relay 2c/o, A1-A2=24VDC, 250V/10A LED, diode | CR-U024DC2LD Pluggable interface relay 2c/o, A1-A2=24VDC, 250V/10A, LED
1SVR405621R2000 | CR-U120AC2 | Active | 4013614498398 | 18.31 | 1 | 10 | stuk | CR-U Range | BE31230 | SP (Control general) | stuk | CR-U A1-A2=120Vac 2 c/o 250V/10A | Relais d'interface débrochable Série CR A1-A2=120Vac, 2 c/o 250V/10A | CR-U120AC2 Steckbares Interface-Relais 2We, A1-A2=120VAC, 250V/10A | CR-U120AC2 Pluggable interface relay 2c/o, A1-A2=120VAC, 250V/10A
1SVR405621R2100 | CR-U120AC2L | Active | 4013614498404 | 20.65 | 1 | 10 | stuk | CR-U Range | BE31230 | SP (Control general) | stuk | CR-U A1-A2=120Vac 2 c/o 250V/10A LED | Relais d'interface débrochable Série CR A1-A2=120Vac, 2 c/o 250V/10A, LED | CR-U120AC2L Steckbares Interface-Relais 2We, A1-A2=120VAC, 250V/10A, LED | CR-U120AC2L Pluggable interface relay 2c/o, A1-A2=120VAC, 250V/10A, LED
1SVR405621R3000 | CR-U230AC2 | Active | 4013614498411 | 18.79 | 1 | 10 | stuk | CR-U Range | BE31230 | SP (Control general) | stuk | CR-U CR-U230AC2 | Interface-relays without LED 2c/o 250V/ 10A Supply 230V ac | CR-U230AC2 Steckbares Interface-Relais 2We, A1-A2=230VAC, 250V/10A | CR-U230AC2 Pluggable interface relay 2c/o, A1-A2=230VAC, 250V/10A
1SVR405621R3100 | CR-U230AC2L | Active | 4013614498428 | 21.06 | 1 | 10 | stuk | CR-U Range | BE31230 | SP (Control general) | stuk | CR-U A1-A2=230Vac 2 c/o 250V/10A LED | Relais d'interface débrochable gamme CR A1-A2=230Vac, 2 c/o 250V/10A, LED | CR-U230AC2L Steckbares Interface-Relais 2We, A1-A2=230VAC, 250V/10A, LED | CR-U230AC2L Pluggable interface relay 2c/o, A1-A2=230VAC, 250V/10A, LED
1SVR405621R4000 | CR-U012DC2 | Active | 4013614498435 | 17.71 | 1 | 10 | stuk | CR-U Range | BE31230 | SP (Control general) | stuk | CR-U A1-A2=12Vdc 2 c/o 250V/10A | Relais d'interface débrochable Série CR A1-A2=12Vdc, 2 c/o 250V/10A | CR-U012DC2 Steckbares Interface-Relais 2We, A1-A2=12VDC, 250V/10A | CR-U012DC2 Pluggable interface relay 2c/o, A1-A2=12VDC, 250V/10A
1SVR405621R4100 | CR-U012DC2L | Active | 4013614498442 | 19.98 | 1 | 10 | stuk | CR-U Range | BE31230 | SP (Control general) | stuk | IFrelais CR-U A1-A2=12Vdc 2 c/o 250V/10A | Relais d'interface débrochable Série CR A1-A2=12Vdc, 2 c/o 250V/10A, LED | CR-U012DC2L Steckbares Interface-Relais 2We, A1-A2=12VDC, 250V/10A, LED | CR-U012DC2L Pluggable interface relay 2c/o, A1-A2=12VDC, 250V/10A, LED
1SVR405621R4400 | CR-U012DC2LD | Active | 4013614537363 | 39 | 1 | 10 | stuk | CR-U Range | BE31230 | SP (Control general) | stuk | CR-U 2c/o A1-A2=12VDC 250V/10A LED | relais d'interface 2c/o, A1-A2=12VDC, 250V/10A LED, diode | Interface relay 2c/o, A1-A2=12VDC, 250V/10A LED, diode | CR-U012DC2LD Pluggable interface relay 2c/o, A1-A2=12VDC, 250V/10A, LED
1SVR405621R5000 | CR-U048AC2 | Active | 4013614498459 | 18.11 | 1 | 10 | stuk | CR-U Range | BE31230 | SP (Control general) | stuk | CR-U A1-A2=48Vac 2 c/o 250V/10A | Relais d'interface débrochable Série CR A1-A2=48Vac, 2 c/o 250V/10A | CR-U048AC2 Steckbares Interface-Relais 2We, A1-A2=48VAC, 250V/10A | CR-U048AC2 Pluggable interface relay 2c/o, A1-A2=48VAC, 250V/10A
1SVR405621R5100 | CR-U048AC2L | Active | 4013614498466 | 20.45 | 1 | 10 | stuk | CR-U Range | BE31230 | SP (Control general) | stuk | IFrelais CR-U A1-A2=48Vac 2 c/o 250V/10A | Relais d'interface débrochable Série CR A1-A2=48Vac, 2 c/o 250V/10A, LED | CR-U048AC2L Steckbares Interface-Relais 2We, A1-A2=48VAC, 250V/10A, LED | CR-U048AC2L Pluggable interface relay 2c/o, A1-A2=48VAC, 250V/10A, LED
1SVR405621R6000 | CR-U048DC2 | Active | 4013614498473 | 17.96 | 1 | 10 | stuk | CR-U Range | BE31230 | SP (Control general) | stuk | CR-U A1-A2=48Vdc 2 c/o 250V/10A | Relais d'interface débrochable Série CR A1-A2=48Vdc, 2 c/o 250V/10A | CR-U048DC2 Steckbares Interface-Relais 2We, A1-A2=48VDC, 250V/10A | CR-U048DC2 Pluggable interface relay 2c/o, A1-A2=48VDC, 250V/10A
1SVR405621R6100 | CR-U048DC2L | Active | 4013614498480 | 20.28 | 1 | 10 | stuk | CR-U Range | BE31230 | SP (Control general) | stuk | IFrelais CR-U A1-A2=48Vdc 2 c/o 250V/10A | Relais d'interface débrochable Série CR A1-A2=48Vdc, 2 c/o 250V/10A, LED | CR-U048DC2L Steckbares Interface-Relais 2We, A1-A2=48VDC, 250V/10A, LED | CR-U048DC2L Pluggable interface relay 2c/o, A1-A2=48VDC, 250V/10A, LED
1SVR405621R6400 | CR-U048DC2LD | Active | 4013614537370 | 40.09 | 1 | 10 | stuk | CR-U Range | BE31230 | SP (Control general) | stuk | CR-U 2c/o A1-A2=48VDC 250V/10A LED | relais d'interface 2c/o, A1-A2=48VDC, 250V/10A LED, diode | Interface relay 2c/o, A1-A2=48VDC, 250V/10A LED, diode | CR-U048DC2LD Pluggable interface relay 2c/o, A1-A2=48VDC, 250V/10A, LED
1SVR405621R7000 | CR-U110AC2 | Active | 4013614498497 | 18.31 | 1 | 10 | stuk | CR-U Range | BE31230 | SP (Control general) | stuk | CR-U A1-A2=110Vac 2 c/o 250V/10A | Relais d'interface débrochable Série CR A1-A2=110Vac, 2 c/o 250V/10A | CR-U110AC2 Steckbares Interface-Relais 2We, A1-A2=110VAC, 250V/10A | CR-U110AC2 Pluggable interface relay 2c/o, A1-A2=110VAC, 250V/10A
1SVR405621R7100 | CR-U110AC2L | Active | 4013614498503 | 20.65 | 1 | 10 | stuk | CR-U Range | BE31230 | SP (Control general) | stuk | CR-U A1-A2=110Vac 2 c/o 250V/10A LED | Relais d'interface débrochable Série CR A1-A2=110Vac, 2 c/o 250V/10A, LED | CR-U110AC2L Steckbares Interface-Relais 2We, A1-A2=110VAC, 250V/10A, LED | CR-U110AC2L Pluggable interface relay 2c/o, A1-A2=110VAC, 250V/10A, LED
1SVR405621R8000 | CR-U110DC2 | Active | 4013614498510 | 18.9 | 1 | 10 | stuk | CR-U Range | BE31230 | SP (Control general) | stuk | CR-U A1-A2=110Vdc 2 c/o 250V/10A | Relais d'interface débrochable Série CR A1-A2=110Vdc, 2 c/o 250V/10A | CR-U110DC2 Steckbares Interface-Relais 2We, A1-A2=110VDC, 250V/10A | CR-U110DC2 Pluggable interface relay 2c/o, A1-A2=110VDC, 250V/10A
1SVR405621R8100 | CR-U110DC2L | Active | 4013614498527 | 21.24 | 1 | 10 | stuk | CR-U Range | BE31230 | SP (Control general) | stuk | CR-U A1-A2=110Vdc 2 c/o 250V/10A LED | Relais d'interface débrochable Série CR A1-A2=110Vdc, 2 c/o 250V/10A, LED | CR-U110DC2L Steckbares Interface-Relais 2We, A1-A2=110VDC, 250V/10A, LED | CR-U110DC2L Pluggable interface relay 2c/o, A1-A2=110VDC, 250V/10A, LED
1SVR405621R8400 | CR-U110DC2LD | Active | 4013614537417 | 40.09 | 1 | 10 | stuk | CR-U Range | BE31230 | SP (Control general) | stuk | CR-U 2c/o A1-A2=110VDC 250V/10A LED | relais d'interface 2c/o, A1-A2=110VDC, 250V/10A LED, diode | Interface relay 2c/o, A1-A2=110VDC, 250V/10A LED, diode | CR-U110DC2LD Pluggable interface relay 2c/o, A1-A2=110VDC, 250V/10A, LED
1SVR405621R9000 | CR-U220DC2 | Active | 4013614498534 | 19.32 | 1 | 10 | stuk | CR-U Range | BE31230 | SP (Control general) | stuk | CR-U A1-A2=220Vdc 2 c/o 250V/10A | Relais d'interface débrochable Série CR A1-A2=220Vdc, 2 c/o 250V/10A | CR-U220DC2 Steckbares Interface-Relais 2We, A1-A2=220VDC, 250V/10A | CR-U220DC2 Pluggable interface relay 2c/o, A1-A2=220VDC, 250V/10A
1SVR405621R9100 | CR-U220DC2L | Active | 4013614498541 | 21.65 | 1 | 10 | stuk | CR-U Range | BE31230 | SP (Control general) | stuk | CR-U A1-A2=220Vdc 2 c/o 250V/10A LED | Relais d'interface débrochable Série CR A1-A2=220Vdc, 2 c/o 250V/10A, LED | CR-U220DC2L Steckbares Interface-Relais 2We, A1-A2=220VDC, 250V/10A, LED | CR-U220DC2L Pluggable interface relay 2c/o, A1-A2=220VDC, 250V/10A, LED
1SVR405622R0000 | CR-U024AC3 | Active | 4013614498558 | 18.6 | 1 | 10 | stuk | CR-U Range | BE31230 | SP (Control general) | stuk | CR-U A1-A2=24Vac 3 c/o 250V/10A | Relais d'interface débrochable Série CR A1-A2=24Vac, 3 c/o 250V/10A | CR-U024AC3 Steckbares Interface-Relais 3We, A1-A2=24VAC, 250V/10A | CR-U024AC3 Pluggable interface relay 3c/o, A1-A2=24VAC, 250V/10A
1SVR405622R0100 | CR-U024AC3L | Active | 4013614498565 | 20.89 | 1 | 10 | stuk | CR-U Range | BE31230 | SP (Control general) | stuk | IFrelais CR-U A1-A2=24Vac 3 c/o 250V/10A | Relais d'interface débrochable Série CR A1-A2=24Vac, 3 c/o 250V/10A, LED | CR-U024AC3L Steckbares Interface-Relais 3We, A1-A2=24VAC, 250V/10A, LED | CR-U024AC3L Pluggable interface relay 3c/o, A1-A2=24VAC, 250V/10A, LED
1SVR405622R1000 | CR-U024DC3 | Active | 4013614498572 | 18.31 | 1 | 10 | stuk | CR-U Range | BE31230 | SP (Control general) | stuk | CR-U024DC3 Plug. 3c/o A1-A2=24VDC 250V/10A | Interface-relays without LED 3c/o 250V/ 10A Supply 24V dc | CR-U024DC3 Steckbares Interface-Relais 3We, A1-A2=24VDC, 250V/10A | CR-U024DC3 Pluggable interface relay 3c/o, A1-A2=24VDC, 250V/10A
1SVR405622R1100 | CR-U024DC3L | Active | 4013614498589 | 20.65 | 1 | 10 | stuk | CR-U Range | BE31230 | SP (Control general) | stuk | IFrelais CR-U A1-A2=24VDC 3 c/o 250V/10A | Relais d'interface débrochable gamme CR A1-A2=24VDC, 3 c/o 250V/10A, LED | CR-U024DC3L Steckbares Interface-Relais 3We, A1-A2=24VDC, 250V/10A, LED | CR-U024DC3L Pluggable interface relay 3c/o, A1-A2=24VDC, 250V/10A, LED
1SVR405622R2000 | CR-U120AC3 | Active | 4013614498596 | 18.9 | 1 | 10 | stuk | CR-U Range | BE31230 | SP (Control general) | stuk | CR-U A1-A2=120Vac 3 c/o 250V/10A | Relais d'interface débrochable Série CR A1-A2=120Vac, 3 c/o 250V/10A | CR-U120AC3 Steckbares Interface-Relais 3We, A1-A2=120VAC, 250V/10A | CR-U120AC3 Pluggable interface relay 3c/o, A1-A2=120VAC, 250V/10A
1SVR405622R2100 | CR-U120AC3L | Active | 4013614498602 | 21.24 | 1 | 10 | stuk | CR-U Range | BE31230 | SP (Control general) | stuk | CR-U A1-A2=120Vac 3 c/o 250V/10A LED | Relais d'interface débrochable Série CR A1-A2=120Vac, 3 c/o 250V/10A, LED | CR-U120AC3L Steckbares Interface-Relais 3We, A1-A2=120VAC, 250V/10A, LED | CR-U120AC3L Pluggable interface relay 3c/o, A1-A2=120VAC, 250V/10A, LED
1SVR405622R3000 | CR-U230AC3 | Active | 4013614498619 | 19.38 | 1 | 10 | stuk | CR-U Range | BE31230 | SP (Control general) | stuk | CR-U CR-U230AC3 | Interface-relays without LED 3c/o 250V/ 10A Supply: 230V ac | CR-U230AC3 Steckbares Interface-Relais 3We, A1-A2=230VAC, 250V/10A | CR-U230AC3 Pluggable interface relay 3c/o, A1-A2=230VAC, 250V/10A
1SVR405622R3100 | CR-U230AC3L | Active | 4013614498626 | 21.79 | 1 | 10 | stuk | CR-U Range | BE31230 | SP (Control general) | stuk | CR-U A1-A2=230Vac 3 c/o 250V/10A LED | Relais d'interface débrochable gamme CR A1-A2=230Vac, 3 c/o 250V/10A, LED | CR-U230AC3L Steckbares Interface-Relais 3We, A1-A2=230VAC, 250V/10A, LED | CR-U230AC3L Pluggable interface relay 3c/o, A1-A2=230VAC, 250V/10A, LED
1SVR405622R4000 | CR-U012DC3 | Active | 4013614498633 | 18.31 | 1 | 10 | stuk | CR-U Range | BE31230 | SP (Control general) | stuk | CR-U A1-A2=12Vdc 3 c/o 250V/10A | Relais d'interface débrochable Série CR A1-A2=12Vdc, 3 c/o 250V/10A | CR-U012DC3 Steckbares Interface-Relais 3We, A1-A2=12VDC, 250V/10A | CR-U012DC3 Pluggable interface relay 3c/o, A1-A2=12VDC, 250V/10A
1SVR405622R4100 | CR-U012DC3L | Active | 4013614498640 | 20.65 | 1 | 10 | stuk | CR-U Range | BE31230 | SP (Control general) | stuk | IFrelais CR-U A1-A2=12Vdc 3 c/o 250V/10A | Relais d'interface débrochable Série CR A1-A2=12Vdc, 3 c/o 250V/10A, LED | CR-U012DC3L Steckbares Interface-Relais 3We, A1-A2=12VDC, 250V/10A, LED | CR-U012DC3L Pluggable interface relay 3c/o, A1-A2=12VDC, 250V/10A, LED
1SVR405622R4400 | CR-U012DC3LD | Active | 4013614537394 | 42.72 | 1 | 10 | stuk | CR-U Range | BE31230 | SP (Control general) | stuk | CR-U 3c/o A1-A2=12VDC 250V/10A LED | relais d'interface 3c/o, A1-A2=12VDC, 250V/10A LED, diode | Interface relay 3c/o, A1-A2=12VDC, 250V/10A LED, diode | CR-U012DC3LD Pluggable interface relay 3c/o, A1-A2=12VDC, 250V/10A, LED
1SVR405622R5000 | CR-U048AC3 | Active | 4013614498657 | 18.79 | 1 | 10 | stuk | CR-U Range | BE31230 | SP (Control general) | stuk | CR-U A1-A2=48Vac 3 c/o 250V/10A | Relais d'interface débrochable Série CR A1-A2=48Vac, 3 c/o 250V/10A | CR-U048AC3 Steckbares Interface-Relais 3We, A1-A2=48VAC, 250V/10A | CR-U048AC3 Pluggable interface relay 3c/o, A1-A2=48VAC, 250V/10A
1SVR405622R5100 | CR-U048AC3L | Active | 4013614498664 | 21.06 | 1 | 10 | stuk | CR-U Range | BE31230 | SP (Control general) | stuk | IFrelais CR-U A1-A2=48Vac 3 c/o 250V/10A | Relais d'interface débrochable Série CR A1-A2=48Vac, 3 c/o 250V/10A, LED | CR-U048AC3L Steckbares Interface-Relais 3We, A1-A2=48VAC, 250V/10A, LED | CR-U048AC3L Pluggable interface relay 3c/o, A1-A2=48VAC, 250V/10A, LED
1SVR405622R5200 | CR-U060AC3 | Active | 4013614498671 | 18.18 | 1 | 10 | stuk | CR-U Range | BE31230 | SP (Control general) | stuk | CR-U A1-A2=60vac 3 c/o 250v/10a | CR-U060AC3 Relais d#interface enfichable 3c/o, A1-A2=60VAC, 250V/10A | CR-U060AC3 Steckbares Interface-Relais 3We, A1-A2=60VAC, 250V/10A | CR-U060AC3 Pluggable interface relay 3c/o, A1-A2=60VAC, 250V/10A
1SVR405622R6000 | CR-U048DC3 | Active | 4013614498688 | 18.6 | 1 | 10 | stuk | CR-U Range | BE31230 | SP (Control general) | stuk | CR-U A1-A2=48Vdc 3 c/o 250V/10A | Relais d'interface débrochable Série CR A1-A2=48Vdc, 3 c/o 250V/10A | CR-U048DC3 Steckbares Interface-Relais 3We, A1-A2=48VDC, 250V/10A | CR-U048DC3 Pluggable interface relay 3c/o, A1-A2=48VDC, 250V/10A
1SVR405622R6100 | CR-U048DC3L | Active | 4013614498695 | 20.89 | 1 | 10 | stuk | CR-U Range | BE31230 | SP (Control general) | stuk | IFrelais CR-U A1-A2=48Vdc 3 c/o 250V/10A | Relais d'interface débrochable Série CR A1-A2=48Vdc, 3 c/o 250V/10A, LED | CR-U048DC3L Steckbares Interface-Relais 3We, A1-A2=48VDC, 250V/10A, LED | CR-U048DC3L Pluggable interface relay 3c/o, A1-A2=48VDC, 250V/10A, LED
1SVR405622R6400 | CR-U048DC3LD | Active | 4013614537400 | 43.8 | 1 | 10 | stuk | CR-U Range | BE31230 | SP (Control general) | stuk | CR-U 3c/o A1-A2=48VDC 250V/10A LED | relais d'interface 3c/o, A1-A2=48VDC, 250V/10A LED, diode | Interface relay 3c/o, A1-A2=48VDC, 250V/10A LED, diode | CR-U048DC3LD Pluggable interface relay 3c/o, A1-A2=48VDC, 250V/10A, LED
1SVR405622R7000 | CR-U110AC3 | Active | 4013614498701 | 18.9 | 1 | 10 | stuk | CR-U Range | BE31230 | SP (Control general) | stuk | CR-U A1-A2=110Vac 3 c/o 250V/10A | Relais d'interface débrochable Série CR A1-A2=110Vac, 3 c/o 250V/10A | CR-U110AC3 Steckbares Interface-Relais 3We, A1-A2=110VAC, 250V/10A | CR-U110AC3 Pluggable interface relay 3c/o, A1-A2=110VAC, 250V/10A
1SVR405622R7100 | CR-U110AC3L | Active | 4013614498718 | 21.24 | 1 | 10 | stuk | CR-U Range | BE31230 | SP (Control general) | stuk | CR-U A1-A2=110Vac 3 c/o 250V/10A LED | Relais d'interface débrochable Série CR A1-A2=110Vac, 3 c/o 250V/10A, LED | CR-U110AC3L Steckbares Interface-Relais 3We, A1-A2=110VAC, 250V/10A, LED | CR-U110AC3L Pluggable interface relay 3c/o, A1-A2=110VAC, 250V/10A, LED
1SVR405622R8000 | CR-U110DC3 | Active | 4013614498725 | 19.68 | 1 | 10 | stuk | CR-U Range | BE31230 | SP (Control general) | stuk | CR-U A1-A2=110Vdc 3 c/o 250V/10A | Relais d'interface débrochable Série CR A1-A2=110Vdc, 3 c/o 250V/10A | CR-U110DC3 Steckbares Interface-Relais 3We, A1-A2=110VDC, 250V/10A | CR-U110DC3 Pluggable interface relay 3c/o, A1-A2=110VDC, 250V/10A
1SVR405622R8100 | CR-U110DC3L | Active | 4013614498732 | 21.96 | 1 | 10 | stuk | CR-U Range | BE31230 | SP (Control general) | stuk | CR-U A1-A2=110VDC 3 c/o 250V/10A LED | Relais d'interface débrochable gamme CR A1-A2=110VDC, 3 c/o 250V/10A, LED | CR-U110DC3L Steckbares Interface-Relais 3We, A1-A2=110VDC, 250V/10A, LED | CR-U110DC3L Pluggable interface relay 3c/o, A1-A2=110VDC, 250V/10A, LED
1SVR405622R8400 | CR-U110DC3LD | Active | 4013614537387 | 43.8 | 1 | 10 | stuk | CR-U Range | BE31230 | SP (Control general) | stuk | CR-U 3c/o A1-A2=110VDC 250V/10A LED | relais d'interface 3c/o, A1-A2=110VDC, 250V/10A LED, diode | Interface relay 3c/o, A1-A2=110VDC, 250V/10A LED, diode | CR-U110DC3LD Pluggable interface relay 3c/o, A1-A2=110VDC, 250V/10A, LED
1SVR405622R9000 | CR-U220DC3 | Active | 4013614498756 | 19.98 | 1 | 10 | stuk | CR-U Range | BE31230 | SP (Control general) | stuk | CR-U A1-A2=220Vdc 3 c/o 250V/10A | Relais d'interface débrochable Série CR A1-A2=220Vdc, 3 c/o 250V/10A | CR-U220DC3 Steckbares Interface-Relais 3We, A1-A2=220VDC, 250V/10A | CR-U220DC3 Pluggable interface relay 3c/o, A1-A2=220VDC, 250V/10A
1SVR405622R9100 | CR-U220DC3L | Active | 4013614498763 | 22.32 | 1 | 10 | stuk | CR-U Range | BE31230 | SP (Control general) | stuk | CR-U A1-A2=220Vdc 3 c/o 250V/10A LED | Relais d'interface débrochable Série CR A1-A2=220Vdc, 3 c/o 250V/10A, LED | CR-U220DC3L Steckbares Interface-Relais 3We, A1-A2=220VDC, 250V/10A, LED | CR-U220DC3L Pluggable interface relay 3c/o, A1-A2=220VDC, 250V/10A, LED
1SVR405650R0000 | CR-PLS | Active | 4013614528569 | 8.17 | 1 | 10 | stuk | CR-P Range | BE31230 | SP (Control general) | stuk | Basis CR-P 1 c/o of 2 c/o CR-P relais | Embase Série CR pour 1 c/o ou 2 c/o CR-P relais | CR-PLS Logischer Sockel für 1We oder 2We CR-P Relais | CR-PLS Logical socket for 1c/o or 2c/o CR-P relays
1SVR405650R0200 | CR-PLC | Limited | 4013614528583 | 11.91 | 1 | 10 | stuk | CR-P Range | BE31230 | SP (Control general) | stuk | Basis CR-P 1 c/o of 2 c/o CR-P relais veer | Embase Série CR pour 1 c/o ou 2 c/o CR-P relais, ressort | CR-PLC Logischer Sockel für 1We oder 2We CR-P Relais | CR-PLC Logical socket for 1c/o or 2c/o CR-P relays
1SVR405650R1000 | CR-PSS | Active | 4013614528590 | 7.68 | 1 | 10 | stuk | CR-P Range | BE31230 | SP (Control general) | stuk | Basis CR-P Basis 1 c/o or 2 c/o CR-P | Embase gamme CR for 1 c/o or 2 c/o CR-P relays | CR-PSS Standardsockel für 1We oder 2We CR-P Relais | CR-PSS Standard socket for 1c/o or 2c/o CR-P relays
1SVR405651R0000 | CR-P/M 22 | Active | 4013614528606 | 2.31 | 1 | 10 | stuk | CR-P/M Range | BE31230 | SP (Control general) | stuk | CR-P/M CR-P/M 22 | Module de fonction embrochable gamme CR polarity prot, 6...230VDC, A1+, A2 - | CR-P/M 22 Steckmodul Verpolschutz, 6-220VDC, A1+, A2- | CR-P/M 22 Pluggable module polarity protection, 6-220VDC,A1+, A2-
1SVR405651R1000 | CR-M2SS | Active | 4013614528613 | 7.31 | 1 | 10 | stuk | CR-M Range | BE31230 | SP (Control general) | stuk | CR-M Basis 2 c/o CR-M relay | Embase gamme CR for 2 c/o CR-M relay | CR-M2SS Standardsockel für 2We CR-M Relais | CR-M2SS Standard socket for 2c/o CR-M relay
1SVR405651R1100 | CR-M2LS | Active | 4013614528620 | 7.68 | 1 | 10 | stuk | CR-M Range | BE31230 | SP (Control general) | stuk | CR-M 2 c/o CR-M relais | Embase Série CR pour 2 c/o CR-M relais | CR-M2LS Logischer Sockel für 2We CR-M Relais | CR-M2LS Logical socket for 2c/o CR-M relay
1SVR405651R2000 | CR-M3SS | Active | 4013614528651 | 7.91 | 1 | 10 | stuk | CR-M Range | BE31230 | SP (Control general) | stuk | CR-M 3 c/o CR-M relais | Embase Série CR pour 3 c/o CR-M relais | CR-M3SS Standardsockel für 3We CR-M Relais | CR-M3SS Standard socket for 3c/o CR-M relay
1SVR405651R2100 | CR-M3LS | Active | 4013614528668 | 8.23 | 1 | 10 | stuk | CR-M Range | BE31230 | SP (Control general) | stuk | CR-M 3 c/o CR-M relais | Embase Série CR pour 3 c/o CR-M relais | CR-M3LS Logischer Sockel für 3We CR-M Relais | CR-M3LS Logical socket for 3c/o CR-M relay
1SVR405651R3000 | CR-M4SS | Active | 4013614528675 | 8.68 | 1 | 10 | stuk | CR-M Range | BE31230 | SP (Control general) | stuk | Socket CR-M Socket 2 c/o or 4 c/o CR-M relay | Socket for 2 c/o or 4 c/o CR-M relay | CR-M4SS Standardsockel für 2We oder 4We CR-M Relais | CR-M4SS Standard socket for 2c/o or 4c/o CR-M relay
1SVR405651R3100 | CR-M4LS | Active | 4013614528682 | 8.88 | 1 | 10 | stuk | CR-M Range | BE31230 | SP (Control general) | stuk | CR-M Basis 2 c/o or 4 c/o CR-M relay | Embase gamme CR for 2 c/o or 4 c/o CR-M relay | CR-M4LS Logischer Sockel für 2We oder 4We CR-M Relais | CR-M4LS Logical socket for 2c/o or 4c/o CR-M relay
1SVR405651R3200 | CR-M4LC | Limited | 4013614528699 | 15.98 | 1 | 10 | stuk | CR-M Range | BE31230 | SP (Control general) | stuk | CR-M 2 c/o of 4 c/o CR-M relais spring | Embase Série CR pour 2 c/o ou 4 c/o CR-M relais, ressort | CR-M4LC Logischer Sockel für 2We oder 4We CR-M Relais | CR-M4LC Logical socket for 2c/o or 4c/o CR-M relay
1SVR405651R3300 | CR-M4SF | Active | 4013614528705 | 8.04 | 1 | 10 | stuk | CR-M Range | BE31230 | SP (Control general) | stuk | CR-M CR-M4SF | Embase Série CR CR-M4SF | CR-M4SF Standardsockel m. Bügelschrauben für 2We oder 4We CR-M Relais | CR-M4SF Standard socket, fork type for 2c/o or 4c/o CR-M relay
1SVR405652R0000 | CR-P/M 42 | Active | 4013614528712 | 4.77 | 1 | 10 | stuk | CR-P/M Range | BE31230 | SP (Control general) | stuk | CR-P/M 42 Plug.M,LED red 6-24VDC A1+ A2- | Module de fonction embrochable Série CR diode et LED rouge, 6...24Vdc,A1+,A2- | CR-P/M 42 Steckmodul Diode und LED rot, 6-24VDC, A1+, A2- | CR-P/M 42 Pluggable module diode and LED red, 6-24VDC, A1+, A2-
1SVR405652R1000 | CR-P/M 42V | Active | 4013614528729 | 4.77 | 1 | 10 | stuk | CR-P/M Range | BE31230 | SP (Control general) | stuk | CR-P/M 42V Plug.M,LED green 6-24VDC A1+ A2- | Module de fonction embrochable Série CR diode et LED vert, 6...24Vdc, A1+, A2- | CR-P/M 42V Steckmodul Diode und LED grün, 6-24VDC, A1+, A2- | CR-P/M 42V Pluggable module diode and LED green, 6-24VDC, A1+, A2-
1SVR405652R4000 | CR-P/M 42B | Active | 4013614528514 | 4.77 | 1 | 10 | stuk | CR-P/M Range | BE31230 | SP (Control general) | stuk | CR-P/M 42B Plug.M,LED red 24-60VDC A1+ A2- | Module de fonction embrochable Série CR diode et LED rouge, 24...60Vdc, A1+, A2- | CR-P/M 42B Steckmodul Diode und LED rot, 24-60VDC, A1+, A2- | CR-P/M 42B Pluggable module diode and LED red, 24-60VDC, A1+, A2-
1SVR405652R4100 | CR-P/M 42BV | Active | 4013614528538 | 4.77 | 1 | 10 | stuk | CR-P/M Range | BE31230 | SP (Control general) | stuk | CR-P/M 42BV Plug.M,LED green 24-60VDC A1+ A2- | Module de fonction embrochable gamme CR diode and LED green, 24...60VDC, A1+, A2 | CR-P/M 42BV Steckmodul Diode und LED grün, 24-60VDC, A1+, A2- | CR-P/M 42BV Pluggable module diode and LED green, 24-60VDC, A1+, A2-
1SVR405652R9000 | CR-P/M 42C | Active | 4013614528736 | 4.77 | 1 | 10 | stuk | CR-P/M Range | BE31230 | SP (Control general) | stuk | CR-P/M 42C Plug.M,LED red 110VDC A1+ A2- | Module de fonction embrochable Série CR diode et LED rouge, 110...230Vdc, A1+, A2- | CR-P/M 42C Steckmodul Diode und LED rot, 110VDC, A1+,A2- | CR-P/M 42C Pluggable module diode and LED red, 110VDC, A1+, A2-
1SVR405652R9100 | CR-P/M 42CV | Active | 4013614528743 | 4.53 | 1 | 10 | stuk | CR-P/M Range | BE31230 | SP (Control general) | stuk | CR-P/M 42CV Plug.M,LED green 110VDCA1+ A2- | Module de fonction embrochable Série CR diode et LED vert, 110...230Vdc, A1+, A2- | CR-P/M 42CV Steckmodul Diode und LED grün, 110VDC,A1+,A2- | CR-P/M 42CV Pluggable module diode and LED green, 110VDC,A1+, A2-
1SVR405653R0000 | CR-P/M 52B | Active | 4013614528750 | 5.13 | 1 | 10 | stuk | CR-P/M Range | BE31230 | SP (Control general) | stuk | Plug.FctMCR-P/M RC circuit 6..24Vac | Module de fonction embrochable Série CR RC circuit 6...24Vac | CR-P/M 52B Steckmodul RC Glied, 6-24VAC/DC | CR-P/M 52B Pluggable module RC element 6-24VAC/DC
1SVR405653R1000 | CR-P/M 52C | Active | 4013614528767 | 5.13 | 1 | 10 | stuk | CR-P/M Range | BE31230 | SP (Control general) | stuk | Plug.FctMCR-P/M RC circuit 110..240Vac | Module de fonction embrochable Série CR RC circuit 110...240Vac | CR-P/M 52C Steckmodul RC Glied 110-230VAC/DC | CR-P/M 52C Pluggable module RC element 110-230VAC/DC
1SVR405654R0000 | CR-P/M 62 | Active | 4013614528781 | 5.34 | 1 | 10 | stuk | CR-P/M Range | BE31230 | SP (Control general) | stuk | Plug.FctMCR-P/M LED rood 6..24Vac/dc | Module de fonction embrochable Série CR LED rouge, 6...24Vac/dc | CR-P/M 62 Steckmodul LED rot, 6-24VAC/DC | CR-P/M 62 Pluggable module LED red, 6-24VAC/DC
1SVR405654R0100 | CR-P/M 92 | Active | 4013614528798 | 5.34 | 1 | 10 | stuk | CR-P/M Range | BE31230 | SP (Control general) | stuk | Plug.FctMCR-P/M LED rood 110..230Vac/dc | Module de fonction embrochable Série CR LED rouge, 110...230Vac/dc | CR-P/M 92 Steckmodul LED rot, 110-230VAC/110VDC | CR-P/M 92 Pluggable module LED red, 110-230VAC/110VDC
1SVR405654R1000 | CR-P/M 62V | Active | 4013614528804 | 5.34 | 1 | 10 | stuk | CR-P/M Range | BE31230 | SP (Control general) | stuk | Plug.FctMCR-P/M LED groen 6..24Vac/dc | Module de fonction embrochable Série CR LED vert, 6...24Vac/dc | CR-P/M 62V Steckmodul LED grün, 6-24VAC/DC | CR-P/M 62V Pluggable module LED green, 6-24VAC/DC
1SVR405654R1100 | CR-P/M 92V | Active | 4013614528811 | 5.34 | 1 | 10 | stuk | CR-P/M Range | BE31230 | SP (Control general) | stuk | Plug.FctMCR-P/M LED groen 110..230Vac/dc | Module de fonction embrochable Série CR LED vert, 110...230Vac/dc | CR-P/M 92V Steckmodul LED grün, 110-230VAC/110VDC | CR-P/M 92V Pluggable module LED green, 110-230VAC/110VDC
1SVR405655R0000 | CR-P/M 62C | Active | 4013614528842 | 7.45 | 1 | 10 | stuk | CR-P/M Range | BE31230 | SP (Control general) | stuk | CR-P/M 62C Plug.Mvaristor,LED red 6-24VAC/DC | Module de fonction embrochable Série CR varistor et LED rouge, 6...24Vac/dc | CR-P/M 62C Steckmodul Varistor und LED rot, 6-24VAC/DC | CR-P/M 62C Pluggable module varistor and LED red, 6-24VAC/DC
1SVR405655R0100 | CR-P/M 92C | Active | 4013614528859 | 7.45 | 1 | 10 | stuk | CR-P/M Range | BE31230 | SP (Control general) | stuk | CR-P/M CR-P/M 92C | Module de fonction embrochable gamme CR varistor and LED red, 110...230Vac/DC | CR-P/M 92C Steckmodul Varistor und LED rot, 110-230VAC/110VDC | CR-P/M 92C Pluggable module varistor and LED red, 110-230VAC/110VDC
1SVR405655R1000 | CR-P/M 62CV | Active | 4013614528866 | 8.23 | 1 | 10 | stuk | CR-P/M Range | BE31230 | SP (Control general) | stuk | CR-P/M 62CV Plug.Mvaristor,LED green 6-24VAC/DC | Module de fonction embrochable Série CR varistor et LED vert, 6...24Vac/dc | CR-P/M 62CV Steckmodul Varistor und LED grün, 6-24VAC/DC | CR-P/M 62CV Pluggable module varistor and LED green, 6-24VAC/DC
1SVR405655R1100 | CR-P/M 92CV | Active | 4013614528873 | 8.23 | 1 | 10 | stuk | CR-P/M Range | BE31230 | SP (Control general) | stuk | CR-P/M CR-P/M 92CV | Module de fonction embrochable Série CR varistor et LED vert, 110...230Vac/dc | CR-P/M 92CV Steckmodul Varistor und LED grün, 110-230VAC/110VDC | CR-P/M 92CV Pluggable module varistor and LED green, 110-230VAC/110VDC
1SVR405655R4000 | CR-P/M 62D | Active | 4013614528880 | 7.45 | 1 | 10 | stuk | CR-P/M Range | BE31230 | SP (Control general) | stuk | CR-P/M 62D Plug.Mvaristor,LED red 24-60VAC/DC | Module de fonction embrochable gamme CR varistor and LED red, 24...60Vac/DC | CR-P/M 62D Steckmodul Varistor und LED rot, 24-60VAC/DC | CR-P/M 62D Pluggable module varistor and LED red, 24-60VAC/DC
1SVR405656R0000 | CR-P/M 72 | Active | 4013614528903 | 5.34 | 1 | 10 | stuk | CR-P/M Range | BE31230 | SP (Control general) | stuk | Plug.FctMCR-P/M varistor zonder LED 24Vac | Module de fonction embrochable Série CR varistor, sans LED, 24Vac | CR-P/M 72 Steckmodul Varistor, ohne LED, 24VAC | CR-P/M 72 Pluggable module varistor, without LED, 24VAC
1SVR405656R1000 | CR-P/M 72A | Active | 4013614528910 | 5.34 | 1 | 10 | stuk | CR-P/M Range | BE31230 | SP (Control general) | stuk | Plug.FctMCR-P/M varistor zonder LED 115Vac | Module de fonction embrochable Série CR varistor, sans LED, 115Vac | CR-P/M 72A Steckmodul Varistor, ohne LED, 115VAC | CR-P/M 72A Pluggable module varistor, without LED, 115VAC
1SVR405656R2000 | CR-P/M 82 | Active | 4013614528927 | 5.34 | 1 | 10 | stuk | CR-P/M Range | BE31230 | SP (Control general) | stuk | Plug.FctMCR-P/M varistor zonder LED 230Vac | Module de fonction embrochable Série CR varistor, sans LED, 230Vac | CR-P/M 82 Steckmodul Varistor, ohne LED, 230VAC | CR-P/M 82 Pluggable module varistor, without LED, 230VAC
1SVR405658R0000 | CR-PM | Active | 4013614528934 | 0.14 | 1 | 10 | stuk | CR-P Range | BE31230 | SP (Control general) | stuk | label CR CR-P | Marquage Série CR pour CR-P | CR-PM Marker für CR-P Sockel | CR-PM Marker for CR-P socket
1SVR405658R1000 | CR-MM | Active | 4013614528941 | 0.14 | 1 | 10 | stuk | CR-M Range | BE31230 | SP (Control general) | stuk | label CR CR-M | Marquage Série CR pour CR-M | CR-MM Marker für CR-M Sockel | CR-MM Marker for CR-M socket
1SVR405658R5000 | CR-PJ | Active | 4013614528958 | 5.54 | 1 | 10 | stuk | CR-P Range | BE31230 | SP (Control general) | stuk | CR-MP Doorverbinding 10 pin CR-P | Pontage Série CR 10 pin, pour CR-P | CR-PJ Kammbrücke für CR-P Sockel | CR-PJ Jumper bar for CR-P sockets
1SVR405658R6000 | CR-MJ | Active | 4013614528965 | 6.91 | 1 | 10 | stuk | CR-M Range | BE31230 | SP (Control general) | stuk | CR-M Doorverbinding 10 pin CR-M | Pontage Série CR 10 pin, pour CR-M | CR-MJ Kammbrücke für CR-M Sockel | CR-MJ Jumper bar for CR-M sockets
1SVR405659R0000 | CR-PH | Active | 4013614528972 | 0.59 | 1 | 10 | stuk | CR-P Range | BE31230 | SP (Control general) | stuk | Steekrelais CR-P CR-PH | Relais embrochable gamme CR Holder CR-PH | CR-PH Halter für CR-P Sockel | CR-PH Holder for CR-P socket
1SVR405659R1000 | CR-MH | Active | 4013614528989 | 1.02 | 1 | 10 | stuk | CR-M Range | BE31230 | SP (Control general) | stuk | Steekrelais CR-M Plastic | Relais embrochable gamme CR Plastic | CR-MH Halter für CR-M Sockel | CR-MH Holder for CR-M socket
1SVR405659R1100 | CR-MH1 | Active | 4013614528521 | 0.76 | 1 | 10 | stuk | CR-M Range | BE31230 | SP (Control general) | stuk | Beugel CR-M BeugelMetaal | Levier Série CR métal | CR-MH1 Metallhalter für CR-M Sockel | CR-MH1 Metal holder for CR-M sockets
1SVR405660R0000 | CR-U3S | Active | 4013614528996 | 8.94 | 1 | 10 | stuk | CR-U Range | BE31230 | SP (Control general) | stuk | sokkel CR-U Socket 3c/o ,Module | Socket for 3c/o and module | CR-U3S Sockel für 3We CR-U Relais | CR-U3S Socket for 3c/o CR-U relay
1SVR405661R0000 | CR-U 21 | Active | 4013614529023 | 2.95 | 1 | 10 | stuk | CR-U Range | BE31230 | SP (Control general) | stuk | CR-U 21 Plug.Mpolarity protection 6-220VDCA1+ A2- | Module de fonction embrochable gamme CR polarity protection, 6...230VDC, A1+, A2 | CR-U 21 Steckmodul Verpolschutz, 6-220VDC, A1+, A2 - | CR-U 21 Pluggable module polarity protection, 6-220VDC,A1+, A2-
1SVR405662R0000 | CR-U 41 | Active | 4013614529030 | 5.34 | 1 | 10 | stuk | CR-U Range | BE31230 | SP (Control general) | stuk | CR-U 41 Plug.M,LED red 6-24VDC A1+ A2- | Module de fonction embrochable Série CR diode et LED rouge, 6...24Vdc, A1+, A2- | CR-U 41 Steckmodul Diode und LED rot, 6-24VDC, A1+, A2- | CR-U 41 Pluggable module diode and LED red, 6-24VDC, A1+, A2-
1SVR405662R1000 | CR-U 41V | Active | 4013614529047 | 5.34 | 1 | 10 | stuk | CR-U Range | BE31230 | SP (Control general) | stuk | CR-U 41V Plug.M,LED green 6-24VDC A1+ A2- | Module de fonction embrochable Série CR diode et LED vert, 6...24Vdc, A1+, A2- | CR-U 41V Steckmodul Diode und LED grün, 6-24VDC, A1+, A2- | CR-U 41V Pluggable module diode and LED green, 6-24VDC, A1+, A2-
1SVR405662R4100 | CR-U 41BV | Active | 4013614529061 | 5.34 | 1 | 10 | stuk | CR-U Range | BE31230 | SP (Control general) | stuk | CR-U 41BV Plug.M,LED green 24-60VDCA1+ A2- | Module de fonction embrochable Série CR diode et LED vert, 24...60Vdc, A1+, A2- | CR-U 41BV Steckmodul Diode und LED grün, 24-60VDC, A1+, A2- | CR-U 41BV Pluggable module diode and LED green, 24-60VDC,A1+, A2-
1SVR405662R9000 | CR-U 41C | Active | 4013614529078 | 5.34 | 1 | 10 | stuk | CR-U Range | BE31230 | SP (Control general) | stuk | CR-U 41C Plug.M,LED red 110VDCA1+ A2- | Module de fonction embrochable Série CR diode et LED rouge, 110...230Vdc, A1+, A2- | CR-U 41C Steckmodul Diode und LED rot, 110VDC, A1+,A2- | CR-U 41C Pluggable module diode and LED red, 110VDC,A1+, A2-
1SVR405663R0000 | CR-U 51B | Active | 4013614529092 | 6.12 | 1 | 10 | stuk | CR-U Range | BE31230 | SP (Control general) | stuk | Plug.FctMCR-U RC circuit 6..24Vac | Module de fonction embrochable Série CR RC circuit 6...24Vac | CR-U 51B Steckmodul RC Glied, 6-24VAC/DC | CR-U 51B Pluggable module RC element, 6-24VAC/DC
1SVR405663R1000 | CR-U 51C | Active | 4013614529108 | 6.12 | 1 | 10 | stuk | CR-U Range | BE31230 | SP (Control general) | stuk | Plug.FctMCR-U RC circuit 110..240Vac | Module de fonction embrochable Série CR RC circuit 110...240Vac | CR-U 51C Steckmodul RC Glied 110-230VAC/DC | CR-U 51C Pluggable module RC element, 110-230VAC/DC
1SVR405664R0000 | CR-U 61 | Active | 4013614529122 | 9.24 | 1 | 10 | stuk | CR-U Range | BE31230 | SP (Control general) | stuk | Plug.FctMCR-U LED rood 6..24Vac/dc | Module de fonction embrochable Série CR LED rouge, 6...24Vac/dc | CR-U 61 Steckmodul LED rot, 6-24VAC/DC | CR-U 61 Pluggable module LED red, 6-24VAC/DC
1SVR405664R0100 | CR-U 91 | Active | 4013614529139 | 9.24 | 1 | 10 | stuk | CR-U Range | BE31230 | SP (Control general) | stuk | Plug.FctMCR-U LED rood 110..230Vac/dc | Module de fonction embrochable Série CR LED rouge, 110...230Vac/dc | CR-U 91 Steckmodul LED rot, 110-230VAC/110VDC | CR-U 91 Pluggable module LED red, 110-230VAC/110VDC
1SVR405664R1000 | CR-U 61V | Active | 4013614529146 | 9.24 | 1 | 10 | stuk | CR-U Range | BE31230 | SP (Control general) | stuk | Plug.FctMCR-U LED groen 6..24Vac/dc | Module de fonction embrochable Série CR LED vert, 6...24Vac/dc | CR-U 61V Steckmodul LED grün, 6-24VAC/DC | CR-U 61V Pluggable module LED green, 6-24VAC/DC
1SVR405664R1100 | CR-U 91V | Active | 4013614529153 | 9.24 | 1 | 10 | stuk | CR-U Range | BE31230 | SP (Control general) | stuk | Plug.FctMCR-U LED groen 110..230Vac/dc | Module de fonction embrochable Série CR LED vert, 110...230Vac/dc | CR-U 91V Steckmodul LED grün, 110-230VAC/110VDC | CR-U 91V Pluggable module LED green, 110-230VAC/110VDC
1SVR405665R0000 | CR-U 61C | Active | 4013614529184 | 9.24 | 1 | 10 | stuk | CR-U Range | BE31230 | SP (Control general) | stuk | CR-U 61C Plug.Mvaristor,LED red 6-24VAC/DC | Module de fonction embrochable Série CR varistor et LED rouge, 6...24Vac/dc | CR-U 61C Steckmodul Varistor und LED rot, 6-24VAC/DC | CR-U 61C Pluggable module varistor and LED red, 6-24VAC/DC
1SVR405665R0100 | CR-U 91C | Active | 4013614529191 | 9.24 | 1 | 10 | stuk | CR-U Range | BE31230 | SP (Control general) | stuk | CR-U 91C Plug.Mvaristor,LED red 110-230VAC/110VDC | Module de fonction embrochable gamme CR varistor and LED red, 110...230Vac/DC | CR-U 91C Steckmodul Varistor und LED rot, 110-230VAC/110VDC | CR-U 91C Pluggable module varistor and LED red, 110-230VAC/110VDC
1SVR405665R1000 | CR-U 61CV | Active | 4013614529207 | 9.24 | 1 | 10 | stuk | CR-U Range | BE31230 | SP (Control general) | stuk | CR-U 61CV Plug.Mvaristor,LED green 6-24VAC/DC | Module de fonction embrochable Série CR varistor et LED vert, 6...24Vac/dc | CR-U 61CV Steckmodul Varistor und LED grün, 6-24VAC/DC | CR-U 61CV Pluggable module varistor and LED green, 6-24VAC/DC
1SVR405665R1100 | CR-U 91CV | Active | 4013614529214 | 9.24 | 1 | 10 | stuk | CR-U Range | BE31230 | SP (Control general) | stuk | CR-U CR-U 91CV | Module de fonction embrochable gamme CR varistor and LED green, 110...230Vac/DC | CR-U 91CV Steckmodul Varistor und LED grün, 110-230VAC/110VDC | CR-U 91CV Pluggable module varistor and LED green, 110-230VAC/110VDC
1SVR405666R0000 | CR-U 71 | Active | 4013614529245 | 7.31 | 1 | 10 | stuk | CR-U Range | BE31230 | SP (Control general) | stuk | Plug.FctMCR-U varistor zonder LED 24Vac | Module de fonction embrochable Série CR varistor, sans LED, 24Vac | CR-U 71 Steckmodul Varistor, ohne LED, 24VAC | CR-U 71 Pluggable module varistor, without LED, 24VAC
1SVR405666R1000 | CR-U 71A | Active | 4013614529252 | 7.31 | 1 | 10 | stuk | CR-U Range | BE31230 | SP (Control general) | stuk | Plug.FctMCR-U varistor zonder LED 115Vac | Module de fonction embrochable Série CR varistor, sans LED, 115Vac | CR-U 71A Steckmodul Varistor, ohne LED, 115VAC | CR-U 71A Pluggable module varistor, without LED, 115VAC
1SVR405666R2000 | CR-U 81 | Active | 4013614529269 | 7.31 | 1 | 10 | stuk | CR-U Range | BE31230 | SP (Control general) | stuk | Plug.FctMCR-U varistor zonder LED 230Vac | Module de fonction embrochable Série CR varistor, sans LED, 230Vac | CR-U 81 Steckmodul Varistor, ohne LED, 230VAC | CR-U 81 Pluggable module varistor, without LED, 230VAC
1SVR405667R0000 | CR-U T | Active | 4013614529276 | 90.6 | 1 | 10 | stuk | CR-U Range | BE31230 | SP (Control general) | stuk | CR-U CR-U T | Relais embrochable gamme CR A1-A2=24-240Vac/DC, for CR-U Socket | CR-U T Multifunktionszeitmodul A1-A2=24-240VAC/DC, für CR-U Sockel | CR-U T Multifunction time module A1-A2=24-240VAC/DC, for CR-U socket
1SVR405669R0000 | CR-UH | Active | 4013614529283 | 2.95 | 1 | 10 | stuk | CR-U Range | BE31230 | SP (Control general) | stuk | Houder CR-U Houder CR-serie CR-UH | Support gamme CR CR-UH | CR-UH Halter für CR-U Sockel | CR-UH Holder for CR-U socket
1SVR405670R0000 | CR-U2S | Active | 4013614529290 | 8.82 | 1 | 10 | stuk | CR-U Range | BE31230 | SP (Control general) | stuk | Sokkel CR-U Socket 2c/o ,Module | Socket for 2c/o and module | CR-U2S Sockel für 2We CR-U Relais | CR-U2S Socket for 2c/o CR-U relay
1SVR405670R1100 | CR-U2SM | Active | 4013614529306 | 7.74 | 1 | 10 | stuk | CR-U Range | BE31230 | SP (Control general) | stuk | Sokkel CR-U Sokkel 2 c/o cr-u relais | Embase Série CR pour 2 c/o CR-U relais | CR-U2SM Sockel kurz für 2We CR-U Relais | CR-U2SM Socket small for 2c/o CR-U relay
1SVR406570R0000 | RB-JB10 | Active | 4053546025118 | 9.47 | 1 | 10 | stuk | Interface relays R500, R600 | BE31230 | SU (Entrelec) | stuk | RB-JB10 Jumper bar R600 | RB-JB10 Barre à cavaliers pour R600 | RB-JB10 Kammbrücke für R600 | RB-JB10 Jumper bar for R600
1SVR406580R0000 | RB-JB20 | Active | 4053546025125 | 19.32 | 1 | 10 | stuk | Interface relays R500, R600 | BE31230 | SU (Entrelec) | stuk | RB-JB20 Jumper bar R600 RB-JB20 Jumper bar | RB-JB20 Jumper bar for R600 | RB-JB20 Kammbrücke für R600 | RB-JB20 Jumper bar for R600
1SVR427030R0000 | CP-E 24/0.75 | Active | 4016779656863 | 132 | 1 | 1 | stuk | CP-E Range | BE31230 | SP (Control general) | stuk | CP-E In:100-240VAC Out:24VDC/0.75A | Alimentation CP-series In:100-240VAC Out: 24VDC/0.75A | CP-E 24/0.75 Netzteil In:100-240VAC Out: 24VDC/0.75A | CP-E 24/0.75 Power supply In:100-240VAC Out: 24VDC/0.75A
1SVR427030R2000 | CP-E 48/0.62 | Active | 4016779656917 | 172.81 | 1 | 1 | stuk | CP-E Range | BE31230 | SP (Control general) | stuk | CP-E In:100-240Vac Uit:48Vdc/0.62A | Alimentation Série CP Entrée: 100-240Vac, Sortie: 48Vdc/0.62A | CP-E 48/0.62 Netzteil In:100-240VAC Out: 48VDC/0.62A | CP-E 48/0.62 Power supply In:100-240VAC Out: 48VDC/0.62A
1SVR427031R0000 | CP-E 24/1.25 | Active | 4016779656870 | 141.62 | 1 | 1 | stuk | CP-E Range | BE31230 | SP (Control general) | stuk | CP-E In:100-240VAC Out:24VDC/1.25A | Alimentation CP-series In:100-240VAC Out: 24VDC/1.25A | CP-E 24/1.25 Netzteil In:100-240VAC Out: 24VDC/1.25A | CP-E 24/1.25 Power supply In:100-240VAC Out: 24VDC/1.25A
1SVR427031R2000 | CP-E 48/1.25 | Active | 4016779656924 | 219.62 | 1 | 1 | stuk | CP-E Range | BE31230 | SP (Control general) | stuk | CP-E In:100-240Vac Uit:48Vdc/1.25A | Alimentation Série CP Entrée: 100-240Vac, Sortie: 48Vdc/1.25A | CP-E 48/1.25 Netzteil In:100-240VAC Out: 48VDC/1.25A | CP-E 48/1.25 Power supply In:100-240VAC Out: 48VDC/1.25A
1SVR427032R0000 | 1SVR427032R0000 | Active | 4016779656887 | 175.83 | 1 | 1 | stuk | Power Supplies and Buffer module | BE31230 | SP (Control general) | stuk | Voeding CP-E In: 100-240Vac, Uit: 24Vdc/2.5A | Alimentation Série CP Entrée: 100-240Vac, Sortie: 24Vdc/2.5A | Power supply 24/2.5 | Power supply 24/2.5
1SVR427032R1000 | CP-E 12/2.5 | Active | 4016779656900 | 163.2 | 1 | 1 | stuk | CP-E Range | BE31230 | SP (Control general) | stuk | CP-E In:100-240VAC Out:12VDC/2.5A | Alimentation CP-series In:100-240VAC Out: 12VDC/2.5A | CP-E 12/2.5 Netzteil In:100-240VAC Out: 12VDC/2.5A | CP-E 12/2.5 Power supply In:100-240VAC Out: 12VDC/2.5A
1SVR427033R3000 | CP-E 5/3.0 | Active | 4016779656894 | 163.2 | 1 | 1 | stuk | CP-E Range | BE31230 | SP (Control general) | stuk | CP-E In:100-240VAC Out:5VDC/3.0A | Alimentation CP-series In:100-240VAC Out: 5VDC/3.0A | CP-E 5/3.0 Netzteil In:100-240VAC Out: 5VDC/3.0A | CP-E 5/3.0 Power supply In:100-240VAC Out: 5VDC/3.0A
1SVR427034R0000 | CP-E 24/5.0 | Active | 4016779669689 | 277.21 | 1 | 1 | stuk | CP-E Range | BE31230 | SP (Control general) | stuk | CP-E In:115/230Vac Uit:24Vdc/5.0A | Alimentation Série CP Entrée: 115/230Vac, Sortie: 24Vdc/5.0A | CP-E 24/5.0 Netzteil In:115/230VAC Out: 24VDC/5A | CP-E 24/5.0 Power supply In:115/230VAC Out: 24VDC/5A
1SVR427034R2000 | CP-E 48/5.0 | Active | 4016779669726 | 468.05 | 1 | 1 | stuk | CP-E Range | BE31230 | SP (Control general) | stuk | CP-E In:100-240Vac Uit:48Vdc/5.0A | Alimentation Série CP Entrée: 100-240Vac, Sortie: 48Vdc/5.0A | CP-E 48/5.0 Netzteil In:115/230VAC Out: 48VDC/5A | CP-E 48/5.0 Power supply In:115/230VAC Out: 48VDC/5A
1SVR427035R0000 | CP-E 24/10.0 | Active | 4016779669696 | 390.02 | 1 | 1 | stuk | CP-E Range | BE31230 | SP (Control general) | stuk | CP-E In:115/230Vac Uit:24Vdc/10.0A | Alimentation Série CP Entrée: 115/230Vac, Sortie: 24Vdc/10.0A | CP-E 24/10.0 Netzteil In:115/230VAC Out: 24VDC/10A | CP-E 24/10.0 Power supply In:115/230VAC Out: 24VDC/10A
1SVR427035R1000 | CP-E 12/10.0 | Active | 4016779669719 | 307.23 | 1 | 1 | stuk | CP-E Range | BE31230 | SP (Control general) | stuk | CP-E In:115/230Vac Uit:12Vdc/10.0A | Alimentation Série CP Entrée: 115/230Vac, Sortie: 12Vdc/10.0A | CP-E 12/10.0 Netzteil In:115/230VAC Out: 12VDC/10A | CP-E 12/10.0 Power supply In:115/230VAC Out: 12VDC/10A
1SVR427035R2000 | CP-E 48/10.0 | Active | 4016779669733 | 636.05 | 1 | 1 | stuk | CP-E Range | BE31230 | SP (Control general) | stuk | CP-E In:115/230Vac Uit:48Vdc/10.0A | Alimentation Série CP Entrée: 115/230Vac, Sortie: 48Vdc/10.0A | CP-E 48/10.0 Netzteil In:115/230VAC Out: 48VDC/10A | CP-E 48/10.0 Power supply In:115/230VAC Out: 48VDC/10A
1SVR427036R0000 | CP-E 24/20.0 | Active | 4016779669702 | 530.44 | 1 | 1 | stuk | CP-E Range | BE31230 | SP (Control general) | stuk | CP-E In:100-240Vac Uit:24Vdc/20.0A | Alimentation Série CP Entrée: 100-240Vac, Sortie: 24Vdc/20.0A | CP-E 24/20.0 Netzteil In:115/230VAC Out: 24VDC/20A | CP-E 24/20.0 Power supply In:115/230VAC Out: 24VDC/20A
1SVR427041R0000 | CP-D 24/0.42 | Active | 4016779661164 | 108.24 | 1 | 1 | stuk | CP-D Range | BE31230 | SP (Control general) | stuk | CP-D In:100-240Vac Uit:24Vdc/0.42A | Alimentation Série CP Entrée: 100-240Vac, Sortie: 24Vdc/0.42A | CP-D 24/0.42 Netzteil In: 100-240VAC Out: 24VDC/0.42A | CP-D 24/0.42 Power supply In: 100-240VAC Out: 24VDC/0.42A
1SVR427041R1000 | CP-D 12/0.83 | Active | 4016779661201 | 118.09 | 1 | 1 | stuk | CP-D Range | BE31230 | SP (Control general) | stuk | CP-D In:100-240Vac Uit:12Vdc/0.83A | Alimentation Série CP Entrée: 100-240Vac, Sortie: 12Vdc/0.83A | CP-D 12/0.83 Netzteil In: 100-240VAC Out: 12VDC/0.83A | CP-D 12/0.83 Power supply In: 100-240VAC Out: 12VDC/0.83A
1SVR427043R0100 | CP-D 24/1.3 | Active | 4016779661171 | 127.21 | 1 | 1 | stuk | CP-D Range | BE31230 | SP (Control general) | stuk | CP-D In:100-240Vac Uit:24Vdc/1.32A | Alimentation Série CP Entrée: 100-240Vac, Sortie: 24Vdc/1.32A | CP-D 24/1.3 Netzteil In: 100-240VAC Out: 24VDC/1.3A | CP-D 24/1.3 Power supply In: 100-240VAC Out: 24VDC/1.3A
1SVR427043R1200 | CP-D 12/2.1 | Active | 4016779661218 | 141.62 | 1 | 1 | stuk | CP-D Range | BE31230 | SP (Control general) | stuk | CP-D In:100-240Vac Uit:12Vdc/2.1A | Alimentation Série CP Entrée: 100-240Vac, Sortie: 12Vdc/2.1A | CP-D 12/2.1 Netzteil In: 100-240VAC Out: 12VDC/2.1A | CP-D 12/2.1 Power supply In: 100-240VAC Out: 12VDC/2.1A
1SVR427044R0200 | CP-D 24/2.5 | Active | 4016779661188 | 160.82 | 1 | 1 | stuk | CP-D Range | BE31230 | SP (Control general) | stuk | CP-D In:100-240VAC Out:24VDC/2.5A | Alimentation Série PS-D In: 100-240VAC Out: 24VDC/2.5A | CP-D 24/2.5 Netzteil In: 100-240VAC Out: 24VDC/2.5A | CP-D 24/2.5 Power supply In: 100-240VAC Out: 24VDC/2.5A
1SVR427045R0400 | CP-D 24/4.2 | Active | 4016779661195 | 217.22 | 1 | 1 | stuk | CP-D Range | BE31230 | SP (Control general) | stuk | CP-D In:100-240Vac Uit:24Vdc/4.2A | Alimentation Série CP Entrée: 100-240Vac, Sortie: 24Vdc/4.2A | CP-D 24/4.2 Netzteil In: 100-240VAC Out: 24VDC/4.2A | CP-D 24/4.2 Power supply In: 100-240VAC Out: 24VDC/4.2A
1SVR427049R0000 | CP-D RU | Active | 4016779845267 | 108.98 | 1 | 1 | stuk | CP-D Range | BE31230 | SP (Control general) | stuk | RedundantieMCP-D 2 CP-D | CP-D RU Unité redondante pour alimentations de gamme CP, Entrée : 2x5A, Sortie : 1x10A | CP-D RU Redundanzeinheit für Netzteile CP Reihe, In:2x5A, Out: 1x10A | CP-D RU Redundancy unit for CP range power supplies, In: 2x5A, Out: 1x10A
1SVR427054R0000 | CP-T 24/5.0 | Active | 4016779697866 | 327.62 | 1 | 1 | stuk | CP-T Range | BE31230 | SP (Control general) | stuk | CP-T In:3x400-500VAC Out:24VDC/5.0A | Alimentation Série CP In: 3x400-500VAC Out: 24VDC/5.0A | CP-T 24/5.0 Netzteil In: 3x400-500VAC Out: 24VDC/5.0A | CP-T 24/5.0 Power supply In: 3x400-500VAC Out: 24VDC/5.0A
1SVR427054R2000 | CP-T 48/5.0 | Active | 4016779662390 | 520.83 | 1 | 1 | stuk | CP-T Range | BE31230 | SP (Control general) | stuk | CP-T 48/5.0 In:3x400-500VAC uit:48VDC/5.0A | CP-T 48/5.0 ALIMENTATION À DÉCOUPAGE TRIPHASÉE 48VDC/5.0A | CP-T 48/5.0 Netzteil In: 3x400-500VAC Out: 48VDC/5.0A | CP-T 48/5.0 Power supply In: 3x400-500VAC Out: 48VDC/5.0A
1SVR427055R0000 | CP-T 24/10.0 | Active | 4016779662369 | 434.41 | 1 | 1 | stuk | CP-T Range | BE31230 | SP (Control general) | stuk | CP-T CP-T 24/10.0 | CP-T 24/10.0 ALIMENTATION À DÉCOUPAGE TRIPHASÉE 24VDC/10.0A | CP-T 24/10.0 Netzteil In: 3x400-500VAC Out: 24VDC/10.0A | CP-T 24/10.0 Power supply In: 3x400-500VAC Out: 24VDC/10.0A
1SVR427055R2000 | CP-T 48/10.0 | Active | 4016779662406 | 642.04 | 1 | 1 | stuk | CP-T Range | BE31230 | SP (Control general) | stuk | CP-T CP-T 48/10.0 | CP-T 48/10.0 ALIMENTATION À DÉCOUPAGE TRIPHASÉE 48VDC/10.0A | CP-T 48/10.0 Netzteil In: 3x400-500VAC Out: 48VDC/10.0A | CP-T 48/10.0 Power supply In: 3x400-500VAC Out: 48VDC/10.0A
1SVR427056R0000 | CP-T 24/20.0 | Active | 4016779662376 | 536.43 | 1 | 1 | stuk | CP-T Range | BE31230 | SP (Control general) | stuk | CP-T CP-T 24/20.0 | CP-T 24/20.0 ALIMENTATION À DÉCOUPAGE TRIPHASÉE 24VDC/20.0A | CP-T 24/20.0 Netzteil In: 3x400-500VAC Out: 24VDC/20.0A | CP-T 24/20.0 Power supply In: 3x400-500VAC Out: 24VDC/20.0A
1SVR427056R2000 | CP-T 48/20.0 | Active | 4016779697873 | 1042.88 | 1 | 1 | stuk | CP-T Range | BE31230 | SP (Control general) | stuk | CP-T CP-T 48/20.0 | CP-T 48/20.0 ALIMENTATION À DÉCOUPAGE TRIPHASÉE 48VDC/20.0A | CP-T 48/20.0 Netzteil In: 3x400-500VAC Out: 48VDC/20.0A | CP-T 48/20.0 Power supply In: 3x400-500VAC Out: 48VDC/20.0A
1SVR427057R0000 | CP-T 24/40.0 | Active | 4016779662383 | 885.9 | 1 | 1 | stuk | CP-T Range | BE31230 | SP (Control general) | stuk | CP-T CP-T 24/40.0 | CP-T 24/40.0 ALIMENTATION À DÉCOUPAGE TRIPHASÉE 24VDC/40.0A | CP-T 24/40.0 Netzteil In: 3x400-500VAC Out: 24VDC/40.0A | CP-T 24/40.0 Power supply In: 3x400-500VAC Out: 24VDC/40.0A
1SVR427060R0300 | CP-B 24/3.0 | Active | 4016779782562 | 901.27 | 1 | 1 | stuk | CP-B Range | BE31230 | SP (Control general) | stuk | BufferMCP-B Ultra capaciteit buffer 24Vdc 3 A | CP-B 24/3.0 MOD DE SAUVEGARDE MODULE DE SAUVEGARDE POUR ALIM À DÉCOUPAGE 24VDC/3.0A | CP-B 24/3.0 Puffermodul 24 V / 3 A, Energiespeicher 1000 Ws | CP-B 24/3.0 Buffer module 24 V / 3 A, energy storage 1000 Ws
1SVR427060R1000 | CP-B 24/10.0 | Active | 4016779782593 | 2474.58 | 1 | 1 | stuk | CP-B Range | BE31230 | SP (Control general) | stuk | CP-B CP-B 24/10.0 | CP-B 24/10.0 buffer module 24 V / 10 A, energy storage 10000 Ws | CP-B 24/10.0 Puffermodul 24 V / 10 A, Energiespeicher 10000 Ws | CP-B 24/10.0 Buffer module 24 V / 10 A, energy storage 10000 Ws
1SVR430005R0100 | COV.01 | Active | 4013614345654 | 16.08 | 1 | 1 | stuk | Monitoring Relays | BE31230 | SP (Control general) | stuk | COV.01 Sealable 22.5mm | Capot de protection Série CT-S 22.5 mm | COV.01 Klarsichtabdeckung 22,5mm | COV.01 Sealable cover 22.5mm
1SVR430029R0100 | ADP.01 | Active | 4013614346774 | 20.22 | 1 | 1 | stuk | Monitoring Relays | BE31230 | SP (Control general) | stuk | Adapter CT-S schroefMont.22.5Mm | Adapteur Série CT-S montage à vis, 22.5 mm | ADP.01 Adapter für Schraubbefestigung 22,5mm | ADP.01 Adapter for screw-mounting 22.5mm
1SVR430043R0000 | MAR.02 | Active | 4013614395826 | 1.34 | 1 | 10 | stuk | Monitoring Relays | BE31230 | SP (Control general) | stuk | labelMARMAR.02Markeerlabel | MAR.02 Marker label Etiquette de repère pour relais CM | MAR.02 Beschriftungsschild für Geräte mit DIP-Schalter | MAR.02 Marker label, for devices with DIP switches
1SVR440005R0100 | COV.02 | Active | 4013614346132 | 16.92 | 1 | 1 | stuk | Monitoring Relays | BE31230 | SP (Control general) | stuk | COV.02 Sealable 45mm | Capot de protection Série CT-S 45 mm | COV.02 Klarsichtabdeckung 45mm | COV.02 Sealable cover 45mm
1SVR440029R0100 | ADP.02 | Active | 4016779570442 | 29.78 | 1 | 1 | stuk | Monitoring Relays | BE31230 | SP (Control general) | stuk | Adapter CT-S schroefMont.45mm | Adapteur Série CT-S montage à vis, 45 mm | ADP.02 Adapter für Schraubbefestigung 45mm | ADP.02 Adapter for screw-mounting 45mm
1SVR450056R0000 | CM-SE-300 | Active | 4013614347108 | 21 | 1 | 1 | stuk | Monitoring Relays | BE31230 | SP (Control general) | stuk | Barelectrode CM-SE Barelectrode CM 300Mm | Barrette d'electrode gamme CM 300 mm | CM-SE-300 Stabelektrode, 300mm zum Einschrauben in KH-3 | CM-SE-300 Screw-in bar electrode 300mm, for compact support KH-3
1SVR450056R0100 | CM-SE-600 | Active | 4013614347115 | 23.15 | 1 | 1 | stuk | Monitoring Relays | BE31230 | SP (Control general) | stuk | CM-SE Barelectrode CM 600Mm | Barrette d'electrode gamme CM 600 mm | CM-SE-600 Stabelektrode, 600mm zum Einschrauben in KH-3 | CM-SE-600 Screw-in bar electrode 600mm, for compact support KH-3
1SVR450056R0200 | CM-SE-1000 | Active | 4013614347122 | 25.92 | 1 | 1 | stuk | Monitoring Relays | BE31230 | SP (Control general) | stuk | Barelectrode CM-SE Barelectrode CM 1000Mm | Barrette d'electrode gamme CM 1000 mm | CM-SE-1000 Stabelektrode, 1000mm zum Einschrauben in KH-3 | CM-SE-1000 Screw-in bar electrode 1000mm, for compact support KH-3
1SVR450056R6000 | CM-KH-3 | Active | 4013614347139 | 117.85 | 1 | 1 | stuk | Monitoring Relays | BE31230 | SP (Control general) | stuk | Houder CM-KH Houder CM-series | CM-KH-3 Compact support | CM-KH-3 Kompakthalter | CM-KH-3 Compact support
1SVR450056R7000 | CM-AH-3 | Active | 4013614347146 | 13.26 | 1 | 1 | stuk | Monitoring Relays | BE31230 | SP (Control general) | stuk | Afst,splaatje CM-AH Afst,splaatje CM | Plaque de distance gamme CM | CM-AH-3 Abstandshalter | CM-AH-3 Distance plate
1SVR450056R8000 | CM-GM-1 | Active | 4013614347153 | 17.81 | 1 | 1 | stuk | Monitoring Relays | BE31230 | SP (Control general) | stuk | Schroefplaat CM-GM Schroefplaat CM | CM-GM-1 Counternut | CM-GM-1 Gegenmutter | CM-GM-1 Counternut
1SVR450116R1000 | CM-CT 50/1 | Active | 4013614376788 | 71.64 | 1 | 1 | stuk | Monitoring Relays | BE31230 | SP (Control general) | stuk | TICM-CT 1VA class 1 | Transformateur de courant gamme CM 1VA, class 1 | CM-CT 50/1 Stromwandler 1VA, Klasse 1 | CM-CT 50/1 Current transformer 1VA, class 1
1SVR450116R1100 | CM-CT 75/1 | Active | 4013614376795 | 71.64 | 1 | 1 | stuk | Monitoring Relays | BE31230 | SP (Control general) | stuk | TICM-CT 1 5VA class 1 | Transformateur de courant gamme CM 1,5VA, class 1 | CM-CT 75/1 Stromwandler 1,5VA, Klasse 1 | CM-CT 75/1 Current transformer 1.5VA, class 1
1SVR450116R1200 | CM-CT 100/1 | Active | 4013614376801 | 71.64 | 1 | 1 | stuk | Monitoring Relays | BE31230 | SP (Control general) | stuk | TICM-CT 2 5VA class 1 | Transformateur de courant gamme CM 2,5VA, class 1 | CM-CT 100/1 Stromwandler 2,5VA, Klasse1 | CM-CT 100/1 Current transformer 2.5VA, class 1
1SVR450116R1300 | CM-CT 150/1 | Active | 4013614376818 | 71.64 | 1 | 1 | stuk | Monitoring Relays | BE31230 | SP (Control general) | stuk | TICM-CT 2 5VA class 1 | Transformateur de courant gamme CM 2,5VA, class 1 | CM-CT 150/1 Stromwandler 2,5VA, Klasse1 | CM-CT 150/1 Current transformer 2.5VA, class 1
1SVR450116R1400 | CM-CT 200/1 | Active | 4013614376825 | 71.64 | 1 | 1 | stuk | Monitoring Relays | BE31230 | SP (Control general) | stuk | TICM-CT 2 5VA class 1 | Transformateur de courant gamme CM 2,5VA, class 1 | CM-CT 200/1 Stromwandler 2,5VA, Klasse1 | CM-CT 200/1 Current transformer 2.5VA, class 1
1SVR450116R5000 | CM-CT 50/5 | Active | 4013614376832 | 71.64 | 1 | 1 | stuk | Monitoring Relays | BE31230 | SP (Control general) | stuk | TICM-CT 1VA class 1 | Transformateur de courant gamme CM 1VA, class 1 | CM-CT 50/5 Stromwandler 1VA, Klasse 1 | CM-CT 50/5 Current transformer 1VA, class 1
1SVR450116R5100 | CM-CT 75/5 | Active | 4013614376849 | 71.64 | 1 | 1 | stuk | Monitoring Relays | BE31230 | SP (Control general) | stuk | TICM-CT 5VA class 1 | Transformateur de courant gamme CM 5VA, class 1 | CM-CT 75/5 Stromwandler 1,5VA, Klasse 1 | CM-CT 75/5 Current transformer 1.5VA, class 1
1SVR450116R5200 | CM-CT 100/5 | Active | 4013614376856 | 71.64 | 1 | 1 | stuk | Monitoring Relays | BE31230 | SP (Control general) | stuk | TICM-CT 2 5VA class 1 | Transformateur de courant gamme CM 2,5VA, class 1 | CM-CT 100/5 Stromwandler 2,5VA, Klasse1 | CM-CT 100/5 Current transformer 2.5VA, class 1
1SVR450116R5300 | CM-CT 150/5 | Active | 4013614376863 | 71.64 | 1 | 1 | stuk | Monitoring Relays | BE31230 | SP (Control general) | stuk | TICM-CT 2 5VA class 1 | Transformateur de courant gamme CM 2,5VA, class 1 | CM-CT 150/5 Stromwandler 5VA, Klasse 1 | CM-CT 150/5 Current transformer 2.5VA, class 1
1SVR450116R5400 | CM-CT 200/5 | Active | 4013614376870 | 60.49 | 1 | 1 | stuk | Monitoring Relays | BE31230 | SP (Control general) | stuk | TICM-CT 2 5VA class 1 | Transformateur de courant gamme CM 2,5VA, class 1 | CM-CT 200/5 Stromwandler 5VA, Klasse 1 | CM-CT 200/5 Current transformer 5VA, class 1
1SVR450117R1100 | CM-CT 300/1 | Active | 4013614376887 | 60.49 | 1 | 1 | stuk | Monitoring Relays | BE31230 | SP (Control general) | stuk | TICM-CT 5VA class 1 | Transformateur de courant gamme CM 5VA, class 1 | CM-CT 300/1 Stromwandler 5VA, Klasse 1 | CM-CT 300/1 Current transformer 5VA, class 1
1SVR450117R1200 | CM-CT 400/1 | Active | 4013614376894 | 60.49 | 1 | 1 | stuk | Monitoring Relays | BE31230 | SP (Control general) | stuk | TICM-CT 5VA class 1 | Transformateur de courant gamme CM 5VA, class 1 | CM-CT 400/1 Stromwandler 5VA, Klasse 1 | CM-CT 400/1 Current transformer 5VA, class 1
1SVR450117R1300 | CM-CT 500/1 | Active | 4013614376900 | 60.49 | 1 | 1 | stuk | Monitoring Relays | BE31230 | SP (Control general) | stuk | TICM-CT 5VA class 1 | Transformateur de courant gamme CM 5VA, class 1 | CM-CT 500/1 Stromwandler 5VA, Klasse 1 | CM-CT 500/1 Current transformer 5VA, class 1
1SVR450117R1400 | CM-CT 600/1 | Active | 4013614376917 | 60.49 | 1 | 1 | stuk | Monitoring Relays | BE31230 | SP (Control general) | stuk | TICM-CT 5VA class 1 | Transformateur de courant gamme CM 5VA, class 1 | CM-CT 600/1 Stromwandler 5VA, Klasse 1 | CM-CT 600/1 Current transformer 5VA, class 1
1SVR450117R5100 | CM-CT 300/5 | Active | 4013614376924 | 60.49 | 1 | 1 | stuk | Monitoring Relays | BE31230 | SP (Control general) | stuk | TICM-CT 5VA class 1 | Transformateur de courant gamme CM 5VA, class 1 | CM-CT 300/5 Stromwandler 5VA, Klasse 1 | CM-CT 300/5 Current transformer 5VA, class 1
1SVR450117R5200 | CM-CT 400/5 | Active | 4013614376931 | 60.49 | 1 | 1 | stuk | Monitoring Relays | BE31230 | SP (Control general) | stuk | TICM-CT 5VA class 1 | Transformateur de courant gamme CM 5VA, class 1 | CM-CT 400/5 Stromwandler 5VA, Klasse 1 | CM-CT 400/5 Current transformer 5VA, class 1
1SVR450117R5300 | CM-CT 500/5 | Active | 4013614376948 | 60.49 | 1 | 1 | stuk | Monitoring Relays | BE31230 | SP (Control general) | stuk | TICM-CT 5VA class 1 | Transformateur de courant gamme CM 5VA, class 1 | CM-CT 500/5 Stromwandler 5VA, Klasse 1 | CM-CT 500/5 Current transformer 5VA, class 1
1SVR450117R5400 | CM-CT 600/5 | Active | 4013614376955 | 60.49 | 1 | 1 | stuk | Monitoring Relays | BE31230 | SP (Control general) | stuk | TICM-CT 5VA class 1 | Transformateur de courant gamme CM 5VA, class 1 | CM-CT 600/5 Stromwandler 5VA, Klasse 1 | CM-CT 600/5 Current transformer 5VA, class 1
1SVR450118R1000 | CM-CT-A | Active | 4013614390012 | 6.78 | 1 | 10 | stuk | Monitoring Relays | BE31230 | SP (Control general) | stuk | TICM-CT StroomtrafoMonteer hulpstuk | CM-CT-A Attache cliquable pour montage sur rail DIN de CM-CT | CM-CT-A Schnappbefestigung für DIN-Schienenbefestigung von CM-CT | CM-CT-A Snap-on fastener for DIN rail mounting of CM-CT
1SVR470670R1100 | CM-IWM.11 | Active | 4013614515323 | 2917.39 | 1 | 1 | stuk | Insulation Monitoring Relays | BE31230 | SP (Control general) | stuk | Insulation Monitoring Relays CM-IWM.11 | Relais d'isolation Série CM 2c/o, 1-100kOhm,2-200kOhm, 24-240Vac/dc | CM-IWM.11 Isolationsüberwachungsrelais 2We, 1-250kOhm, 0.02-20MOhm, 24VDC | CM-IWM.11 Insulation monitoring relay 2c/o, 1-250kOhm,0.02-20MOhm, 24VDC
1SVR500020R0000 | 1SVR500020R0000 | Active | 4013614350634 | 126 | 1 | 1 | stuk | CT-D Range | BE31230 | SP (Control general) | stuk | CT-MFD.12Multifct 1c/o 24-240VAC 24-48VDC | relais temporisé 10A/250V,MFR | CT-MFD.12 Zeitrelais, multifunktion 1We, 24-240VAC, 24-48VDC | CT-MFD.12 Time relay, multifunction 1c/o, 24-240VAC 24-48VDC
1SVR500020R1100 | 1SVR500020R1100 | Active | 4016779657662 | 147.62 | 1 | 1 | stuk | CT-D Range | BE31230 | SP (Control general) | stuk | CT-MFD.21Multifct 2c/o 12-240VAC/DC | Relais temporisé gamme CT-D multifunction, 2 c/o, 12-240VAC/DC | CT-MFD.21 Zeitrelais, multifunktion 2We, 12-240VAC/DC | CT-MFD.21 Time relay, multifunction 2c/o, 12-240VAC/DC
1SVR500100R0000 | 1SVR500100R0000 | Active | 4013614350658 | 96.01 | 1 | 1 | stuk | CT-D Range | BE31230 | SP (Control general) | stuk | CT-ERD vertraagd AAN 1c/o 24-240VAC 24-48VDC | Relais Temporise CT-ERD | CT-ERD.12 Zeitrelais, ansprechverzögert 1 WE, 24-240 VAC, 24-48 VDC | CT-ERD.12 Time relay, ON-delay 1c/o, 24-240VAC 24-48VDC
1SVR500100R0100 | 1SVR500100R0100 | Active | 4016779657679 | 113.04 | 1 | 1 | stuk | CT-D Range | BE31230 | SP (Control general) | stuk | CT-ERD vertraagd AAN 2c/o 24-48VDC 24-240VAC | Relais temporisé Série CT-D on-delay, 2 CO, 24-48Vdc 24-240Vac | CT-ERD.22 Zeitrelais, ansprechverzögert 2 WE, 24-48 VDC, 24-240 VAC | CT-ERD.22 Time relay, ON-delay 2c/o, 24-48VDC, 24-240VAC
1SVR500110R0000 | 1SVR500110R0000 | Active | 4013614350665 | 96.01 | 1 | 1 | stuk | CT-D Range | BE31230 | SP (Control general) | stuk | CT-AHD vertraagd UIT 1c/o 24-240VAC 24-48VDC | Relais Temporise CT-AHD | CT-AHD.12 Zeitrelais, rückfallverzögert 1We, 24-240VAC, 24-48VDC | CT-AHD.12 Time relay, OFF-delay 1c/o, 24-240VAC 24-48VDC
1SVR500110R0100 | 1SVR500110R0100 | Active | 4016779657686 | 113.04 | 1 | 1 | stuk | CT-D Range | BE31230 | SP (Control general) | stuk | CT-AHD vertraagd UIT 2c/o 24-48VDC 24-240VAC | Relais temporisé off-delay, 2 CO, 24-48Vdc 24-240Vac | CT-AHD.22 Zeitrelais, rückfallverzögert 2We, 24-48VDC, 24-240VAC | CT-AHD.22 Time relay, OFF-delay 2c/o, 24-48VDC, 24-240VAC
1SVR500130R0000 | 1SVR500130R0000 | Active | 4013614350672 | 96.01 | 1 | 1 | stuk | CT-D Range | BE31230 | SP (Control general) | stuk | CT-VWD.12 impulse-ON 1c/o 24-240VAC 24-48VDC | Relais temporisé Série CT-D impulse-on, 1CO, 24-48Vdc 24-240Vac | CT-VWD.12 Zeitrelais, einschaltwischend 1We, 24-240VAC, 24-48VDC | CT-VWD.12 Time relay, impulse-ON 1c/o, 24-240VAC 24-48VDC
1SVR500150R0000 | 1SVR500150R0000 | Active | 4013614350689 | 96.01 | 1 | 1 | stuk | CT-D Range | BE31230 | SP (Control general) | stuk | CT-EBD.12 flasher 1c/o 24-240VAC 24-48VDC | Relais temporisé Série CT-D clignoteur, 1CO, 24-48Vdc 24-240Vac | CT-EBD.12 Zeitrelais, blinkend 1 WE, 24-240 VAC, 24-48 VDC | CT-EBD.12 Time relay, flasher 1c/o, 24-240VAC 24-48VDC
1SVR500160R0000 | 1SVR500160R0000 | Active | 4013614350696 | 108.98 | 1 | 1 | stuk | CT-D Range | BE31230 | SP (Control general) | stuk | CT-TGD.12 1c/o 24-240VAC 24-48VDC | Relais temporisé gamme CT-D pulse, 1c/o 24-48VDC / 24-240VAC | CT-TGD.12 Zeitrelais, taktgebend 1We, 24-240VAC, 24-48VDC | CT-TGD.12 Time relay, pulse generator 1c/o, 24-240VAC 24-48VDC
1SVR500160R0100 | 1SVR500160R0100 | Active | 4016779657693 | 140.41 | 1 | 1 | stuk | CT-D Range | BE31230 | SP (Control general) | stuk | CT-TGD.22 2c/o 24-48VDC 24-240VAC | Relais temporisé Série CT-D pulse, 2 CO, 24-48Vdc 24-240Vac | CT-TGD.22 Zeitrelais, taktgebend 2We, 24-48VDC, 24-240VAC | CT-TGD.22 Time relay, pulse generator 2c/o, 24-48VDC, 24-240VAC
1SVR500210R0100 | 1SVR500210R0100 | Active | 4016779657716 | 113.04 | 1 | 1 | stuk | CT-D Range | BE31230 | SP (Control general) | stuk | CT-SAD.22 star-delta 2n/o 24-48VDC 24-240VAC | Relais temporisé Série CT-D étoile-triangle, 2NO, 24-48Vdc, 24-240Vac | CT-SAD.22 Zeitrelais Stern-Dreieck-Umschaltung, 2S | CT-SAD.22 Time relay, star-delta 2n/o, 24-48VDC, 24-240VAC
1SVR500211R0100 | 1SVR500211R0100 | Active | 4016779657709 | 111.49 | 1 | 1 | stuk | CT-D Range | BE31230 | SP (Control general) | stuk | CT-SDD.22 star-delta 2n/o 24-48VDC 24-240VAC | Relais temporisé Série CT-D étoile-triangle, 2NO, 24-48Vdc, 24-240Va | CT-SDD.22 Zeitrelais Stern-Dreieck-Umschaltung, 2S | CT-SDD.22 Time relay, star-delta 2n/o, 24-48VDC, 24-240VAC
1SVR508020R0000 | 1SVR508020R0000 | Active | 4013614534331 | 96.84 | 1 | 1 | stuk | CT-C Range | BE31230 | SP (Control general) | stuk | CT-MFCMultiFctal 1c/o 24-48VDC/24-240VAC | Relais temporisé, multifonctionnel 1c/o, 24-48VDC/24-240VAC | Time relay, multifunctional 1c/o, 24-48VDC/24-240VAC | CT-MFC.12 Time relay, multifunctional 1c/o, 24-48VDC/24-240VAC
1SVR508020R1100 | 1SVR508020R1100 | Active | 4013614534324 | 116.3 | 1 | 1 | stuk | CT-C Range | BE31230 | SP (Control general) | stuk | CT-MFCMultiFctal 2c/o 12-240VAC/DC | Relais temporisé, multifonctionnel 2c/o, 12-240VAC/DC | Time relay, multifunctional 2c/o, 12-240VAC/DC | CT-MFC.21 Time relay, multifunctional 2c/o, 12-240VAC/DC
1SVR508100R0000 | 1SVR508100R0000 | Active | 4013614534317 | 66.73 | 1 | 1 | stuk | CT-C Range | BE31230 | SP (Control general) | stuk | CT-ERC vertraagd AAN 1c/o 24-48VDC/24-240VAC | Relais temporisé, en retard 1c/o, 24-48VDC/24-240VAC | Time relay, ON-delay 1c/o, 24-48VDC/24-240VAC | CT-ERC.12 Time relay, ON-delay 1c/o, 24-48VDC/24-240VAC
1SVR508100R0100 | 1SVR508100R0100 | Active | 4013614534300 | 80.04 | 1 | 1 | stuk | CT-C Range | BE31230 | SP (Control general) | stuk | CT-ERC vertraagd AAN 2c/o 24-48VDC/24-240VAC | Relais temporisé, en retard 2c/o, 24-48VDC/24-240VAC | Time relay, ON-delay 2c/o, 24-48VDC/24-240VAC | CT-ERC.22 Time relay, ON-delay 2c/o, 24-48VDC/24-240VAC
1SVR508110R0000 | 1SVR508110R0000 | Active | 4013614534294 | 86.64 | 1 | 1 | stuk | CT-C Range | BE31230 | SP (Control general) | stuk | CT-AHC vertraagd UIT 1c/o 24-48VDC/24-240VAC | Relais temporisé, hors délais 1c/o, 24-48VDC/24-240VAC | Time relay, OFF-delay 1c/o, 24-48VDC/24-240VAC | CT-AHC.12 Time relay, OFF-delay 1c/o, 24-48VDC/24-240VAC
1SVR508110R0100 | 1SVR508110R0100 | Active | 4013614534287 | 103.92 | 1 | 1 | stuk | CT-C Range | BE31230 | SP (Control general) | stuk | CT-AHC vertraagd UIT 2c/o 24-48VDC/24-240VAC | Relais temporisé, hors délais 2c/o, 24-48VDC/24-240VAC | Time relay, OFF-delay 2c/o, 24-48VDC/24-240VAC | CT-AHC.22 Time relay, OFF-delay 2c/o, 24-48VDC/24-240VAC
1SVR508130R0000 | 1SVR508130R0000 | Active | 4013614534270 | 66.73 | 1 | 1 | stuk | CT-C Range | BE31230 | SP (Control general) | stuk | CT-VWC Puls AAN 1c/o 24-48VDC/24-240VAC | Relais temporisé, impulsion sur 1c/o, 24-48VDC/24-240VAC | Time relay, impulse-ON 1c/o, 24-48VDC/24-240VAC | CT-VWC.12 Time relay, impulse-ON 1c/o, 24-48VDC/24-240VAC
1SVR508160R0000 | 1SVR508160R0000 | Active | 4013614534263 | 86.64 | 1 | 1 | stuk | CT-C Range | BE31230 | SP (Control general) | stuk | CT-TGC Pulse generator 1c/o 24-48VDC/24-240VAC | Relais temporisé, générateur d'impuls 1c/o, 24-48VDC/24-240VAC | Time relay, pulse generator 1c/o, 24-48VDC/24-240VAC | CT-TGC.12 Time relay, pulse generator 1c/o, 24-48VDC/24-240VAC
1SVR508160R0100 | 1SVR508160R0100 | Active | 4013614534256 | 103.92 | 1 | 1 | stuk | CT-C Range | BE31230 | SP (Control general) | stuk | CT-TGC Pulse generator 2c/o 24-48VDC/24-240VAC | Relais temporisé, générateur d'impuls 2c/o, 24-48VDC/24-240VAC | Time relay, pulse generator 2c/o, 24-48VDC/24-240VAC | CT-TGC.22 Time relay, pulse generator 2c/o, 24-48VDC/24-240VAC
1SVR508210R0100 | 1SVR508210R0100 | Active | 4013614534249 | 84.23 | 1 | 1 | stuk | CT-C Range | BE31230 | SP (Control general) | stuk | CT-SAC Ster-Driehoek 2n/o 24-48VDC/24-240VAC | Relais temporisé, star-delta 2n/o, 24-48VDC/24-240VAC | Time relay, star-delta 2n/o, 24-48VDC/24-240VAC | CT-SAC.22 Time relay, star-delta 2n/o, 24-48VDC/24-240VAC
1SVR508211R0100 | 1SVR508211R0100 | Active | 4013614534232 | 66.73 | 1 | 1 | stuk | CT-C Range | BE31230 | SP (Control general) | stuk | CT-SDC Ster-Driehoek 2n/o 24-48VDC/24-240VAC | Relais temporisé, star-delta 2n/o, 24-48VDC/24-240VAC | Time relay, star-delta 2n/o, 24-48VDC/24-240VAC | CT-SDC.22 Time relay, star-delta 2n/o, 24-48VDC/24-240VAC
1SVR550800R9300 | 1SVR550800R9300 | Active | 4013614348778 | 99.49 | 1 | 1 | stuk | Thermistor Motor Protection Relays | BE31230 | SP (Control general) | stuk | CM-MSE 1n/o 110-130VAC | Thermistor motor prot. Relais gamme CM 1no, auto reset, 110-130VAC | CM-MSE Thermistor-Motorschutzrelais 1S, 110-130VAC | CM-MSE Thermistor motor protection relay 1n/o, 110-130VAC
1SVR550801R9300 | 1SVR550801R9300 | Active | 4013614348785 | 99.49 | 1 | 1 | stuk | Thermistor Motor Protection Relays | BE31230 | SP (Control general) | stuk | CM-MSE 1n/o 220-240VAC | RELAIS MON. CM-MSE PROT. MOTEUR THERM. CM-MSE 230-240 V | CM-MSE Thermistor-Motorschutzrelais 1S, 220-240 VAC | CM-MSE Thermistor motor protection relay 1n/o, 220-240VAC
1SVR550805R9300 | 1SVR550805R9300 | Active | 4013614348761 | 99.49 | 1 | 1 | stuk | Thermistor Motor Protection Relays | BE31230 | SP (Control general) | stuk | CM-MSE 1n/o 24VAC | Thermistor motor prot. Relais gamme CM 1no, auto reset, 24VAC | CM-MSE Thermistor-Motorschutzrelais 1S, 24VAC | CM-MSE Thermistor motor protection relay 1n/o, 24VAC
1SVR550824R9100 | CM-PFE | Active | 4013614348044 | 124.8 | 1 | 1 | stuk | Three-Phase Monitoring Relays | BE31230 | SP (Control general) | stuk | Three-Phase Monitoring Relays CM-PFE | RELAIS SEQ. PHASE 1c/o L1-L2-L3=208 - 440 V AC | CM-PFE Phasenfolgeüberwachungsrelais 1We, L1-L2-L3=208-440VAC | CM-PFE Phase sequence monitoring relay 1c/o, L1-L2-L3=208-440VAC
1SVR550826R9100 | CM-PFE.2 | Active | 4013614501814 | 145.22 | 1 | 1 | stuk | Three-Phase Monitoring Relays | BE31230 | SP (Control general) | stuk | Three-Phase Monitoring Relays CM-PFE.2 | Phase sequence monitor Gamme CM 1c/o, L1-L2-L3=200-500Vac | CM-PFE.2 Phasenfolgeüberwachungsrelais 1We, L1-L2-L3=200-500VAC | CM-PFE.2 Phase sequence monitoring relay 1c/o, L1-L2-L3=200-500VAC
1SVR550850R9400 | 1SVR550850R9400 | Active | 4013614348051 | 117.85 | 1 | 1 | stuk | Liquid Level Monitoring Relays | BE31230 | SP (Control general) | stuk | CM-ENEMAX 1n/o 110-130VAC | Liquid level monitoring relay gamme CM 1no, A1-A2=110-130VAC | CM-ENE MAX Niveaurelais 1S, 110-130VAC | CM-ENE MAX Liquid level relay 1n/o, 110-130VAC
1SVR550850R9500 | 1SVR550850R9500 | Active | 4013614348068 | 117.85 | 1 | 1 | stuk | Liquid Level Monitoring Relays | BE31230 | SP (Control general) | stuk | CM-ENEMIN 1n/o 110-130VAC | Liquid level monitoring relay gamme CM 1no, A1-A2=110-130VAC | CM-ENE MIN Niveaurelais 1S, 110-130VAC | CM-ENE MIN Liquid level relay 1n/o, 110-130VAC
1SVR550851R9400 | 1SVR550851R9400 | Active | 4013614348075 | 117.85 | 1 | 1 | stuk | Liquid Level Monitoring Relays | BE31230 | SP (Control general) | stuk | CM-ENEMAX 1n/o 220-240VAC | Relais mon. liquide max. CM-ENE 1NO 240V | CM-ENE MAX Niveaurelais 1S, 220-240VAC | CM-ENE MAX Liquid level relay 1n/o, 220-240VAC
1SVR550851R9500 | 1SVR550851R9500 | Active | 4013614348082 | 117.85 | 1 | 1 | stuk | Liquid Level Monitoring Relays | BE31230 | SP (Control general) | stuk | CM-ENEMIN 1n/o 220-240VAC | CM-ENE MIN. LIQ. LEVEL 1no 220-240 V AC | CM-ENE MIN Niveaurelais 1S, 220-240VAC | CM-ENE MIN Liquid level relay 1n/o, 220-240VAC
1SVR550855R9400 | 1SVR550855R9400 | Active | 4013614348099 | 117.85 | 1 | 1 | stuk | Liquid Level Monitoring Relays | BE31230 | SP (Control general) | stuk | CM 1no A1-A2=24VAC | Liquid level monitoring relay gamme CM 1no, A1-A2=24VAC | CM-ENE MAX Niveaurelais 1S, 24VAC | CM-ENE MAX Liquid level relay 1n/o, 24VAC
1SVR550855R9500 | 1SVR550855R9500 | Active | 4013614349928 | 117.85 | 1 | 1 | stuk | Liquid Level Monitoring Relays | BE31230 | SP (Control general) | stuk | CM 1no A1-A2=24VAC | RELAIS MON. CM-ENE NIV. MIN. LIQUIDE 1NO 24V AC | CM-ENE MIN Niveaurelais 1S, 24VAC | CM-ENE MIN Liquid level relay 1n/o, 24VAC
1SVR550870R9400 | 1SVR550870R9400 | Active | 4013614348105 | 124.8 | 1 | 1 | stuk | Three-Phase Monitoring Relays | BE31230 | SP (Control general) | stuk | Monitoring relais CM-PVE 1NO L1 2 3-N=185-265VAC | Relais mon.de phase 3ph+Neutre CM-PVE | CM-PVE Phasenüberwachungsrelais 1S, L1,2,3-N=185-265VAC | CM-PVE Phase monitoring relay 1n/o, L1,2,3-N=185-265VAC
1SVR550871R9500 | 1SVR550871R9500 | Active | 4013614348112 | 124.8 | 1 | 1 | stuk | Three-Phase Monitoring Relays | BE31230 | SP (Control general) | stuk | Monitoring relais CM-PVE 1NO L1 2 3=320-460VAC | Phase monitor for over-/underv gamme CM 1no,with neutral mon. L1,2,3=320-460Vac | CM-PVE Phasenüberwachungsrelais 1S, L1,2,3=320-460VAC | CM-PVE Phase monitoring relay 1n/o, L1,2,3=320-460VAC
1SVR550881R9400 | 1SVR550881R9400 | Active | 4013614350498 | 115.7 | 1 | 1 | stuk | Three-Phase Monitoring Relays | BE31230 | SP (Control general) | stuk | Monitoring relais CM-PBE 1NO L1 2 3-N=220-240VAC | Phase loss monitor gamme CM 1no, with neutral mon. L1,2,3-N=240VAC | CM-PBE Phasenausfallüberwachungsrelais 1S, L1,2,3-N=220-240VAC | CM-PBE Phase loss monitoring relay 1n/o, L1,2,3-N=220-240VAC
1SVR550882R9500 | 1SVR550882R9500 | Active | 4013614348136 | 115.7 | 1 | 1 | stuk | Three-Phase Monitoring Relays | BE31230 | SP (Control general) | stuk | Monitoring relais CM-PBE 1NO L1 2 3= 380-440VAC | Phase loss monitor gamme CM 1no, w/o neutral mon.L1,2,3= 380-440Vac | CM-PBE Phasenausfallüberwachungsrelais 1S, L1,2,3=380-440VAC | CM-PBE Phase loss monitoring relay 1n/o, L1,2,3= 380-440VAC
1SVR560730R3401 | CM-UFD.M31 | Active | 4013614492914 | 1731.73 | 1 | 1 | stuk | Grid-Feeding Monitoring Relays | BE31230 | SP (Control general) | stuk | Grid-Feeding Monitoring Relays CM-UFD.M31 | Relais de controle gamme CM for grid feeding, 3c/o, 0-540VAC | CM-UFD.M31 NA-Schutzrelais Netzeinspeiseüberwachungsrelais, 3 We | CM-UFD.M31 Grid feeding monitoring relay 3c/o,L-L= 0-540VAC,L-N=0-312VAC
1SVR560730R3402 | CM-UFD.M33 | Active | 4013614492921 | 1910.54 | 1 | 1 | stuk | Grid-Feeding Monitoring Relays | BE31230 | SP (Control general) | stuk | Grid-Feeding Monitoring Relays CM-UFD.M33 | Relais de controle Gamme CM CM-UFD.M33 | CM-UFD.M33 NA-Schutzrelais Netzeinspeiseüberwachungsrelais, 3 We | CM-UFD.M33 Grid feeding monitoring relay 3c/o,L-L= 0-550VAC,L-N=0-317VAC
1SVR560731R3700 | 1SVR560731R3700 | Active | 4013614521119 | 1817.57 | 1 | 1 | stuk | Measuring and Monitoring Relays | BE31230 | SP (Control general) | stuk | Bewakingsrelais CM-series for grid feeding, 3c/o, 0-540VAC | Relais de controle gamme CM for grid feeding, 3c/o, 0-540VAC | Monitoring relay CM-range for grid feeding, 3c/o, 0-540VAC | Monitoring relay CM-range for grid feeding, 3c/o, 0-540VAC
1SVR560731R3701 | CM-UFD.M31M | Active | 4013614521126 | 2364.17 | 1 | 1 | stuk | Grid-Feeding Monitoring Relays | BE31230 | SP (Control general) | stuk | Grid-Feeding Monitoring Relays CM-UFD.M31M | Relais de controle gamme CM for grid feeding, 3c/o, 0-540VAC, ModBus | CM-UFD.M31M Netzeinspeiseüberw.- Relais 3We,L-L=0-540VAC,L-N=0-312VAC,ModbusRTU | CM-UFD.M31M Grid feeding monitoring rel. 3c/o,L-L=0-540VAC,L-N=0-312VAC,ModbusRTU
1SVR560731R3702 | CM-UFD.M33M | Active | 4013614521133 | 2027.61 | 1 | 1 | stuk | Grid-Feeding Monitoring Relays | BE31230 | SP (Control general) | stuk | Grid-Feeding Monitoring Relays CM-UFD.M33M | CM-UFD.M33M Grid feeding monitoring rel. 3c/o,L-L=0-550VAC,L-N=0-317VAC,ModbusRTU | CM-UFD.M33M | CM-UFD.M33M Grid feeding monitoring rel. 3c/o,L-L=0-550VAC,L-N=0-317VAC,ModbusRTU
1SVR560731R3703 | 1SVR560731R3703 | Active | 4013614521140 | 2327.96 | 1 | 1 | stuk | Measuring and Monitoring Relays | BE31230 | SP (Control general) | stuk | Bewakingsrelais CM-series for grid feeding, 3c/o, 0-540VAC | Relais de controle gamme CM for grid feeding, 3c/o, 0-540VAC | Monitoring relay CM-range for grid feeding, 3c/o, 0-540VAC | Monitoring relay CM-range for grid feeding, 3c/o, 0-540VAC
1SVR730005R0100 | COV.11 | Active | 4016779876766 | 14.58 | 1 | 1 | stuk | Monitoring Relays | BE31230 | SP (Control general) | stuk | Deksel COV Transp.,verzegelbaar 22.5Mm | Couvercle transp.plombable Série CM-CT 22.5 mm | COV.11 Plombierbare Klarsichtabdeckung 22,5 mm | COV.11 Sealable transparent cover 22.5 mm
1SVR730006R0000 | MAR.12 | Active | 4016779925266 | 3.26 | 1 | 10 | stuk | Monitoring Relays | BE31230 | SP (Control general) | stuk | labelMAR zonder DIP switchesKlem | MAR.12 Étiquette marqueur, pour dispositifs avec interrupteurs DIP | MAR.12 Beschriftungsschild für Geräte mit DIP-Schalter | MAR.12 Marker label, for devices with DIP switches
1SVR730010R0200 | 1SVR730010R0200 | Active | 4016779851367 | 206.42 | 1 | 1 | stuk | CT-S Range | BE31230 | SP (Control general) | stuk | CT-MFS.21SMultifct 2c/o 24-240VAC/DC | Relais temporisé Série CT-S multi, 2CO, 0.05s-300h, 24-240Vac/dc | CT-MFS.21S Zeitrelais, multifunktion 2We, 24-240VAC/DC | CT-MFS.21S Time relay, multifunction 2c/o, 24-240VAC/DC
1SVR730010R3200 | 1SVR730010R3200 | Active | 4016779851374 | 178.81 | 1 | 1 | stuk | CT-S Range | BE31230 | SP (Control general) | stuk | CT-MBS.22SMultifct 2c/o 24-48VDC 24-240VAC | Relais temporisé Série CT-S multi, 2CO, 0.05s-300h, 24-48Vdc 24-240Vac | CT-MBS.22S Zeitrelais, multifunktion 2We, 24-48VDC, 24-240VAC | CT-MBS.22S Time relay, multifunction 2c/o, 24-48VDC, 24-240VAC
1SVR730020R0200 | 1SVR730020R0200 | Active | 4016779851381 | 172.81 | 1 | 1 | stuk | CT-S Range | BE31230 | SP (Control general) | stuk | CT-MVS.21SMultifct 2W 24-240VAC/DC | Relais temporisé Série CT-S multi, 2CO, 0.05s-300h, 24-240Vac/dc | CT-MVS.21S Zeitrelais, multifunktion 2We, 24-240VAC/DC | CT-MVS.21S Time relay, multifunction 2c/o, 24-240VAC/DC
1SVR730020R3100 | 1SVR730020R3100 | Active | 4016779851398 | 159.61 | 1 | 1 | stuk | CT-S Range | BE31230 | SP (Control general) | stuk | CT-MVS.12SMultifct 1c/o 24-48VDC 24-240VAC | Relais temporisé Série CT-S multi, 1CO, 0.05s-300h, 24-48Vdc 24-240Vac | CT-MVS.12S Zeitrelais, multifunktion 1We, 24-48VDC, 24-240VAC | CT-MVS.12S Time relay, multifunction 1c/o, 24-48VDC, 24-240VAC
1SVR730020R3300 | 1SVR730020R3300 | Active | 4016779851404 | 178.81 | 1 | 1 | stuk | CT-S Range | BE31230 | SP (Control general) | stuk | CT-MVS.22SMultifct 2c/o 24-48VDC 24-240VAC | Relais temporisé Série CT-S multi, 2CO, 0.05s-300h, 24-48Vdc 24-240Vac | CT-MVS.22S Zeitrelais, multifunktion 2We, 24-48VDC, 24-240VAC | CT-MVS.22S Time relay, multifunction 2c/o, 24-48VDC, 24-240VAC
1SVR730021R2300 | 1SVR730021R2300 | Active | 4016779851411 | 206.42 | 1 | 1 | stuk | CT-S Range | BE31230 | SP (Control general) | stuk | CT-MVS.23SMultifct 2c/o 380-440VAC | Relais temporisé Série CT-S multi, 2CO, 0.05s-300h, 380-440V | CT-MVS.23S Zeitrelais, multifunktion 2We, 380-440VAC | CT-MVS.23S Time relay, multifunction 2c/o, 380-440VAC
1SVR730030R3300 | 1SVR730030R3300 | Active | 4016779851428 | 206.42 | 1 | 1 | stuk | CT-S Range | BE31230 | SP (Control general) | stuk | CT-MXS.22SMultifct 2c/o 24-48VDC 24-240VAC | Relais temporisé Série CT-S multi, 2CO, 0.05s-300h, 24-48Vdc 24-240Vac | CT-MXS.22S Zeitrelais, multifunktion 2We, 24-48VDC, 24-240VAC | CT-MXS.22S Time relay, multifunction 2c/o, 24-48VDC, 24-240VAC
1SVR730040R3300 | 1SVR730040R3300 | Active | 4016779851435 | 132 | 1 | 1 | stuk | CT-S Range | BE31230 | SP (Control general) | stuk | CT-S 1SVR730040R3300 | Relais temporisé Série CT-S multi, 2CO, 0.05s-300h, 24-48Vdc 24-240Vac | CT-WBS.22S Zeitrelais, Wischer u.Blinker 2We, 24-48VDC, 24-240VAC | CT-WBS.22S Time relay, impulse & flasher 2c/o, 24-48VDC, 24-240VAC
1SVR730100R0300 | 1SVR730100R0300 | Active | 4016779851442 | 145.22 | 1 | 1 | stuk | CT-S Range | BE31230 | SP (Control general) | stuk | CT-ERS.21S ON-delay 2c/o 24-240VAC/DC | Relais temporisé Série CT-S on-delay, 2CO, 0.05s-300h, 24-240Vac/dc | CT-ERS.21S Zeitrelais, ansprechverzögert 2 WE, 24-240 VAC/DC | CT-ERS.21S Time relay, ON-delay 2c/o, 24-240VAC/DC
1SVR730100R3100 | 1SVR730100R3100 | Active | 4016779851459 | 107.41 | 1 | 1 | stuk | CT-S Range | BE31230 | SP (Control general) | stuk | CT-ERS.12S ON-delay 1c/o 24-48VDC 24-240VAC | Relais temporisé Série CT-S on-delay, 1CO, 0.05s-300h, 24-48Vdc 24-240Vac | CT-ERS.12S Zeitrelais, ansprechverzögert 1 WE, 24-48 VDC, 24-240 VAC | CT-ERS.12S Time relay, ON-delay 1c/o, 24-48VDC, 24-240VAC
1SVR730100R3300 | 1SVR730100R3300 | Active | 4016779851466 | 126 | 1 | 1 | stuk | CT-S Range | BE31230 | SP (Control general) | stuk | CT-ERS.22S ON-delay 2c/o 24-48VDC 24-240VAC | Relais temporisé Série CT-S on-delay, 2CO, 0.05s-300h, 24-48Vdc 24-240Vac | CT-ERS.22S Zeitrelais, ansprechverzögert 2 WE, 24-48 VDC, 24-240 VAC | CT-ERS.22S Time relay, ON-delay 2c/o, 24-48VDC, 24-240VAC
1SVR730110R3300 | 1SVR730110R3300 | Active | 4016779851473 | 145.22 | 1 | 1 | stuk | CT-S Range | BE31230 | SP (Control general) | stuk | CT-AHS.22S OFF-delay 2c/o 24-48VDC 24-240VAC | Relais temporisé Série CT-S off-delay, 2CO, 0.05s-300h, 24-48Vdc 24-240Vac | CT-AHS.22S Zeitrelais, rückfallverzögert 2We, 24-48VDC, 24-240VAC | CT-AHS.22S Time relay, OFF-delay 2c/o, 24-48VDC, 24-240VAC
1SVR730120R3100 | 1SVR730120R3100 | Active | 4016779851480 | 178.81 | 1 | 1 | stuk | CT-S Range | BE31230 | SP (Control general) | stuk | CT-ARS.11S true OFF-delay 1c/o 24-240VAC/DC | Relais temporisé Série CT-S off-delay, 1c/o, 24-240VAC/DC | CT-ARS.11S Zeitrelais, rückfall. o.H-spg 1We, 24-240VAC/DC | CT-ARS.11S Time relay, true OFF-delay 1c/o, 24-240VAC/DC
1SVR730120R3300 | 1SVR730120R3300 | Active | 4016779851497 | 211.21 | 1 | 1 | stuk | CT-S Range | BE31230 | SP (Control general) | stuk | vertraagd afvallend CT-S 2c/o 24-240Vac/dc | Relais temporisé Série CT-S 2c/o, 24-240Vac/dc | CT-ARS.21S Zeitrelais, rückfall. o.H-spg 2We, 24-240VAC/DC | CT-ARS.21S Time relay, true OFF-delay 2c/o, 24-240VAC/DC
1SVR730180R0300 | 1SVR730180R0300 | Active | 4016779851503 | 164.4 | 1 | 1 | stuk | CT-S Range | BE31230 | SP (Control general) | stuk | CT-APS.21S OFF-delay 2c/o 24-240VAC/DC | Relais temporisé Série CT-S off-delay, 2CO, 0.05s-300h, 24-240Vac/dc | CT-APS.21S Zeitrelais, rückfallverzögert 2We, 24-240VAC/DC | CT-APS.21S Time relay, OFF-delay 2c/o, 24-240VAC/DC
1SVR730180R3100 | 1SVR730180R3100 | Active | 4016779851510 | 130.8 | 1 | 1 | stuk | CT-S Range | BE31230 | SP (Control general) | stuk | CT-APS.12S OFF-delay 1c/o 24-48VDC 24-240VAC | Relais temporisé Série CT-S off-delay, 1CO, 0.05s-300h, 24-48Vdc 24-240Vac | CT-APS.12S Zeitrelais, rückfallverzögert 1We, 24-48VDC, 24-240VAC | CT-APS.12S Time relay, OFF-delay 1c/o, 24-48VDC, 24-240VAC
1SVR730180R3300 | 1SVR730180R3300 | Active | 4016779851527 | 145.22 | 1 | 1 | stuk | CT-S Range | BE31230 | SP (Control general) | stuk | CT-APS.22S OFF-delay 2c/o 24-48VDC 24-240VAC | Relais temporisé Série CT-S off-delay, 2c/o, 24-48VDC, 24-240VAC | CT-APS.22S Zeitrelais, rückfallverzögert 2We, 24-48VDC, 24-240VAC | CT-APS.22S Time relay, OFF-delay 2c/o, 24-48VDC, 24-240VAC
1SVR730210R3300 | 1SVR730210R3300 | Active | 4016779851534 | 122.41 | 1 | 1 | stuk | CT-S Range | BE31230 | SP (Control general) | stuk | CT-SDS.22S star-delta 2n/o 24-48VDC 24-240VAC | Relais temporisé Série CT-S étoile-triangle, 2 NO, 24-48Vdc 24-240Vac | CT-SDS.22S Zeitrelais Stern-Dreieck-Umschaltung, 2S | CT-SDS.22S Time relay, star-delta 2n/o, 24-48VDC, 24-240VAC
1SVR730211R2300 | 1SVR730211R2300 | Active | 4016779851541 | 141.62 | 1 | 1 | stuk | CT-S Range | BE31230 | SP (Control general) | stuk | CT-SDS.23S star-delta 2n/o 380-440VAC | Relais temporisé Série CT-S étoile-triangle, 2 NO, 380-440Vac | CT-SDS.23S Zeitrelais Stern-Dreieck-Umschaltung, 2S | CT-SDS.23S Time relay, star-delta 2n/o, 380-440VAC
1SVR730660R0100 | CM-IWS.1S | Active | 4016779852609 | 416.44 | 1 | 1 | stuk | Insulation Monitoring Relays | BE31230 | SP (Control general) | stuk | CM-IWS 1c/o 1-100kOhm 24-240Vac/dc | Relais d'isolation Série CM 1c/o, 1-100kOhm, 24-240Vac/dc | CM-IWS.1S Isolationsüberwachungsrelais 1We, 1-100kOhm, 24-240VAC/DC | CM-IWS.1S Insulation monitoring relay 1c/o, 1-100kOhm, 24-240VAC/DC
1SVR730670R0200 | CM-IWS.2S | Active | 4016779852616 | 373.22 | 1 | 1 | stuk | Insulation Monitoring Relays | BE31230 | SP (Control general) | stuk | CM-IWS 1c/o 1-100kOhm 24-240Vac/dc | Relais d'isolation Série CM 1c/o, 1-100kOhm, 24-240Vac/dc | CM-IWS.2S Isolationsüberwachungsrelais 1We, 1-100kOhm, 24-240VAC/DC | CM-IWS.2S Insulation monitoring relay 1c/o, 1-100kOhm, 24-240VAC/DC
1SVR730700R0100 | CM-MSS.12S | Active | 4013614496721 | 128.41 | 1 | 1 | stuk | Thermistor Motor Protection Relays | BE31230 | SP (Control general) | stuk | CM-MSS 1c/o 24VAC/DC | Thermistor motor prot. Relais gamme CM CM-MSS.12S | CM-MSS.12S Thermistor-Motorschutzrelais 1We, 24VAC/DC | CM-MSS.12S Therm. motor protec. relay 1c/o, 24VAC/DC
1SVR730700R0200 | CM-MSS.22S | Active | 4013614496714 | 96.49 | 1 | 1 | stuk | Thermistor Motor Protection Relays | BE31230 | SP (Control general) | stuk | CM-MSS 2c/o 24VAC/DC | Thermistor protection Moteur Gamme CM 2c/o, 24VAC/DC | CM-MSS.22S Thermistor-Motorschutzrelais 2We, 24VAC/DC | CM-MSS.22S Therm. motor protec. relay 2c/o, 24VAC/DC
1SVR730700R2100 | CM-MSS.13S | Active | 4013614496707 | 128.41 | 1 | 1 | stuk | Thermistor Motor Protection Relays | BE31230 | SP (Control general) | stuk | CM-MSS.13S 1c/o 110-130VAC/220-240VAC | Thermistor motor prot. Relais Gamme CM 1c/o, auto reset, 110-130VAC/220-240VAC | CM-MSS.13S Thermistor-Motorschutzrelais 1We, 110-130VAC/220-240VAC | CM-MSS.13S Therm. motor protec. relay 1c/o, 110-130VAC/220-240VAC
1SVR730700R2200 | CM-MSS.23S | Active | 4013614496691 | 119.64 | 1 | 1 | stuk | Thermistor Motor Protection Relays | BE31230 | SP (Control general) | stuk | CM-MSS.23S 2c/o 110-130VAC/220-240VAC | Thermistor motor prot. Relais gamme CM 2c/o, reset, A1-A2=110-130/220-240Vac | CM-MSS.23S Thermistor-Motorschutzrelais 2We, 110-130VAC/220-240VAC | CM-MSS.23S Therm. motor protec. relay 2c/o, 110-130VAC/220-240VAC
1SVR730712R0200 | CM-MSS.32S | Active | 4013614496684 | 107.89 | 1 | 1 | stuk | Thermistor Motor Protection Relays | BE31230 | SP (Control general) | stuk | CM-MSS 2c/o 24VAC/DC | Thermistor motor prot. Relais Serie CM 2c/o, 24VAC/DC | CM-MSS.32S Thermistor-Motorschutzrelais 2We, 24VAC/DC | CM-MSS.32S Therm. motor protec. relay 2c/o, 24VAC/DC
1SVR730712R1200 | CM-MSS.41S | Active | 4013614496677 | 218.42 | 1 | 1 | stuk | Thermistor Motor Protection Relays | BE31230 | SP (Control general) | stuk | CM-MSS 2c/o 24-240VAC/DC | Thermistor motor prot. Relais gamme CM 2c/o, 24-240VAC/DC | CM-MSS.41S Thermistor-Motorschutzrelais 2We, 24-240VAC/DC | CM-MSS.41S Therm. motor protec. relay 2c/o, 24-240VAC/DC
1SVR730712R1300 | CM-MSS.51S | Active | 4013614496660 | 277.21 | 1 | 1 | stuk | Thermistor Motor Protection Relays | BE31230 | SP (Control general) | stuk | CM-MSS 2x1c/o 24-240VAC/DC | Thermistor motor prot. Relais Serie CM 2x1c/o, 24-240VAC/DC | CM-MSS.51S Thermistor-Motorschutzrelais 2x1We, 24-240VAC/DC | CM-MSS.51S Therm. motor protec. relay 2x1c/o, 24-240VAC/DC
1SVR730712R1400 | CM-MSS.31S | Active | 4013614496653 | 207.62 | 1 | 1 | stuk | Thermistor Motor Protection Relays | BE31230 | SP (Control general) | stuk | CM-MSS 1n/o+1n/c 24-240VAC/DC | Thermistor motor prot. Relais gamme CM 1n/o+1n/c, 24-240VAC/DC | CM-MSS.31S Thermistor-Motorschutzrelais 1S+1Ö, 24-240VAC/DC | CM-MSS.31S Therm. motor protec. relay 1n/o+1n/c, 24-240VAC/DC
1SVR730712R2200 | CM-MSS.33S | Active | 4013614496646 | 107.89 | 1 | 1 | stuk | Thermistor Motor Protection Relays | BE31230 | SP (Control general) | stuk | CM-MSS 2c/o 110-130VAC/220-240VAC | Thermistor motor prot. Relais Gamme CM 2c/o, 110-130VAC/220-240VAC | CM-MSS.33S Thermistor-Motorschutzrelais 2We, 110-130VAC/220-240VAC | CM-MSS.33S Therm. motor protec. relay 2c/o, 110-130VAC/220-240VAC
1SVR730720R1400 | CM-MSS.11S | Active | 4013614496639 | 138.01 | 1 | 1 | stuk | Thermistor Motor Protection Relays | BE31230 | SP (Control general) | stuk | CM-MSS 1n/o+1n/c 24-240VAC/DC | Thermistor motor prot. Relay gamme CM 1n/o+1n/c, 24-240VAC/DC | CM-MSS.11S Thermistor-Motorschutzrelais 1S+1Ö, 24-240VAC/DC | CM-MSS.11S Therm. motor protec. relay 1n/o+1n/c, 24-240VAC/DC
1SVR730722R1400 | CM-MSS.21S | Active | 4013614496622 | 141.62 | 1 | 1 | stuk | Thermistor Motor Protection Relays | BE31230 | SP (Control general) | stuk | CM-MSS 1m 1v 24-240VAC/DC | CM-MSS.21S CM-MSS.21S RELAIS PROTEC. MOTEUR THERMISTANCE ATEX | CM-MSS.21S Thermistor-Motorschutzrelais 1S+1Ö, 24-240VAC/DC | CM-MSS.21S Therm. motor protec. relay 1n/o+1n/c, 24-240VAC/DC
1SVR730740R0100 | CM-TCS.11S | Active | 4016779852715 | 337.22 | 1 | 1 | stuk | Temperature Monitoring Relays | BE31230 | SP (Control general) | stuk | Temperature Monitoring Relays CM-TCS.11S | Rélais de température Série CM Temp. -50...+50°C, 24-240Vac/dc | CM-TCS.11S Temperaturüberwachungsrelais Temp.-bereich -50...+50°C, 24-240VAC/DC | CM-TCS.11S Temperature monitoring relay Temp.-range -50...+50°C, 24-240VAC/DC
1SVR730740R0200 | CM-TCS.12S | Active | 4016779852722 | 337.22 | 1 | 1 | stuk | Temperature Monitoring Relays | BE31230 | SP (Control general) | stuk | Temperature Monitoring Relays CM-TCS.12S | Rélais de température Série CM Temp. 0...+100°C, 24-240Vac/dc | CM-TCS.12S Temperaturüberwachungsrelais Temp.-bereich 0...+100°C, 24-240VAC/DC | CM-TCS.12S Temperature monitoring relay Temp.-range 0...+100°C, 24-240VAC/DC
1SVR730740R0300 | CM-TCS.13S | Active | 4016779852739 | 337.22 | 1 | 1 | stuk | Temperature Monitoring Relays | BE31230 | SP (Control general) | stuk | Temperature Monitoring Relays CM-TCS.13S | Rélais de température Série CM Temp. 0...+200°C, 24-240Vac/dc | CM-TCS.13S Temperaturüberwachungsrelais Temp.-bereich 0...+200°C, 24-240VAC/DC | CM-TCS.13S Temperature monitoring relay Temp.-range 0...+200°C, 24-240VAC/DC
1SVR730740R9100 | CM-TCS.21S | Active | 4016779852746 | 276.02 | 1 | 1 | stuk | Temperature Monitoring Relays | BE31230 | SP (Control general) | stuk | Temperature Monitoring Relays CM-TCS.21S | Rélais de température Série CM Temp. -50...+50°C, 24Vac/dc | CM-TCS.21S Temperaturüberwachungsrelais Temp.-bereich -50...+50°C, 24VAC/DC | CM-TCS.21S Temperature monitoring relay Temp.-range -50...+50°C, 24VAC/DC
1SVR730740R9200 | CM-TCS.22S | Active | 4016779852753 | 276.02 | 1 | 1 | stuk | Temperature Monitoring Relays | BE31230 | SP (Control general) | stuk | Temperature Monitoring Relays CM-TCS.22S | Rélais de température Série CM Temp. 0...+100°C, 24Vac/dc | CM-TCS.22S Temperaturüberwachungsrelais Temp.-bereich 0...+100°C, 24VAC/DC | CM-TCS.22S Temperature monitoring relay Temp.-range 0...+100°C, 24VAC/DC
1SVR730740R9300 | CM-TCS.23S | Active | 4016779852760 | 276.02 | 1 | 1 | stuk | Temperature Monitoring Relays | BE31230 | SP (Control general) | stuk | Temperature Monitoring Relays CM-TCS.23S | Rélais de température Série CM Temp. 0...+200°C, 24Vac/dc | CM-TCS.23S Temperaturüberwachungsrelais Temp.-bereich 0...+200°C, 24VAC/DC | CM-TCS.23S Temperature monitoring relay Temp.-range 0...+200°C, 24VAC/DC
1SVR730750R0400 | 1SVR730750R0400 | Active | 4016779852128 | 381.63 | 1 | 1 | stuk | Single-Phase Current and Voltage Monitors | BE31230 | SP (Control general) | stuk | CM-EFS.2S 2c/o B-C=3-600VRMS 24-240VAC/DC | Relais de tension Série CM 2c/o, B-C=3-600VRMS, 24-240Vac/dc | CM-EFS.2S Spannungsüberwachungsrelais 2We, B-C=3-600VRMS, 24-240VAC/DC | CM-EFS.2S Voltage monitoring relay 2c/o, B-C=3-600VRMS, 24-240VAC/DC
1SVR730760R0400 | CM-SFS.21S | Active | 4016779852135 | 381.63 | 1 | 1 | stuk | Single-Phase Current and Voltage Monitors | BE31230 | SP (Control general) | stuk | CM-SFS.21S 2c/o B-C=3mA-1A RMS 24-240VAC/DC | Relais de courant Série CM 2c/o, B-C=3mA-1A RMS, 24-240Vac/dc | CM-SFS.21S Stromüberwachungsrelais 2We, B-C=3mA-1A RMS, 24-240VAC/DC | CM-SFS.21S Current monitoring relay 2c/o, B-C=3mA-1A RMS, 24-240VAC/DC
1SVR730760R0500 | CM-SFS.22S | Active | 4016779852142 | 381.63 | 1 | 1 | stuk | Single-Phase Current and Voltage Monitors | BE31230 | SP (Control general) | stuk | CM-SFS.22S 2c/oB-C=0.3-15A RMS 24-240VAC/DC | Relais de courant Série CM 2c/o,B-C=0.3-15A RMS, 24-240Vac/dc | CM-SFS.22S Stromüberwachungsrelais 2We,B-C=0,3-15A RMS, 24-240VAC/DC | CM-SFS.22S Current monitoring relay 2c/o,B-C=0.3-15A RMS, 24-240VAC/DC
1SVR730774R1300 | CM-PAS.31S | Active | 4016779851794 | 307.23 | 1 | 1 | stuk | Three-Phase Monitoring Relays | BE31230 | SP (Control general) | stuk | CM-PAS.31S 3F 2c/o 00.1-30s L123=3x160-300VAC | Relais de déséquilibre phase Série CM 2c/o, 0,0.1-30s, L1-L2-L3=3x160-300Vac | CM-PAS.31S Dreiphasenüberwachungsrelais 2We, 0,0,1-30s, L1-L2-L3=3x160-300VAC | CM-PAS.31S Three-phase monitoring relay 2c/o, 0,0.1-30s, L1-L2-L3=3x160-300VAC
1SVR730774R3300 | CM-PAS.41S | Active | 4016779851800 | 307.23 | 1 | 1 | stuk | Three-Phase Monitoring Relays | BE31230 | SP (Control general) | stuk | CM-PAS.41S 3F 2c/o 00.1-30s L123=3x300-500VAC | Relais de déséquilibre phase Série CM 2c/o, 0,0.1-30s, L1-L2-L3=3x300-500Vac | CM-PAS.41S Dreiphasenüberwachungsrelais 2We, 0,0,1-30s, L1-L2-L3=3x300-500VAC | CM-PAS.41S Three-phase monitoring relay 2c/o, 0,0.1-30s, L1-L2-L3=3x300-500VAC
1SVR730784R2300 | CM-PSS.31S | Active | 4016779851817 | 258.02 | 1 | 1 | stuk | Three-Phase Monitoring Relays | BE31230 | SP (Control general) | stuk | CM-PSS.31S 3F 2c/o 00.1-30s L123=3x380VAC | Relais de tension Série CM 2c/o, 0,0.1-30s, L1-L2-L3=3x380Vac | CM-PSS.31S Dreiphasenüberwachungsrelais 2We, 0,0,1-30s, L1-L2-L3=3x380VAC | CM-PSS.31S Three-phase monitoring relay 2c/o, 0,0.1-30s, L1-L2-L3=3x380VAC
1SVR730784R3300 | CM-PSS.41S | Active | 4016779851824 | 258.02 | 1 | 1 | stuk | Three-Phase Monitoring Relays | BE31230 | SP (Control general) | stuk | CM-PSS.41S 3F 2c/o 00.1-30s L123=3x400VAC | Relais de tension Série CM 2c/o, 0,0.1-30s, L1-L2-L3=3x400Vac | CM-PSS.41S Dreiphasenüberwachungsrelais 2We, 0,0,1-30s, L1-L2-L3=3x400VAC | CM-PSS.41S Three-phase monitoring relay 2c/o, 0,0.1-30s, L1-L2-L3=3x400VAC
1SVR730794R1300 | CM-PVS.31S | Active | 4016779851831 | 322.83 | 1 | 1 | stuk | Three-Phase Monitoring Relays | BE31230 | SP (Control general) | stuk | CM-PVS.31S 3F 2c/o 00.1-30s L123=3x160-300VAC | Relais de tension Série CM 2c/o, 0,0.1-30s, L1-L2-L3=3x160-300Vac | CM-PVS.31S Dreiphasenüberwachungsrelais 2We, 0,0,1-30s, L1-L2-L3=3x160-300VAC | CM-PVS.31S Three-phase monitoring relay 2c/o, 0,0.1-30s, L1-L2-L3=3x160-300VAC
1SVR730794R2300 | CM-PVS.81S | Active | 4016779876483 | 322.83 | 1 | 1 | stuk | Three-Phase Monitoring Relays | BE31230 | SP (Control general) | stuk | CM-PVS.81S 3F 2c/o 001-30s L123=3x200-400VAC | Relais de tension Série CM 2c/o, 0,0,1-30s, L1-L2-L3=3x200-400Vac | CM-PVS.81S Dreiphasenüberwachungsrelais 2We, 0,0,1-30s, L1-L2-L3=3x200-400VAC | CM-PVS.81S Three-phase monitoring relay 2c/o, 0,0,1-30s, L1-L2-L3=3x200-400VAC
1SVR730794R3300 | CM-PVS.41S | Active | 4016779851848 | 322.83 | 1 | 1 | stuk | Three-Phase Monitoring Relays | BE31230 | SP (Control general) | stuk | CM-PVS.41S 3F 2c/o 00.1-30s L123=3x300-500VAC | Relais de tension Série CM 2c/o, 0,0.1-30s, L1-L2-L3=3x300-500Vac | CM-PVS.41S Dreiphasenüberwachungsrelais 2We, 0,0,1-30s, L1-L2-L3=3x300-500VAC | CM-PVS.41S Three-phase monitoring relay 2c/o, 0,0.1-30s, L1-L2-L3=3x300-500VAC
1SVR730824R9300 | CM-PFS.S | Active | 4016779851947 | 162.01 | 1 | 1 | stuk | Three-Phase Monitoring Relays | BE31230 | SP (Control general) | stuk | CM-PFS.S 3F 2c/o L123=200-500VAC 50/60Hz | Phase sequence monit relay Série CM 2c/o, L1-L2-L3=200-500Vac 50/60Hz | CM-PFS.S Dreiphasenüberwachungsrelais 2We, L1-L2-L3=200-500VAC 50/60Hz | CM-PFS.S Three-phase monitoring relay 2c/o, L1-L2-L3=200-500VAC 50/60Hz
1SVR730830R0300 | 1SVR730830R0300 | Active | 4016779852159 | 322.83 | 1 | 1 | stuk | Single-Phase Current and Voltage Monitors | BE31230 | SP (Control general) | stuk | CM-ESS.1S 1c/o B-C=3-600VRMS 24-240VAC/DC | Relais de tension Série CM 1c/o, B-C=3-600VRMS, 24-240Vac/dc | CM-ESS.1S Spannungsüberwachungsrelais 1We, B-C=3-600VRMS, 24-240VAC/DC | CM-ESS.1S Voltage monitoring relay 1c/o, B-C=3-600VRMS, 24-240VAC/DC
1SVR730830R0400 | 1SVR730830R0400 | Active | 4016779852166 | 344.74 | 1 | 1 | stuk | Single-Phase Current and Voltage Monitors | BE31230 | SP (Control general) | stuk | CM-ESS.2S 2c/o B-C=3-600VRMS 24-240VAC/DC | Relais de tension Série CM 2c/o, B-C=3-600VRMS, 24-240Vac/dc | CM-ESS.2S Spannungsüberwachungsrelais 2We, B-C=3-600VRMS, 24-240VAC/DC | CM-ESS.2S Voltage monitoring relay 2c/o, B-C=3-600VRMS, 24-240VAC/DC
1SVR730830R0500 | 1SVR730830R0500 | Active | 4016779852173 | 381.63 | 1 | 1 | stuk | Single-Phase Current and Voltage Monitors | BE31230 | SP (Control general) | stuk | CM-ESS.MS 2c/o B-C=3-600VRMS 24-240VAC/DC | Relais de tension Série CM 2c/o, B-C=3-600VRMS, 24-240Vac/dc | CM-ESS.MS Spannungsüberwachungsrelais 2We, B-C=3-600VRMS, 24-240VAC/DC | CM-ESS.MS Voltage monitoring relay 2c/o, B-C=3-600VRMS, 24-240VAC/DC
1SVR730831R0300 | 1SVR730831R0300 | Active | 4016779852180 | 271.21 | 1 | 1 | stuk | Single-Phase Current and Voltage Monitors | BE31230 | SP (Control general) | stuk | CM-ESS.1S 1c/o B-C=3-600VRMS 110-130VAC | Relais de tension Série CM 1c/o, B-C=3-600VRMS, 110-130Vac | CM-ESS.1S Spannungsüberwachungsrelais 1We, B-C=3-600VRMS, 110-130VAC | CM-ESS.1S Voltage monitoring relay 1c/o, B-C=3-600VRMS, 110-130VAC
1SVR730831R0400 | 1SVR730831R0400 | Active | 4016779852197 | 301.22 | 1 | 1 | stuk | Single-Phase Current and Voltage Monitors | BE31230 | SP (Control general) | stuk | CM-ESS.2S 2c/o B-C=3-600VRMS 110-130VAC | Relais de tension Série CM 2c/o, B-C=3-600VRMS, 110-130Vac | CM-ESS.2S Spannungsüberwachungsrelais 2We, B-C=3-600VRMS, 110-130VAC | CM-ESS.2S Voltage monitoring relay 2c/o, B-C=3-600VRMS, 110-130VAC
1SVR730831R1300 | 1SVR730831R1300 | Active | 4016779852203 | 271.21 | 1 | 1 | stuk | Single-Phase Current and Voltage Monitors | BE31230 | SP (Control general) | stuk | CM-ESS.1S 1c/o B-C=3-600VRMS 220-240VAC | Relais de tension Série CM 1c/o, B-C=3-600VRMS, 220-240Vac | CM-ESS.1S Spannungsüberwachungsrelais 1We, B-C=3-600VRMS, 220-240VAC | CM-ESS.1S Voltage monitoring relay 1c/o, B-C=3-600VRMS, 220-240VAC
1SVR730831R1400 | 1SVR730831R1400 | Active | 4016779852210 | 301.22 | 1 | 1 | stuk | Single-Phase Current and Voltage Monitors | BE31230 | SP (Control general) | stuk | CM-ESS.2S 2c/o B-C=3-600VRMS 220-240VAC | Relais de tension Série CM 2c/o, B-C=3-600VRMS, 220-240Vac | CM-ESS.2S Spannungsüberwachungsrelais 2We, B-C=3-600VRMS, 220-240VAC | CM-ESS.2S Voltage monitoring relay 2c/o, B-C=3-600VRMS, 220-240VAC
1SVR730840R0200 | CM-SRS.11S | Active | 4016779852227 | 322.83 | 1 | 1 | stuk | Single-Phase Current and Voltage Monitors | BE31230 | SP (Control general) | stuk | CM-SRS.11S 1c/o B-C=3mA-1A RMS 24-240VAC/DC | Relais de courant Série CM 1c/o, B-C=3mA-1A RMS, 24-240Vac/dc | CM-SRS.11S Stromüberwachungsrelais 1We, B-C=3mA-1A RMS, 24-240VAC/DC | CM-SRS.11S Current monitoring relay 1c/o, B-C=3mA-1A RMS, 24-240VAC/DC
1SVR730840R0300 | CM-SRS.12S | Active | 4016779852234 | 322.83 | 1 | 1 | stuk | Single-Phase Current and Voltage Monitors | BE31230 | SP (Control general) | stuk | CM-SRS.12S 1c/oB-C=0.3-15A RMS 24-240VAC/DC | Relais de courant Série CM 1c/o,B-C=0.3-15A RMS, 24-240Vac/dc | CM-SRS.12S Stromüberwachungsrelais 1We,B-C=0,3-15A RMS, 24-240VAC/DC | CM-SRS.12S Current monitoring relay 1c/o,B-C=0.3-15A RMS, 24-240VAC/DC
1SVR730840R0400 | CM-SRS.21S | Active | 4016779852241 | 362.42 | 1 | 1 | stuk | Single-Phase Current and Voltage Monitors | BE31230 | SP (Control general) | stuk | CM-SRS.21S 2c/o B-C=3mA-1A RMS 24-240VAC/DC | Relais de courant Série CM 2c/o, B-C=3mA-1A RMS, 24-240Vac/dc | CM-SRS.21S Stromüberwachungsrelais 2We, B-C=3mA-1A RMS, 24-240VAC/DC | CM-SRS.21S Current monitoring relay 2c/o, B-C=3mA-1A RMS, 24-240VAC/DC
1SVR730840R0500 | CM-SRS.22S | Active | 4016779852258 | 351.64 | 1 | 1 | stuk | Single-Phase Current and Voltage Monitors | BE31230 | SP (Control general) | stuk | CM-SRS.22S 2c/oB-C=0.3-15A RMS 24-240VAC/DC | Relais de courant Série CM 2c/o,B-C=0.3-15A RMS, 24-240Vac/dc | CM-SRS.22S Stromüberwachungsrelais 2We,B-C=0,3-15A RMS, 24-240VAC/DC | CM-SRS.22S Current monitoring relay 2c/o,B-C=0.3-15A RMS, 24-240VAC/DC
1SVR730840R0600 | CM-SRS.M1S | Active | 4016779852265 | 381.63 | 1 | 1 | stuk | Single-Phase Current and Voltage Monitors | BE31230 | SP (Control general) | stuk | CM-SRS.M1S 2c/o B-C=3mA-1A RMS 24-240VAC/DC | Relais de courant Série CM 2c/o, B-C=3mA-1A RMS, 24-240Vac/dc | CM-SRS.M1S Stromüberwachungsrelais 2We, B-C=3mA-1A RMS, 24-240VAC/DC | CM-SRS.M1S Current monitoring relay 2c/o, B-C=3mA-1A RMS, 24-240VAC/DC
1SVR730840R0700 | CM-SRS.M2S | Active | 4016779852272 | 381.63 | 1 | 1 | stuk | Single-Phase Current and Voltage Monitors | BE31230 | SP (Control general) | stuk | CM-SRS.M2S 2c/oB-C=0.3-15A RMS 24-240VAC/DC | Relais de courant Série CM 2c/o,B-C=0.3-15A RMS, 24-240Vac/dc | CM-SRS.M2S Stromüberwachungsrelais 2We,B-C=0,3-15A RMS, 24-240VAC/DC | CM-SRS.M2S Current monitoring relay 2c/o,B-C=0.3-15A RMS, 24-240VAC/DC
1SVR730841R0200 | CM-SRS.11S | Active | 4016779852289 | 271.21 | 1 | 1 | stuk | Single-Phase Current and Voltage Monitors | BE31230 | SP (Control general) | stuk | CM-SRS.11S 1c/o B-C=3mA-1A RMS 110-130VAC | Relais de courant Série CM 1c/o, B-C=3mA-1A RMS, 110-130Vac | CM-SRS.11S Stromüberwachungsrelais 1We, B-C=3mA-1A RMS, 110-130VAC | CM-SRS.11S Current monitoring relay 1c/o, B-C=3mA-1A RMS, 110-130VAC
1SVR730841R0300 | CM-SRS.12S | Active | 4016779852296 | 271.21 | 1 | 1 | stuk | Single-Phase Current and Voltage Monitors | BE31230 | SP (Control general) | stuk | CM-SRS.12S 1c/oB-C=0.3-15A RMS 110-130VAC | Relais de courant Série CM 1c/o,B-C=0.3-15A RMS, 110-130Vac | CM-SRS.12S Stromüberwachungsrelais 1We,B-C=0,3-15A RMS, 110-130VAC | CM-SRS.12S Current monitoring relay 1c/o,B-C=0.3-15A RMS, 110-130VAC
1SVR730841R0400 | CM-SRS.21S | Active | 4016779852302 | 301.22 | 1 | 1 | stuk | Single-Phase Current and Voltage Monitors | BE31230 | SP (Control general) | stuk | CM-SRS.21S 2c/o B-C=3mA-1A RMS 110-130VAC | Relais de courant CM-series 2c/o, B-C=3mA-1A RMS, 110-130VAC | CM-SRS.21S Stromüberwachungsrelais 2We, B-C=3mA-1A RMS, 110-130VAC | CM-SRS.21S Current monitoring relay 2c/o, B-C=3mA-1A RMS, 110-130VAC
1SVR730841R0500 | CM-SRS.22S | Active | 4016779852319 | 301.22 | 1 | 1 | stuk | Single-Phase Current and Voltage Monitors | BE31230 | SP (Control general) | stuk | CM-SRS.22S 2c/o B-C=0.3-15A RMS 110-130VAC | Relais de courant Série CM 2c/o, B-C=0.3-15A RMS, 110-130Vac | CM-SRS.22S Stromüberwachungsrelais 2We, B-C=0,3-15A RMS, 110-130VAC | CM-SRS.22S Current monitoring relay 2c/o, B-C=0.3-15A RMS, 110-130VAC
1SVR730841R1200 | CM-SRS.11S | Active | 4016779852326 | 271.21 | 1 | 1 | stuk | Single-Phase Current and Voltage Monitors | BE31230 | SP (Control general) | stuk | CM-SRS.11S 1c/o B-C=3mA-1A RMS 220-240VAC | Relais de courant Série CM 1c/o, B-C=3mA-1A RMS, 220-240Vac | CM-SRS.11S Stromüberwachungsrelais 1We, B-C=3mA-1A RMS, 220-240VAC | CM-SRS.11S Current monitoring relay 1c/o, B-C=3mA-1A RMS, 220-240VAC
1SVR730841R1300 | CM-SRS.12S | Active | 4016779852333 | 271.21 | 1 | 1 | stuk | Single-Phase Current and Voltage Monitors | BE31230 | SP (Control general) | stuk | CM-SRS.12S 1c/o B-C=0.3-15A RMS 220-240VAC | Relais de courant Série CM 1c/o, B-C=0.3-15A RMS, 220-240Vac | CM-SRS.12S Stromüberwachungsrelais 1We, B-C=0,3-15A RMS, 220-240VAC | CM-SRS.12S Current monitoring relay 1c/o, B-C=0.3-15A RMS, 220-240VAC
1SVR730841R1400 | CM-SRS.21S | Active | 4016779852340 | 301.22 | 1 | 1 | stuk | Single-Phase Current and Voltage Monitors | BE31230 | SP (Control general) | stuk | CM-SRS.21S 2c/o B-C=3mA-1A RMS 220-240VAC | Relais de courant Série CM 2c/o, B-C=3mA-1A RMS, 220-240Vac | CM-SRS.21S Stromüberwachungsrelais 2We, B-C=3mA-1A RMS, 220-240VAC | CM-SRS.21S Current monitoring relay 2c/o, B-C=3mA-1A RMS, 220-240VAC
1SVR730841R1500 | CM-SRS.22S | Active | 4016779852357 | 301.22 | 1 | 1 | stuk | Single-Phase Current and Voltage Monitors | BE31230 | SP (Control general) | stuk | CM-SRS.22S 2c/o B-C=0.3-15A RMS 220-240VAC | Relais de courant Série CM 2c/o, B-C=0.3-15A RMS, 220-240Vac | CM-SRS.22S Stromüberwachungsrelais 2We, B-C=0,3-15A RMS, 220-240VAC | CM-SRS.22S Current monitoring relay 2c/o, B-C=0.3-15A RMS, 220-240VAC
1SVR730850R0100 | CM-ENS.11S | Active | 4013614502934 | 160.82 | 1 | 1 | stuk | Liquid Level Monitoring Relays | BE31230 | SP (Control general) | stuk | CM-ENS 1c/o gevoeligheid 5-100kOhm | Relais niv.liquide gamme CM 1c/o, sensibilité 5-100kOhm | CM-ENS.11S Niveauüberwachungsrelais 1We, Empfindlichk. 5-100kOhm | CM-ENS.11S Liquid level monitoring relay 1c/o, sensitivity 5-100kOhm
1SVR730850R0200 | CM-ENS.21S | Active | 4013614502927 | 170.4 | 1 | 1 | stuk | Liquid Level Monitoring Relays | BE31230 | SP (Control general) | stuk | CM-ENS.21S 1c/o sens. 0.1-1000kOhm | Relais niv.liquide gamme CM 1c/o, sensibilité 0.1-1000kOhm | CM-ENS.21S Niveauüberwachungsrelais 1We, Empfindlichk. 0,1-1000kOhm | CM-ENS.21S Liquid level monitoring relay 1c/o, sensitivity 0.1-1000kOhm
1SVR730850R0300 | CM-ENS.31S | Active | 4013614502910 | 232.82 | 1 | 1 | stuk | Liquid Level Monitoring Relays | BE31230 | SP (Control general) | stuk | CM-ENS.31S 2c/o sens. 0.1-1000kOhm | Relais niv.liquide gamme CM 2c/o, sensibilité 0.1-1000kOhm | CM-ENS.31S Niveauüberwachungsrelais 2We, Empfindlichk. 0,1-1000kOhm | CM-ENS.31S Liquid level monitoring relay 2c/o, sensitivity 0.1-1000kOhm
1SVR730850R2100 | CM-ENS.13S | Active | 4013614502903 | 160.82 | 1 | 1 | stuk | Liquid Level Monitoring Relays | BE31230 | SP (Control general) | stuk | CM-ENS 1c/o gevoeligheid 5-100kOhm | Relais niv.liquide gamme CM 1c/o, sensibilité 5-100kOhm | CM-ENS.13S Niveauüberwachungsrelais 1We, Empfindlichk. 5-100kOhm | CM-ENS.13S Liquid level monitoring relay 1c/o, sensitivity 5-100kOhm
1SVR730850R2200 | CM-ENS.23S | Active | 4013614502897 | 170.4 | 1 | 1 | stuk | Liquid Level Monitoring Relays | BE31230 | SP (Control general) | stuk | CM-ENS.23S 1c/o sens. 0.1-1000kOhm | Relais niv.liquide gamme CM 1c/o, sensibilité 0.1-1000kOhm | CM-ENS.23S Niveauüberwachungsrelais 1We, Empfindlichk. 0,1-1000kOhm | CM-ENS.23S Liquid level monitoring relay 1c/o, sensitivity 0.1-1000kOhm
1SVR730884R1300 | CM-MPS.31S | Active | 4016779851855 | 330.01 | 1 | 1 | stuk | Three-Phase Monitoring Relays | BE31230 | SP (Control general) | stuk | CM-MPS.31S 3F 2c/o 00.1-30s L123=3x160-300VAC | Relais de phase Série CM 2c/o, 0,0.1-30s, L1-L2-L3=3x160-300Vac | CM-MPS.31S Dreiphasenüberwachungsrelais 2We, 0,0,1-30s, L1-L2-L3=3x160-300VAC | CM-MPS.31S Three-phase monitoring relay 2c/o, 0,0.1-30s, L1-L2-L3=3x160-300VAC
1SVR730884R3300 | CM-MPS.41S | Active | 4016779851862 | 330.01 | 1 | 1 | stuk | Three-Phase Monitoring Relays | BE31230 | SP (Control general) | stuk | CM-MPS.41S 3F 2c/o 00.1-30s L123=3x300-500VAC | Relais de phase Série CM 2c/o, 0,0.1-30s, L1-L2-L3=3x300-500Vac | CM-MPS.41S Dreiphasenüberwachungsrelais 2We, 0,0,1-30s, L1-L2-L3=3x300-500VAC | CM-MPS.41S Three-phase monitoring relay 2c/o, 0,0.1-30s, L1-L2-L3=3x300-500VAC
1SVR730884R4300 | CM-MPS.43S | Active | 4016779851879 | 387.62 | 1 | 1 | stuk | Three-Phase Monitoring Relays | BE31230 | SP (Control general) | stuk | CM-MPS.43S 3F 2c/o 00.1-30s L123=3x300-500VAC | Relais de phase Série CM 2c/o, 0,0.1-30s, L1-L2-L3=3x300-500Vac | CM-MPS.43S Dreiphasenüberwachungsrelais 2We, 0,0,1-30s, L1-L2-L3=3x300-500VAC | CM-MPS.43S Three-phase monitoring relay 2c/o, 0,0.1-30s, L1-L2-L3=3x300-500VAC
1SVR730885R1300 | CM-MPS.11S | Active | 4016779851886 | 344.42 | 1 | 1 | stuk | Three-Phase Monitoring Relays | BE31230 | SP (Control general) | stuk | CM-MPS.11S 3F 2c/o 00.1-30s L123-N=3x90-170VAC | Relais de phase Série CM 2c/o, 0,0.1-30s, L1-L2-L3-N=3x90-170Vac | CM-MPS.11S Dreiphasenüberwachungsrelais 2We, 0,0,1-30s, L1-L2-L3-N=3x90-170VAC | CM-MPS.11S Three-phase monitoring relay 2c/o, 0,0.1-30s, L1-L2-L3-N=3x90-170VAC
1SVR730885R3300 | CM-MPS.21S | Active | 4016779851893 | 344.42 | 1 | 1 | stuk | Three-Phase Monitoring Relays | BE31230 | SP (Control general) | stuk | CM-MPS.21S 3F 2c/o 00.1-30s L123-N=3x180-280VAC | Relais de phase Série CM 2c/o, 0,0.1-30s, L1-L2-L3-N=3x180-280Vac | CM-MPS.21S Dreiphasenüberwachungsrelais 2We, 0,0,1-30s, L1-L2-L3-N=3x180-280VAC | CM-MPS.21S Three-phase monitoring relay 2c/o, 0,0.1-30s, L1-L2-L3-N=3x180-280VAC
1SVR730885R4300 | CM-MPS.23S | Active | 4016779851909 | 404.43 | 1 | 1 | stuk | Three-Phase Monitoring Relays | BE31230 | SP (Control general) | stuk | CM-MPS.23S 3F 2c/o 00.1-30s L123-N=3x180-280VAC | Relais de phase Série CM 2c/o, 0,0.1-30s, L1-L2-L3-N=3x180-280Vac | CM-MPS.23S Dreiphasenüberwachungsrelais 2We, 0,0,1-30s, L1-L2-L3-N=3x180-280VAC | CM-MPS.23S Three-phase monitoring relay 2c/o, 0,0.1-30s, L1-L2-L3-N=3x180-280VAC
1SVR740010R0200 | 1SVR740010R0200 | Active | 4016779851572 | 206.42 | 1 | 1 | stuk | CT-S Range | BE31230 | SP (Control general) | stuk | CT-MFS.21PMultifct 2c/o 24-240VAC/DC | Relais temporisé Série CT-S multi, 2CO, 0.05s-300h, 24-240Vac/dc | CT-MFS.21P Zeitrelais, multifunktion 2We, 24-240VAC/DC | CT-MFS.21P Time relay, multifunction 2c/o, 24-240VAC/DC
1SVR740010R3200 | 1SVR740010R3200 | Active | 4016779851589 | 178.81 | 1 | 1 | stuk | CT-S Range | BE31230 | SP (Control general) | stuk | CT-MBS.22PMultifct 2c/o 24-48VDC 24-240VAC | Relais temporisé Série CT-S multi, 2CO, 0.05s-300h, 24-48Vdc 24-240Vac | CT-MBS.22P Zeitrelais, multifunktion 2We, 24-48VDC, 24-240VAC | CT-MBS.22P Time relay, multifunction 2c/o, 24-48VDC, 24-240VAC
1SVR740020R0200 | 1SVR740020R0200 | Active | 4016779851596 | 206.42 | 1 | 1 | stuk | CT-S Range | BE31230 | SP (Control general) | stuk | CT-MVS.21PMultifct 2c/o 24-240VAC/DC | Relais temporisé Série CT-S multi, 2CO, 0.05s-300h, 24-240Vac/dc | CT-MVS.21P Zeitrelais, multifunktion 2We, 24-240VAC/DC | CT-MVS.21P Time relay, multifunction 2c/o, 24-240VAC/DC
1SVR740020R3100 | 1SVR740020R3100 | Active | 4016779851602 | 159.61 | 1 | 1 | stuk | CT-S Range | BE31230 | SP (Control general) | stuk | CT-MVS.12PMultifct 1c/o 24-48VDC 24-240VAC | Relais temporisé Série CT-S multi, 1CO, 0.05s-300h, 24-48Vdc 24-240Vac | CT-MVS.12P Zeitrelais, multifunktion 1We, 24-48VDC, 24-240VAC | CT-MVS.12P Time relay, multifunction 1c/o, 24-48VDC, 24-240VAC
1SVR740020R3300 | 1SVR740020R3300 | Active | 4016779851619 | 178.81 | 1 | 1 | stuk | CT-S Range | BE31230 | SP (Control general) | stuk | CT-MVS.22PMultifct 2c/o 24-48VDC 24-240VAC | Relais temporisé Série CT-S multi, 2CO, 0.05s-300h, 24-48Vdc 24-240Vac | CT-MVS.22P Zeitrelais, multifunktion 2We, 24-48VDC, 24-240VAC | CT-MVS.22P Time relay, multifunction 2c/o, 24-48VDC, 24-240VAC
1SVR740021R2300 | 1SVR740021R2300 | Active | 4016779851626 | 206.42 | 1 | 1 | stuk | CT-S Range | BE31230 | SP (Control general) | stuk | CT-MVS.23PMultifct 2c/o 380-440VAC | Relais temporisé Série CT-S multi, 2CO, 0.05s-300h, 380-440V | CT-MVS.23P Zeitrelais, multifunktion 2We, 380-440VAC | CT-MVS.23P Time relay, multifunction 2c/o, 380-440VAC
1SVR740030R3300 | 1SVR740030R3300 | Active | 4016779851633 | 206.42 | 1 | 1 | stuk | CT-S Range | BE31230 | SP (Control general) | stuk | CT-MXS.22PMultifct 2c/o 24-48VDC 24-240VAC | Relais temporisé Série CT-S multi, 2CO, 0.05s-300h, 24-48Vdc 24-240Vac | CT-MXS.22P Zeitrelais, multifunktion 2We, 24-48VDC, 24-240VAC | CT-MXS.22P Time relay, multifunction 2c/o, 24-48VDC, 24-240VAC
1SVR740040R3300 | 1SVR740040R3300 | Active | 4016779851640 | 132 | 1 | 1 | stuk | CT-S Range | BE31230 | SP (Control general) | stuk | CT-S 1SVR740040R3300 | Relais temporisé Série CT-S multi, 2CO, 0.05s-300h, 24-48Vdc 24-240Vac | CT-WBS.22P Zeitrelais, Wischer u.Blinker 2We, 24-48VDC, 24-240VAC | CT-WBS.22P Time relay, impulse & flasher 2c/o, 24-48VDC, 24-240VAC
1SVR740100R0300 | 1SVR740100R0300 | Active | 4016779851657 | 145.22 | 1 | 1 | stuk | CT-S Range | BE31230 | SP (Control general) | stuk | CT-ERS.21P ON-delay 2c/o 24-240VAC/DC | Relais temporisé Série CT-S on-delay, 2CO, 0.05s-300h, 24-240Vac/dc | CT-ERS.21P Zeitrelais, ansprechverzögert 2 WE, 24-240 VAC/DC | CT-ERS.21P Time relay, ON-delay 2c/o, 24-240VAC/DC
1SVR740100R3100 | 1SVR740100R3100 | Active | 4016779851664 | 107.41 | 1 | 1 | stuk | CT-S Range | BE31230 | SP (Control general) | stuk | CT-ERS.12P ON-delay 1c/o 24-48VDC 24-240VAC | Relais temporisé Série CT-S on-delay, 1CO, 0.05s-300h, 24-48Vdc 24-240Vac | CT-ERS.12P Zeitrelais, ansprechverzögert 1 WE, 24-48 VDC, 24-240 VAC | CT-ERS.12P Time relay, ON-delay 1c/o, 24-48VDC, 24-240VAC
1SVR740100R3300 | 1SVR740100R3300 | Active | 4016779851671 | 126 | 1 | 1 | stuk | CT-S Range | BE31230 | SP (Control general) | stuk | CT-ERS.22P ON-delay 2c/o 24-48VDC 24-240VAC | Relais temporisé Série CT-S on-delay, 2CO, 0.05s-300h, 24-48Vdc 24-240Vac | CT-ERS.22P Zeitrelais, ansprechverzögert 2 WE, 24-48 VDC, 24-240 VAC | CT-ERS.22P Time relay, ON-delay 2c/o, 24-48VDC, 24-240VAC
1SVR740110R3300 | 1SVR740110R3300 | Active | 4016779851688 | 145.22 | 1 | 1 | stuk | CT-S Range | BE31230 | SP (Control general) | stuk | CT-AHS.22P OFF-delay 2c/o 24-48VDC 24-240VAC | Relais temporisé Série CT-S off-delay, 2CO, 0.05s-300h, 24-48Vdc 24-240Vac | CT-AHS.22P Zeitrelais, rückfallverzögert 2We, 24-48VDC, 24-240VAC | CT-AHS.22P Time relay, OFF-delay 2c/o, 24-48VDC, 24-240VAC
1SVR740120R3100 | 1SVR740120R3100 | Active | 4016779851695 | 178.81 | 1 | 1 | stuk | CT-S Range | BE31230 | SP (Control general) | stuk | CT-ARS.11P true OFF-delay 1c/o 24-240VAC/DC | Relais temporisé Série CT-S off-delay, 1c/o, 24-240VAC/DC | CT-ARS.11P Zeitrelais, rückfall. o.H-spg 1We, 24-240VAC/DC | CT-ARS.11P Time relay, true OFF-delay 1c/o, 24-240VAC/DC
1SVR740120R3300 | 1SVR740120R3300 | Active | 4016779851701 | 211.21 | 1 | 1 | stuk | CT-S Range | BE31230 | SP (Control general) | stuk | CT-ARS 2c/o 24-240Vac/dc | Relais temporisé Série CT-S 2c/o, 24-240Vac/dc | CT-ARS.21P Zeitrelais, rückfall. o.H-spg 2We, 24-240VAC/DC | CT-ARS.21P Time relay, true OFF-delay 2c/o, 24-240VAC/DC
1SVR740180R0300 | 1SVR740180R0300 | Active | 4016779851718 | 164.4 | 1 | 1 | stuk | CT-S Range | BE31230 | SP (Control general) | stuk | CT-APS.21P OFF-delay 2c/o 24-240VAC/DC | Relais temporisé Série CT-S off-delay, 2CO, 0.05s-300h, 24-240Vac/dc | CT-APS.21P Zeitrelais, rückfallverzögert 2We, 24-240VAC/DC | CT-APS.21P Time relay, OFF-delay 2c/o, 24-240VAC/DC
1SVR740180R3100 | 1SVR740180R3100 | Active | 4016779851725 | 130.8 | 1 | 1 | stuk | CT-S Range | BE31230 | SP (Control general) | stuk | CT-APS.12P OFF-delay 1c/o 24-48VDC 24-240VAC | Relais temporisé Série CT-S off-delay, 1CO, 0.05s-300h, 24-48Vdc 24-240Vac | CT-APS.12P Zeitrelais, rückfallverzögert 1We, 24-48VDC, 24-240VAC | CT-APS.12P Time relay, OFF-delay 1c/o, 24-48VDC, 24-240VAC
1SVR740180R3300 | 1SVR740180R3300 | Active | 4016779851732 | 145.22 | 1 | 1 | stuk | CT-S Range | BE31230 | SP (Control general) | stuk | CT-APS.22P OFF-delay 2c/o 24-48VDC 24-240VAC | Relais temporisé Série CT-S off-delay, 2CO, 0.05s-300h, 24-48Vdc 24-240Vac | CT-APS.22P Zeitrelais, rückfallverzögert 2We, 24-48VDC, 24-240VAC | CT-APS.22P Time relay, OFF-delay 2c/o, 24-48VDC, 24-240VAC
1SVR740210R3300 | 1SVR740210R3300 | Active | 4016779851749 | 122.41 | 1 | 1 | stuk | CT-S Range | BE31230 | SP (Control general) | stuk | CT-SDS.22P star-delta 2n/o 24-48VDC 24-240VAC | Relais temporisé Série CT-S étoile-triangle, 2 NO, 24-48Vdc 24-240Vac | CT-SDS.22P Zeitrelais Stern-Dreieck-Umschaltung, 2S | CT-SDS.22P Time relay, star-delta 2n/o, 24-48VDC, 24-240VAC
1SVR740211R2300 | 1SVR740211R2300 | Active | 4016779851756 | 141.62 | 1 | 1 | stuk | CT-S Range | BE31230 | SP (Control general) | stuk | CT-SDS.23P star-delta 2n/o 380-440VAC | Relais temporisé Série CT-S étoile-triangle, 2 NO, 380-440Vac | CT-SDS.23P Zeitrelais Stern-Dreieck-Umschaltung, 2S | CT-SDS.23P Time relay, star-delta 2n/o, 380-440VAC
1SVR740660R0100 | CM-IWS.1P | Active | 4016779852647 | 416.44 | 1 | 1 | stuk | Insulation Monitoring Relays | BE31230 | SP (Control general) | stuk | CM-IWS 1c/o 1-100kOhm 24-240Vac/dc | Relais d'isolation Série CM 1c/o, 1-100kOhm, 24-240Vac/dc | CM-IWS.1P Isolationsüberwachungsrelais 1We, 1-100kOhm, 24-240VAC/DC | CM-IWS.1P Insulation monitoring relay 1c/o, 1-100kOhm, 24-240VAC/DC
1SVR740670R0200 | CM-IWS.2P | Active | 4016779852654 | 373.22 | 1 | 1 | stuk | Insulation Monitoring Relays | BE31230 | SP (Control general) | stuk | CM-IWS 1c/o 1-100kOhm 24-240Vac/dc | Relais d'isolation Série CM 1c/o, 1-100kOhm, 24-240Vac/dc | CM-IWS.2P Isolationsüberwachungsrelais 1We, 1-100kOhm, 24-240VAC/DC | CM-IWS.2P Insulation monitoring relay 1c/o, 1-100kOhm, 24-240VAC/DC
1SVR740700R0100 | CM-MSS.12P | Active | 4013614496615 | 94.21 | 1 | 1 | stuk | Thermistor Motor Protection Relays | BE31230 | SP (Control general) | stuk | CM-MSS.12P 1c/o 24VAC/DC | CM-MSS.12P CM-MSS.12P RELAIS PROTEC. MOTEUR THERMISTANCE | CM-MSS.12P Thermistor-Motorschutzrelais 1We, 24VAC/DC | CM-MSS.12P Therm. motor protec. relay 1c/o, 24VAC/DC
1SVR740700R0200 | CM-MSS.22P | Active | 4013614496608 | 103.32 | 1 | 1 | stuk | Thermistor Motor Protection Relays | BE31230 | SP (Control general) | stuk | CM-MSS.22P 2c/o 24VAC/DC | CM-MSS.22P CM-MSS.22P RELAIS PROTEC. MOTEUR THERMISTANCE | CM-MSS.22P Thermistor-Motorschutzrelais 2We, 24VAC/DC | CM-MSS.22P Therm. motor protec. relay 2c/o, 24VAC/DC
1SVR740700R2100 | CM-MSS.13P | Active | 4013614496592 | 94.21 | 1 | 1 | stuk | Thermistor Motor Protection Relays | BE31230 | SP (Control general) | stuk | CM-MSS.13P 1c/o 110-130VAC/220-240VAC | CM-MSS.13P CM-MSS.13P RELAIS PROTEC. MOTEUR THERMISTANCE | CM-MSS.13P Thermistor-Motorschutzrelais 1We, 110-130VAC/220-240VAC | CM-MSS.13P Therm. motor protec. relay 1c/o, 110-130VAC/220-240VAC
1SVR740700R2200 | CM-MSS.23P | Active | 4013614496585 | 127.21 | 1 | 1 | stuk | Thermistor Motor Protection Relays | BE31230 | SP (Control general) | stuk | CM-MSS.23P 2c/o 110-130VAC/220-240VAC | Relais protect. Thermistor. gamme CM 2c/o, reset, A1-A2=110-130/220-240Vac | CM-MSS.23P Thermistor-Motorschutzrelais 2We, 110-130VAC/220-240VAC | CM-MSS.23P Therm. motor protec. relay 2c/o, 110-130VAC/220-240VAC
1SVR740712R0200 | CM-MSS.32P | Active | 4013614496578 | 112.33 | 1 | 1 | stuk | Thermistor Motor Protection Relays | BE31230 | SP (Control general) | stuk | CM-MSS.32P 2c/o 24VAC/DC | CM-MSS.32P CM-MSS.32P RELAIS PROTEC. MOTEUR THERMISTANCE ATEX | CM-MSS.32P Thermistor-Motorschutzrelais 2We, 24VAC/DC | CM-MSS.32P Therm. motor protec. relay 2c/o, 24VAC/DC
1SVR740712R1200 | CM-MSS.41P | Active | 4013614496561 | 188.41 | 1 | 1 | stuk | Thermistor Motor Protection Relays | BE31230 | SP (Control general) | stuk | CM-MSS.41P 2c/o 24-240VAC/DC | CM-MSS.41P CM-MSS.41P RELAIS PROTEC. MOTEUR THERMISTANCE ATEX | CM-MSS.41P Thermistor-Motorschutzrelais 2We, 24-240VAC/DC | CM-MSS.41P Therm. motor protec. relay 2c/o, 24-240VAC/DC
1SVR740712R1300 | CM-MSS.51P | Active | 4013614496554 | 234.02 | 1 | 1 | stuk | Thermistor Motor Protection Relays | BE31230 | SP (Control general) | stuk | CM-MSS.51P 2x1c/o 24-240VAC/DC | CM-MSS.51P CM-MSS.51P RELAIS PROTEC. MOTEUR THERMISTANCE ATEX | CM-MSS.51P Thermistor-Motorschutzrelais 2x1We, 24-240VAC/DC | CM-MSS.51P Therm. motor protec. relay 2x1c/o, 24-240VAC/DC
1SVR740712R1400 | CM-MSS.31P | Active | 4013614496547 | 182.41 | 1 | 1 | stuk | Thermistor Motor Protection Relays | BE31230 | SP (Control general) | stuk | CM-MSS.31P 1n/o+1n/c 24-240VAC/DC | CM-MSS.31P CM-MSS.31P RELAIS PROTEC. MOTEUR THERMISTANCE ATEX | CM-MSS.31P Thermistor-Motorschutzrelais 1S+1Ö, 24-240VAC/DC | CM-MSS.31P Therm. motor protec. relay 1n/o+1n/c, 24-240VAC/DC
1SVR740712R2200 | CM-MSS.33P | Active | 4013614496530 | 112.33 | 1 | 1 | stuk | Thermistor Motor Protection Relays | BE31230 | SP (Control general) | stuk | CM-MSS.33P 2c/o 110-130VAC/220-240VAC | CM-MSS.33P CM-MSS.33P RELAIS PROTEC. MOTEUR THERMISTANCE ATEX | CM-MSS.33P Thermistor-Motorschutzrelais 2We, 110-130VAC/220-240VAC | CM-MSS.33P Therm. motor protec. relay 2c/o, 110-130VAC/220-240VAC
1SVR740720R1400 | CM-MSS.11P | Active | 4013614496523 | 144.01 | 1 | 1 | stuk | Thermistor Motor Protection Relays | BE31230 | SP (Control general) | stuk | CM-MSS.11P 1n/o+1n/c 24-240VAC/DC | CM-MSS.11P CM-MSS.11P RELAIS PROTEC. MOTEUR THERMISTANCE ATEX | CM-MSS.11P Thermistor-Motorschutzrelais 1S+1Ö, 24-240VAC/DC | CM-MSS.11P Therm. motor protec. relay 1n/o+1n/c, 24-240VAC/DC
1SVR740722R1400 | CM-MSS.21P | Active | 4013614496516 | 147.62 | 1 | 1 | stuk | Thermistor Motor Protection Relays | BE31230 | SP (Control general) | stuk | CM-MSS.21P 1n/o+1n/c 24-240VAC/DC | CM-MSS.21P CM-MSS.21P RELAIS PROTEC. MOTEUR THERMISTANCE ATEX | CM-MSS.21P Thermistor-Motorschutzrelais 1S+1Ö, 24-240VAC/DC | CM-MSS.21P Therm. motor protec. relay 1n/o+1n/c, 24-240VAC/DC
1SVR740740R0100 | CM-TCS.11P | Active | 4016779852777 | 337.22 | 1 | 1 | stuk | Temperature Monitoring Relays | BE31230 | SP (Control general) | stuk | Temperature Monitoring Relays CM-TCS.11P | Rélais de température Série CM Temp. -50...+50°C, 24-240Vac/dc | CM-TCS.11P Temperaturüberwachungsrelais Temp.-bereich -50...+50°C, 24-240VAC/DC | CM-TCS.11P Temperature monitoring relay Temp.-range -50...+50°C, 24-240VAC/DC
1SVR740740R0200 | CM-TCS.12P | Active | 4016779852784 | 337.22 | 1 | 1 | stuk | Temperature Monitoring Relays | BE31230 | SP (Control general) | stuk | Temperature Monitoring Relays CM-TCS.12P | Rélais de température Série CM Temp. 0...+100°C, 24-240Vac/dc | CM-TCS.12P Temperaturüberwachungsrelais Temp.-bereich 0...+100°C, 24-240VAC/DC | CM-TCS.12P Temperature monitoring relay Temp.-range 0...+100°C, 24-240VAC/DC
1SVR740740R0300 | CM-TCS.13P | Active | 4016779852791 | 337.22 | 1 | 1 | stuk | Temperature Monitoring Relays | BE31230 | SP (Control general) | stuk | Temperature Monitoring Relays CM-TCS.13P | Rélais de température Série CM Temp. 0...+200°C, 24-240Vac/dc | CM-TCS.13P Temperaturüberwachungsrelais Temp.-bereich 0...+200°C, 24-240VAC/DC | CM-TCS.13P Temperature monitoring relay Temp.-range 0...+200°C, 24-240VAC/DC
1SVR740740R9100 | CM-TCS.21P | Active | 4016779852807 | 258.02 | 1 | 1 | stuk | Temperature Monitoring Relays | BE31230 | SP (Control general) | stuk | Temperature Monitoring Relays CM-TCS.21P | Rélais de température Série CM Temp. -50...+50°C, 24Vac/dc | CM-TCS.21P Temperaturüberwachungsrelais Temp.-bereich -50...+50°C, 24VAC/DC | CM-TCS.21P Temperature monitoring relay Temp.-range -50...+50°C, 24VAC/DC
1SVR740740R9200 | CM-TCS.22P | Active | 4016779852814 | 276.02 | 1 | 1 | stuk | Temperature Monitoring Relays | BE31230 | SP (Control general) | stuk | Temperature Monitoring Relays CM-TCS.22P | Rélais de température Série CM Temp. 0...+100°C, 24Vac/dc | CM-TCS.22P Temperaturüberwachungsrelais Temp.-bereich 0...+100°C, 24VAC/DC | CM-TCS.22P Temperature monitoring relay Temp.-range 0...+100°C, 24VAC/DC
1SVR740740R9300 | CM-TCS.23P | Active | 4016779852821 | 276.02 | 1 | 1 | stuk | Temperature Monitoring Relays | BE31230 | SP (Control general) | stuk | Temperature Monitoring Relays CM-TCS.23P | Rélais de température Série CM Temp. 0...+200°C, 24Vac/dc | CM-TCS.23P Temperaturüberwachungsrelais Temp.-bereich 0...+200°C, 24VAC/DC | CM-TCS.23P Temperature monitoring relay Temp.-range 0...+200°C, 24VAC/DC
1SVR740750R0400 | 1SVR740750R0400 | Active | 4016779876513 | 381.63 | 1 | 1 | stuk | Single-Phase Current and Voltage Monitors | BE31230 | SP (Control general) | stuk | CM-EFS.2P 2c/o B-C=3-600VRMS 24-240VAC/DC | Relais de tension Série CM 2c/o, B-C=3-600VRMS, 24-240Vac/dc | CM-EFS.2P Spannungsüberwachungsrelais 2We, B-C=3-600VRMS, 24-240VAC/DC | CM-EFS.2P Voltage monitoring relay 2c/o, B-C=3-600VRMS, 24-240VAC/DC
1SVR740760R0400 | CM-SFS.21P | Active | 4016779852371 | 381.63 | 1 | 1 | stuk | Single-Phase Current and Voltage Monitors | BE31230 | SP (Control general) | stuk | CM-SFS.21P 2c/o B-C=3mA-1A RMS 24-240VAC/DC | Relais de courant Série CM 2c/o, B-C=3mA-1A RMS, 24-240Vac/dc | CM-SFS.21P Stromüberwachungsrelais 2We, B-C=3mA-1A RMS, 24-240VAC/DC | CM-SFS.21P Current monitoring relay 2c/o, B-C=3mA-1A RMS, 24-240VAC/DC
1SVR740774R1300 | CM-PAS.31P | Active | 4016779851978 | 307.23 | 1 | 1 | stuk | Three-Phase Monitoring Relays | BE31230 | SP (Control general) | stuk | CM-PAS.31P 3F 2c/o 00.1-30s L123=3x160-300VAC | Relais de déséquilibre phase Série CM 2c/o, 0,0.1-30s, L1-L2-L3=3x160-300Vac | CM-PAS.31P Dreiphasenüberwachungsrelais 2We, 0,0,1-30s, L1-L2-L3=3x160-300VAC | CM-PAS.31P Three-phase monitoring relay 2c/o, 0,0.1-30s, L1-L2-L3=3x160-300VAC
1SVR740774R3300 | CM-PAS.41P | Active | 4016779851985 | 307.23 | 1 | 1 | stuk | Three-Phase Monitoring Relays | BE31230 | SP (Control general) | stuk | CM-PAS.41P 3F 2c/o 00.1-30s L123=3x300-500VAC | Relais de déséquilibre phase Série CM 2c/o, 0,0.1-30s, L1-L2-L3=3x300-500Vac | CM-PAS.41P Dreiphasenüberwachungsrelais 2We, 0,0,1-30s, L1-L2-L3=3x300-500VAC | CM-PAS.41P Three-phase monitoring relay 2c/o, 0,0.1-30s, L1-L2-L3=3x300-500VAC
1SVR740784R2300 | CM-PSS.31P | Active | 4016779851992 | 258.02 | 1 | 1 | stuk | Three-Phase Monitoring Relays | BE31230 | SP (Control general) | stuk | CM-PSS.31P 3F 2c/o 00.1-30s L123=3x380VAC | Relais de tension Série CM 2c/o, 0,0.1-30s, L1-L2-L3=3x380Vac | CM-PSS.31P Dreiphasenüberwachungsrelais 2We, 0,0,1-30s, L1-L2-L3=3x380VAC | CM-PSS.31P Three-phase monitoring relay 2c/o, 0,0.1-30s, L1-L2-L3=3x380VAC
1SVR740784R3300 | CM-PSS.41P | Active | 4016779852005 | 258.02 | 1 | 1 | stuk | Three-Phase Monitoring Relays | BE31230 | SP (Control general) | stuk | CM-PSS.41P 3F 2c/o 00.1-30s L123=3x400VAC | Relais de tension Série CM 2c/o, 0,0.1-30s, L1-L2-L3=3x400Vac | CM-PSS.41P Dreiphasenüberwachungsrelais 2We, 0,0,1-30s, L1-L2-L3=3x400VAC | CM-PSS.41P Three-phase monitoring relay 2c/o, 0,0.1-30s, L1-L2-L3=3x400VAC
1SVR740794R1300 | CM-PVS.31P | Active | 4016779852012 | 322.83 | 1 | 1 | stuk | Three-Phase Monitoring Relays | BE31230 | SP (Control general) | stuk | CM-PVS.31P 3F 2c/o 00.1-30s L123=3x160-300VAC | Relais de tension Série CM 2c/o, 0,0.1-30s, L1-L2-L3=3x160-300Vac | CM-PVS.31P Dreiphasenüberwachungsrelais 2We, 0,0,1-30s, L1-L2-L3=3x160-300VAC | CM-PVS.31P Three-phase monitoring relay 2c/o, 0,0.1-30s, L1-L2-L3=3x160-300VAC
1SVR740794R2300 | CM-PVS.81P | Active | 4016779876490 | 322.83 | 1 | 1 | stuk | Three-Phase Monitoring Relays | BE31230 | SP (Control general) | stuk | CM-PVS.81P 3F 2c/o 001-30s L123=3x200-400VAC | Relais de tension Série CM 2c/o, 0,0,1-30s, L1-L2-L3=3x200-400Vac | CM-PVS.81P Dreiphasenüberwachungsrelais 2We, 0,0,1-30s, L1-L2-L3=3x200-400VAC | CM-PVS.81P Three-phase monitoring relay 2c/o, 0,0,1-30s, L1-L2-L3=3x200-400VAC
1SVR740794R3300 | CM-PVS.41P | Active | 4016779852029 | 322.83 | 1 | 1 | stuk | Three-Phase Monitoring Relays | BE31230 | SP (Control general) | stuk | CM-PVS.41P 3F 2c/o 00.1-30s L123=3x300-500VAC | Relais de tension Série CM 2c/o, 0,0.1-30s, L1-L2-L3=3x300-500Vac | CM-PVS.41P Dreiphasenüberwachungsrelais 2We, 0,0,1-30s, L1-L2-L3=3x300-500VAC | CM-PVS.41P Three-phase monitoring relay 2c/o, 0,0.1-30s, L1-L2-L3=3x300-500VAC
1SVR740824R9300 | CM-PFS.P | Active | 4016779876506 | 162.01 | 1 | 1 | stuk | Three-Phase Monitoring Relays | BE31230 | SP (Control general) | stuk | CM-PFS.P 3F 2c/o L123=200-500VAC 50/60Hz | Phase sequence monit relay Série CM 2c/o, L1-L2-L3=200-500Vac 50/60Hz | CM-PFS.P Dreiphasenüberwachungsrelais 2We, L1-L2-L3=200-500VAC 50/60Hz | CM-PFS.P Three-phase monitoring relay 2c/o, L1-L2-L3=200-500VAC 50/60Hz
1SVR740830R0300 | 1SVR740830R0300 | Active | 4016779852395 | 322.83 | 1 | 1 | stuk | Single-Phase Current and Voltage Monitors | BE31230 | SP (Control general) | stuk | CM-ESS.1P 1c/o B-C=3-600VRMS 24-240VAC/DC | Relais de tension Série CM 1c/o, B-C=3-600VRMS, 24-240Vac/dc | CM-ESS.1P Spannungsüberwachungsrelais 1We, B-C=3-600VRMS, 24-240VAC/DC | CM-ESS.1P Voltage monitoring relay 1c/o, B-C=3-600VRMS, 24-240VAC/DC
1SVR740830R0400 | 1SVR740830R0400 | Active | 4016779852401 | 351.64 | 1 | 1 | stuk | Single-Phase Current and Voltage Monitors | BE31230 | SP (Control general) | stuk | CM-ESS.2P 2c/o B-C=3-600VRMS 24-240VAC/DC | Relais de tension Série CM 2c/o, B-C=3-600VRMS, 24-240Vac/dc | CM-ESS.2P Spannungsüberwachungsrelais 2We, B-C=3-600VRMS, 24-240VAC/DC | CM-ESS.2P Voltage monitoring relay 2c/o, B-C=3-600VRMS, 24-240VAC/DC
1SVR740830R0500 | 1SVR740830R0500 | Active | 4016779852418 | 381.63 | 1 | 1 | stuk | Single-Phase Current and Voltage Monitors | BE31230 | SP (Control general) | stuk | CM-ESS.MP 2c/o B-C=3-600VRMS 24-240VAC/DC | Relais de tension Série CM 2c/o, B-C=3-600VRMS, 24-240Vac/dc | CM-ESS.MP Spannungsüberwachungsrelais 2We, B-C=3-600VRMS, 24-240VAC/DC | CM-ESS.MP Voltage monitoring relay 2c/o, B-C=3-600VRMS, 24-240VAC/DC
1SVR740831R0300 | 1SVR740831R0300 | Active | 4016779852425 | 271.21 | 1 | 1 | stuk | Single-Phase Current and Voltage Monitors | BE31230 | SP (Control general) | stuk | CM-ESS.1P 1c/o B-C=3-600VRMS 110-130VAC | Relais de tension Série CM 1c/o, B-C=3-600VRMS, 110-130Vac | CM-ESS.1P Spannungsüberwachungsrelais 1We, B-C=3-600VRMS, 110-130VAC | CM-ESS.1P Voltage monitoring relay 1c/o, B-C=3-600VRMS, 110-130VAC
1SVR740831R0400 | 1SVR740831R0400 | Active | 4016779852432 | 310.82 | 1 | 1 | stuk | Single-Phase Current and Voltage Monitors | BE31230 | SP (Control general) | stuk | CM-ESS.2P 2c/o B-C=3-600VRMS 110-130VAC | Relais de tension Série CM 2c/o, B-C=3-600VRMS, 110-130Vac | CM-ESS.2P Spannungsüberwachungsrelais 2We, B-C=3-600VRMS, 110-130VAC | CM-ESS.2P Voltage monitoring relay 2c/o, B-C=3-600VRMS, 110-130VAC
1SVR740831R1300 | 1SVR740831R1300 | Active | 4016779852449 | 271.21 | 1 | 1 | stuk | Single-Phase Current and Voltage Monitors | BE31230 | SP (Control general) | stuk | CM-ESS.1P 1c/o B-C=3-600VRMS 220-240VAC | Relais de tension Série CM 1c/o, B-C=3-600VRMS, 220-240Vac | CM-ESS.1P Spannungsüberwachungsrelais 1We, B-C=3-600VRMS, 220-240VAC | CM-ESS.1P Voltage monitoring relay 1c/o, B-C=3-600VRMS, 220-240VAC
1SVR740831R1400 | 1SVR740831R1400 | Active | 4016779852456 | 310.82 | 1 | 1 | stuk | Single-Phase Current and Voltage Monitors | BE31230 | SP (Control general) | stuk | CM-ESS.2P 2c/o B-C=3-600VRMS 220-240VAC | Relais de tension Série CM 2c/o, B-C=3-600VRMS, 220-240Vac | CM-ESS.2P Spannungsüberwachungsrelais 2We, B-C=3-600VRMS, 220-240VAC | CM-ESS.2P Voltage monitoring relay 2c/o, B-C=3-600VRMS, 220-240VAC
1SVR740840R0200 | CM-SRS.11P | Active | 4016779852463 | 322.83 | 1 | 1 | stuk | Single-Phase Current and Voltage Monitors | BE31230 | SP (Control general) | stuk | CM-SRS.11P 1c/o B-C=3mA-1A RMS 24-240VAC/DC | Relais de courant Série CM 1c/o, B-C=3mA-1A RMS, 24-240Vac/dc | CM-SRS.11P Stromüberwachungsrelais 1We, B-C=3mA-1A RMS, 24-240VAC/DC | CM-SRS.11P Current monitoring relay 1c/o, B-C=3mA-1A RMS, 24-240VAC/DC
1SVR740840R0400 | CM-SRS.21P | Active | 4016779852487 | 362.42 | 1 | 1 | stuk | Single-Phase Current and Voltage Monitors | BE31230 | SP (Control general) | stuk | CM-SRS.21P 2c/o B-C=3mA-1A RMS 24-240VAC/DC | Relais de courant Série CM 2c/o, B-C=3mA-1A RMS, 24-240Vac/dc | CM-SRS.21P Stromüberwachungsrelais 2We, B-C=3mA-1A RMS, 24-240VAC/DC | CM-SRS.21P Current monitoring relay 2c/o, B-C=3mA-1A RMS, 24-240VAC/DC
1SVR740840R0600 | CM-SRS.M1P | Active | 4016779852500 | 381.63 | 1 | 1 | stuk | Single-Phase Current and Voltage Monitors | BE31230 | SP (Control general) | stuk | CM-SRS.M1P 2c/o B-C=3mA-1A RMS 24-240VAC/DC | Relais de courant Série CM 2c/o, B-C=3mA-1A RMS, 24-240Vac/dc | CM-SRS.M1P Stromüberwachungsrelais 2We, B-C=3mA-1A RMS, 24-240VAC/DC | CM-SRS.M1P Current monitoring relay 2c/o, B-C=3mA-1A RMS, 24-240VAC/DC
1SVR740841R0200 | CM-SRS.11P | Active | 4016779852524 | 278.43 | 1 | 1 | stuk | Single-Phase Current and Voltage Monitors | BE31230 | SP (Control general) | stuk | CM-SRS.11P 1c/o B-C=3mA-1A RMS 110-130VAC | Relais de courant Série CM 1c/o, B-C=3mA-1A RMS, 110-130Vac | CM-SRS.11P Stromüberwachungsrelais 1We, B-C=3mA-1A RMS, 110-130VAC | CM-SRS.11P Current monitoring relay 1c/o, B-C=3mA-1A RMS, 110-130VAC
1SVR740841R0400 | CM-SRS.21P | Active | 4016779852548 | 310.82 | 1 | 1 | stuk | Single-Phase Current and Voltage Monitors | BE31230 | SP (Control general) | stuk | CM-SRS.21P 2c/o B-C=3mA-1A RMS 110-130VAC | Relais de courant Série CM 2c/o, B-C=3mA-1A RMS, 110-130Vac | CM-SRS.21P Stromüberwachungsrelais 2We, B-C=3mA-1A RMS, 110-130VAC | CM-SRS.21P Current monitoring relay 2c/o, B-C=3mA-1A RMS, 110-130VAC
1SVR740841R1200 | CM-SRS.11P | Active | 4016779852562 | 278.43 | 1 | 1 | stuk | Single-Phase Current and Voltage Monitors | BE31230 | SP (Control general) | stuk | CM-SRS.11P 1c/o B-C=3mA-1A RMS 220-240VAC | Relais de courant Série CM 1c/o, B-C=3mA-1A RMS, 220-240Vac | CM-SRS.11P Stromüberwachungsrelais 1We, B-C=3mA-1A RMS, 220-240VAC | CM-SRS.11P Current monitoring relay 1c/o, B-C=3mA-1A RMS, 220-240VAC
1SVR740841R1400 | CM-SRS.21P | Active | 4016779852586 | 310.82 | 1 | 1 | stuk | Single-Phase Current and Voltage Monitors | BE31230 | SP (Control general) | stuk | CM-SRS.21P 2c/o B-C=3mA-1A RMS 220-240VAC | Relais de courant Série CM 2c/o, B-C=3mA-1A RMS, 220-240Vac | CM-SRS.21P Stromüberwachungsrelais 2We, B-C=3mA-1A RMS, 220-240VAC | CM-SRS.21P Current monitoring relay 2c/o, B-C=3mA-1A RMS, 220-240VAC
1SVR740850R0100 | CM-ENS.11P | Active | 4013614502873 | 174.02 | 1 | 1 | stuk | Liquid Level Monitoring Relays | BE31230 | SP (Control general) | stuk | CM-ENS 1c/o gevoeligheid 5-100kOhm | Relais niv.liquide gamme CM 1c/o, sensibilité 5-100kOhm | CM-ENS.11P Niveauüberwachungsrelais 1We, Empfindlichk. 5-100kOhm | CM-ENS.11P Liquid level monitoring relay 1c/o, sensitivity 5-100kOhm
1SVR740850R0200 | CM-ENS.21P | Active | 4013614502866 | 181.21 | 1 | 1 | stuk | Liquid Level Monitoring Relays | BE31230 | SP (Control general) | stuk | CM-ENS.21P 1c/o sens. 0.1-1000kOhm | Relais niv.liquide gamme CM 1c/o, sensibilité 0.1-1000kOhm | CM-ENS.21P Niveauüberwachungsrelais 1We, Empfindlichk. 0,1-1000kOhm | CM-ENS.21P Liquid level monitoring relay 1c/o, sensitivity 0.1-1000kOhm
1SVR740850R0300 | CM-ENS.31P | Active | 4013614502859 | 250.81 | 1 | 1 | stuk | Liquid Level Monitoring Relays | BE31230 | SP (Control general) | stuk | CM-ENS.31P 2c/o sens. 0.1-1000kOhm | Relais niv.liquide gamme CM 2c/o, sensibilité 0.1-1000kOhm | CM-ENS.31P Niveauüberwachungsrelais 2We, Empfindlichk. 0,1-1000kOhm | CM-ENS.31P Liquid level monitoring relay 2c/o, sensitivity 0.1-1000kOhm
1SVR740850R2100 | CM-ENS.13P | Active | 4013614502842 | 174.02 | 1 | 1 | stuk | Liquid Level Monitoring Relays | BE31230 | SP (Control general) | stuk | CM-ENS 1c/o gevoeligheid 5-100kOhm | Relais niv.liquide gamme CM 1c/o, sensibilité 5-100kOhm | CM-ENS.13P Niveauüberwachungsrelais 1We, Empfindlichk. 5-100kOhm | CM-ENS.13P Liquid level monitoring relay 1c/o, sensitivity 5-100kOhm
1SVR740850R2200 | CM-ENS.23P | Active | 4013614502835 | 181.21 | 1 | 1 | stuk | Liquid Level Monitoring Relays | BE31230 | SP (Control general) | stuk | CM-ENS.23P 1c/o sens. 0.1-1000kOhm | Relais niv.liquide gamme CM 1c/o, sensibilité 0.1-1000kOhm | CM-ENS.23P Niveauüberwachungsrelais 1We, Empfindlichk. 0,1-1000kOhm | CM-ENS.23P Liquid level monitoring relay 1c/o, sensitivity 0.1-1000kOhm
1SVR740884R1300 | CM-MPS.31P | Active | 4016779852036 | 330.01 | 1 | 1 | stuk | Three-Phase Monitoring Relays | BE31230 | SP (Control general) | stuk | CM-MPS.31P 3F 2c/o 00.1-30s L123=3x160-300VAC | Relais de phase Série CM 2c/o, 0,0.1-30s, L1-L2-L3=3x160-300Vac | CM-MPS.31P Dreiphasenüberwachungsrelais 2We, 0,0,1-30s, L1-L2-L3=3x160-300VAC | CM-MPS.31P Three-phase monitoring relay 2c/o, 0,0.1-30s, L1-L2-L3=3x160-300VAC
1SVR740884R3300 | CM-MPS.41P | Active | 4016779852043 | 330.01 | 1 | 1 | stuk | Three-Phase Monitoring Relays | BE31230 | SP (Control general) | stuk | CM-MPS.41P 3F 2c/o 00.1-30s L123=3x300-500VAC | Relais de phase Série CM 2c/o, 0,0.1-30s, L1-L2-L3=3x300-500Vac | CM-MPS.41P Dreiphasenüberwachungsrelais 2We, 0,0,1-30s, L1-L2-L3=3x300-500VAC | CM-MPS.41P Three-phase monitoring relay 2c/o, 0,0.1-30s, L1-L2-L3=3x300-500VAC
1SVR740884R4300 | CM-MPS.43P | Active | 4016779852050 | 387.62 | 1 | 1 | stuk | Three-Phase Monitoring Relays | BE31230 | SP (Control general) | stuk | CM-MPS.43P 3F 2c/o 00.1-30s L123=3x300-500VAC | Relais de phase Série CM 2c/o, 0,0.1-30s, L1-L2-L3=3x300-500Vac | CM-MPS.43P Dreiphasenüberwachungsrelais 2We, 0,0,1-30s, L1-L2-L3=3x300-500VAC | CM-MPS.43P Three-phase monitoring relay 2c/o, 0,0.1-30s, L1-L2-L3=3x300-500VAC
1SVR740885R1300 | CM-MPS.11P | Active | 4016779852067 | 344.42 | 1 | 1 | stuk | Three-Phase Monitoring Relays | BE31230 | SP (Control general) | stuk | CM-MPS.11P 3F 2c/o 00.1-30s L123-N=3x90-170VAC | Relais de phase Série CM 2c/o, 0,0.1-30s, L1-L2-L3-N=3x90-170Vac | CM-MPS.11P Dreiphasenüberwachungsrelais 2We, 0,0,1-30s, L1-L2-L3-N=3x90-170VAC | CM-MPS.11P Three-phase monitoring relay 2c/o, 0,0.1-30s, L1-L2-L3-N=3x90-170VAC
1SVR740885R3300 | CM-MPS.21P | Active | 4016779852074 | 344.42 | 1 | 1 | stuk | Three-Phase Monitoring Relays | BE31230 | SP (Control general) | stuk | CM-MPS.21P 3F 2c/o 00.1-30s L123-N=3x180-280VAC | Relais de phase Série CM 2c/o, 0,0.1-30s, L1-L2-L3-N=3x180-280Vac | CM-MPS.21P Dreiphasenüberwachungsrelais 2We, 0,0,1-30s, L1-L2-L3-N=3x180-280VAC | CM-MPS.21P Three-phase monitoring relay 2c/o, 0,0.1-30s, L1-L2-L3-N=3x180-280VAC
1SVR740885R4300 | CM-MPS.23P | Active | 4016779852081 | 404.43 | 1 | 1 | stuk | Three-Phase Monitoring Relays | BE31230 | SP (Control general) | stuk | CM-MPS.23P 3F 2c/o 00.1-30s L123-N=3x180-280VAC | Relais de phase Série CM 2c/o, 0,0.1-30s, L1-L2-L3-N=3x180-280Vac | CM-MPS.23P Dreiphasenüberwachungsrelais 2We, 0,0,1-30s, L1-L2-L3-N=3x180-280VAC | CM-MPS.23P Three-phase monitoring relay 2c/o, 0,0.1-30s, L1-L2-L3-N=3x180-280VAC
1SVR750005R0100 | COV.12 | Active | 4016779876773 | 14.58 | 1 | 1 | stuk | Monitoring Relays | BE31230 | SP (Control general) | stuk | Deksel COV Transp.,verzegelbaar 45Mm | Couvercle transp.plombable Série CM-CT 45 mm | COV.12 Plombierbare Klarsichtabdeckung 45 mm | COV.12 Sealable transparent cover 45 mm
1SVR750487R8300 | CM-MPN.52S | Active | 4016779851916 | 440.43 | 1 | 1 | stuk | Three-Phase Monitoring Relays | BE31230 | SP (Control general) | stuk | CM-MPN.52S 3F 2c/o 00.1-30s L123=3x350-580VAC | Relais de phase Série CM 2c/o, 0,0.1-30s, L1-L2-L3=3x350-580Vac | CM-MPN.52S Dreiphasenüberwachungsrelais 2We, 0,0,1-30s, L1-L2-L3=3x350-580VAC | CM-MPN.52S Three-phase monitoring relay 2c/o, 0,0.1-30s, L1-L2-L3=3x350-580VAC
1SVR750488R8300 | CM-MPN.62S | Active | 4016779851923 | 440.43 | 1 | 1 | stuk | Three-Phase Monitoring Relays | BE31230 | SP (Control general) | stuk | CM-MPN.62S 3F 2c/o 00.1-30s L123=3x450-720VAC | Relais de phase Série CM 2c/o, 0,0.1-30s, L1-L2-L3=3x450-720Vac | CM-MPN.62S Dreiphasenüberwachungsrelais 2We, 0,0,1-30s, L1-L2-L3=3x450-720VAC | CM-MPN.62S Three-phase monitoring relay 2c/o, 0,0.1-30s, L1-L2-L3=3x450-720VAC
1SVR750489R8300 | CM-MPN.72S | Active | 4016779851930 | 440.43 | 1 | 1 | stuk | Three-Phase Monitoring Relays | BE31230 | SP (Control general) | stuk | CM-MPN.72S 3F 2c/o 00.1-30s L123=3x530-820VAC | Relais de phase Série CM 2c/o, 0,0.1-30s, L1-L2-L3=3x530-820Vac | CM-MPN.72S Dreiphasenüberwachungsrelais 2We, 0,0,1-30s, L1-L2-L3=3x530-820VAC | CM-MPN.72S Three-phase monitoring relay 2c/o, 0,0.1-30s, L1-L2-L3=3x530-820VAC
1SVR750660R0200 | CM-IWN.1S | Active | 4016779852623 | 916.87 | 1 | 1 | stuk | Insulation Monitoring Relays | BE31230 | SP (Control general) | stuk | Insulation Monitoring Relays CM-IWN.1S | Relais d'isolation Série CM 2c/o, 1-100kOhm,2-200kOhm, 24-240Vac/dc | CM-IWN.1S Isolationsüberwachungsrelais 2We, 1-100kOhm,2-200kOhm, 24-240VAC/DC | CM-IWN.1S Insulation monitoring relay 2c/o, 1-100kOhm,2-200kOhm, 24-240VAC/DC
1SVR750669R9400 | CM-IVN.S | Active | 4016779852630 | 487.25 | 1 | 1 | stuk | Insulation Monitoring Relays | BE31230 | SP (Control general) | stuk | CM-IVN Uitbreidingsmodule | Module d'extension Série CM Large plage de tension | CM-IVN.S Vorschaltmodul Spannungsbereichserweiterung f. CM-IWN.1 | CM-IVN.S Coupling unit voltage range expansion for CM-IWN.1
1SVR760487R8300 | CM-MPN.52P | Active | 4016779852098 | 440.43 | 1 | 1 | stuk | Three-Phase Monitoring Relays | BE31230 | SP (Control general) | stuk | CM-MPN.52P 3F 2c/o 00.1-30s L123=3x350-580VAC | Relais de phase Série CM 2c/o, 0,0.1-30s, L1-L2-L3=3x350-580Vac | CM-MPN.52P Dreiphasenüberwachungsrelais 2We, 0,0,1-30s, L1-L2-L3=3x350-580VAC | CM-MPN.52P Three-phase monitoring relay 2c/o, 0,0.1-30s, L1-L2-L3=3x350-580VAC
1SVR760488R8300 | CM-MPN.62P | Active | 4016779852104 | 440.43 | 1 | 1 | stuk | Three-Phase Monitoring Relays | BE31230 | SP (Control general) | stuk | CM-MPN.62P 3F 2c/o 00.1-30s L123=3x450-720VAC | Relais de phase Série CM 2c/o, 0,0.1-30s, L1-L2-L3=3x450-720Vac | CM-MPN.62P Dreiphasenüberwachungsrelais 2We, 0,0,1-30s, L1-L2-L3=3x450-720VAC | CM-MPN.62P Three-phase monitoring relay 2c/o, 0,0.1-30s, L1-L2-L3=3x450-720VAC
1SVR760489R8300 | CM-MPN.72P | Active | 4016779852111 | 440.43 | 1 | 1 | stuk | Three-Phase Monitoring Relays | BE31230 | SP (Control general) | stuk | CM-MPN.72P 3F 2c/o 00.1-30s L123=3x530-820VAC | Relais de phase Série CM 2c/o, 0,0.1-30s, L1-L2-L3=3x450-720Vac | CM-MPN.72P Dreiphasenüberwachungsrelais 2We, 0,0,1-30s, L1-L2-L3=3x530-820VAC | CM-MPN.72P Three-phase monitoring relay 2c/o, 0,0.1-30s, L1-L2-L3=3x530-820VAC
1SVR760660R0200 | CM-IWN.1P | Active | 4016779852661 | 916.87 | 1 | 1 | stuk | Insulation Monitoring Relays | BE31230 | SP (Control general) | stuk | Insulation Monitoring Relays CM-IWN.1P | Relais d'isolation Série CM 2c/o, 1-100kOhm,2-200kOhm, 24-240Vac/dc | CM-IWN.1P Isolationsüberwachungsrelais 2We, 1-100kOhm,2-200kOhm, 24-240VAC/DC | CM-IWN.1P Insulation monitoring relay 2c/o, 1-100kOhm,2-200kOhm, 24-240VAC/DC
1SVR760669R9400 | CM-IVN.P | Active | 4016779852678 | 487.25 | 1 | 1 | stuk | Insulation Monitoring Relays | BE31230 | SP (Control general) | stuk | CM-IVN Uitbreidingsmodule | Module d'extension Série CM Large plage de tension | CM-IVN.P Vorschaltmodul Spannungsbereichserweiterung f. CM-IWN.1 | CM-IVN.P Coupling unit voltage range expansion for CM-IWN.1
2TLA010040R0000 | Sentry BSR10 24VDC | Active | 7350024483253 | 178.81 | 1 | 1 | stuk | Sentry BSR | BE31230 | SP (Control general) | stuk | BSR10 24VDC-3NO+1NC-NoDelay | Relais de sécurité 3 NO + 1 NC output 24 VDC alimentation | BSR10 Sicherheits-/Erweiterungsrelais Relaisausgänge 3 NO + 1 NC | Safety/Expansion Relay Sentry BSR10 24VDC - 24 volt DC - 3 NO + 1 NC - No Time Delay
2TLA010040R0200 | Sentry BSR11 24VDC | Active | 7350024483260 | 178.81 | 1 | 1 | stuk | Sentry BSR | BE31230 | SP (Control general) | stuk | Sentry BSR Sentry BSR11 24VDC | Relais de sécurité 4 NO output 24 VDC alimentation | BSR11 Sicherheits-/Erweiterungsrelais Relaisausgänge 4 NO | Safety/Expansion Relay Sentry BSR11 24VDC - 24 volt DC - 4 NO - No Time Delay
2TLA010041R0600 | Sentry BSR23 24VDC | Active | 7350024483277 | 154.8 | 1 | 1 | stuk | Sentry BSR | BE31230 | SP (Control general) | stuk | BSR23 24VDC-4NO+1NC-NoDelay | Relais de sécurité 4 NO + 1 NC output 24 VDC alimentation | BSR23 Erweiterungsrelais Relaisausgänge 4 NO + 1 NC | Safety/Expansion Relay Sentry BSR23 24VDC - 24 volt DC - 4 NO + 1 NC - No Time Delay
2TLA010050R0000 | Sentry SSR10 24VDC | Active | 7350024483284 | 219.62 | 1 | 1 | stuk | Sentry SSR | BE31230 | SP (Control general) | stuk | SSR10 24VDC-3 NO + 1 NC-NoDelay | Relais de sécurité 3 NO + 1 NC output 24 VDC alimentation | SSR10 Sicherheitsrelais Relaisausgänge 3 NO + 1 NC | Safety Relay Sentry SSR10 24VDC - 24 volt DC - 3 NO + 1 NC - No Time Delay
2TLA010050R0100 | Sentry SSR10M VAC/VDC | Active | 7350024483291 | 277.21 | 1 | 1 | stuk | Sentry SSR | BE31230 | SP (Control general) | stuk | SSR10M VAC/DC-120..375VDC-3NO+1NC-NoDelay | Relais de sécurité 3 NO + 1 NC output 85-265 VAC (50/60 Hz)/120-275 VDC | SSR10M Sicherheitsrelais Relaisausgänge 3 NO + 1 NC | Safety Relay Sentry SSR10M VAC/VDC - 120 ... 375 volt DC - 3 NO + 1 NC - No Time Delay
2TLA010051R0000 | Sentry SSR20 24VDC | Active | 7350024483307 | 241.21 | 1 | 1 | stuk | Sentry SSR | BE31230 | SP (Control general) | stuk | SSR20 24VDC-3 NO + 1 NC-NoDelay | Relais de sécurité 3 NO + 1 NC output 24 VDC alimentation | SSR20 Sicherheitsrelais Relaisausgänge 3 NO + 1 NC | Safety Relay Sentry SSR20 24VDC - 24 volt DC - 3 NO + 1 NC - No Time Delay
2TLA010051R0100 | Sentry SSR20M VAC/VDC | Active | 7350024483314 | 310.82 | 1 | 1 | stuk | Sentry SSR | BE31230 | SP (Control general) | stuk | SSR20M VAC/DC-120..375VDC-3NO+1NC-NoDelay | Relais de sécurité 3 NO + 1 NC output 85-265 VAC (50/60 Hz)/120-275 VDC | SSR20M Sicherheitsrelais Relaisausgänge 3 NO + 1 NC | Safety Relay Sentry SSR20M VAC/VDC - 120 ... 375 volt DC - 3 NO + 1 NC - No Time Delay
2TLA010052R0400 | Sentry SSR32 24VDC | Active | 7350024483321 | 351.64 | 1 | 1 | stuk | Sentry SSR | BE31230 | SP (Control general) | stuk | Sentry SSR Sentry SSR32 24VDC | Relais de sécurité 2 NO + 2 ralenti NO, 0,5 s 24 VDC alimentation | SSR32 Sicherheitsrelais Relaisausgänge 2 NO + 2 NO verzögert | Safety Relay Sentry SSR32 24VDC - 24 volt DC - 2 NO + 2 NO (delayed) - OFF-Delay - 0.5 second
2TLA010053R0400 | Sentry SSR42 24VDC | Active | 7350024483338 | 351.64 | 1 | 1 | stuk | Sentry SSR | BE31230 | SP (Control general) | stuk | Sentry SSR Sentry SSR42 24VDC | Relais de sécurité 2 NO + 2 ralenti NO, 1,5 s 24 VDC alimentation | SSR42 Sicherheitsrelais Relaisausgänge 2 NO + 2 NO verzögert | Safety Relay Sentry SSR42 24VDC - 24 volt DC - 2 NO + 2 NO (delayed) - OFF-Delay - 1.5 seconds
2TLA010060R0000 | Sentry TSR10 24VDC | Active | 7350024483345 | 282.02 | 1 | 1 | stuk | Sentry TSR | BE31230 | SP (Control general) | stuk | Sentry TSR Sentry TSR10 24VDC | Relais de sécurité 3 NO + 1 NC output, timer réglable 24 VDC alimentation | TSR10 Sicherheitsrelais/-timer Relaisausgänge 3 NO + 1 NC | Safety Relay/Timer Sentry TSR10 24VDC - 24 volt DC - 3 NO + 1 NC - Multifunction - 0 ... 999 seconds
2TLA010061R0000 | Sentry TSR20 24VDC | Active | 7350024483352 | 219.62 | 1 | 1 | stuk | Sentry TSR | BE31230 | SP (Control general) | stuk | Sentry TSR Sentry TSR20 24VDC | Relais de sécurité 3 NO + 1 NC output, timer 0,5 or 1,5 s 24 VDC alimentation | TSR20 Sicherheits-Erweiterungs-Timer Relaisausgänge 3 NO + 1 NC | Safety/Expansion Relay Sentry TSR20 24VDC - 24 volt DC - 3 NO + 1 NC - OFF-Delay - 0.5 and 1.5 seconds
2TLA010061R0100 | Sentry TSR20M VAC/VDC | Active | 7350024483369 | 284.42 | 1 | 1 | stuk | Sentry TSR | BE31230 | SP (Control general) | stuk | Sentry TSR Sentry TSR20M VAC/VDC | Relais de sécurité 3 NO + 1 NC output, timer 0,5 or 1,5 s 85-265 VAC (50/60 Hz)/120-275 VDC | TSR20M Sicherheits-Erweiterungs-Timer Relaisausgänge 3 NO + 1 NC | Safety/Expansion Relay Sentry TSR20M VAC/VDC - 120 ... 375 volt DC - 3 NO + 1 NC - OFF-Delay - 0.5 and 1.5 seconds
2TLA010070R0000 | Sentry USR10 24VDC | Active | 7350024483376 | 333.62 | 1 | 1 | stuk | Sentry USR | BE31230 | SP (Control general) | stuk | Sentry USR Sentry USR10 24VDC | Relais temporisé 3 NO + 1 NC output. timer réglable 24 VDC alimentation | USR10 Universal-Sicherheitsrelais/-timer Relaisausgänge 3 NO + 1 NC | Universal safety relay/timer Sentry USR10 24VDC - 24 volt DC - 3 NO + 1 NC - Multifunction - 0 ... 999 seconds
2TLA010070R0400 | Sentry USR22 24VDC | Active | 7350024483383 | 466.83 | 1 | 1 | stuk | Sentry USR | BE31230 | SP (Control general) | stuk | Sentry USR Sentry USR22 24VDC | Relais temporisé 2 NO + 2 ralenti NO, timer réglable 24 VDC alimentation | USR22 Universal-Sicherheitsrelais/-timer Relaisausgänge 2 NO + 2 NO separat | Universal safety relay/timer Sentry USR22 24VDC - 24 volt DC - 2 NO + 2 NO (delayed) - Multifunction - 0 ... 999 seconds
2TLA010099R0000 | Sentry S30A Contact block | Active | 7350024483390 | 19.62 | 1 | 1 | stuk | Safety Relays | BE31230 | SP (Control general) | stuk | Aansluitblok Sentry veiligeidsrelais | Connection Sentry relais de sécurité 1 pce | S30A Kontaktblock Ersatzteil für SENTRY Sicherheitsrelais /-timer | Sentry S30A Contact block
2TLA010099R0100 | Sentry S30B Coding kit | Active | 7350024483406 | 6.53 | 1 | 1 | stuk | Safety Relays | BE31230 | SP (Control general) | stuk | Coderingsset Sentry acc. veiligeidsrelais | Set encodage Sentry relais de sécurité | S30B Codier-Set Zubehör für Kontaktblöcke | Sentry S30B Coding kit
2TLA019995R0000 | 2TLA019995R0000 | Active | 7350024453348 | 422.44 | 1 | 1 | stuk | JSHD | BE31230 | SP (Control general) | stuk | 3st, knop Jokab JSHD4-1-AA | Bouton à trois position Série Jokab JSHD4-1-AA | JSHD4-1-AA 3-Stellungs-Zustimmschalter ohne LEDs, Zusatztaster u. Handerkennung | JSHD4-1-AA Enabling Switch
2TLA019995R0100 | 2TLA019995R0100 | Active | 7350024453355 | 486.03 | 1 | 1 | stuk | JSHD | BE31230 | SP (Control general) | stuk | 3st, knop Jokab JSHD4-1-AC | Bouton à trois position Série Jokab JSHD4-2-AB | JSHD4-1-AC 3-Stellungs-Zustimmschalter ohne LEDs, Zusatztaster u. Handerkennung | JSHD4-1-AC Enabling Switch
2TLA019995R0200 | 2TLA019995R0200 | Active | 7350024453362 | 643.23 | 1 | 1 | stuk | JSHD | BE31230 | SP (Control general) | stuk | 3st, knop Jokab JSHD4-2-AB | Bouton à trois position Série Jokab JSHD4-2-AB | JSHD4-2-AB 3-Stellungs-Zustimmschalter mit LEDs, Zusatztaster vorne und oben | JSHD4-2-AB Enabling Switch
2TLA019995R0400 | 2TLA019995R0400 | Active | 7350024453386 | 645.64 | 1 | 1 | stuk | JSHD | BE31230 | SP (Control general) | stuk | 3st, knop Jokab JSHD4-2-AD | Bouton à trois position Série Jokab JSHD4-2-AD | JSHD4-2-AD 3-Stellungs-Zustimmschalter mit LEDs, Zusatztaster vorne und oben | JSHD4-2-AD Enabling Switch
2TLA019995R0800 | 2TLA019995R0800 | Active | 7350024453423 | 650.46 | 1 | 1 | stuk | JSHD | BE31230 | SP (Control general) | stuk | 3st, knop Jokab JSHD4-2-AH | Bouton à trois position Série Jokab JSHD4-2-AH | JSHD4-2-AH 3-Stellungs-Zustimmschalter mit LEDs, Zusatztaster vorne und oben | JSHD4-2-AH Enabling Switch
2TLA019995R2000 | 2TLA019995R2000 | Active | 7350024453546 | 591.66 | 1 | 1 | stuk | JSHD | BE31230 | SP (Control general) | stuk | 3st, knop Jokab JSHD4-3-AH | Bouton à trois position Série Jokab JSHD4-3-AH | JSHD4-3-AH 3-Stellungs-Zustimmschalter mit LEDs, ohne Zusatztaster | JSHD4-3-AH Enabling Switch
2TLA019995R4800 | 2TLA019995R4800 | Active | 7350024483628 | 615.64 | 1 | 1 | stuk | JSHD | BE31230 | SP (Control general) | stuk | JSHD4-2-AK Vrijgave-schak. | JSHD4-2-AK Interrupteur activation | JSHD4-2-AK 3-Stellungs-Zustimmschalter mit LEDs, Zusatztaster vorne und oben | JSHD4-2-AK Enabling switch
2TLA020001R1000 | 2TLA020001R1000 | Active | 7350024456837 | 68.05 | 1 | 1 | stuk | JSHD | BE31230 | SP (Control general) | stuk | 3st, knop Jokab JSHD2C E | Bouton à trois position Jokab range JSHD2C type E | JSHD2C-E 3-Stellungs-Schaltelement Einzelelement | JSHD2C type E Enabling Switch
2TLA020001R1100 | 2TLA020001R1100 | Active | 7350024456844 | 65.99 | 1 | 1 | stuk | JSHD | BE31230 | SP (Control general) | stuk | 3st, knop Jokab JSHD2C A | Bouton à trois position Série Jokab JSHD2C type A | JSHD2C-A 3-Stellungs-Schaltelement 3 Litzen mit 190 mm, IP40 | JSHD2C type A Enabling Switch
2TLA020001R1300 | 2TLA020001R1300 | Active | 7350024456851 | 73.57 | 1 | 1 | stuk | JSHD | BE31230 | SP (Control general) | stuk | 3st, knop Jokab JSHD2C K | Poignées à trois position JSHD2C type K 20-p ABB | JSHD2C-K 3-Stellungs-Schaltelement 2 Litzen mit 290 mm, IP54 | JSHD2C type K Enabling Switch
2TLA020001R1400 | 2TLA020001R1400 | Active | 7350024456868 | 87.01 | 1 | 1 | stuk | JSHD | BE31230 | SP (Control general) | stuk | 3st, knop Jokab JSHD2C F | Bouton à trois position Série Jokab JSHD2C type F | JSHD2C-F 3-Stellungs-Schaltelement 3 Litzen mit 850 mm, IP54 | JSHD2C type F Enabling Switch
2TLA020002R0200 | JSHD4H2A 0,15m | Active | 7350024454833 | 458.43 | 1 | 1 | stuk | JSHD | BE31230 | SP (Control general) | stuk | 3st, knop Jokab JSHD4H2A | Bouton à trois position Série Jokab JSHD4H2A | JSHD4H2A 3-Stellungs-Zustimmschalter Ausführung: "rechts" | JSHD4H2A 3-pos device external Mounting. 6x150mm leads.
2TLA020002R3100 | JSHD4H2 0,15m | Active | 7350024455076 | 204.02 | 1 | 1 | stuk | JSHD | BE31230 | SP (Control general) | stuk | 3st, knop Jokab JSHD4H2 | Bouton à trois position Gamme Jokab JSHD4H2 | JSHD4H2 3-Stellungs-Zustimmschalter für Bedienfeldeinbau | JSHD4H2 3-pos device panel mounting. 6x150mm leads.
2TLA020003R0300 | JSHK0 | Active | 7350024456882 | 79.2 | 1 | 1 | stuk | Safety Control Devices | BE31230 | SP (Control general) | stuk | Con. Jokab JSHK0 | Connecteur Série Jokab JSHK0 | JSHK0 Cannon Buchsenstecker 12-polig für JSHD4 | JSHK0 12pol connector female
2TLA020003R0700 | JSHK1-C | Active | 7350024457469 | 136.81 | 1 | 1 | stuk | Safety Control Devices | BE31230 | SP (Control general) | stuk | Con. Jokab JSHK1-C | Connecteur Série Jokab JSHK1-C | JSHK1-C Cannon Stiftstecker 12-polig für Schaltschrankmontage | JSHK1-C Male chassis plug
2TLA020003R0800 | JSHK1-A | Active | 7350024457476 | 104.77 | 1 | 1 | stuk | Safety Control Devices | BE31230 | SP (Control general) | stuk | Con. Jokab JSHK1-A | Connecteur Série Jokab JSHK1-A | JSHK1-A Cannon Buchsenstecker 12-polig für Schaltschrankmontage | JSHK1-A Female chassis plug
2TLA020003R0900 | JSHK1-B | Active | 7350024457483 | 104.77 | 1 | 1 | stuk | Safety Control Devices | BE31230 | SP (Control general) | stuk | Con. Jokab JSHK1-B | Connecteur Série Jokab JSHK1-B | JSHK1-B Cannon Stiftstecker 12-polig für Kabelmontage | JSHK1-B Male plug for cable
2TLA020003R3500 | HK40S4 | Active | 7350024457612 | 666.04 | 1 | 1 | stuk | Safety Control Devices | BE31230 | SP (Control general) | stuk | Spiraal kabel Jokab HK40S4 | HK40S4 Spiralcable 12 poles 4,0m | HK40S4 Spiralkabel 4 m Cannonverbindung 12-adrig | HK40S4 Spiralcable 12 poles 4,0m
2TLA020003R3600 | HK60S4 | Active | 7350024457629 | 836.46 | 1 | 1 | stuk | Safety Control Devices | BE31230 | SP (Control general) | stuk | Spiraal kabel Jokab HK60S4 | Câble spiralé Série Jokab HK60S4 | HK60S4 Spiralkabel 6 m Cannonverbindung 12-adrig | HK60S4 Spiralcable 12 poles 6,0m
2TLA020003R4700 | HK5 | Active | 7350024461169 | 199.21 | 1 | 1 | stuk | Safety Control Devices | BE31230 | SP (Control general) | stuk | Kabel Jokab HK5 5MCon. | Cable Série Jokab HK5, 5 mètres avec connecteur | HK5 JSHD4-Kabel 5 m Cannon Buchsenstecker | HK5 Cable 5 m with connector
2TLA020003R4800 | HK10 | Active | 7350024461176 | 231.62 | 1 | 1 | stuk | Safety Control Devices | BE31230 | SP (Control general) | stuk | Kabel Jokab HK10 10MCon. | Cable Gamme Jokab HK10, 10 mètres avec connecteur | HK10 JSHD4-Kabel 10 m Cannon Buchsenstecker | HK10 Cable 10 m with connector
2TLA020003R4900 | HK20 | Active | 7350024461183 | 288.02 | 1 | 1 | stuk | Safety Control Devices | BE31230 | SP (Control general) | stuk | Kabel Jokab HK20 20MCon. | Cable Série Jokab HK20, 20 mètres avec connecteur | HK20 JSHD4-Kabel 20 m Cannon Buchsenstecker | HK20 Cable 20 m with connector
2TLA020003R5000 | HK16S4 | Active | 7350024459500 | 313.22 | 1 | 1 | stuk | Safety Control Devices | BE31230 | SP (Control general) | stuk | Spiraalkabel 1 6M | HK16S4 Spiral cable 12-ways 1,6m | HK16S4 Spiralkabel 1.6 m Cannonverbind. 12-adrig | HK16S4 Spiral cable 12-ways 1,6m
2TLA020003R5100 | HK20S4 | Active | 7350024459517 | 321.63 | 1 | 1 | stuk | Safety Control Devices | BE31230 | SP (Control general) | stuk | Spiraal kabel Jokab HK20S4 | Câble spiralé Série Jokab HK20S4 | HK20S4 Spiralkabel 2.0 m Cannonverbind. 12-adrig | HK20S4 Spiralcable 12 poles, 2,0m
2TLA020003R5200 | HK32S4 | Active | 7350024459524 | 410.44 | 1 | 1 | stuk | Safety Control Devices | BE31230 | SP (Control general) | stuk | Spiraalkabel 3 2M | HK32S4 CABLE HK32S4 | HK32S4 Spiralkabel 3.2 m Cannonverbind. 12-adrig | HK32S4 Spiralcable 12 poles, 3,2m
2TLA020003R5300 | HK80S4 | Active | 7350024459531 | 796.87 | 1 | 1 | stuk | Safety Control Devices | BE31230 | SP (Control general) | stuk | HK80S4 Spiralcable 12 Ps 80m | HK80S4 CABLE HK80S4 | HK80S4 Spiralkabel 8.0 m Cannonverbind. 12-adrig | HK80S4 Spiralcable 12 poles, 8,0m
2TLA020005R0900 | JSHD4 Anti-tamper | Active | 7350024459623 | 180.02 | 1 | 1 | stuk | Safety Control Devices | BE31230 | SP (Control general) | stuk | Anti valsspeel PCBA Jokab JSHD4 | PCBA anti-tricher Série Jokab pour JSHD4 | JSHD4 AT PCB Einheit zur Handerkennung kann mit den Oberteilen JSHD4-2 bis | JSHD4 Anti-tamper PCBA
2TLA020005R1000 | 2TLA020005R1000 | Active | 7350024459630 | 40.32 | 1 | 1 | stuk | JSHD | BE31230 | SP (Control general) | stuk | 3st, knop Jokab JSHD4 onderstuk AA | Bouton à trois position Série Jokab JSHD4 piece de fond AA | JSHD4 AA BP Unterteil 5-polige Schraubklemme mit Kabeltülle | JSHD4 Bottom part AA Cable Gland
2TLA020005R1100 | 2TLA020005R1100 | Active | 7350024459647 | 157.21 | 1 | 1 | stuk | JSHD | BE31230 | SP (Control general) | stuk | 3st, knop Jokab JSHD4 onderstuk AB | Bouton à trois position Série Jokab JSHD4 piece de fond AB | JSHD4 AB BP Unterteil 12-poliger Stecker | JSHD4 Bottom part AB Cannon connector
2TLA020005R1200 | 2TLA020005R1200 | Active | 7350024459654 | 76.09 | 1 | 1 | stuk | JSHD | BE31230 | SP (Control general) | stuk | 3st, knop Jokab JSHD4 onderstuk AC | Bouton à trois position Série Jokab JSHD4 piece de fond AC | JSHD4 AC BP Unterteil 5-poliger M12-Stecker | JSHD4 Bottom part AC M12 5-pol connector
2TLA020005R1300 | 2TLA020005R1300 | Active | 7350024459661 | 94.21 | 1 | 1 | stuk | JSHD | BE31230 | SP (Control general) | stuk | 3st, knop Jokab JSHD4 onderstuk AD | Bouton à trois position Série Jokab JSHD4 piece de fond AD | JSHD4 AD BP Unterteil 8-poliger M12-Stecker | JSHD4 Bottom part AD M12 8-pol connector
2TLA020005R1400 | 2TLA020005R1400 | Active | 7350024459678 | 332.42 | 1 | 1 | stuk | JSHD | BE31230 | SP (Control general) | stuk | 3st, knop Jokab JSHD4 onderstuk AE | Bouton à trois position Série Jokab JSHD4 piece de fond AE | JSHD4 AE BP Unterteil 8-poliger M12-Stecker, Not-Halt-Schalter | JSHD4 Bottom part AE M12 8-pol + Estop
2TLA020005R1700 | 2TLA020005R1700 | Active | 7350024459708 | 112.21 | 1 | 1 | stuk | JSHD | BE31230 | SP (Control general) | stuk | 3st, knop Jokab JSHD4 onderstuk AH | Bouton à trois position Série Jokab JSHD4 piece de fond AH | JSHD4 AH BP Unterteil 10-polige Schraubklemme mit Kabeltülle | JSHD4 Bottom part AH Cable Gland+PCB-10
2TLA020005R1800 | 2TLA020005R1800 | Active | 7350024459715 | 92.64 | 1 | 1 | stuk | JSHD | BE31230 | SP (Control general) | stuk | 3st, knop Jokab JSHD4 onderstuk AH | Bouton à trois position Série Jokab JSHD4 piece de fond AH | JSHD4 AJ BP Unterteil 16-polige Schraubklemme mit Kabeltülle | JSHD4 Bottom part AJ Cable Gland+PCB-16
2TLA020006R2100 | 2TLA020006R2100 | Active | 7350024459722 | 417.63 | 1 | 1 | stuk | JSHD | BE31230 | SP (Control general) | stuk | 3st, knop Jokab JSHD4-1 | Bouton à trois position Série Jokab JSHD4-1 | JSHD4-1 Oberteil keine LEDs, keine Taster | JSHD4-1 Top part
2TLA020006R2200 | 2TLA020006R2200 | Active | 7350024459739 | 602.44 | 1 | 1 | stuk | JSHD | BE31230 | SP (Control general) | stuk | 3st, knop Jokab JSHD4-2 | Bouton à trois position Série Jokab JSHD4-2 | JSHD4-2 Oberteil mit LEDs, Taster oben und vorn | JSHD4-2 Top part, 2 buttons, LED, Anti-tamper tape
2TLA020006R2300 | 2TLA020006R2300 | Active | 7350024459746 | 537.63 | 1 | 1 | stuk | JSHD | BE31230 | SP (Control general) | stuk | 3st, knop Jokab JSHD4-3 | Bouton à trois position Série Jokab JSHD4-3 | JSHD4-3 Oberteil keine LEDs, keine Taster | JSHD4-3 Top part, LED, Anti-tamper tape
2TLA020006R2400 | 2TLA020006R2400 | Active | 7350024459753 | 552.03 | 1 | 1 | stuk | JSHD | BE31230 | SP (Control general) | stuk | JSHD 2TLA020006R2400 | JSHD4-4 TOP PART PARTIE SUPÉRIEURE POUR JSHD4 JSHD4-4 TOP PART | JSHD4-4 Oberteil mit LEDs, Taster vorn | JSHD4-4 Top part, Front button, LED, Anti-tamper tape
2TLA020006R2500 | 2TLA020006R2500 | Active | 7350024459760 | 552.03 | 1 | 1 | stuk | JSHD | BE31230 | SP (Control general) | stuk | 3st, knop Jokab JSHD4-5 | Bouton à trois position Série Jokab JSHD4-5 | JSHD4-5 Oberteil mit LEDs, Taster oben | JSHD4-5 Top part, Top button, LED, Anti-tamper tape
2TLA020007R0900 | JSM C5 | Active | 7350024465174 | 83.04 | 1 | 1 | stuk | Safety Control Devices | BE31230 | SP (Control general) | stuk | Mont.set Jokab JSM C5 | Balle de sécurité Jokab safety JSM C5 Balle & jeu de montage | JSM C5 Kugelgelenkhalterung abgewinkelt für die Tischmontage eines Safeballs | JSM C5 Ball & socket mount
2TLA020007R1200 | JSM C7 | Active | 7350024460155 | 88.58 | 1 | 1 | stuk | Safety Control Devices | BE31230 | SP (Control general) | stuk | Suspensie Jokab JSM C7 | Suspension Série Jokab JSM C7 | JSM C7 Einhängevorrichtung für JSTD25 F/G/H | JSM C7 Suspension shelf for JSTD25 FGHK
2TLA020007R1300 | JSM C8 | Active | 7350024484342 | 602.94 | 1 | 1 | stuk | Safety Control Devices | BE31230 | SP (Control general) | stuk | houd JSTD23/25 houd hor. | Transporteur à JSTD23/25 Support horizontal | Carrier to JSTD23/25 bracket horizontal | JSM C8 Suspension shelf for JSTD23/25
2TLA020007R1400 | JSM C9L | Active | 7350024484359 | 528.46 | 1 | 1 | stuk | Safety Control Devices | BE31230 | SP (Control general) | stuk | houd JSTD23 houd links | Transporteur à JSTD23 Support à droite | Carrier to JSTD23 bracket left | JSM C9L Vertical support left JSTD23
2TLA020007R1500 | JSM C9R | Active | 7350024484366 | 545.01 | 1 | 1 | stuk | Safety Control Devices | BE31230 | SP (Control general) | stuk | houd JSTD23 houd rechts | Transporteur à JSTD23 Support gauche | Carrier to JSTD23 bracket right | JSM C9R Vertical support right JSTD23
2TLA020007R1900 | Safeball Coat | Active | 7350024467543 | 44.29 | 1 | 1 | stuk | Safety Control Devices | BE31230 | SP (Control general) | stuk | Beschermhoes Safeball | SAFEBALL COAT PROTECTION SAFEBALL COAT | JSTD1 Schutzhülle für Safeball PC ABB Type | Safeball Protection Coat
2TLA020007R3000 | JSTD1-A | Active | 7350024460193 | 230.42 | 1 | 1 | stuk | JSTD1 | BE31230 | SP (Control general) | stuk | Veiligheidsbal Jokab JSTD1-A | Balle de sécurité Série Jokab JSTD1-A | JSTD1-A Safeball mit 2 m Kabel 1S + 1Ö | JSTD1-A Safeball 2m cable
2TLA020007R3100 | JSTD1-B | Active | 7350024460209 | 188.41 | 1 | 1 | stuk | JSTD1 | BE31230 | SP (Control general) | stuk | Veiligheidsbal Jokab JSTD1-B | Balle de sécurité Série Jokab JSTD1-B | JSTD1-B Safeball mit 0.2 m Kabel 1S + 1Ö | JSTD1-B Safeball 200mm cable
2TLA020007R3200 | JSTD1-C | Active | 7350024460216 | 280.83 | 1 | 1 | stuk | JSTD1 | BE31230 | SP (Control general) | stuk | Veiligheidsbal Jokab JSTD1-C | Balle de sécurité Série Jokab JSTD1-C | JSTD1-C Safeball mit 10 m Kabel 1S + 1Ö | JSTD1-C Safeball 10m cable
2TLA020007R3400 | JSTD1-E | Active | 7350024460223 | 183.6 | 1 | 1 | stuk | JSTD1 | BE31230 | SP (Control general) | stuk | Veiligheidsbal Jokab JSTD1-E | Balle de sécurité Série Jokab JSTD1-E | JSTD1-E Safeball mit 0.2 m Kabel 1S + 1S | JSTD1-E Safeball 2NO 200mm cable
2TLA020007R6000 | JSTD25F | Active | 7350024460322 | 591.66 | 1 | 1 | stuk | JSTD25 | BE31230 | SP (Control general) | stuk | Twee h,sctrle Jokab JSTD25F | Pupitre de commande bimanuelle Série Jokab JSTD25F | JSTD25F Zweihandsteuerung ortsveränderlich, mit 2 Safeballs | JSTD25F Twohand station, 5-pole M12 Male
2TLA020007R6300 | JSTD25H | Active | 7350024460346 | 696.06 | 1 | 1 | stuk | JSTD25 | BE31230 | SP (Control general) | stuk | Twee h,sctrle Jokab JSTD25H | Pupitre de commande bimanuelle Gamme Jokab JSTD25H | JSTD25H Zweihandsteuerung ortsveränderlich, mit 2 Safeballs | JSTD25H Twohand station, 8-pole M12 Male
2TLA020007R6900 | JSTD25K | Active | 7350024479690 | 736.86 | 1 | 1 | stuk | JSTD25 | BE31230 | SP (Control general) | stuk | Twee h,sctrle Jokab JSTD25K | Pupitre de commande bimanuelle Gamme Jokab JSTD25K | JSTD25K Zweihandsteuerung ortsveränderlich, mit 2 Safeballs | JSTD25K Twohand station, 8-pole M12 Male
2TLA020046R0800 | 2TLA020046R0800 | Active | 7350024480399 | 40.69 | 1 | 1 | stuk | Eden | BE31230 | SP (Control general) | stuk | Veiligheidsschak.Jokab Eva General code | Gamme Jokab Eva General code | EVA GENERAL Betätiger für Adam mit Standardcodierung | Eva General code
2TLA020046R0900 | 2TLA020046R0900 | Active | 7350024480405 | 66.37 | 1 | 1 | stuk | Eden | BE31230 | SP (Control general) | stuk | Veiligheidsschak.Jokab Eva Unique code | Capteur de sécurité Série Jokab Eva Unique code | EVA UNIQUE Betätiger für Adam mit eindeutiger Codierung | Eva Unique code
2TLA020051R5100 | 2TLA020051R5100 | Active | 7350024480306 | 116.42 | 1 | 1 | stuk | Eden | BE31230 | SP (Control general) | stuk | Veiligheidssensor Jokab Adam DYN-InfoM12-5 cont. | Capteur de securité Gamme Jokab Adam DYN-Info M12-5 contact | ADAM DYN-INFO Sicherheitssensor, IP69K, M12-5 polig | Adam DYN-Info M12-5 connnector
2TLA020051R5200 | 2TLA020051R5200 | Active | 7350024480313 | 139.21 | 1 | 1 | stuk | Eden | BE31230 | SP (Control general) | stuk | Adam DYN-StatusM12-5 cont. | Adam DYN-Status 5 CAPTEUR DE SÉCURITÉ ADAM M12 DYN STATUS | ADAM DYN-STATUS Sicherheitssensor mit dynam. Signal und StatusBus-Ausgang | Adam DYN-Status M12-5 contact
2TLA020051R5300 | 2TLA020051R5300 | Active | 7350024480320 | 160.82 | 1 | 1 | stuk | Eden | BE31230 | SP (Control general) | stuk | Adam DYN-ResetM12-5 Con. | Capteur de securité Gamme Jokab Adam DYN-Reset M12-5 contact | ADAM DYN-RESET Sicherheitssensor mit dynamischem Signal und Rückstellung | Adam DYN-Reset M12-5 connector
2TLA020051R5400 | 2TLA020051R5400 | Active | 7350024480337 | 108.01 | 1 | 1 | stuk | Eden | BE31230 | SP (Control general) | stuk | Veiligheidssensor Jokab Adam OSSD-InfoM12-5 cont. | Capteur securité Gamme Jokab Adam OSSD-Info M12-5 contact | ADAM OSSD-INFO 5 Sicherheitssensor mit OSSD-Signalen und Infoausgang | Adam OSSD-Info M12-5 connector
2TLA020051R5600 | 2TLA020051R5600 | Active | 7350024480351 | 144.72 | 1 | 1 | stuk | Eden | BE31230 | SP (Control general) | stuk | cont.loze veiligheidssensor OSSD resetM12 5 cont. | Adam OSSD-Reset 5 CAPTEUR DE SÉCURITÉ ADAM M12-5 OSSD RESET | ADAM OSSD-RESET 5 Sicherheitssensor mit OSSD-Signalen und Rückstellung | Adam OSSD-Reset M12-5 connector
2TLA020051R5700 | 2TLA020051R5700 | Active | 7350024480368 | 120.01 | 1 | 1 | stuk | Eden | BE31230 | SP (Control general) | stuk | Veiligheidssensor Jokab Adam OSSD-InfoM12-8 | Capteur securité Jokab Adam OSSD-Info M12-8 | ADAM OSSD-INFO 8 Sicherheitssensor OSSD-Signale, OSSD-Eingang & Infoausgang | Adam OSSD-Info M12-8 connector
2TLA020051R5900 | 2TLA020051R5900 | Active | 7350024480382 | 160.82 | 1 | 1 | stuk | Eden | BE31230 | SP (Control general) | stuk | Adam OSSD-ResetM12-8 Con. | Adam OSSD-Reset M12-8 connector | ADAM OSSD-RESET 8 Sicherheitssensor OSSD-Signale,OSSD-Eingang & Rückstellung | Adam OSSD-Reset M12-8 connector
2TLA020052R1000 | Vital 1 | Active | 7350024431810 | 441.64 | 1 | 1 | stuk | Safety Relays | BE31230 | SP (Control general) | stuk | Veiligheidsrelais Jokab VITAL 1 | Relais de sécurité Série Jokab VITAL 1 | VITAL 1VH Sicherheitsmodul für Lichtschranken SPOT 10/35 | Vital 1 Safety Controller
2TLA020053R0300 | 2TLA020053R0300 | Active | 7350024479102 | 1.22 | 1 | 1 | stuk | Safety Sensors, Switches and Locks | BE31230 | SP (Control general) | stuk | DA 2B Distance ring | DA 2B Distance ring | DA 2B Distanzring, PA, 4.5 x 8 x 4 mm für ADAM AS-i und EVA AS-i | DA 2B Distance ring
2TLA020053R0600 | 2TLA020053R0600 | Active | 7350024480597 | 32.18 | 1 | 1 | stuk | Safety Sensors, Switches and Locks | BE31230 | SP (Control general) | stuk | DA 3A Jokab DA 3AMounting converting plate Eden E | DA 3A Série Jokab DA 3A Mounting converting plate Eden E | DA 3A Montage-/ Anpassungsplatte für den Ersatz von EDEN E | DA 3A Converting plate Eden E to Eden
2TLA020053R0700 | 2TLA020053R0700 | Active | 7350024480603 | 2.91 | 1 | 1 | stuk | Safety Sensors, Switches and Locks | BE31230 | SP (Control general) | stuk | DA1B afst,splaat 4pcs Jokab | DA 1B Plaque entretoise 4pcs Gamme évidement 22 mètres led luminaire | DA 1B Distanzplatte aus gelbem PBT | DA 1B Distance plate
2TLA020053R0900 | 2TLA020053R0900 | Active | 7350024480887 | 569.18 | 1 | 1 | stuk | Safety Sensors, Switches and Locks | BE31230 | SP (Control general) | stuk | M12 Torque wrench | M12 Torque wrench Série Jokab | M12 TORQUE WRENCH Drehmomentschlüssel Type ABB | M12 Torque wrench 0.6 Nm
2TLA020054R0000 | Tina 1A | Active | 7350024451825 | 76.09 | 1 | 1 | stuk | Safety Adapter Units | BE31230 | SP (Control general) | stuk | Con. Jokab Tina 1A | Tina 1A Plug for Tina 4/8 | TINA 1A M12 Blindstecker für den Anschluss an TINA 4A / 8A | Tina 1A Blind plug for DYNlink
2TLA020054R0100 | Tina 2A | Active | 7350024451832 | 90.98 | 1 | 1 | stuk | Safety Adapter Units | BE31230 | SP (Control general) | stuk | Con. Jokab Tina 2A | Connecteur Série Jokab Tina 2A | TINA 2A Anpassungsgerät mit M20-Befestigung für Not-Halt-Taster | Tina 2A Adapter 2 contacts
2TLA020054R0200 | Tina 3A | Active | 7350024451849 | 83.04 | 1 | 1 | stuk | Safety Adapter Units | BE31230 | SP (Control general) | stuk | Con. Jokab Tina 3A | Connecteur Série Jokab Tina 3A | TINA 3A Anpassungsgerät mit M12-Anschluss und M20-Befestigung | Tina 3A Adapter 2 contacts M12-5
2TLA020054R0300 | Tina 4A | Active | 7350024451856 | 250.81 | 1 | 1 | stuk | Safety Adapter Units | BE31230 | SP (Control general) | stuk | Con. Jokab Tina 4A | Bloc de connexion Tina 4A | TINA 4A Anschlussblock mit 4 M12-Buchsen für Sensoren | Tina 4A Connection block 4 DYNlink M12-5
2TLA020054R0500 | Tina 8A | Active | 7350024451870 | 291.63 | 1 | 1 | stuk | Safety Adapter Units | BE31230 | SP (Control general) | stuk | Con. Jokab Tina 8A | Connecteur Série Jokab Tina 8A | TINA 8A Anschlussblock mit 8 M12-Buchsen für Sensoren | Tina 8A Connection block 8 DYNlink M12-5
2TLA020054R0600 | Tina 6A | Active | 7350024451887 | 106.63 | 1 | 1 | stuk | Safety Adapter Units | BE31230 | SP (Control general) | stuk | Con. Jokab Tina 6A | Connecteur Série Jokab Tina 6A | TINA 6A Anschlussblock mit M12-Buchsen- und Stiftstecker zum | Tina 6A Adapter mats, edges & bumpers
2TLA020054R0700 | Tina 7A | Active | 7350024451894 | 95.41 | 1 | 1 | stuk | Safety Adapter Units | BE31230 | SP (Control general) | stuk | Con. Jokab Tina 7A | Connecteur Série Jokab Tina 7A | TINA 7A Anpassungsgerät für die Montage auf DIN-Schienen | Tina 7A Adapter 2 contacts inside cabinet
2TLA020054R1100 | Tina 2B | Active | 7350024451931 | 72.24 | 1 | 1 | stuk | Safety Adapter Units | BE31230 | SP (Control general) | stuk | Con. Jokab Tina 2B | Connecteur Série Jokab Tina 2B | TINA 2B Anpassungsgerät mit Kabel für internen Einbau in | Tina 2B Adapter 2 contacts inside device
2TLA020054R1210 | Tina 10A v2 | Active | 7350024484496 | 156.02 | 1 | 1 | stuk | Safety Adapter Units | BE31230 | SP (Control general) | stuk | Tina 10A v2 Adapter OSSD | Tina 10A v2 Adapter OSSD | Tina 10A v2 Adapter OSSD Type ABB | Tina 10A v2 Adapter OSSD
2TLA020054R1310 | Tina 10B v2 | Active | 7350024484502 | 175.22 | 1 | 1 | stuk | Safety Adapter Units | BE31230 | SP (Control general) | stuk | Tina 10B v2 Adapter OSSD + local reset | Convertisseur OSSD en DYNlink, reset OSSD M12-8 DYNlink M12-5 Réinitialisation locale M12-5 | OSSD to DYNlink converter, local reset OSSD M12-8 DYNlink M12-5 Local Reset M12-5 | Tina 10B v2 Adapter OSSD + local reset
2TLA020054R1400 | Tina 3Aps | Active | 7350024451993 | 84.5 | 1 | 1 | stuk | Safety Adapter Units | BE31230 | SP (Control general) | stuk | Con. Jokab Tina 3Aps | Connecteur Série Jokab Tina 3Aps | TINA 3APS Anpassungsgerät wie TINA 3A, zusätzlich wird die Be- | Tina 3Aps Adapter 2 contacts+supply M12-5
2TLA020054R1610 | Tina 10C v2 | Active | 7350024484519 | 180.02 | 1 | 1 | stuk | Safety Adapter Units | BE31230 | SP (Control general) | stuk | Tina 10C v2 Adapter OSSD+supply transm. | Convertisseur OSSD en DYNlink, émetteur OSSD M12-8 DYNlink M12-5 Émetteur24VDC M12-5 | Tina 10C v2 Adapter OSSD + Sendervers. zur Anpassung der Orion-OSSD-Ausgänge, | Tina 10C v2 Adapter OSSD+supply transm.
2TLA020054R1700 | Tina 11A | Active | 7350024451979 | 135.62 | 1 | 1 | stuk | Safety Adapter Units | BE31230 | SP (Control general) | stuk | Con. Jokab Tina 11A | Connecteur Série Jokab Tina 11A | TINA 11A Anschlussblock mit 2 M12-Buchsen für dynamische | Tina 11A Connection block 2 DYNlink M12-5
2TLA020054R1800 | Tina 12A | Active | 7350024451986 | 148.81 | 1 | 1 | stuk | Safety Adapter Units | BE31230 | SP (Control general) | stuk | Con. Jokab Tina 12A | Connecteur Série Jokab Tina 12A | TINA 12A Anschlussblock für 2 DALTON oder MAGNE Prozess- | Tina 12A Connection block 2 DYNlink M12-8
2TLA020055R0000 | M12-3A | Active | 7350024452259 | 43.33 | 1 | 1 | stuk | Safety Adapter Units | BE31230 | SP (Control general) | stuk | Con. JokabM12-3A | Connecteur Série Jokab M12-3A | M12-3A Y-Stecker mit M12-Anschlüssen für die Serienschaltung von Unfallschutz | M12-3A M12 Y-connector
2TLA020055R0100 | M12-3B | Active | 7350024452266 | 42 | 1 | 1 | stuk | Safety Adapter Units | BE31230 | SP (Control general) | stuk | Con. JokabM12-3B | Connecteur Série Jokab M12-3B | M12-3B Y-Stecker mit M12-Anschlüssen für z.B. Lichtschranken Sender und | M12-3B M12 Y-connector
2TLA020055R0200 | M12-3E | Active | 7350024452273 | 42 | 1 | 1 | stuk | Safety Adapter Units | BE31230 | SP (Control general) | stuk | Con. JokabM12-3E | Connecteur Série Jokab M12-3E | M12-3E Y-Stecker mit M12-Anschlüssen für 2 dynamische Sensoren mit separater | M12-3E M12 Y-connector
2TLA020055R0300 | M12-3D | Active | 7350024452280 | 42 | 1 | 1 | stuk | Safety Adapter Units | BE31230 | SP (Control general) | stuk | Con. JokabM12-3D | Connecteur Série Jokab M12-3D | M12-3D Y-Stecker mit M12-Anschlüssen für den Anschluss von Lichtgittern und | M12-3D M12 Y-connector
2TLA020055R0600 | M12-3S | Active | 7350024478501 | 42 | 1 | 1 | stuk | Safety Adapter Units | BE31230 | SP (Control general) | stuk | M12-3SM12 Y-Con. | M12-3S CONNECTEUR M12-3S | M12-3S M12 Y-Connector Y-Verbinder für Statusbus | M12-3S M12 Y-connector
2TLA020055R0700 | M12-3G | Active | 7350024483178 | 52.22 | 1 | 1 | stuk | Safety Adapter Units | BE31230 | SP (Control general) | stuk | M12-3GM12 Y-Con. van Adam OSSDM12-8M12-8 cables | M12-3G M12 raccord Y | M12-3G Y-Stecker für Reihenschaltung von Adam OSSD M12-8 | M12-3G M12 Y-connector
2TLA020055R0800 | M12-3H | Active | 7350024483185 | 51.72 | 1 | 1 | stuk | Safety Adapter Units | BE31230 | SP (Control general) | stuk | M12-3HM12 Y-Con. | M12-3H M12 Y-connector | M12-3H Y-Stecker mit M12 Anschluss für | M12-3H M12 Y-connector
2TLA020055R1000 | M12-C01 | Active | 7350024452297 | 26.15 | 1 | 1 | stuk | Safety Adapter Units | BE31230 | SP (Control general) | stuk | Con. JokabM12-C01 | M12 connecteur Série Jokab M12-C01 | M12-C01 M12-Buchsenstecker 5-polig mit Schraubanschluss, Kabeldurchmesser: | M12-C01 M12-5 female screw connector
2TLA020055R1100 | M12-C02 | Active | 7350024452303 | 26.15 | 1 | 1 | stuk | Safety Adapter Units | BE31230 | SP (Control general) | stuk | Con. JokabM12-C02 | Connecteur Série Jokab M12-C02 | M12-C02 M12-Stiftstecker 5-polig mit Schraubanschluss, Kabeldurchmesser: | M12-C02 M12-5 male screw connector
2TLA020055R1600 | M12-C03 | Active | 7350024452310 | 54.36 | 1 | 1 | stuk | Safety Adapter Units | BE31230 | SP (Control general) | stuk | Con. JokabM12-C03 | M12x8 Connecteur Série Jokab M12-C03 | M12-C03 M12-Buchsenstecker 8-polig mit Schraubanschluss, Kabeldurchmesser: | M12-C03 M12-8 female screw connector
2TLA020055R1700 | M12-C04 | Active | 7350024452327 | 47.4 | 1 | 1 | stuk | Safety Adapter Units | BE31230 | SP (Control general) | stuk | Con. JokabM12-C04 | M12x8 connecteur Série Jokab M12-C04 | M12-C04 M12-Stiftstecker 8-polig mit Schraubanschluss, Kabeldurchmesser: | M12-C04 M12-8 male screw connector
2TLA020055R2100 | M12 protection cap | Active | 7350024452334 | 3.57 | 1 | 1 | stuk | Safety Adapter Units | BE31230 | SP (Control general) | stuk | Afscherm JokabM12 | Couvercle Série Jokab M12 cover | M12-CG Schutzkappe für Stiftstecker Type ABB | M12 protection cap for male connector
2TLA020056R0000 | M12-C61 | Active | 7350024452341 | 42 | 1 | 1 | stuk | Safety Adapter Units | BE31230 | SP (Control general) | stuk | Kabel JokabM12-C61 | Câble Série Jokab M12-C61 | M12-C61 Kabel 6 m mit M12-Buchsenstecker gerade, 5 x 0.34 qmm und Abschirmung | M12-C61 6m cable M12-5 female connector
2TLA020056R0200 | M12-C62 | Active | 7350024452365 | 39.97 | 1 | 1 | stuk | Safety Adapter Units | BE31230 | SP (Control general) | stuk | Kabel JokabM12-C62 | Câble Série Jokab M12-C62 | M12-C62 Kabel 6 m mit M12-Stiftstecker gerade, 5 x 0.34 qmm und Abschirmung | M12-C62 6m cable M12-5 male connector
2TLA020056R0500 | M12-C31 | Active | 7350024484069 | 25.1 | 1 | 1 | stuk | Safety Adapter Units | BE31230 | SP (Control general) | stuk | Kabel JokabM12-C31 3m Cable 5x0 34 | Cable Série Jokab M12-C31 3m Cable 5x0,34 | M12-C31 M12-C31 3m Kabel 5x0,34 | M12-C31 3m Cable 5x0,34
2TLA020056R1000 | M12-C101 | Active |  | 48.61 | 1 | 1 | stuk | Safety Adapter Units | BE31230 | SP (Control general) | stuk | Kabel JokabM12-C101 | Câble Série Jokab M12-C101 | M12-C101 Kabel 10 m, M12-Buchsenstecker gerade, 5 x 0.34 qmm und Abschirmung | M12-C101 10m cable M12-5 female conn.
2TLA020056R1200 | M12-C102 | Active | 7350024452396 | 53.53 | 1 | 1 | stuk | Safety Adapter Units | BE31230 | SP (Control general) | stuk | Kabel JokabM12-C102 | Câble Série Jokab M12-C102 | M12-C102 Kabel 10 m mit M12-Stiftstecker gerade, 5 x 0.34 qmm und Abschirmung | M12-C102 10m cable M12-5 male connector
2TLA020056R1400 | M12-C201 | Active | 7350024452402 | 92.39 | 1 | 1 | stuk | Safety Adapter Units | BE31230 | SP (Control general) | stuk | Kabel JokabM12-C201 | Câble Gamme Jokab M12-C201 | M12-C201 Kabel 20 m, M12-Buchsenstecker gerade, 5 x 0.34 qmm und Abschirmung | M12-C201 20m cable M12-5 female conn.
2TLA020056R2000 | M12-C112 | Active | 7350024452419 | 42.84 | 1 | 1 | stuk | Safety Adapter Units | BE31230 | SP (Control general) | stuk | Kabel JokabM12-C112 | Cable Série Jokab M12-C112 | M12-C112 Kabel 1 m, M12-Buchsenstecker gerade, 5 x 0.34 qmm und Abschirmung | M12-C112 1m cable M12-5 male+female
2TLA020056R2100 | M12-C312 | Active | 7350024452426 | 49.44 | 1 | 1 | stuk | Safety Adapter Units | BE31230 | SP (Control general) | stuk | Kabel JokabM12-C312 | Câble Série Jokab M12-C312 | M12-C312 Kabel 3 m, M12-Buchsenstecker gerade, 5 x 0.34 qmm und Abschirmung | M12-C312 3m cable M12-5 male+female
2TLA020056R2200 | M12-C612 | Active | 7350024452433 | 60.83 | 1 | 1 | stuk | Safety Adapter Units | BE31230 | SP (Control general) | stuk | Kabel JokabM12-C612 | M12-C612 6 m cable 5x0,34 M12 type ABB | M12-C612 Kabel 6 m, M12-Buchsenstecker gerade, 5 x 0.34 qmm und Abschirmung | M12-C612 6m cable M12-5 female+male
2TLA020056R2300 | M12-C1012 | Active | 7350024452440 | 75.24 | 1 | 1 | stuk | Safety Adapter Units | BE31230 | SP (Control general) | stuk | Kabel JokabM12-C1012 | Câble Série Jokab M12-C1012 | M12-C1012 Kabel 10 m, M12-Buchsenstecker gerade, 5 x 0.34 qmm und Abschirmung | M12-C1012 10m cable M12-5 female+male
2TLA020056R2400 | M12-C2012 | Active | 7350024452457 | 110.89 | 1 | 1 | stuk | Safety Adapter Units | BE31230 | SP (Control general) | stuk | Kabel JokabM12-C2012 | Câble Série Jokab M12-C2012 | M12-C2012 Kabel 20 m, M12-Buchsenstecker gerade, 5 x 0.34 qmm und Abschirmung | M12-C2012 20m cable M12-5 female+male
2TLA020056R3000 | M12-C63 | Active | 7350024452464 | 62.9 | 1 | 1 | stuk | Safety Adapter Units | BE31230 | SP (Control general) | stuk | Kabel JokabM12-C63 | Câble Série Jokab M12-C63 6m cable 8x0,25 mm fem type ABB | M12-C63 Kabel 6 m, M12-Buchsenstecker gerade, 8 x 0.34 qmm und Abschirmung | M12-C63 6m cable M12-8 female conn.
2TLA020056R4000 | M12-C103 | Active | 7350024452471 | 81.01 | 1 | 1 | stuk | Safety Adapter Units | BE31230 | SP (Control general) | stuk | Kabel JokabM12-C103 | Câble Série Jokab M12-C103 | M12-C103 Kabel 10 m, M12 Buchsenstecker gerade, 8 x 0.34 qmm und Abschirmung | M12-C103 10 m cable M12-8 female conn.
2TLA020056R4100 | M12-C203 | Active | 7350024452488 | 127.21 | 1 | 1 | stuk | Safety Adapter Units | BE31230 | SP (Control general) | stuk | Kabel JokabM12-C203 | Cable Série Jokab M12-C203 | M12-C203 Kabel 20 m, M12-Buchsenstecker gerade, 8 x 0.34 qmm und Abschirmung | M12-C203 20m cable M12-8 female conn.
2TLA020056R5000 | M12-C134 | Active | 7350024452495 | 54.48 | 1 | 1 | stuk | Safety Adapter Units | BE31230 | SP (Control general) | stuk | Kabel JokabM12-C134 | Câble Série Jokab M12-C134 | M12-C134 Kabel 1 m, M12-Buchsenstecker gerade, 8 x 0.34 qmm und Abschirmung | M12-C134 1m cable M12-8 female+male
2TLA020056R5100 | M12-C334 | Active | 7350024452501 | 79.93 | 1 | 1 | stuk | Safety Adapter Units | BE31230 | SP (Control general) | stuk | Kabel JokabM12-C334 | Câble Gamme Jokab M12-C334 | M12-C334 Kabel 3 m, M12-Buchsenstecker gerade, 8 x 0.34 qmm und Abschirmung | M12-C334 3m cable M12-8 female+male
2TLA020056R5400 | M12-C1612 | Active | 7350024452518 | 117.24 | 1 | 1 | stuk | Safety Adapter Units | BE31230 | SP (Control general) | stuk | Koppelkabel 16M 5 polig | M12-C1612 M12-C1612 16M CABLE 5X0,34 FEMELLE+MALE | M12-C1612 Kabel 16 m, M12 Buchsenstecker gerade, 5 x 0.34 qmm und Abschirmung | M12-C1612 16m cable M12-5 female conn.
2TLA020056R5800 | M12-C0312 | Active | 7350024478747 | 37.8 | 1 | 1 | stuk | Safety Adapter Units | BE31230 | SP (Control general) | stuk | Koppelkabel 300Mm 5 polig | M12-C0312 M12-C0312. 0,3M CABLE 5X034 FEMELLE+MALE | M12-C0312 Kabel 0.3 m, M12-Buchsensteck. gerade, 5 x 0.34 qmm und Abschirmung | M12-C0312 0.3 m cable M12-5 female+male
2TLA020056R6300 | M12-C00612 | Active | 7350024478754 | 40.69 | 1 | 1 | stuk | Safety Adapter Units | BE31230 | SP (Control general) | stuk | Koppelkabel 60Mm 5 polig | M12-C00612 M12-C00612 60MM CABLE 5X0,34 FEMELLE+MALE | M12-C00612 Kabel 6 cm, M12-Buchsensteck. gerade, 5 x 0.34 qmm und Abschirmung | M12-C00612 60mm cable M12-5 female+male
2TLA020056R6400 | M12-C00634 | Active | 7350024478761 | 51.72 | 1 | 1 | stuk | Safety Adapter Units | BE31230 | SP (Control general) | stuk | Koppelkabel 60Mm 8 polig | M12-C00634 M12-C00634 60MM CABLE 8X0,34 FEMELLE+MALE | M12-C00634 Kabel 6 cm, M12-Buchsensteck. gerade, 8 x 0.34 qmm und Abschirmung | M12-C00634 60mm cable M12-8 female+male
2TLA020056R6700 | M12-C1012V2 | Active | 7350024452525 | 73.93 | 1 | 1 | stuk | Safety Adapter Units | BE31230 | SP (Control general) | stuk | Koppelkabel 10M 5 polig | M12-C1012V2 10m M12-C1012V2 10M 5X0,34 FEMELLE+MALE | M12-C1012V2 Kabel 10 m, M12-Buchsenst. abgewinkelt, 5 x 0.34 qmm u. Abschirmung | M12-C1012V2 10m M12-5 male+angled female
2TLA020056R7300 | M12-C105 | Active | 7350024482782 | 85.93 | 1 | 1 | stuk | Safety Adapter Units | BE31230 | SP (Control general) | stuk | Kabel JokabM12-C105 | Cable Série Jokab M12-C105 | M12-C105 10 m Kabel 12×0.13 M12 Buchse | M12-C105 10m cable M12-12 female conn.
2TLA020056R7500 | M12-C205 | Active | 7350024482799 | 170.4 | 1 | 1 | stuk | Safety Adapter Units | BE31230 | SP (Control general) | stuk | Kabel JokabM12-C205 | Cable Série Jokab M12-C205 | M12-C205 20 m Kabel 12×0.13 M12 female | M12-C205 20m cable M12-12 female conn.
2TLA020056R8000 | M12-C61HE | Active | 7350024483109 | 78.48 | 1 | 1 | stuk | Safety Adapter Units | BE31230 | SP (Control general) | stuk | M12-C61HE 6m cable halogen-freeM12-5fem | M12-C61HE 6m cable halogen-free M12-5 fem | M12-C61HE, geschirmt, 6m Kabel 5x0,34 Kabel für raue Umgebung, Halogenrei | M12-C61HE 6m cable halogen-free M12-5 fem
2TLA020056R8100 | M12-C101HE | Active | 7350024483116 | 112.09 | 1 | 1 | stuk | Safety Adapter Units | BE31230 | SP (Control general) | stuk | Kabel Jokab 10m kabel halogen-vrijM12-5 f | Cable Série Jokab 10m cable sans halogène M12-5 f | M12-C101HE, geschirmt, 10m Kabel 5x0,34 Kabel für raue Umgebung, Halogenrei | M12-C101HE 10m cable halogen-free M12-5 f
2TLA020057R0010 | C5 cable 100m | Active | 7350024483772 | 398.43 | 1 | 1 | stuk | Safety Adapter Units | BE31230 | SP (Control general) | stuk | C5 cable 5x0.34 shielded 100m | C5 cable 100m Série Jokab | C5-CABLE-100 Kabel 100 m, geschirmt 5x0,34 Kabel Bund 100m | C5 cable 5x0.34 shielded 100m
2TLA020060R0100 | M12-CT0214 | Active | 7350024452587 | 26.77 | 1 | 1 | stuk | Safety Adapter Units | BE31230 | SP (Control general) | stuk | Kabel JokabM12-CT0214 | Câble Série Jokab M12-CT0214 | M12-CT0214 Transferkabel 8-5 Tina ABB 8-polig auf 5-polig | M12-CT0214 cable M12-8 fem. to M12-5 male
2TLA020060R0400 | M12-CT0212 | Active | 7350024452617 | 38.65 | 1 | 1 | stuk | Safety Adapter Units | BE31230 | SP (Control general) | stuk | Kabel JokabM12-CT0212 | Câble Série Jokab M12-CT0212 | M12-CT0212 Transferkabel 20 cm gerade, 5 x 0.34 qmm und Abschirmung | M12-CT0212 Indiv. Zones, Tina 4/8, IQ's
2TLA020060R0600 | M12-CT132 | Active | 7350024452624 | 33.38 | 1 | 1 | stuk | Safety Adapter Units | BE31230 | SP (Control general) | stuk | Kabel JokabM12-CT132 | Câble Gamme Jokab M12-CT132 | M12-CT132 M12-Transferkabel, geschirmt Type ABB | M12-CT132 Transf. cable Urax O2 &O3E
2TLA020061R0000 | M12-CH51 | Active | 7350024452631 | 75.84 | 1 | 1 | stuk | Safety Adapter Units | BE31230 | SP (Control general) | stuk | Koppelkabel 5M 5 poligchassies | M12-CH51 CABLE M12-CH51 | M12-CH51 Anschlusskabel 5 m, M12 5-polig Buchsenstecker, für Gehäuseeinbau | M12-CH51 Chassie M12-5 female 5m cable
2TLA020061R0300 | 2TLA020061R0300 | Active | 7350024480221 | 21.19 | 1 | 1 | stuk | Safety Adapter Units | BE31230 | SP (Control general) | stuk | M12-CANend termination resistor encoder | M12-CANend Série Jokab | M12-C02 Stiftstecker mit Endwiderstand für Drehgeber mit CAN-Bus, geeignet für | M12-CANend termination resistor encoder
2TLA020070R1700 | Pluto B46 v2 | Active | 7320500410615 | 1990.95 | 1 | 1 | stuk | Programmable Safety Controllers | BE31230 | SP (Control general) | stuk | Veiligheidsctrler Jokab Pluto B46 v2 | Controleur de sécurité Série Jokab Pluto B46 v2 | PLUTO Sicherheits-SPS B46 V2 24 Eingänge, 16 Ein-/Ausgangsklemmen | Pluto B46 v2
2TLA020070R1800 | Pluto S46 v2 | Active | 7320500410622 | 1692.11 | 1 | 1 | stuk | Programmable Safety Controllers | BE31230 | SP (Control general) | stuk | Veiligheidsctrler Jokab Pluto S46 v2 | Controleur de sécurité Série Jokab Pluto S46 v2 | PLUTO Sicherheits-SPS S46 V2 24 Eingänge, 16 Ein-/Ausgangsklemmen | Pluto S46 v2
2TLA020070R2000 | IDFIX-R | Active | 7320500410813 | 25.42 | 1 | 1 | stuk | Programmable Safety Controllers | BE31230 | SP (Control general) | stuk | Identificator Jokab IDFIX-R | Identificateur Série Jokab IDFIX-R | ID-FIX R Identifier vorprogrammierte Nummer | IDFIX-R
2TLA020070R2100 | IDFIX-RW | Active | 7320500410820 | 35.17 | 1 | 1 | stuk | Programmable Safety Controllers | BE31230 | SP (Control general) | stuk | Identificator Jokab IDFIX-RW | Indehtificateur Jokab range IDFIX-RW | ID-FIX RW Identifier, beschreibbar beschreibbar | IDFIX-RW
2TLA020070R2200 | R120 Resistor | Active | 7320500410851 | 13.03 | 1 | 1 | stuk | Programmable Safety Controllers | BE31230 | SP (Control general) | stuk | Weerst, Jokab R120 | Restistance Série Jokab R120 | R120 Abschlusswiderstand PLUTO mit Litzen | R120 Resistor for Pluto bus
2TLA020070R2300 | IDFIX-DATA | Active | 7320500410837 | 40.93 | 1 | 1 | stuk | Programmable Safety Controllers | BE31230 | SP (Control general) | stuk | Identificator Jokab IDFIX-DATA | Identificateur Série Jokab IDFIX-DATA | ID-FIX DATA Identifier, beschreibbar für PLUTO AS-i | IDFIX-DATA for Pluto AS-i
2TLA020070R2400 | IDFIX-PROG 2k5 | Active | 7320500410844 | 55.43 | 1 | 1 | stuk | Programmable Safety Controllers | BE31230 | SP (Control general) | stuk | Geheugen Jokab IDFIX-PROG 2k5 | Memoire Série Jokab IDFIX-PROG 2k5 | ID-FIX PROG Identifier, beschreibbar Speicherung von PLUTO-Programmcodes bis | IDFIX-PROG 2k5 for storage of Pluto prog.
2TLA020070R2600 | IDFIX-PROG 10k | Active | 7350024465921 | 94.09 | 1 | 1 | stuk | Programmable Safety Controllers | BE31230 | SP (Control general) | stuk | Geheugen Jokab IDFIX-PROG 10k | Memoire Jokab range IDFIX-PROG 10k | IDFIX-PROG 10K Identifier, beschreibbar Speicherung von PLUTO-Programmcodes bis | IDFIX-PROG 10k for storage of Pluto prog.
2TLA020070R3300 | RSA 597 1.5m cable | Active | 7320500410882 | 1144.88 | 1 | 1 | stuk | Programmable Safety Controllers | BE31230 | SP (Control general) | stuk | Absolute encoder RSA 597+1 5M kabel | RSA 597 1.5M CABLE CODEUR ABSOLU RSA 597 1.5M CABLE | RSA 597 SSF6C15 PLUTO-Drehgeber Singleturn, mit 6 mm Welle, Kabel 1.5 m | RSA 597 safe encoder, 6mm solid, 1.5m cable
2TLA020070R3400 | RHA 597 2m cable | Active | 7320500410899 | 1144.88 | 1 | 1 | stuk | Programmable Safety Controllers | BE31230 | SP (Control general) | stuk | Absolute encoder RSA 5972M kabel | RHA 597 2M CABLE CODEUR ABSOLU RHA 597 2M CABLE | RHA 597 SH12C20 PLUTO-Drehgeber Singleturn, mit 12 mm Hohlwelle, Kabel | RHA 597 safe encoder, 12 mm hollow, 2m cable
2TLA020070R3600 | RSA 597 connector | Active | 7320500410868 | 1148.48 | 1 | 1 | stuk | Programmable Safety Controllers | BE31230 | SP (Control general) | stuk | Encoder Jokab RSA 597 | Encodeur Série Jokab RSA 597 | RSA 597 SSF10M23 PLUTO-Drehgeber Singleturn, mit 10 mm Welle, M23 | RSA 597 safe encoder, 10 mm solid, connector
2TLA020070R3700 | RSA 698 10mm solid | Active | 7320500410875 | 1581.72 | 1 | 1 | stuk | Programmable Safety Controllers | BE31230 | SP (Control general) | stuk | Encoder Jokab RSA 698 | Encodeur Série Jokab RSA 698 | RSA 698 MS10M12 PLUTO-Drehgeber Multiturn, mit 10 mm Welle, 3 x M12 | RSA 698 safe encoder, 10 mm solid, M12 conn.
2TLA020070R3900 | 2TLA020070R3900 | Active | 7320500430118 | 96.38 | 1 | 1 | stuk | Programmable Safety Controllers | BE31230 | SP (Control general) | stuk | Con. Jokab Con. abs.enc. | Connecteur Série Jokab Connector for abs. enc. | M23-C05 Buchsenstecker für Drehgeber RSA 597 SSF10M23 | RSA 597 connector female 12 poles
2TLA020070R4500 | Pluto A20 v2 | Active | 7320500410530 | 1588.91 | 1 | 1 | stuk | Programmable Safety Controllers | BE31230 | SP (Control general) | stuk | Programmable Safety Controllers Pluto A20 v2 | Pluto A20 v2 AUTOMATE DE SÉCURITÉ PROGRAMMABLE PLUTO A20 V2 | PLUTO A20 v2, Sicherheits SPS, 24 V DC PL e/Kat. 4, SIL 3 | Pluto A20 v2
2TLA020070R4600 | Pluto B20 v2 | Active | 7320500410547 | 1494.12 | 1 | 1 | stuk | Programmable Safety Controllers | BE31230 | SP (Control general) | stuk | Veiligheidsctrler Jokab Pluto B20 v2 | Controleur de sécurité Série Jokab Pluto B20 v2 | PLUTO B20 v2, Sicherheits SPS, 24 V DC PL e/Kat. 4, SIL 3 | Pluto B20 v2
2TLA020070R4700 | Pluto S20 v2 | Active | 7320500410554 | 1162.87 | 1 | 1 | stuk | Programmable Safety Controllers | BE31230 | SP (Control general) | stuk | Veiligheidsctrler Jokab Pluto S20 v2 | Controleur de sécurité Série Jokab Pluto S20 v2 | PLUTO S20 v2, Sicherheits SPS, 24 V DC PL e/Kat. 4, SIL 3 | Pluto S20 v2
2TLA020070R4800 | Pluto B22 | Active | 7320500410561 | 1107.69 | 1 | 1 | stuk | Programmable Safety Controllers | BE31230 | SP (Control general) | stuk | Pluto B22 | PLUTO B22 AUTOMATE DE SÉCURITÉ PROGRAMMABLE PLUTO B22 | PLUTO B22 Sicherheits SPS, 24 V DC Eingangserweiterung, PL e/Kat. 4, SIL 3 | Pluto B22
2TLA020070R5600 | Pluto cable serial | Active | 7320500410783 | 78.37 | 1 | 1 | stuk | Programmable Safety Controllers | BE31230 | SP (Control general) | stuk | Kabel Jokab voorprogmatie Pluto | Pluto programming cable | Programmier-Kabel RS 232 für PLUTO zum Laden von SPS-Programmen und zur | Pluto programming cable serial
2TLA020070R5700 | Pluto cable HMI | Active | 7320500410806 | 117.38 | 1 | 1 | stuk | Programmable Safety Controllers | BE31230 | SP (Control general) | stuk | Kabel Jokab HMI-disp.Pluto | Cable Série Jokab communication pour HMI | HMI Pluto-Displaykabel 15-poliger SUB-D | Pluto communication cable for HMI
2TLA020070R5800 | Pluto cable USB | Active | 7320500410790 | 100.09 | 1 | 1 | stuk | Programmable Safety Controllers | BE31230 | SP (Control general) | stuk | Kabel Jokab voorprogmatie Pluto USB | Cable Série Jokab programmation Pluto USB | PROG-CABLE USB Pluto-Progremmierkabel für Pluto Type ABB | Pluto programming cable USB
2TLA020070R5900 | RHA 597 10m cable | Active | 7320500410905 | 1195.28 | 1 | 1 | stuk | Programmable Safety Controllers | BE31230 | SP (Control general) | stuk | Absolute encoder RSA 59710M kabel | RHA 597 10M CABLE CODEUR ABSOLU RHA 597 10M CABLE | RHA 597 SH12C100 Pluto-Drehgeber Singleturn, Hohlwelle 12 mm, 9-36 V DC | RHA 597 safe encoder, 12mm hollow, 10m cable
2TLA020070R6400 | Pluto D20 | Active | 7320500410578 | 1944.13 | 1 | 1 | stuk | Programmable Safety Controllers | BE31230 | SP (Control general) | stuk | Veiligheidsctrler Jokab Pluto D20 | Controleur de sécurité Série Jokab Pluto D20 | PLUTO D20 Sicherheits SPS, 24 V DC PL e/Kat. 4, SIL 3 | Pluto D20
2TLA020070R6600 | Pluto D45 | Active | 7320500410646 | 2372.57 | 1 | 1 | stuk | Programmable Safety Controllers | BE31230 | SP (Control general) | stuk | Pluto D45 | PLUTO D45 AUTOMATE DE SÉCURITÉ PROGRAMMABLE PLUTO D45 | PLUTO D45 Sicherheits SPS, 24 V DC mit 24 fehlersicheren Eingängen | Pluto D45
2TLA020070R6700 | Pluto cable CP400 | Active | 7350024467734 | 95.41 | 1 | 1 | stuk | Programmable Safety Controllers | BE31230 | SP (Control general) | stuk | Pluto com.kabel ABB CP400 HMI paneel | PLUTO CABLE CP400 CABLE PLUTO HMI ABB CP400 | CP400 Pluto-Displaykabel HMI CP400 an Pluto | Pluto cable HMI ABB CP400
2TLA020070R6800 | PCABLE-000 | Active | 7350024467765 | 12.31 | 1 | 10 | meter | Programmable Safety Controllers | BE31230 | SP (Control general) | meter | Kabel CAN-bus 2x0 75mm2 geel | CAN-Bus cable 0,75 CABLE BUS PLUTO | CAN-Bus cable 2x0.75 mm2, yellow. UL & CSA approved. Sold by meter, specify length. | CAN-Bus cable 2 x 0.75mm2, per meter
2TLA020070R6810 | PCABLE-100 | Active | 7350024483543 | 1055.22 | 1 | 1 | stuk | Programmable Safety Controllers | BE31230 | SP (Control general) | stuk | CAN-Bus cable2 x 0.75mm2 L=100Meter | CAN-Bus cable2 x 0.75mm2, L=100 meter | P-CABLE-100 CAN-Bus-Kabel 100 m Kabel 2x0,75, 100m | CAN-Bus cable2 x 0.75mm2, L=100 meter
2TLA020070R6900 | Pluto cable CP600 | Active | 7350024479874 | 95.41 | 1 | 1 | stuk | Programmable Safety Controllers | BE31230 | SP (Control general) | stuk | Kabel Pluto HMI CP600 | PLUTO CABLE CP600 CABLE PLUTO HMI ABB CP600 | CP600 HMI Kabel Kommunikationskabel CP600 und Pluto | Pluto cable HMI ABB CP600
2TLA020070R8500 | Pluto O2 | Active | 7350024478624 | 1018.87 | 1 | 1 | stuk | Programmable Safety Controllers | BE31230 | SP (Control general) | stuk | Veiligheidsctrler Jokab Pluto O2 | PLUTO O2 AUTOMATE DE SÉCURITÉ PROGRAMMABLE PLUTO O2 | PLUTO O2 Ausgangserweiterung Ausgangserweiterung | Pluto O2
2TLA020070R8600 | PCABLE-000-HF | Active | 7350024483437 | 14.33 | 1 | 10 | meter | Programmable Safety Controllers | BE31230 | SP (Control general) | meter | CAN Bus cable 2x0.75mm Halogen free | Câble bus CAN 2x0,75 mm2, exempt halogène, par m | CAN Bus cable 2x0.75mm Halogen free | CAN-bus cable 2x0.75mm2, halogen free, per m
2TLA020070R8605 | 2TLA020070R8605 | Active | 7350024483567 | 722.22 | 1 | 1 | stuk | Programmable Safety Controllers | BE31230 | SP (Control general) | stuk | 50M CAN-bus kabel Jokab serie 2x0.75 mm2, Geel. UL & CSA | 50M CAN-bus cable Série Jokab 2x0.75 mm2, jaune. UL & CSA | 50M CAN-bus cable Jokab range 2x0.75 mm2, yellow. UL & CSA | 50M CAN-bus cable Jokab range 2x0.75 mm2, yellow. UL & CSA
2TLA020070R8610 | 2TLA020070R8610 | Active | 7350024483574 | 1382.69 | 1 | 1 | stuk | Programmable Safety Controllers | BE31230 | SP (Control general) | stuk | 100M CAN-bus kabel Jokab serie 2x0.75 mm2, geel. UL & CSA | 100M CAN-bus cable Série Jokab 2x0.75 mm2, jaune. UL & CSA | 100M CAN-bus cable Jokab range 2x0.75 mm2, yellow. UL & CSA | 100M CAN-bus cable Jokab range 2x0.75 mm2, yellow. UL & CSA
2TLA020070R8650 | 2TLA020070R8650 | Active | 7350024483581 | 6628.27 | 1 | 1 | stuk | Programmable Safety Controllers | BE31230 | SP (Control general) | stuk | 500M CAN-Bus kabel Jokab serie 2x0.75 mm2, yellow. UL & CSA | 500M CAN-Bus cable Série Jokab 2x0.75 mm2, yellow. UL & CSA | 500M CAN-Bus cable Jokab range 2x0.75 mm2, yellow. UL & CSA | 500M CAN-Bus cable Jokab range 2x0.75 mm2, yellow. UL & CSA
2TLA020071R7800 | RSA 698 6mm solid | Active | 7350024459951 | 1578.11 | 1 | 1 | stuk | Programmable Safety Controllers | BE31230 | SP (Control general) | stuk | Absolute encoderMultiturn RSA698as | RSA 698 SHAFT ABSOLUTE ENCODER RSA 698 MULTI- TURN 6 MM SHAFT | RSA 698 MS6M12 PLUTO-Drehgeber Multiturn, IP67, 9-36 V DC | RSA 698 safe encoder, 6mm solid, M12 conn.
2TLA020071R7900 | RHA 698 hollow | Active | 7350024464467 | 1578.11 | 1 | 1 | stuk | Programmable Safety Controllers | BE31230 | SP (Control general) | stuk | Multiturn RSA 698holle as | RHA 698 HOLLOW ABSOLUTE ENCODER RHA 698 MULTI- TURN HOLLOW SHAFT | RHA 698 MH12M12 PLUTO-Drehgeber Multiturn, IP67, 9-36 V DC | RHA 698 safe encoder, 12mm hollow, M12 conn.
2TLA020071R8000 | GATE-P2 | Active | 7320500410677 | 661.25 | 1 | 1 | stuk | Programmable Safety Controllers | BE31230 | SP (Control general) | stuk | Gateway Jokab GATE-P2 | Gateway Jokab GATE-P2 | Gate-P2 Protokollumsetzer für die bidirektionale Datenübertragung | GATE-P2 Pluto gateway PROFIBUS-DP
2TLA020071R8100 | GATE-C2 | Active | 7320500410653 | 544.83 | 1 | 1 | stuk | Programmable Safety Controllers | BE31230 | SP (Control general) | stuk | Gateway Jokab GATE-C2 | Gateway Série Jokab GATE-C2 | GATE-C2 Protokollumsetzer für die bidirektionale Datenübertragung | GATE-C2 Pluto gateway CANopen
2TLA020071R8200 | GATE-D2 | Active | 7320500410660 | 661.25 | 1 | 1 | stuk | Programmable Safety Controllers | BE31230 | SP (Control general) | stuk | Gateway Jokab GATE-D2 | Gateway Série Jokab GATE-D2 | GATE-D2 Protokollumsetzer für die bidirektionale Datenübertragung | GATE-D2 Pluto gateway DeviceNet
2TLA020071R9000 | GATE-EIP | Active | 7350024480245 | 828.06 | 1 | 1 | stuk | Programmable Safety Controllers | BE31230 | SP (Control general) | stuk | GATE-EIP Pluto gateway Ethernet-EtherNet/IP | GATE-EIP GATE-EIP PLUTO PASSERELLE ETHERNET | GATE-EIP Protokollumsetzer für die bidirektionale Datenübertragung | GATE-EIP Pluto gateway Ethernet-EtherNet/IP
2TLA020071R9100 | GATE-EC | Active | 7350024480252 | 837.66 | 1 | 1 | stuk | Programmable Safety Controllers | BE31230 | SP (Control general) | stuk | Gateway Jokab GATE-EC | GATE-EC GATE-EC PLUTO PASSERELLE ETHERCAT | GATE-EC Gateway EtherCAT | GATE-EC Pluto gateway Ethernet-EtherCAT
2TLA020071R9300 | GATE-PN | Active | 7350024480276 | 837.66 | 1 | 1 | stuk | Programmable Safety Controllers | BE31230 | SP (Control general) | stuk | Gateway Jokab GATE-PN | GATE-PN GATE-PN PLUTO PASSERELLE PROFINET | GATE-PN Gateway PROFINET | GATE-PN Pluto gateway Ethernet-PROFINET
2TLA020071R9400 | GATE-MT | Active | 7350024480283 | 797.03 | 1 | 1 | stuk | Programmable Safety Controllers | BE31230 | SP (Control general) | stuk | GATE-MT Pluto gateway Ethernet-ModbusTCP | GATE-MT Pluto gateway Ethernet-Modbus TCP | GATE-MT Gateway ModBus TCP | GATE-MT Pluto gateway Ethernet-Modbus TCP
2TLA020072R2000 | FIXA | Active | 7350024480528 | 1154.17 | 1 | 1 | stuk | Programmable Safety Controllers | BE31230 | SP (Control general) | stuk | FIXA H,held terminal AS-i/Statusbus | FIXA Handheld terminal AS-i/Statusbus | FIXA Programmier- und Testgerät | FIXA Handheld terminal AS-i/Statusbus
2TLA020200R4600 | JSHD4 Coat | Active | 7350024461213 | 44.29 | 1 | 1 | stuk | Safety Control Devices | BE31230 | SP (Control general) | stuk | XTra bescherming Jokab JSHD4 | Protection suplémentaire Série Jokab pour JSHD4 | JSHD4 PC Schutzhülle für Zustimmungsschalter | JSHD4 Protection Coat
2TLA020205R2800 | JSM 54A | Active | 7350024483864 | 122.41 | 1 | 1 | stuk | Safety Control Devices | BE31230 | SP (Control general) | stuk | JSM 54A Wall bracket Adam | JSM 54A Wall bracket for Adam Série Jokab | JSM 54A Wall bracket for Adam Jokab range | JSM 54A Wall bracket for Adam
2TLA020205R6300 | JSM 50G | Active | 7350024461220 | 57.61 | 1 | 1 | stuk | Safety Control Devices | BE31230 | SP (Control general) | stuk | JSM 50G Bracket Key switches | JSM 50G Série Jokab | JSM 50G große Unterteilplatte ermöglicht die Montage von Betätigern | JSM 50G Bracket for Key switches
2TLA020205R6400 | JSM 50H | Active | 7350024467611 | 16.92 | 1 | 1 | stuk | Safety Control Devices | BE31230 | SP (Control general) | stuk | JSM 50H houd Eden sensor In combinatie JSHD4 | JSM 50H SUPPORT JSM50H | JSM 50H Bodenplatte für berührungslosen Sensor EDEN EVA | JSM 50H Bracket for Eden sensor
2TLA020302R1000 | 2TLA020302R1000 | Active | 7350024452006 | 609.64 | 1 | 1 | stuk | Safety Sensors, Switches and Locks | BE31230 | SP (Control general) | stuk | Schuifgedeelte Jokab Eden (excl.Eden) | Partie glissante Série Jokab Pour Eden (excl.Eden) | JSM D20 Schieberiegel für EDEN für Schwenktüren, mit vormontierten | JSM D20 Slide lock for Eden
2TLA022044R0500 | Mute R2 | Active | 7350024483147 | 200.43 | 1 | 1 | stuk | Orion | BE31230 | SP (Control general) | stuk | MUTE R2 Retroreflex photoelectric sensor | Mute R2 | MUTE R2 Muting Sensor | Mute R2
2TLA022044R2000 | REFLECT 1 | Active | 7350024483154 | 11.58 | 1 | 1 | stuk | Orion | BE31230 | SP (Control general) | stuk | REFLECT 1-Reflector diam.63Mm | REFLECT 1 - Reflector diam. 63 mm | REFLECT 1 Reflektor Durchmesser 63mm | REFLECT 1 - Reflector diam. 63 mm
2TLA022044R3000 | REFLECT 2 | Active | 7350024483161 | 12.22 | 1 | 1 | stuk | Orion | BE31230 | SP (Control general) | stuk | Reflector diam.82Mm | REFLECT 2 - Diam. réflecteur 82 mm | REFLECT 2 Reflektor Durchmesser 82mm | REFLECT 2 - Reflector diam. 82 mm
2TLA022300R0000 | Orion1-4-14-015-B | Active | 7350024481273 | 1447.28 | 1 | 1 | stuk | Orion | BE31230 | SP (Control general) | stuk | Orion1-4-14-015-B Transmitter+ Receiver | Orion1-4-14-015-B Barrière immatérielle Orion1-4-14-015-B | ORION 1-4-14-015-B Base Lichtvorhang Sender und Empfänger | Orion1-4-14-015-B Transmitter+ Receiver
2TLA022300R0100 | Orion1-4-14-030-B | Active | 7350024481280 | 1935.73 | 1 | 1 | stuk | Orion | BE31230 | SP (Control general) | stuk | Orion1-4-14-030-B Transmitter+ Receiver | Orion1-4-14-030-B Barrière immatérielle Orion1-4-14-030-B | ORION 1-4-14-030-B Base Lichtvorhang Sender und Empfänger | Orion1-4-14-030-B Transmitter+ Receiver
2TLA022300R0200 | Orion1-4-14-045-B | Active | 7350024481297 | 2422.98 | 1 | 1 | stuk | Orion | BE31230 | SP (Control general) | stuk | Orion1-4-14-045-B Transmitter+ Receiver | Orion1-4-14-045-B Barrière immatérielle Orion1-4-14-045-B | ORION 1-4-14-045-B Base Lichtvorhang Sender und Empfänger | Orion1-4-14-045-B Transmitter+ Receiver
2TLA022300R0300 | Orion1-4-14-060-B | Active | 7350024481303 | 2916.2 | 1 | 1 | stuk | Orion | BE31230 | SP (Control general) | stuk | Orion1-4-14-060-B Transmitter+ Receiver | Orion1-4-14-060-B Barrière immatérielle Orion1-4-14-060-B | ORION 1-4-14-060-B Base Lichtvorhang Sender und Empfänger | Orion1-4-14-060-B Transmitter+ Receiver
2TLA022300R0400 | Orion1-4-14-075-B | Active | 7350024481310 | 3407.03 | 1 | 1 | stuk | Orion | BE31230 | SP (Control general) | stuk | Orion1-4-14-075-B Transmitter+ Receiver | Orion1-4-14-075-B Barrière immatérielle Orion1-4-14-075-B | ORION 1-4-14-075-B Base Lichtvorhang Sender und Empfänger | Orion1-4-14-075-B Transmitter+ Receiver
2TLA022300R0500 | Orion1-4-14-090-B | Active | 7350024481327 | 3895.47 | 1 | 1 | stuk | Orion | BE31230 | SP (Control general) | stuk | Orion1-4-14-090-B Transmitter+ Receiver | Orion1-4-14-090-B Barrière immatérielle Orion1-4-14-090-B | ORION 1-4-14-090-B Base Lichtvorhang Sender und Empfänger | Orion1-4-14-090-B Transmitter+ Receiver
2TLA022300R0600 | Orion1-4-14-105-B | Active | 7350024481334 | 4394.69 | 1 | 1 | stuk | Orion | BE31230 | SP (Control general) | stuk | Orion1-4-14-105-B Transmitter+ Receiver | Orion1-4-14-105-B Barrière immatérielle Orion1-4-14-105-B | ORION 1-4-14-105-B Base Lichtvorhang Sender und Empfänger | Orion1-4-14-105-B Transmitter+ Receiver
2TLA022300R0700 | Orion1-4-14-120-B | Active | 7350024481341 | 4915.55 | 1 | 1 | stuk | Orion | BE31230 | SP (Control general) | stuk | Orion1-4-14-120-B Transmitter+ Receiver | Orion1-4-14-120-B Barrière immatérielle Orion1-4-14-120-B | ORION 1-4-14-120-B Base Lichtvorhang Sender und Empfänger | Orion1-4-14-120-B Transmitter+ Receiver
2TLA022300R0800 | Orion1-4-14-135-B | Active | 7350024481358 | 5402.78 | 1 | 1 | stuk | Orion | BE31230 | SP (Control general) | stuk | Orion1-4-14-135-B Transmitter+ Receiver | Orion1-4-14-135-B Barrière immatérielle Orion1-4-14-135-B | ORION 1-4-14-135-B Base Lichtvorhang Sender und Empfänger | Orion1-4-14-135-B Transmitter+ Receiver
2TLA022300R0900 | Orion1-4-14-150-B | Active | 7350024481365 | 5891.21 | 1 | 1 | stuk | Orion | BE31230 | SP (Control general) | stuk | Orion1-4-14-150-B Transmitter+ Receiver | Orion1-4-14-150-B Barrière immatérielle Orion1-4-14-150-B | ORION 1-4-14-150-B Base Lichtvorhang Sender und Empfänger | Orion1-4-14-150-B Transmitter+ Receiver
2TLA022300R1000 | Orion1-4-14-165-B | Active | 7350024481372 | 6380.85 | 1 | 1 | stuk | Orion | BE31230 | SP (Control general) | stuk | Orion1-4-14-165-B Transmitter+ Receiver | Orion1-4-14-165-B Barrière immatérielle Orion1-4-14-165-B | ORION 1-4-14-165-B Base Lichtvorhang Sender und Empfänger | Orion1-4-14-165-B Transmitter+ Receiver
2TLA022300R1100 | Orion1-4-14-180-B | Active | 7350024481389 | 6868.07 | 1 | 1 | stuk | Orion | BE31230 | SP (Control general) | stuk | Orion1-4-14-180-B Transmitter+ Receiver | Orion1-4-14-180-B Barrière immatérielle Orion1-4-14-180-B | ORION 1-4-14-180-B Base Lichtvorhang Sender und Empfänger | Orion1-4-14-180-B Transmitter+ Receiver
2TLA022301R0100 | Orion1-4-14-030-E | Active | 7350024481396 | 2494.98 | 1 | 1 | stuk | Orion | BE31230 | SP (Control general) | stuk | Orion1-4-14-030-E Transmitter+ Receiver | Orion1-4-14-030-E Barrière immatérielle Orion1-4-14-030-E | ORION 1-4-14-030-E Extended Lichtvorhang Sender und Empfänger | Orion1-4-14-030-E Transmitter+ Receiver
2TLA022301R0200 | Orion1-4-14-045-E | Active | 7350024481402 | 3123.81 | 1 | 1 | stuk | Orion | BE31230 | SP (Control general) | stuk | Orion1-4-14-045-E Transmitter+ Receiver | Orion1-4-14-045-E Barrière immatérielle Orion1-4-14-045-E | ORION 1-4-14-045-E Extended Lichtvorhang Sender und Empfänger | Orion1-4-14-045-E Transmitter+ Receiver
2TLA022301R0300 | Orion1-4-14-060-E | Active | 7350024481419 | 3757.46 | 1 | 1 | stuk | Orion | BE31230 | SP (Control general) | stuk | Orion zender,ontvanger 600Mm cat.4 | Orion1-4-14-060-E Barrière immatérielle Orion1-4-14-060-E | ORION 1-4-14-060-E Extended Lichtvorhang Sender und Empfänger | Orion1-4-14-060-E Transmitter+ Receiver
2TLA022301R0400 | Orion1-4-14-075-E | Active | 7350024481426 | 4391.11 | 1 | 1 | stuk | Orion | BE31230 | SP (Control general) | stuk | Orion1-4-14-075-E Transmitter+ Receiver | Orion1-4-14-075-E Barrière immatérielle Orion1-4-14-075-E | ORION 1-4-14-075-E Extended Lichtvorhang Sender und Empfänger | Orion1-4-14-075-E Transmitter+ Receiver
2TLA022301R0500 | Orion1-4-14-090-E | Active | 7350024481433 | 5019.95 | 1 | 1 | stuk | Orion | BE31230 | SP (Control general) | stuk | Orion1-4-14-090-E Transmitter+ Receiver | Orion1-4-14-090-E Barrière immatérielle Orion1-4-14-090-E | ORION 1-4-14-090-E Extended Lichtvorhang Sender und Empfänger | Orion1-4-14-090-E Transmitter+ Receiver
2TLA022301R0600 | Orion1-4-14-105-E | Active | 7350024481440 | 5663.2 | 1 | 1 | stuk | Orion | BE31230 | SP (Control general) | stuk | Orion1-4-14-105-E Transmitter+ Receiver | Orion1-4-14-105-E Barrière immatérielle Orion1-4-14-105-E | ORION 1-4-14-105-E Extended Lichtvorhang Sender und Empfänger | Orion1-4-14-105-E Transmitter+ Receiver
2TLA022301R0700 | Orion1-4-14-120-E | Active | 7350024481457 | 6335.24 | 1 | 1 | stuk | Orion | BE31230 | SP (Control general) | stuk | Orion zender,ontvanger 1200Mm cat.4 | Orion1-4-14-120-E Barrière immatérielle Orion1-4-14-120-E | ORION 1-4-14-120-E Extended Lichtvorhang Sender und Empfänger | Orion1-4-14-120-E Transmitter+ Receiver
2TLA022301R0800 | Orion1-4-14-135-E | Active | 7350024481464 | 6961.69 | 1 | 1 | stuk | Orion | BE31230 | SP (Control general) | stuk | Orion1-4-14-135-E Transmitter+ Receiver | Orion1-4-14-135-E Barrière immatérielle Orion1-4-14-135-E | ORION 1-4-14-135-E Extended Lichtvorhang Sender und Empfänger | Orion1-4-14-135-E Transmitter+ Receiver
2TLA022301R0900 | Orion1-4-14-150-E | Active | 7350024481471 | 7591.74 | 1 | 1 | stuk | Orion | BE31230 | SP (Control general) | stuk | Orion1-4-14-150-E Transmitter+ Receiver | Orion1-4-14-150-E Barrière immatérielle Orion1-4-14-150-E | ORION 1-4-14-150-E Extended Lichtvorhang Sender und Empfänger | Orion1-4-14-150-E Transmitter+ Receiver
2TLA022301R1000 | Orion1-4-14-165-E | Active | 7350024481488 | 8220.57 | 1 | 1 | stuk | Orion | BE31230 | SP (Control general) | stuk | Orion1-4-14-165-E Transmitter+ Receiver | Orion1-4-14-165-E Barrière immatérielle Orion1-4-14-165-E | ORION 1-4-14-165-E Extended Lichtvorhang Sender und Empfänger | Orion1-4-14-165-E Transmitter+ Receiver
2TLA022301R1100 | Orion1-4-14-180-E | Active | 7350024481495 | 8850.62 | 1 | 1 | stuk | Orion | BE31230 | SP (Control general) | stuk | Orion1-4-14-180-E Transmitter+ Receiver | Orion1-4-14-180-E Barrière immatérielle Orion1-4-14-180-E | ORION 1-4-14-180-E Extended Lichtvorhang Sender und Empfänger | Orion1-4-14-180-E Transmitter+ Receiver
2TLA022302R0000 | Orion1-4-30-015-B | Active | 7350024481501 | 1240.88 | 1 | 1 | stuk | Orion | BE31230 | SP (Control general) | stuk | Orion1-4-30-015-B Transmitter+ Receiver | Orion1-4-30-015-B Barrière immatérielle Orion1-4-30-015-B | ORION 1-4-30-015-B Base Lichtvorhang Sender und Empfänger | Orion1-4-30-015-B Transmitter+ Receiver
2TLA022302R0100 | Orion1-4-30-030-B | Active | 7350024481518 | 1500.12 | 1 | 1 | stuk | Orion | BE31230 | SP (Control general) | stuk | Orion1-4-30-030-B Transmitter+ Receiver | Orion1-4-30-030-B Barrière immatérielle Orion1-4-30-030-B | ORION 1-4-30-030-B Base Lichtvorhang Sender und Empfänger | Orion1-4-30-030-B Transmitter+ Receiver
2TLA022302R0200 | Orion1-4-30-045-B | Active | 7350024481525 | 1760.52 | 1 | 1 | stuk | Orion | BE31230 | SP (Control general) | stuk | Orion1-4-30-045-B Transmitter+ Receiver | Orion1-4-30-045-B Barrière immatérielle Orion1-4-30-045-B | ORION 1-4-30-045-B Base Lichtvorhang Sender und Empfänger | Orion1-4-30-045-B Transmitter+ Receiver
2TLA022302R0300 | Orion1-4-30-060-B | Active | 7350024481532 | 2019.74 | 1 | 1 | stuk | Orion | BE31230 | SP (Control general) | stuk | Orion zender,ontvanger 600Mm cat.4 | Orion1-4-30-060-B Barrière immatérielle Orion1-4-30-060-B | ORION 1-4-30-060-B Base Lichtvorhang Sender und Empfänger | Orion1-4-30-060-B Transmitter+ Receiver
2TLA022302R0400 | Orion1-4-30-075-B | Active | 7350024481549 | 2278.96 | 1 | 1 | stuk | Orion | BE31230 | SP (Control general) | stuk | Orion1-4-30-075-B Transmitter+ Receiver | Orion1-4-30-075-B Barrière immatérielle Orion1-4-30-075-B | ORION 1-4-30-075-B Base Lichtvorhang Sender und Empfänger | Orion1-4-30-075-B Transmitter+ Receiver
2TLA022302R0500 | Orion1-4-30-090-B | Active | 7350024481556 | 2539.39 | 1 | 1 | stuk | Orion | BE31230 | SP (Control general) | stuk | Orion1-4-30-090-B Transmitter+ Receiver | Orion1-4-30-090-B Barrière immatérielle Orion1-4-30-090-B | ORION 1-4-30-090-B Base Lichtvorhang Sender und Empfänger | Orion1-4-30-090-B Transmitter+ Receiver
2TLA022302R0600 | Orion1-4-30-105-B | Active | 7350024481563 | 2810.59 | 1 | 1 | stuk | Orion | BE31230 | SP (Control general) | stuk | Orion1-4-30-105-B Transmitter+ Receiver | Orion1-4-30-105-B Barrière immatérielle Orion1-4-30-105-B | ORION 1-4-30-105-B Base Lichtvorhang Sender und Empfänger | Orion1-4-30-105-B Transmitter+ Receiver
2TLA022302R0700 | Orion1-4-30-120-B | Active | 7350024481570 | 3096.21 | 1 | 1 | stuk | Orion | BE31230 | SP (Control general) | stuk | Lichtscherm set Jokab Orion1-4-30-120-B | Barrières immatérielles set Série Jokab Orion1-4-30-120-B | ORION 1-4-30-120-B Base Lichtvorhang Sender und Empfänger | Orion1-4-30-120-B Transmitter+ Receiver
2TLA022302R0800 | Orion1-4-30-135-B | Active | 7350024481587 | 3353.04 | 1 | 1 | stuk | Orion | BE31230 | SP (Control general) | stuk | Orion1-4-30-135-B Transmitter+ Receiver | Orion1-4-30-135-B Barrière immatérielle Orion1-4-30-135-B | ORION 1-4-30-135-B Base Lichtvorhang Sender und Empfänger | Orion1-4-30-135-B Transmitter+ Receiver
2TLA022302R0900 | Orion1-4-30-150-B | Active | 7350024481594 | 3612.24 | 1 | 1 | stuk | Orion | BE31230 | SP (Control general) | stuk | Orion1-4-30-150-B Transmitter+ Receiver | Orion1-4-30-150-B Barrière immatérielle Orion1-4-30-150-B | ORION 1-4-30-150-B Base Lichtvorhang Sender und Empfänger | Orion1-4-30-150-B Transmitter+ Receiver
2TLA022302R1000 | Orion1-4-30-165-B | Active | 7350024481600 | 3384.24 | 1 | 1 | stuk | Orion | BE31230 | SP (Control general) | stuk | Lichtscherm set Jokab Orion1-4-30-165-B | Barrières immatérielles set Gamme Jokab Orion1-4-30-165-B | ORION 1-4-30-165-B Base Lichtvorhang Sender und Empfänger | Orion1-4-30-165-B Transmitter+ Receiver
2TLA022302R1100 | Orion1-4-30-180-B | Active | 7350024481617 | 4130.7 | 1 | 1 | stuk | Orion | BE31230 | SP (Control general) | stuk | Orion1-4-30-180-B Transmitter+ Receiver | Orion1-4-30-180-B Barrière immatérielle Orion1-4-30-180-B | ORION 1-4-30-180-B Base Lichtvorhang Sender und Empfänger | Orion1-4-30-180-B Transmitter+ Receiver
2TLA022303R0100 | Orion1-4-30-030-E | Active | 7350024481624 | 2011.34 | 1 | 1 | stuk | Orion | BE31230 | SP (Control general) | stuk | Orion1-4-30-030-E Transmitter+ Receiver | Orion1-4-30-030-E Barrière immatérielle Orion1-4-30-030-E | ORION 1-4-30-030-E Extended Lichtvorhang Sender und Empfänger | Orion1-4-30-030-E Transmitter+ Receiver
2TLA022303R0200 | Orion1-4-30-045-E | Active | 7350024481631 | 2358.18 | 1 | 1 | stuk | Orion | BE31230 | SP (Control general) | stuk | Orion1-4-30-045-E Transmitter+ Receiver | Orion1-4-30-045-E Barrière immatérielle Orion1-4-30-045-E | ORION 1-4-30-045-E Extended Lichtvorhang Sender und Empfänger | Orion1-4-30-045-E Transmitter+ Receiver
2TLA022303R0300 | Orion1-4-30-060-E | Active | 7350024481648 | 2708.57 | 1 | 1 | stuk | Orion | BE31230 | SP (Control general) | stuk | Orion1-4-30-060-E Transmitter+ Receiver | Orion1-4-30-060-E Barrière immatérielle Orion1-4-30-060-E | ORION 1-4-30-060-E Extended Lichtvorhang Sender und Empfänger | Orion1-4-30-060-E Transmitter+ Receiver
2TLA022303R0400 | Orion1-4-30-075-E | Active | 7350024481655 | 3054.22 | 1 | 1 | stuk | Orion | BE31230 | SP (Control general) | stuk | Orion1-4-30-075-E Transmitter+ Receiver | Orion1-4-30-075-E Barrière immatérielle Orion1-4-30-075-E | ORION 1-4-30-075-E Extended Lichtvorhang Sender und Empfänger | Orion1-4-30-075-E Transmitter+ Receiver
2TLA022303R0500 | Orion1-4-30-090-E | Active | 7350024481662 | 3402.24 | 1 | 1 | stuk | Orion | BE31230 | SP (Control general) | stuk | Orion1-4-30-090-E Transmitter+ Receiver | Orion1-4-30-090-E Barrière immatérielle Orion1-4-30-090-E | ORION 1-4-30-090-E Extended Lichtvorhang Sender und Empfänger | Orion1-4-30-090-E Transmitter+ Receiver
2TLA022303R0600 | Orion1-4-30-105-E | Active | 7350024481679 | 3767.07 | 1 | 1 | stuk | Orion | BE31230 | SP (Control general) | stuk | Orion1-4-30-105-E Transmitter+ Receiver | Orion1-4-30-105-E Barrière immatérielle Orion1-4-30-105-E | ORION 1-4-30-105-E Extended Lichtvorhang Sender und Empfänger | Orion1-4-30-105-E Transmitter+ Receiver
2TLA022303R0700 | Orion1-4-30-120-E | Active | 7350024481686 | 4149.87 | 1 | 1 | stuk | Orion | BE31230 | SP (Control general) | stuk | Lichtscherm set Jokab Orion1-4-30-120-E | Barrières immatérielles set Série Jokab Orion1-4-30-120-E | ORION 1-4-30-120-E Extended Lichtvorhang Sender und Empfänger | Orion1-4-30-120-E Transmitter+ Receiver
2TLA022303R0800 | Orion1-4-30-135-E | Active | 7350024481693 | 4493.13 | 1 | 1 | stuk | Orion | BE31230 | SP (Control general) | stuk | Orion1-4-30-135-E Transmitter+ Receiver | Orion1-4-30-135-E Barrière immatérielle Orion1-4-30-135-E | ORION 1-4-30-135-E Extended Lichtvorhang Sender und Empfänger | Orion1-4-30-135-E Transmitter+ Receiver
2TLA022303R0900 | Orion1-4-30-150-E | Active | 7350024481709 | 4839.95 | 1 | 1 | stuk | Orion | BE31230 | SP (Control general) | stuk | Orion1-4-30-150-E Transmitter+ Receiver | Orion1-4-30-150-E Barrière immatérielle Orion1-4-30-150-E | ORION 1-4-30-150-E Extended Lichtvorhang Sender und Empfänger | Orion1-4-30-150-E Transmitter+ Receiver
2TLA022303R1000 | Orion1-4-30-165-E | Active | 7350024481716 | 5187.96 | 1 | 1 | stuk | Orion | BE31230 | SP (Control general) | stuk | Orion1-4-30-165-E Transmitter+ Receiver | Orion1-4-30-165-E Barrière immatérielle Orion1-4-30-165-E | ORION 1-4-30-165-E Extended Lichtvorhang Sender und Empfänger | Orion1-4-30-165-E Transmitter+ Receiver
2TLA022303R1100 | Orion1-4-30-180-E | Active | 7350024481723 | 5535.99 | 1 | 1 | stuk | Orion | BE31230 | SP (Control general) | stuk | Orion1-4-30-180-E Transmitter+ Receiver | Orion1-4-30-180-E Barrière immatérielle Orion1-4-30-180-E | ORION 1-4-30-180-E Extended Lichtvorhang Sender und Empfänger | Orion1-4-30-180-E Transmitter+ Receiver
2TLA022304R0000 | Orion2-4-K2-050-B | Active | 7350024481730 | 1556.51 | 1 | 1 | stuk | Orion | BE31230 | SP (Control general) | stuk | Orion2-4-K2-050-B Transmitter+ Receiver | Orion2-4-K2-050-B Barrière immatérielle Orion2-4-K2-050-B | ORION 2-4-K2-050-B Base Lichtgitter Sender und Empfänger | Orion2-4-K2-050-B Transmitter+ Receiver
2TLA022304R0100 | Orion2-4-K3-080-B | Active | 7350024481747 | 1500.12 | 1 | 1 | stuk | Orion | BE31230 | SP (Control general) | stuk | Lichtscherm set Jokab Orion2-4-K3-080-B | Barrières immatérielles set Gamme Jokab Orion2-4-K3-080-B | ORION 2-4-K3-080-B Base Lichtgitter Sender und Empfänger | Orion2-4-K3-080-B Transmitter+ Receiver
2TLA022304R0200 | Orion2-4-K4-090-B | Active | 7350024481754 | 2083.34 | 1 | 1 | stuk | Orion | BE31230 | SP (Control general) | stuk | Orion2-4-K4-090-B Transmitter+ Receiver | Orion2-4-K4-090-B Barrière immatérielle Orion2-4-K4-090-B | ORION 2-4-K4-090-B Base Lichtgitter Sender und Empfänger | Orion2-4-K4-090-B Transmitter+ Receiver
2TLA022304R0300 | Orion2-4-K4-120-B | Active | 7350024481761 | 2312.57 | 1 | 1 | stuk | Orion | BE31230 | SP (Control general) | stuk | Orion2-4-K4-120-B Transmitter+ Receiver | Orion2-4-K4-120-B Barrière immatérielle Orion2-4-K4-120-B | ORION 2-4-K4-120-B Base Lichtgitter Sender und Empfänger | Orion2-4-K4-120-B Transmitter+ Receiver
2TLA022305R0100 | Orion2-4-K3-080-E | Active | 7350024481785 | 1658.52 | 1 | 1 | stuk | Orion | BE31230 | SP (Control general) | stuk | Lichtscherm set Jokab Orion2-4-K3-080-E | Barrières immatérielles set Gamme Jokab Orion2-4-K3-080-E | ORION 2-4-K3-080-E Extended Lichtgitter Sender und Empfänger | Orion2-4-K3-080-E Transmitter+ Receiver
2TLA022305R0300 | Orion2-4-K4-120-E | Active | 7350024481808 | 2431.65 | 1 | 1 | stuk | Orion | BE31230 | SP (Control general) | stuk | Orion2-4-K4-120-E | Orion2-4-K4-120-E Transmitter+ Receiver | ORION 2-4-K4-120-E Extended Lichtgitter Sender und Empfänger | Orion2-4-K4-120-E Transmitter+ Receiver
2TLA022306R0000 | Orion3-4-K1C-050-B | Active | 7350024481815 | 998.46 | 1 | 1 | stuk | Orion | BE31230 | SP (Control general) | stuk | Orion3-4-K1C-050-B-Active unit | Orion3-4-K1C-050-B Barrière immatérielle Orion3-4-K1C-050-B | ORION 3-4-K1C-050-B Base Lichtgitter Aktiveinheit, 2 Strahlen, H = 500 mm | Orion3-4-K1C-050-B - Active unit
2TLA022306R0100 | Orion3-4-K2C-080-B | Active | 7350024481822 | 1350.1 | 1 | 1 | stuk | Orion | BE31230 | SP (Control general) | stuk | Orion3-4-K2C-080-B-Active unit | Orion3-4-K2C-080-B Barrière immatérielle Orion3-4-K2C-080-B | ORION 3-4-K2C-080-B Base Lichtgitter Aktiveinheit, 3 Strahlen, H = 800 mm | Orion3-4-K2C-080-B - Active unit
2TLA022306R0200 | Orion3-4-K2C-090-B | Active | 7350024481839 | 1435.32 | 1 | 1 | stuk | Orion | BE31230 | SP (Control general) | stuk | Orion3-4-K2C-090-B-Active unit | Orion3-4-K2C-090-B Barrière immatérielle Orion3-4-K2C-090-B | ORION 3-4-K2C-090-B Base Lichtgitter Aktiveinheit, 4 Strahlen, H = 900 mm | Orion3-4-K2C-090-B - Active unit
2TLA022306R0300 | Orion3-4-K2C-120-B | Active | 7350024481846 | 1561.31 | 1 | 1 | stuk | Orion | BE31230 | SP (Control general) | stuk | Orion3-4-K2C-120-B-Active unit | Orion3-4-K2C-120-B Barrière immatérielle Orion3-4-K2C-120-B | ORION 3-4-K2C-120-B Base Lichtgitter Aktiveinheit, 4 Strahlen, H = 1200 mm | Orion3-4-K2C-120-B - Active unit
2TLA022306R1000 | Orion3-4-M1C-050 | Active | 7350024481853 | 393.63 | 1 | 1 | stuk | Orion | BE31230 | SP (Control general) | stuk | Orion3 Passieve gedeelte 500Mm | Orion3-4-M1C-050 Barrière immatérielle Orion3-4-M1C-050 | ORION 3-4-M1C-050 Spiegeleinheit Passive Einheit Spiegel, H = 500 mm | Orion3-4-M1C-050 - Passive unit
2TLA022306R1100 | Orion3-4-M2C-080 | Active | 7350024481860 | 544.83 | 1 | 1 | stuk | Orion | BE31230 | SP (Control general) | stuk | Orion3 Passieve gedeelte 800Mm | Orion3-4-M2C-080 Barrière immatérielle Orion3-4-M2C-080 | ORION 3-4-M2C-080 Spiegeleinheit Passive Einheit Spiegel, H = 800 mm | Orion3-4-M2C-080 - Passive unit
2TLA022306R1300 | Orion3-4-M2C-090 | Active | 7350024481877 | 594.05 | 1 | 1 | stuk | Orion | BE31230 | SP (Control general) | stuk | Orion3 Passieve gedeelte 900Mm | Orion3-4-M2C-090 Barrière immatérielle Orion3-4-M2C-090 | ORION 3-4-M2C-090 Spiegeleinheit Passive Einheit Spiegel, H = 900 mm | Orion3-4-M2C-090 - Passive unit
2TLA022306R1400 | Orion3-4-M2C-120 | Active | 7350024481884 | 745.25 | 1 | 1 | stuk | Orion | BE31230 | SP (Control general) | stuk | Orion3 Passieve gedeelte 1200Mm | Orion3-4-M2C-120 Barrière immatérielle Orion3-4-M2C-120 | ORION 3-4-M2C-120 Spiegeleinheit Passive Einheit Spiegel, H = 1200 mm | Orion3-4-M2C-120 - Passive unit
2TLA022310R0000 | 2TLA022310R0000 | Active | 7350024481938 | 70.85 | 1 | 1 | stuk | Other optical safety devices | BE31230 | SP (Control general) | stuk | Steun Jokab serie JSM Orion01 | Support Série Jokab JSM Orion01 | Bracket Jokab range JSM Orion01 | Bracket Jokab range JSM Orion01
2TLA022310R0100 | JSM Orion03 | Active | 7350024481945 | 140.56 | 1 | 1 | stuk | Orion | BE31230 | SP (Control general) | stuk | JSM Orion03_4 rotation brackets | JSM Orion03 -4 rotation brackets for O1B | JSM ORION 03 Drehbare Montagewinkel für ORION 1 Base | JSM Orion03 -4 rotation brackets for O1B
2TLA022310R0200 | JSM Orion04 | Active | 7350024481952 | 374.41 | 1 | 1 | stuk | Orion | BE31230 | SP (Control general) | stuk | JSM Orion04-4 draaibeugels O2 | JSM Orion04 Barrière immatérielle JSM Orion04 | JSM ORION 04 Drehbare Montagewinkel für ORION 2 | JSM Orion04 - 4 rotation brackets for O2
2TLA022310R0400 | JSM Orion06 | Active | 7350024481976 | 101.76 | 1 | 1 | stuk | Orion | BE31230 | SP (Control general) | stuk | JSM Orion06-Kit O1&O2 in St, (4) | JSM Orion06 Barrière immatérielle JSM Orion06 | JSM ORION 06 Montagebeschlag für die Montage von Lichtvorhängen ORION 1 bis | JSM Orion06 - Kit for O1&O2 in Stand (4)
2TLA022310R0500 | JSM Orion07 | Active | 7350024481983 | 139.56 | 1 | 1 | stuk | Orion | BE31230 | SP (Control general) | stuk | JSM Orion07-Kit O1&O2 in St, (6) | JSM Orion07 - Kit for O1&O2 in Stand (6) | JSM ORION 07 Montagebeschlag für die Montage von Lichtvorhängen O1 ab Höhe | JSM Orion07 - Kit for O1&O2 in Stand (6)
2TLA022310R5000 | Orion Laser | Active | 7350024482027 | 831.66 | 1 | 1 | stuk | Orion | BE31230 | SP (Control general) | stuk | Orion Laser pointer | Orion Laser Barrière immatérielle Orion Laser | ORION LASER - Ausrichthilfe für alle ORION Lichtvorhänge und Lichtgitter | Orion Laser pointer
2TLA022310R5200 | Orion TP-14 | Active | 7350024482034 | 68.72 | 1 | 1 | stuk | Orion | BE31230 | SP (Control general) | stuk | Orion TP-14-Test Piece 14Mm | Orion TP-14 - Test Piece 14 mm | ORION TP-14 Teststab für Lichtvorhänge mit einem | Orion TP-14 - Test Piece 14 mm
2TLA022310R5300 | Orion TP-30 | Active | 7350024482041 | 68.72 | 1 | 1 | stuk | Orion | BE31230 | SP (Control general) | stuk | Orion TP-30-Test Piece 30Mm | Orion TP-30 - Test Piece 30 mm | ORION TP-30 Teststab für Lichtvorhänge mit einem | Orion TP-30 - Test Piece 30 mm
2TLA022312R0200 | Orion Stand 120 | Active | 7350024482126 | 789.81 | 1 | 1 | stuk | Orion | BE31230 | SP (Control general) | stuk | Panic Exit Device zw/green | Orion Stand 120 - Protective stand 120cm | ORION STAND 120 Schutzständer H = 1200 mm, passend für Lichtvorhänge | Orion Stand 120 - Protective stand 120cm
2TLA022312R1300 | Orion Mirror K120 | Active | 7350024482188 | 1443.45 | 1 | 1 | stuk | Orion | BE31230 | SP (Control general) | stuk | Lever H,le Panic Exit Device | Orion Mirror K120 - Dev. mirror in stand | ORION MIRROR K120 Umlenkspiegel für 4-strahlige Lichtgitter O 2 und O 3 mit | Orion Mirror K120 - Dev. mirror in stand
2TLA022315R0100 | M12-C02PT2T | Active | 7350024482522 | 47.4 | 1 | 1 | stuk | Orion | BE31230 | SP (Control general) | stuk | Con. JokabM12-C02PT2T | Cable Gamme Jokab M12-C02PT2T | M12-C02PT2T - Transmitter Kabel für Orion1 Extended | M12-C02PT2T - Transmitter cable for O1E
2TLA022315R0200 | M12-C02PT6RB | Active | 7350024482539 | 63.11 | 1 | 1 | stuk | Orion | BE31230 | SP (Control general) | stuk | Con. JokabM12-C02PT6RB | Cable Gamme Jokab M12-C02PT6RB | M12-C02PT6RB-Receiver Kabel für Blanking Orion1 Extended | M12-C02PT6RB-Receiver cable Blanking O1E
2TLA022315R0300 | M12-C02PT62RM | Active | 7350024482546 | 97.58 | 1 | 1 | stuk | Orion | BE31230 | SP (Control general) | stuk | Kabel ontvanger Orion1 | M12-C02PT62RM - Sourdine câble récepteur O1E | M12-C02PT62RM - Empfängerkabel für Mtuing Orion1 Extended | M12-C02PT62RM -Receiver cable Muting O1E
2TLA022315R1100 | PT-C05PT | Active | 7350024482560 | 59.51 | 1 | 1 | stuk | Orion | BE31230 | SP (Control general) | stuk | Cascade cable O1E 0.5M Jokab PT-C05PT | Cable cascade pour O1E, 0.5 m Série Jokab PT-C05PT | PT-C05PT - Kaskadierungskabel für Orion1 Extended, 0.5 m | PT-C05PT - Cascade cable for O1E, 0.5 m
2TLA022315R3000 | M12-CTO1BA | Active | 7350024482966 | 47.64 | 1 | 1 | stuk | Orion | BE31230 | SP (Control general) | stuk | M12-CTO1BA Transf kabel O1B auto reset | M12-CTO1BA Câble transf. O1B réinitialisation auto | M12-CTO1BA Transferkabel O1B auto. Reset | M12-CTO1BA Transf. cable O1B auto reset
2TLA022315R3400 | M12-CTURAX-O3B | Active | 7350024483000 | 45.22 | 1 | 1 | stuk | Orion | BE31230 | SP (Control general) | stuk | Mounting kit Panic Exit Device | M12-CTURAX O3B Transf. cable Urax O3B | M12-CTURAX-O3B Transferkabel Urax O3B | M12-CTURAX O3B Transf. cable Urax O3B
2TLA022316R0000 | M12-3R | Active | 7350024482942 | 42.91 | 1 | 1 | stuk | Orion | BE31230 | SP (Control general) | stuk | M12-3RM12 Y-Con. Orion reset | M12-3R M12 Y-connector Orion reset | M12-3R M12 Y-Stecker Orion Reset | M12-3R M12 Y-connector Orion reset
2TLA022316R0100 | M12-CYMUTE | Active | 7350024483222 | 53.88 | 1 | 1 | stuk | Orion | BE31230 | SP (Control general) | stuk | Muting Y-kabel Orion2E/3E | M12-CYMUTE Muting Y-cable Orion2E/3E | M12-CYMUTE Muting Y-Kabel Orion2E/3E | M12-CYMUTE Muting Y-cable Orion2E/3E
2TLA022316R2000 | OMC1 | Active | 7350024483031 | 264.02 | 1 | 1 | stuk | Orion | BE31230 | SP (Control general) | stuk | OrionMuting connection box | OMC1 Boîtier de connexion sourdine Orion | OMC1 Orion Muting Anschluss | OMC1 Orion muting connection box
2TLA022316R3000 | Smile 11RO1 | Active | 7350024482959 | 145.68 | 1 | 1 | stuk | Orion | BE31230 | SP (Control general) | stuk | Smile 11RO1 Reset knop Orion1 | Smile 11RO1 Reset button Orion1 | Smile 11RO1 Reset Orion1 | Smile 11RO1 Reset button Orion1
2TLA022316R3100 | Smile 11RO2 | Active | 7350024483192 | 171.62 | 1 | 1 | stuk | Orion | BE31230 | SP (Control general) | stuk | Resetknop Orion 2B/2E/3E | Bouton de réinitialisation Orion 2B / 2E / 3E | Smile 11RO2 Reset Orion2B/2E/3E | Smile 11RO2 Reset button Orion2B/2E/3E
2TLA030050R0000 | Smile 11 EA Tina | Active | 7350024432145 | 165.61 | 1 | 1 | stuk | Smile | BE31230 | SP (Control general) | stuk | Noodstop Jokab Smile 11 EA Tina | Boutton arrêt d'urgence Série Jokab Smile 11 EA Tina | SMILE 11 EA TINA Not-Halt-Taster 1 x 5-poliger Stiftstecker M12 | Smile 11 EA Tina
2TLA030050R0100 | Smile 11 EAR Tina | Active | 7350024432244 | 165.61 | 1 | 1 | stuk | Smile | BE31230 | SP (Control general) | stuk | Noodstop Jokab Smile 11 EAR Tina | Boutton arrêt d'urgence Série Jokab Smile 11 EAR Tina | SMILE 11 EAR Tina Not-Halt-Taster 1 x 5-poliger Stiftstecker M12, Einbau | Smile 11 EAR Tina
2TLA030050R0200 | Smile 12 EA Tina | Active | 7350024432152 | 180.02 | 1 | 1 | stuk | Smile | BE31230 | SP (Control general) | stuk | Noodstop Jokab Smile 12 EA Tina | Boutton arrêt d'urgence Série Jokab Smile 12 EA Tina | SMILE 12 EA TINA Not-Halt-Taster 1 x 5-pol. M12 Stift- und Buchsenstecker | Smile 12 EA Tina
2TLA030050R0400 | Smile 10 EA Tina | Active | 7350024432169 | 166.82 | 1 | 1 | stuk | Smile | BE31230 | SP (Control general) | stuk | Noodstop Jokab Smile 10 EA Tina | Boutton arrêt d'urgence Série Jokab Smile 10 EA Tina | SMILE 10 EA TINA Not-Halt-Taster 1 m Kabel 5 x 0.34 qmm | Smile 10 EA Tina
2TLA030050R0500 | Smile 11 SA Tina | Active | 7350024432367 | 171.62 | 1 | 1 | stuk | Smile | BE31230 | SP (Control general) | stuk | Noodstop Jokab Smile 11 SA Tina | Boutton arrêt d'urgence Série Jokab Smile 11 SA Tina | SMILE 11 SA TINA Maschinen-Halt-Taster 1 x 5-poliger Stiftstecker M12 | Smile 11 SA Tina
2TLA030050R0900 | Smile 11 EC Tina | Active | 7350024479607 | 182.41 | 1 | 1 | stuk | Smile | BE31230 | SP (Control general) | stuk | Veiligheidsstop5-poligeM12 conn. | Smile 11 EC Tina ARRET D'URGENCE SMILE 11 EC TINA | Smile 11 EC Tina Smile mit Statusbus | Smile 11 EC Tina
2TLA030051R0000 | Smile 11 EA | Active | 7350024432176 | 146.41 | 1 | 1 | stuk | Smile | BE31230 | SP (Control general) | stuk | Noodstop Jokab Smile 11 EA | Boutton arrêt d'urgence Série Jokab Smile 11 EA | SMILE 11 EA Not-Halt-taster 1 x 5-poliger Stiftstecker M12, 2 x NC | Smile 11 EA
2TLA030051R0100 | Smile 11 EAR | Active | 7350024432237 | 142.82 | 1 | 1 | stuk | Smile | BE31230 | SP (Control general) | stuk | Noodstop Jokab Smile 11 EAR | Boutton arrêt d'urgence Série Jokab Smile 11 EAR | SMILE 11 EAR Not-Halt-Taster 1 x 5-poliger Stiftstecker M12, 2 x NC | Smile 11 EAR
2TLA030051R0200 | Smile 12 EA | Active | 7350024432183 | 160.82 | 1 | 1 | stuk | Smile | BE31230 | SP (Control general) | stuk | Noodstop Jokab Smile 12 EA | Smile 12 EA | SMILE 12 EA Not-Halt-Taster 1 x 5-pol. M12 Stift- und Buchsenstecker | Smile 12 EA
2TLA030051R0400 | Smile 10 EA | Active | 7350024432190 | 147.62 | 1 | 1 | stuk | Smile | BE31230 | SP (Control general) | stuk | Noodstop Jokab Smile 10 EA | Boutton arrêt d'urgence Série Jokab Smile 10 EA | SMILE 10 EA Not-Halt-Taster 2 x NC, 1 m Kabel 5 x 0.34 qmm | Smile 10 EA
2TLA030051R0600 | Smile 10 EK | Active | 7350024432206 | 110.89 | 1 | 1 | stuk | Smile | BE31230 | SP (Control general) | stuk | Noodstop Jokab Smile 10 EK | Boutton arrêt d'urgence Série Jokab Smile 10 EK | SMILE 10 EK Not-Halt-Taster 2 x NC, 0.5 m Kabel 4 x 0.5 qmm | Smile 10 EK
2TLA030051R0900 | Smile 11 SA | Active | 7350024432411 | 156.02 | 1 | 1 | stuk | Smile | BE31230 | SP (Control general) | stuk | Noodstop Jokab Smile 11 SA | Boutton arrêt d'urgence Série Jokab Smile 11 SA | SMILE 11 SA Maschinen-Halt-Taster 1 x 5-poliger Stiftstecker M12, 2 x NC | Smile 11 SA
2TLA030051R1300 | JST2 | Active | 7350024459968 | 27.6 | 1 | 1 | stuk | Safety Adapter Units | BE31230 | SP (Control general) | stuk | Noodstop-accessoir Jokab JST2 | Boutton arrêt d'urgence - Acce Série Jokab JST2 | JST2 Abschlussstecker SMILE 12 | JST2 termination for Smile 12.
2TLA030053R0000 | Smile 11 RA | Active | 7350024459975 | 121.21 | 1 | 1 | stuk | Smile | BE31230 | SP (Control general) | stuk | Noodstop Jokab Smile 11 RA | Boutton arrêt d'urgence Série Jokab Smile 11 RA | SMILE 11 RA Reset-Taster 1 x NO, blaue LED | Smile 11 RA Reset button 1xNO with M12 male
2TLA030053R0100 | Smile 11 RB | Active | 7350024459982 | 121.21 | 1 | 1 | stuk | Smile | BE31230 | SP (Control general) | stuk | Noodstop Jokab Smile 11 RB | Boutton arrêt d'urgence Série Jokab Smile 11 RB | SMILE 11 RB Reset-Taster für PLUTO "Lightbutton"-Funktion vorbereitet | Smile 11 RB Reset button Pluto with M12 male
2TLA030053R2600 | Smile 12 RF M12-5 | Active | 7350024479584 | 134.13 | 1 | 1 | stuk | Smile | BE31230 | SP (Control general) | stuk | Smile 12 RF Resetknop Eden Dynamic | Smile 12 RF SMILE BP BLEU RESET | SMILE 12 RF Reset-Taster für lokalen Reset für EDEN DYN, 1 x blaue LED | Smile 12 RF M12-5 Reset button
2TLA030053R2700 | Smile 12 RG M12-8 | Active | 7350024479591 | 147.62 | 1 | 1 | stuk | Smile | BE31230 | SP (Control general) | stuk | Smile 12 RG Resetknop Eden OSSD | Smile 12 RG SMILE BP BLEU RESET LUMINEUX | SMILE 12 RG Reset-Taster für lokalen Reset für EDEN OSSD, 1 x blaue LED | Smile 12 RG M12-8 Reset button
2TLA030054R0000 | INCA 1 Tina | Limited | 7350024460001 | 187.5 | 1 | 1 | stuk | Inca | BE31230 | SP (Control general) | stuk | Noodstop Jokab INCA 1 Tina | Boutton arrêt d'urgence | INCA 1 TINA Not-Halt-Taster mit TINA- Funktion, für Einbau in Bedienfeld | INCA 1 Tina Emergency stop
2TLA030054R0100 | INCA 1 | Active | 7350024460018 | 153.6 | 1 | 1 | stuk | Inca | BE31230 | SP (Control general) | stuk | Noodstop Jokab INCA 1 | Boutton arrêt d'urgence Série Jokab INCA 1 | INCA 1 Not-Halt-Taster für Einbau in Bedienfeld | INCA 1 Emergency stop
2TLA030054R0200 | INCA 1S Tina | Limited | 7350024460025 | 187.5 | 1 | 1 | stuk | Inca | BE31230 | SP (Control general) | stuk | Noodstop Jokab INCA 1S Tina | Boutton arrêt d'urgence Série Jokab INCA 1S Tina | INCA 1S TINA Maschinen-Halt-Taster mit dynamischem Funktionsprinzip | INCA 1S Tina Safety stop
2TLA030054R0300 | INCA 1S | Active | 7350024460032 | 153.6 | 1 | 1 | stuk | Inca | BE31230 | SP (Control general) | stuk | Stopknop 22 5Mm LED indicatie in knop zwe opdruk | INCA 1S BP ARRET NOIR | Inca 1S Maschinen-Halt-Taster 2 x NC, LED-Anzeige im Taster | INCA 1S Safety Stop
2TLA030054R0400 | Surround for Inca | Active | 7350024460049 | 10.68 | 1 | 1 | stuk | Emergency Stop and Pilot Devices | BE31230 | SP (Control general) | stuk | Noodstop-accessoir Jokab INCA front ring yellow | Boutton arrêt d'urgence - Acce Série Jokab INCA front ring yellow | INCA YFR Frontring, gelb für Not-Halt-Taster | Yellow surround for Inca
2TLA030054R0900 | E-Sign 22.5 | Active | 7350024460094 | 5.28 | 1 | 1 | stuk | Emergency Stop and Pilot Devices | BE31230 | SP (Control general) | stuk | Symbool Jokab Emergency stop sign 22 5mm | Symbole Série Jokab Emergency stop sign 22,5mm | ESS WOT 22 Not-Halt-Schild ohne Textaufdruck | Emergency Stop Sign, 22.5mm
2TLA030054R1000 | E-Sign 32.5 | Active | 7350024460100 | 5.28 | 1 | 1 | stuk | Emergency Stop and Pilot Devices | BE31230 | SP (Control general) | stuk | Symbool Jokab Emergency stop sign 32 5mm | Symbole Série Jokab Emergency stop sign 32,5mm | ESS WOT Not-Halt-Schild 32mm Ohne Text | Emergency Stop Sign, 32.5mm
2TLA030054R1400 | Inca 1 EC Tina | Active | 7350024479638 | 186.01 | 1 | 1 | stuk | Inca | BE31230 | SP (Control general) | stuk | Inca 1 EC Tinastatusbus | Inca 1 EC Tina + bus status | Inca 1 EC Tina Inca mit Statusbus | Inca 1 EC Tina
2TLA030057R0100 | Smile 41 EWWWP | Active | 7350024480849 | 465.63 | 1 | 1 | stuk | Smile | BE31230 | SP (Control general) | stuk | Smile 41 EWWWP | Arrêt d Série Jokab Smile 41 EWWWP | SMILE 41 EWWWP Drucktastenleiste mit 3 Tastern, einem Not-Aus-Taster und | Smile 41 EWWWP
2TLA040001R1100 | JSMA44A-L 1100 | Active | 7350024454642 | 129.02 | 1 | 1 | stuk | Orion | BE31230 | SP (Control general) | stuk | Pilaar Jokab JSMA44A-L 1100mm | Pilier Série Jokab JSMA44A-L 1100mm | JSM A44A-L 1100 Pfosten mit Winkel zur Bodenbefestigung, Länge 1.1 m | JSMA44A-L Post 1100mm post with bracket
2TLA040001R1500 | JSM 70 | Active | 7350024454680 | 211.03 | 1 | 1 | stuk | Orion | BE31230 | SP (Control general) | stuk | Plaat Jokab JSM 70 | Plaque Série Jokab JSM 70 | JSM 70 Montageplatte für einfachen Ausgleich von Bodenunebenheiten | JSM 70 adjustment plate for post
2TLA040005R0500 | JSM 55 | Active | 7350024460551 | 40.8 | 1 | 1 | stuk | Safety Control Devices | BE31230 | SP (Control general) | stuk | Steun Jokab JSM 55 | Support Série Jokab JSM 55 | JSM 55 Wandhalterung für JSHD4 für JSHD4 Zustimmungsschalter | JSM 55 holder for JSHD4
2TLA040005R0700 | JSM 5B | Active | 7350024452945 | 39.6 | 1 | 1 | stuk | Safety Control Devices | BE31230 | SP (Control general) | stuk | Steun Jokab JSM 5B | Support Série Jokab JSM 5B | JSM 5B Wandhalterung für 2 Sicherheitsverriegelungsschalter | JSM5B Wall Bracket for key switches
2TLA040007R0200 | JSM64 | Active | 7350024454765 | 61.19 | 1 | 1 | stuk | Orion | BE31230 | SP (Control general) | stuk | Steun Jokab JSM 64 | Support Série Jokab JSM 64 | JSM 64 Kugelgelenkbefestigung M 18 für SPOT 10 T/R oder MUTE R | JSM64 Bracket with angle possibility for M18
2TLA040044R0000 | JSM F2-K | Limited | 7350024454789 | 4.5 | 1 | 1 | stuk | Orion | BE31230 | SP (Control general) | stuk | Schroef Jokab JSM F2-K | Vis Série Jokab JSM F2-K | Screw Jokab range JSM F2-K | JSM F2-K screws to JSM64
2TLA040045R0000 | JSM F3-K | Limited | 7350024454796 | 4.5 | 1 | 1 | stuk | Orion | BE31230 | SP (Control general) | stuk | Mont.set Jokab JSM F3-K | Kit Montage Série Jokab JSM F3-K | Mounting Kit Jokab range JSM F3-K | JSM F3-K mounting details for Al-profile JSM 44.
2TLA042022R2700 | Magne 3X M12-5 | Active | 7350024483857 | 250.81 | 1 | 1 | stuk | Magne | BE31230 | SP (Control general) | stuk | mag.slot JokabMagne 3XM12-5 Con. | Serrure électroaimant Série Jokab Magne 3X M12-5 connecteur | MAGNE 3X Prozesszuhaltung M12-5 polig Type ABB | Magne 3X M12-5 connector
2TLA042022R3000 | Magne 4X DYN M12-5 | Active | 7350024480955 | 385.24 | 1 | 1 | stuk | Magne | BE31230 | SP (Control general) | stuk | Magne 4X DYNM12-5 Con. | Magne 4X DYN M12-5 connecteur | MAGNE 4X DYN Elektromagn. Zuhaltung mit integr. Sich.-Sensor ADAM DYN | Magne 4X DYN M12-5 connector
2TLA042022R3400 | Magne 4 DYN-Info | Active | 7350024480993 | 397.23 | 1 | 1 | stuk | Magne | BE31230 | SP (Control general) | stuk | Magne 4 DYN-InfoM12-8 Con. | Magne 4 DYN-Info M12-5 connecteur | MAGNE 4 DYN INFO Elektromagn. Zuhaltung mit integr. Sich.-Sensor ADAM DYN-INFO | Magne 4 DYN-Info M12-8 connector
2TLA042022R3410 | Magne 4 DYN-2Info | Active | 7350024484564 | 397.23 | 1 | 1 | stuk | Magne | BE31230 | SP (Control general) | stuk | Magne 4 DYN-2InfoM12-8 Con. | Serrure électromagnétique ADAM DYN-Info intégré 'Information verrouillées' et 'fermées' Connecteur M12-8 | Magne 4 DYN-2Info M12-8 mit integr. Sich.-Sensor ADAM DYN-INFO | Magne 4 DYN-2Info M12-8 connector
2TLA042022R4600 | Magne 4 OSSD-Info | Active | 7350024481112 | 397.23 | 1 | 1 | stuk | Magne | BE31230 | SP (Control general) | stuk | Magne 4 OSSD-InfoM12-8 Con. | Magne 4 OSSD-Info M12-5 connecteur | MAGNE 4 OSSD INFO Elektromagn. Zuhaltung mit integr. Sich.-Sensor ADAM OSSD-INFO | Magne 4 OSSD-Info M12-8 connector
2TLA042023R0100 | JSM D28 | Active | 7350024458152 | 190.81 | 1 | 1 | stuk | Safety Sensors, Switches and Locks | BE31230 | SP (Control general) | stuk | Handvat voor Magne Jokab serie | Mannete pour Magne Série Jokab Handle profile for Magne | JSM D28 Aluminiumprofil als Türgriff und Montagekit für MAGNE | JSM D28 Handle profile for Magne
2TLA042023R0300 | JSM D24 | Active | 7350024453874 | 53.41 | 1 | 1 | stuk | Safety Sensors, Switches and Locks | BE31230 | SP (Control general) | stuk | Deur onderdelen Jokab JSM D24 | Composant pour portes Série Jokab JSM D24 | JSM D24 Beschlagsatz für EVA für konventionelle Tür | JSM D24 Mounting kit Eva with Magne
2TLA042023R1000 | JSM D27 | Active | 7350024458206 | 6.38 | 1 | 1 | stuk | Safety Sensors, Switches and Locks | BE31230 | SP (Control general) | stuk | Deur onderdelen Jokab JSM D21B | Composant pour portes Série Jokab JSM D21B | JSM D27 Griffmontagesatz mit Schrauben für JSM D21 MAGNE Montagesatz | JSM D27 Handle and screws for JSM D21
2TLA050003R0100 | MKey5 | Active | 7350024466232 | 91.92 | 1 | 1 | stuk | Mkey | BE31230 | SP (Control general) | stuk | Mkey MKey5 | MKEY5 INTERRUPTEUR DE SÉCURITÉ ET DE VERROUILLAGE MKEY5 | MKEY5 Sicherheitsverriegelungsschalter mit Standardbetätiger, 2NC + 1 NO | MKey5, plastic head, 12N
2TLA050003R0101 | MKey5+ | Active | 7350024466263 | 99.96 | 1 | 1 | stuk | Mkey | BE31230 | SP (Control general) | stuk | MKey5+M20 2NC/1NO Std.Key 40N | MKey5+, M20, 2NC/1NO, Std. Key 40N | MKey5+ Sicherheitsverriegelungsschalter mit Standardbetätiger, 2NC + 1 NO | MKey5+, plastic head, 40N
2TLA050003R0111 | MKey5+ SSH | Active | 7350024466300 | 144.01 | 1 | 1 | stuk | Mkey | BE31230 | SP (Control general) | stuk | MKey5+ stainless steel head 40N | MKEY5+SSH INTERRUPTEUR DE SÉCURITÉ ET DE VERROUILLAGE MKEY5+SSH | MKey5+ SSH Sich.verriegelungsschalter mit Standardbetätiger, 2NC + 1 NO | MKey5+, stainless steel head, 40N
2TLA050007R0112 | MKey9 24VDC | Active | 7350024466409 | 444.04 | 1 | 1 | stuk | Mkey | BE31230 | SP (Control general) | stuk | MKey9 JokabMKey9 SolM20 24V Std.Key | MKey9 Gamme Jokab MKey9, Sol M20, 24V, Std. Key | MKey9 Sicherheitsverriegelungsschalter mit Standardbetätiger, 24 V DC | MKey9 24VDC, power to unlock
2TLA050009R0112 | MKey9M 24VDC | Active | 7350024466430 | 474.05 | 1 | 1 | stuk | Mkey | BE31230 | SP (Control general) | stuk | MKey9M Jokab SolM20 24V Std.sleutel | MKey9M Gamme Jokab Sol M20, 24V, Clés std | MKey9M Sicherheitsverriegelungsschalter mit Standardbetätiger, 24 V DC | MKey9M 24VDC, power to lock
2TLA050011R0122 | MKey8Z 24VDC | Active | 7350024466478 | 969.65 | 1 | 1 | stuk | Mkey | BE31230 | SP (Control general) | stuk | MKey8Z Jokab SS SolM20 24V Std.Key | Interrupteur de sécurité Jokab safety 2NC+2NC, Mkey8Z, 24VDC | MKey8Z Sicherheitsverriegelungsschalter mit Standardbetätiger, 24 V DC | MKey8Z 24VDC, power to unlock, IP69K
2TLA050011R0132 | MKey8 24VDC | Active | 7350024466447 | 602.44 | 1 | 1 | stuk | Mkey | BE31230 | SP (Control general) | stuk | MKey8 24VDC power to unlock IP67 | MKEY8 24VDC INTERRUPTEUR DE SÉCURITÉ ET DE VERROUILLAGE MKEY8 24VDC | MKey8 Sicherheitsverriegelungsschalter mit Standardbetätiger, 24 V DC | MKey8 24VDC, power to unlock, IP67
2TLA050013R0132 | MKey8M 24VDC | Active | 7350024466508 | 650.46 | 1 | 1 | stuk | Mkey | BE31230 | SP (Control general) | stuk | MKey8M 24VDC power to lock IP67 | MKEY8M 24VDC INTERRUPTEUR DE SÉCURITÉ ET DE VERROUILLAGE MKEY8M 24VDC | MKey8M Sicherheitsverriegelungsschalter mit Standardbetätiger, 24 V DC | MKey8M 24VDC, power to lock, IP67
2TLA050015R0132 | MKey8ER 24VDC | Active | 7350024466515 | 861.67 | 1 | 1 | stuk | Mkey | BE31230 | SP (Control general) | stuk | MKey8ER 24VDC power to unlock IP67escape | MKEY8ER 24VDC INTERRUPTEUR DE SÉCURITÉ ET DE VERROUILLAGE MKEY8ER 24VDC | MKey8ER Sicherheitsverriegelungsschalter mit Standardbetätiger, 24 V DC | MKey8ER 24VDC power to unlock IP67 escape
2TLA050040R0002 | Gland M20x1.5 | Active | 7350024467383 | 63 | 1 | 1 | stuk | Safety Sensors, Switches and Locks | BE31230 | SP (Control general) | stuk | Linestrong3 accessoir Jokab Gl,M20x1.5 | Linestrong3 accessoire Gamme Jokab Gland M20x1.5 | MKEY GLAND Kabelverschraubung M20 x 1.5 für MKey, EStrong und LINESTRONG | Gland M20x1.5
2TLA050040R0004 | Cond.Plug M20x1.5 | Active | 7350024467390 | 16.73 | 1 | 1 | stuk | Safety Sensors, Switches and Locks | BE31230 | SP (Control general) | stuk | AfdichtplugM20x1 5mm | COND.PLUG M20X1.5 PRISE COND.PLUG M20X1.5 | Mkey FILLER PLUG Blindstopfen M20 x 1.5 für MKey, EStrong und LINESTRONG | Conduit Plug M20x1.5
2TLA050040R0201 | MKey Key 1 | Active | 7350024467413 | 19.44 | 1 | 1 | stuk | Safety Sensors, Switches and Locks | BE31230 | SP (Control general) | stuk | st,.plastic lepel | STD.KEY PL HEAD ACTIONNEUR STD.KEY PL HEAD | MKey Key 1 Standartbetätiger für MKey5 und MKey5+ | Mkey Key 1 Std. key for Mkey plastic head
2TLA050040R0202 | MKey Key 2 | Active | 7350024467420 | 19.44 | 1 | 1 | stuk | Safety Sensors, Switches and Locks | BE31230 | SP (Control general) | stuk | Mkey Key 2 Std.keyMkeyMetal Head | Mkey Key 2 Série Jokab | MKey Key 2 Standardbetätiger für MKey5 SSH, MKey5+ SSH, | Mkey Key 2 Std. key for Mkey metal Head
2TLA050040R0203 | MKey Key 5 | Active | 7350024467437 | 59.78 | 1 | 1 | stuk | Safety Sensors, Switches and Locks | BE31230 | SP (Control general) | stuk | Mkey JokabMKey 4 5 6 8 9 Flex KeyMetaal | MKey Gamme Jokab MKey 4,5,6,8,9 Flex Key Metal | MKey Key 5 Flexibler Betätiger für alle MKey-Typen | Mkey Key 5 Flex key with die cast housing
2TLA050040R0204 | MKey Key 6 | Active | 7350024467444 | 107.76 | 1 | 1 | stuk | Safety Sensors, Switches and Locks | BE31230 | SP (Control general) | stuk | Mkey JokabMKey 4 5 6 8 9 Flex Key SS | Mkey Série Jokab MKey 4,5,6,8,9 Flex Key SS | MKey Key 6 Flexibler Betätiger für alle MKey-Typen | Mkey Key 6 Flex key with SS housing
2TLA050040R0212 | Sense7Z Key SS | Active | 7350024467468 | 89.63 | 1 | 1 | stuk | Safety Sensors, Switches and Locks | BE31230 | SP (Control general) | stuk | Passive deel Sense7 RVS | SENSE7Z KEY SS ACTIONNEUR SENSE7Z KEY SS | SENSE7Z KEY Ersatzbetätiger aus Edelstahl | Sense7Z, SS Spare Actuator
2TLA050040R0220 | MKey Key 3 | Active | 7350024478471 | 19.44 | 1 | 1 | stuk | Safety Sensors, Switches and Locks | BE31230 | SP (Control general) | stuk | PlatteMetalen lepel | FLAT KEY ACTIONNEUR FLAT KEY | MKey Key 3 Flacher Betätiger für alle MKey-Typen | Mkey Key 3 Flat key with plastic shroud
2TLA050040R0221 | MKey Key 4 | Active | 7350024478488 | 40.2 | 1 | 1 | stuk | Safety Sensors, Switches and Locks | BE31230 | SP (Control general) | stuk | st,.plastic lepel flexibele opstelling | FLEX KEY PL HEAD ACTIONNEUR FLEX KEY PL HEAD | MKey Key 4 Flexibler Betätiger für alle MKey5-Typen | Mkey Key 4 Flex key with plastic housing
2TLA050040R0400 | MKey8Z Manual release | Active | 7350024467482 | 40.2 | 1 | 1 | stuk | Safety Sensors, Switches and Locks | BE31230 | SP (Control general) | stuk | Sleutel h,matig ontgrendelen | Manual Relase Key OUTIL DE DEVEROUILLAGE MANUAL RELASE KEY | Mkey8 Schlüssel zur Hilfsentsperrung aus Edelstahl, für MKey8 | MKey8Z Manual release bit
2TLA050040R0401 | MKey Lockout key | Active | 7350024478686 | 89.18 | 1 | 1 | stuk | Safety Sensors, Switches and Locks | BE31230 | SP (Control general) | stuk | HangslotVergr.MKey8 9 | MKey Lockout Key OUTIL POUR | MKEY LOCKOUT KEY Servicebetätiger zur Wartung | MKey Lockout key
2TLA050040R0500 | MKey Slide lock left | Active | 7350024478693 | 392.42 | 1 | 1 | stuk | Safety Sensors, Switches and Locks | BE31230 | SP (Control general) | stuk | Schuifslot linksMKey8 9 | Slide Lock Left COULISSE DE VEROUILLAGE GAUCHE | MKey8/9 SL LEFT Schieberiegel für Tür mit Linksaufhängung | MKey Slide lock left for MKey8 and MKey9
2TLA050040R0501 | MKey Slide lock right | Active | 7350024478709 | 392.42 | 1 | 1 | stuk | Safety Sensors, Switches and Locks | BE31230 | SP (Control general) | stuk | Schuifslot rechtsMKey8 9 | Slide Lock Right COULISSE DE VEROUILLAGE DROIT | MKey8/9 SL RIGHT Schieberiegel für Tür mit Rechtsaufhängung | MKey Slide lock right for MKey8 & MKey9
2TLA050040R0510 | RHS GKey MKey | Active | 7350024478716 | 42.13 | 1 | 1 | stuk | Safety Sensors, Switches and Locks | BE31230 | SP (Control general) | stuk | Binnen ontgrendelMKey8 9 | RHS GKey MKey-Rear handle Sliding DieCas | Slide Lock MKey8, 9 Rear handle | RHS GKey MKey-Rear handle Sliding DieCas
2TLA050040R0511 | SCS GKey MKey | Active | 7350024478723 | 42.13 | 1 | 1 | stuk | Safety Sensors, Switches and Locks | BE31230 | SP (Control general) | stuk | Veer ontgrend. GKey enMKey schuifh,el | Loquet à ressort pour GKey et MKey slide lock | Spring loaded catch for GKey and MKey slide lock | SCS GKey MKey-Spring catch sliding DieCa
2TLA050056R2120 | Sense7Z M12 | Active | 7350024466751 | 349.23 | 1 | 1 | stuk | Sense | BE31230 | SP (Control general) | stuk | mag.e schak.Sense7 RVS 25cm kabel 2NC/1NO LED | SENSE7Z M12 INTERRUPTEUR DE SÉCURITÉ MAGNÉTIQUE SENSE7Z M12 | Sense 7Z M12 Sicherheitsmagnetschalter 2NC + 1NO, QC Kabel 250 mm, LED | Sense7Z, SS, QC, 2NC/1NO, LED
2TLA050056R4120 | Sense7Z 2M | Active | 7350024466720 | 297.62 | 1 | 1 | stuk | Sense | BE31230 | SP (Control general) | stuk | Sense7Z Jokab SS 2m cable 2NC/1NO LED | Sense7Z Série Jokab SS 2m cable, 2NC/1NO, LED | Sense 7Z 2M Sicherheitsmagnetschalter 2NC + 1NO, Kabel 2 m, LED | Sense7Z, SS 2m cable, 2NC/1NO, LED
2TLA050056R5120 | Sense7Z 5M | Active | 7350024466737 | 315.62 | 1 | 1 | stuk | Sense | BE31230 | SP (Control general) | stuk | mag.e schak.Sense7 RVS 5m kabel 2NC/1NO LED | SENSE7Z 5M INTERRUPTEUR DE SÉCURITÉ MAGNÉTIQUE SENSE7Z 5M | Sense 7Z 5M Sicherheitsmagnetschalter 2NC + 1NO, Kabel 5 m, LED | Sense7Z, SS 5m cable, 2NC/1NO, LED
2TLA050056R6120 | Sense7Z 10M | Active | 7350024466744 | 338.42 | 1 | 1 | stuk | Sense | BE31230 | SP (Control general) | stuk | mag.e schak.Sense7 RVS 10m kabel 2NC/1NO LED | SENSE7Z 10M INTERRUPTEUR DE SÉCURITÉ MAGNÉTIQUE SENSE7Z 10M | Sense 7Z 10M Sicherheitsmagnetschalter 2NC + 1NO, Kabel 10 m, LED | Sense7Z, SS 10m cable, 2NC/1NO, LED
2TLA050200R0030 | LineStrong1 | Active | 7350024466911 | 325.23 | 1 | 1 | stuk | LineStrong | BE31230 | SP (Control general) | stuk | Noodstop koord Jokab 2NO/2NCM20 | Arrêt d'urgence cordon Gamme Jokab 2NO/2NC, M20 | LineStrong1 Sicherheitsseilzugschalter 2NC + 2NO, M20 | LineStrong1, 2NC/2NO, M20
2TLA050202R0332 | LineStrong2 | Active | 7350024466942 | 457.23 | 1 | 1 | stuk | LineStrong | BE31230 | SP (Control general) | stuk | Noodstop koord LED Jokab 2NO/2NCM20 | Arrêt d'urgence cordon LED Gamme Jokab 2NO/2NC, M20 | LineStrong2 Sicherheitsseilzugschalter 2NC + 2NO, M20, LED, Not-Halt-Vorricht. | LineStrong2, 2NC/2NO, M20 ESTOP/LED
2TLA050204R0332 | LineStrong3D | Active | 7350024467000 | 811.26 | 1 | 1 | stuk | LineStrong | BE31230 | SP (Control general) | stuk | LineStrong3D 4NC/4NOM20 ESTOP/LED | LINESTRONG3D ARR?T D'URGENCE ? CABLE LINESTRONG3D | LineStrong3D Sicherheitsseilzugschalter 4NC + 4NO, M20, LED, Not-Halt-Vorricht. | LineStrong3D, 4NC/4NO, M20 ESTOP/LED
2TLA050206R0322 | LineStrong3LZ | Active | 7350024467123 | 876.91 | 1 | 1 | stuk | LineStrong | BE31230 | SP (Control general) | stuk | LineStrong LineStrong3LZ | Arrêt d'urgence Série Jokab LineStrong3LZ, 4NC/2NO, M20 ESTOP/LED SS | LineStrong3LZ Sicherheitsseilzugschalter 4NC + 2NO, M20, LED, Not-Halt-Vorricht. | LineStrong3LZ, 4NC/2NO, M20 ESTOP/LED SS
2TLA050206R0332 | LineStrong3L | Active | 7350024467031 | 532.85 | 1 | 1 | stuk | LineStrong | BE31230 | SP (Control general) | stuk | LineStrong3L 4NC/2NOM20 ESTOP/LED | LINESTRONG3L ARR?T D'URGENCE ? CABLE LINESTRONG3L | LineStrong3L Sicherheitsseilzugschalter 4NC + 2NO, M20, LED, Not-Halt-Vorricht. | LineStrong3L, 4NC/2NO, M20 ESTOP/LED
2TLA050208R0322 | LineStrong3RZ | Active | 7350024467154 | 876.91 | 1 | 1 | stuk | LineStrong | BE31230 | SP (Control general) | stuk | LineStrong LineStrong3RZ | Arrêt d'urgence Série Jokab LineStrong3RZ, 4NC/2NO, M20 ESTOP/LED SS | LineStrong3RZ Sicherheitsseilzugschalter 4NC + 2NO, M20, LED, Not-Halt-Vorricht. | LineStrong3RZ, 4NC/2NO, M20 ESTOP/LED SS
2TLA050208R0332 | LineStrong3R | Active | 7350024467062 | 532.85 | 1 | 1 | stuk | LineStrong | BE31230 | SP (Control general) | stuk | LineStrong3R 4NC/2NO NPT | LINESTRONG3R ARR?T D'URGENCE ? CABLE LINESTRONG3R | LineStrong3R Sicherheitsseilzugschalter 4NC + 2NO, M20, LED, Not-Halt-Vorricht. | LineStrong3R, 4NC/2NO, NPT
2TLA050210R0130 | 10M Wire Kit, Gal | Active | 7350024467185 | 196.82 | 1 | 1 | stuk | Emergency Stop and Pilot Devices | BE31230 | SP (Control general) | stuk | Noodstop koord Jokab 2NO/2NCM20 | Arrêt d'urgense cordon Gamme Jokab 2NO/2NC, M20 | LS WIRE KIT 10 Seilzugset 10 m Seil, 5 x Augenschrauben | 10M Wire Kit, Galvanized
2TLA050210R0330 | 20M Wire Kit, Gal | Active | 7350024467192 | 238.82 | 1 | 1 | stuk | Emergency Stop and Pilot Devices | BE31230 | SP (Control general) | stuk | Trekkoordkit 20m Gegalva. | 20M WIRE KIT, GAL CABLE 20M WIRE KIT, GAL | LS WIRE KIT 20 Seilzugset 20 m Seil, 9 x Augenschrauben | 20M Wire Kit, Galvanized
2TLA050210R0520 | 50M Wire Kit, SS | Active | 7350024467239 | 482.43 | 1 | 1 | stuk | Emergency Stop and Pilot Devices | BE31230 | SP (Control general) | stuk | Trekkoordkit 50m RVS | 50M WIRE KIT, SS CABLE 50M WIRE KIT, SS | LS WIRE KIT 50 Seilzugset aus Edelstahl 50 m Seil, 20 x Augenschrauben | 50M Wire Kit, Stainless steel
2TLA050210R0630 | 80M Wire Kit, Gal | Active | 7350024467208 | 396.03 | 1 | 1 | stuk | Emergency Stop and Pilot Devices | BE31230 | SP (Control general) | stuk | Trekkoordkit 80m Gegalva. | 80M WIRE KIT, GAL CABLE 80M WIRE KIT, GAL | LS WIRE KIT 80 Seilzugset aus Edelstahl 80 m Seil, 30 x Augenschrauben | 80M Wire Kit, Galvanized
2TLA050210R0720 | 100M Wire Kit, SS | Active | 7350024467246 | 666.04 | 1 | 1 | stuk | Emergency Stop and Pilot Devices | BE31230 | SP (Control general) | stuk | Trekkoordkit 100m RVS | 100M WIRE KIT, SS CABLE 100M WIRE KIT, SS | LS WIRE KIT 100 Seilzugset aus Edelstahl 100 m Seil, 37 x Augenschrauben | 100M Wire Kit, Stainless steel
2TLA050210R0730 | 100M Wire Kit, Gal | Active | 7350024467215 | 442.85 | 1 | 1 | stuk | Emergency Stop and Pilot Devices | BE31230 | SP (Control general) | stuk | Trekkoordkit 100m Gegalva. | 100M WIRE KIT, GAL CABLE 100M WIRE KIT, GAL | LS WIRE KIT 100 Seilzugset 100 m Seil, 37 x Augenschrauben | 100M Wire Kit, Galvanized
2TLA050210R4020 | Wire Tensioner, SS | Active | 7350024467284 | 126.4 | 1 | 1 | stuk | Emergency Stop and Pilot Devices | BE31230 | SP (Control general) | stuk | Wire Tensioner Stainless Steel | Wire Tensioner, Stainless Steel | LS TENSIONER SS Spanner / Greifer für Sicherheitsseilzugschaltersysteme | Wire Tensioner, Stainless Steel
2TLA050210R4030 | Wire Tensioner, Ga | Active | 7350024467291 | 80.04 | 1 | 1 | stuk | Emergency Stop and Pilot Devices | BE31230 | SP (Control general) | stuk | Trekkoordspanner Gegalva. | WIRE TENSIONER, GA BORD SENSIBLE DE SÉCURITÉ WIRE TENSIONER, GA | LS TENSIONER Spanner / Greifer für Sicherheitsseilzugschaltersysteme | Wire Tensioner, Galvanized
2TLA050210R6020 | Corner pulley, SS | Active | 7350024467307 | 81.14 | 1 | 1 | stuk | Emergency Stop and Pilot Devices | BE31230 | SP (Control general) | stuk | Corner pulley Stainless Steel | Corner pulley, Stainless Steel | LS C-PULLEY SS Universal Eckrolle Edelstahl | Corner pulley, Stainless Steel
2TLA050210R6030 | Corner pulley, Gal | Active | 7350024467314 | 49.44 | 1 | 1 | stuk | Emergency Stop and Pilot Devices | BE31230 | SP (Control general) | stuk | Hoek rol Gegalva. | CORNER PULLEY, GAL BORD SENSIBLE DE SÉCURITÉ CORNER PULLEY, GAL | LS C-PULLEY Universal Eckrolle verzinkt | Corner pulley, Galvanized
2TLA050210R8020 | Eyebolt M8x1.25 SS | Active | 7350024467321 | 92.83 | 1 | 1 | stuk | Emergency Stop and Pilot Devices | BE31230 | SP (Control general) | stuk | EyeboltM8x1.25 Stainless Steel (8pcs) | Eyebolt M8x1.25, Stainless Steel (8pcs) | LS EYEBOLT SS Augenschraube, Edelstahl M8 x 1.25 | Eyebolt M8x1.25, Stainless Steel (8pcs)
2TLA050210R8030 | Eyebolt M8x1.25 Ga | Active | 7350024467338 | 42.35 | 1 | 1 | stuk | Emergency Stop and Pilot Devices | BE31230 | SP (Control general) | stuk | OogboutM8x1.25 Gegalva. | EYEBOLT M8X1.25 GA BORD SENSIBLE DE SÉCURITÉ EYEBOLT M8X1.25 GA | LS EYEBOLT Augenschraube, verzinkt M8 x 1.25 | Eyebolt M8x1.25, Galvanized (8pcs)
2TLA050211R0001 | LineStrong LED 24 | Active | 7350024478051 | 103.92 | 1 | 1 | stuk | Emergency Stop and Pilot Devices | BE31230 | SP (Control general) | stuk | Spare part LineStrong LED 24Vdc | LineStrong LED 24 AU A CABLE - LINESTRONG LED 24 | LS LED GN-RD 24DC LED grün / rot 24 V DC | LineStrong LED Green/Red 24 VDC
2TLA050211R0003 | LineStrong LED 230 | Active | 7350024478075 | 118.8 | 1 | 1 | stuk | Emergency Stop and Pilot Devices | BE31230 | SP (Control general) | stuk | Spare part LineStrong LED 230Vac | LineStrong LED 230 AU A CABLE - LINESTRONG LED 230 | LS LED GN-RD 230AC LED grün / rot 230 V AC | LineStrong LED Green/Red 230VAC
2TLA050211R0004 | Spring, 220mm, SS | Active | 7350024467345 | 45.49 | 1 | 1 | stuk | Emergency Stop and Pilot Devices | BE31230 | SP (Control general) | stuk | Linestrong3 accessoir Jokab Spring 220mm SS | Linestrong3 accessoire Gamme Jokab Resort, 220mm, SS | LS SPRING SS Seilzugfeder 220 mm Edelstahl | Spring, 220mm, Stainless Steel
2TLA050211R0005 | LineStrong E-Stop | Active | 7350024467352 | 56.89 | 1 | 1 | stuk | Emergency Stop and Pilot Devices | BE31230 | SP (Control general) | stuk | Spare part LineStrong E- stop | LineStrong E-Stop AU A CABLE - LINESTRONG E-STOP | LS E-STOP Not-Halt-Taster für LineStrong | LineStrong E-Stop Button
2TLA050211R0006 | Screwdriver T20 | Active | 7350024467369 | 7.57 | 1 | 1 | stuk | Emergency Stop and Pilot Devices | BE31230 | SP (Control general) | stuk | Schroevendraaier Torx T20 | SCREWDRIVER T20 BORD SENSIBLE DE SÉCURITÉ SCREWDRIVER T20 | SCREWDRIVER T20 Schraubendreher Torx T20 Manipulationsschutz | Screwdriver, Torx T20
2TLA050220R0020 | EstrongZ | Active | 7350024467499 | 397.23 | 1 | 1 | stuk | EStrong | BE31230 | SP (Control general) | stuk | Noodstop Jokab 2NC/2NO SS316 3xM20 | Boutton arrêt d'urgence Série Jokab 2NC/2NO, SS316, 3xM20 | ESTRONGZ Not-Halt-Taster, Edelstahl 2 NC + 2 NO, M20 | EstrongZ E-Stop 2NC/2NO, M20, SS
2TLA050220R0222 | EstrongZ LED | Active | 7350024467505 | 438.04 | 1 | 1 | stuk | EStrong | BE31230 | SP (Control general) | stuk | Noodstop EstrongZ 2NC/2NOM20 RVS LED | ESTRONGZ LED BP ARRET D'URGENCE ESTRONGZ LED | ESTRONGZ LED Not-Halt-Taster, Edelstahl 2 NC + 2 NO, M20, LED | EstrongZ E-Stop 2NC/2NO, M20, SS, LED
2TLA050304R0002 | GKey4 RU | Active | 7350024484526 | 1415.16 | 1 | 1 | stuk | Knox | BE31230 | SP (Control general) | stuk | GKey4 RU-4 pos.gegoten ERMan.Unloc | GKey4 RU - 4 pos. Die-Cast ER Man.Unlock | GKEY4 RU Sicherheitszuhaltung 4 Einbauöffnungen, Aluminiumdruckguss, | GKey4 RU - 4 pos. Die-Cast ER Man.Unlock
2TLA050310R0032 | FHS GKey4 | Active | 7350024484557 | 449.89 | 1 | 1 | stuk | Knox | BE31230 | SP (Control general) | stuk | FHS GKey4-deur hendel schuif GKey4 | FHS GKey4-Front handle Sliding for GKey4 | FHS GKEY4 Frontgriff mit Montageplatte verschiebbarer Frontgriff | FHS GKey4-Front handle Sliding for GKey4
2TLA076010R0100 | TT Prod. cost 2,5m | Active | 7350024484298 | 222.01 | 1 | 1 | stuk | Pressure sensitive devices | BE31230 | SP (Control general) | stuk | Safety edge TT Prod.cost 25M cable | Production bord de sécurité Capteur comprenant 2,5m câble | Safety edge production cost Sensor including 2,5m cable | Safety edge TT Prod. cost 2,5 m cable
2TLA076010R0500 | TT Prod. cost 5m | Active | 7350024484304 | 200.04 | 1 | 1 | stuk | Pressure sensitive devices | BE31230 | SP (Control general) | stuk | Pressure sensitive TT Prod. cost 5m | Production bord de sécurité Capteur comprenant 5m câble | Safety edge production cost Sensor including 5m cable | Safety edge TT Prod. cost 5 m cable
2TLA076010R1000 | TT Prod. cost 10 m | Active | 7350024484311 | 292.82 | 1 | 1 | stuk | Pressure sensitive devices | BE31230 | SP (Control general) | stuk | Pressure sensitive TT Prod. cost 10 m | Production bord de sécurité Capteur comprenant 10m câble | Safety edge production cost Sensor including 10m cable | Safety edge TT Prod. cost 10 m cable
2TLA076025R3010 | TT 25-30 TPE | Active | 7350024484274 | 124.07 | 1 | 1 | meter | Pressure sensitive devices | BE31230 | SP (Control general) | meter | Safety edge TT 25-30 TPE | Safety edge TT 25-30 TPE, incl AL 25-14 | Safety edge TT 25-30 TPE | Safety edge TT 25-30 TPE, incl AL 25-14
2TLA076025R4510 | TT 25-45 TPE | Active | 7350024484281 | 147.62 | 1 | 1 | meter | Pressure sensitive devices | BE31230 | SP (Control general) | meter | cont.lijst 25mm breed 50mm hoog | Safety edge TT 25-45 TPE, incl AL 25-14 | Safety edge 25mm wide 50mm high | Safety edge TT 25-45 TPE, incl AL 25-14
2TLA076200R0000 | ASB CM Base price | Active | 7350024461572 | 798.07 | 1 | 1 | stuk | Pressure sensitive devices | BE31230 | SP (Control general) | stuk | BumperPRice/Safety bumper | Pare-chocs Série Jokab Price / Safety bumper | Bumper Jokab range Price / Safety bumper | Safety bumper base price for custom made
2TLA076200R0500 | ASB 60/100 B/Y | Active | 7350024461626 | 583.57 | 1 | 1 | meter | Pressure sensitive devices | BE31230 | SP (Control general) | meter | Bumper Jokab ASB 53/100 bl/yl. | Pare-chocs de sécurité | Safety bumper 60x100 mm length to specified on order | Bumper ASB 60/100 black/yellow
2TLA076200R0600 | ASB 100/200 B/Y | Active | 7350024461633 | 849.48 | 1 | 1 | meter | Pressure sensitive devices | BE31230 | SP (Control general) | meter | Bumper Jokab ASB 100/200 bl/yl. | Pare-chocs de sécurité | Safety bumper 100x200 mm length to specified on order | Bumper ASB 100/200 black/yellow
2TLA076200R0700 | ASB 150/300 B/Y | Active | 7350024461640 | 1107.69 | 1 | 1 | meter | Pressure sensitive devices | BE31230 | SP (Control general) | meter | Bumper Jokab ASB 150/300 bl/yl. | Pare-chocs Série Jokab ASB 150/300 bl./yl. | Bumper Jokab range ASB 150/300 bl./yl. | Bumper ASB 150/300 black/yellow
2TLA076200R0800 | ASB 200/400 B/Y | Active | 7350024461657 | 1670.7 | 1 | 1 | meter | Pressure sensitive devices | BE31230 | SP (Control general) | meter | Bumper Jokab ASB 200/400 bl/yl. | Pare-chocs de sécurité | Safety bumper 200x400 mm length to specified on order | Bumper ASB 200/400 black/yellow
2TLA076301R0200 | ASK-1T4.4-NP CM BA | Active | 7350024461800 | 887.12 | 1 | 1 | stuk | Pressure sensitive devices | BE31230 | SP (Control general) | stuk | Veiligheidsmat Jokab Safematrail basePRice | Production tapis de sécurité | Base price safety mat needs to orderd in combination with 2TLA076301R0600 | Safety mat CM, base price, ramp rail
2TLA076301R0600 | ASK-1T4.4-NP, sqm | Active | 7350024461824 | 1740.11 | 1 | 1 | lengte | Pressure sensitive devices | BE31230 | SP (Control general) | lengte | Veiligheidsmat Jokab ASK-1T4.4-NP | Matte de sécurité, Série Jokab, Safemat ASK-1T4.4-NP | Safety mat ASK-1T4.4-RF incl. 5+5 m cable | Safety mat ASK-1T4.4-NP, sqm
2TLA076310R1000 | ASK-1T4.4-NP 1x.75 | Active | 7350024461862 | 1537.74 | 1 | 1 | stuk | Pressure sensitive devices | BE31230 | SP (Control general) | stuk | Pressure sensitive ASK-1T4.4-NP 1x.75 | Safety mat ASK-1T4.4-NP 750x1000mm | Safety mat 750x1000 mm with molded ramp rail 5 m cable | Safety mat ASK-1T4.4-NP 750x1000mm
2TLA076310R1100 | ASK-1T4.4-NP 1x1 | Active | 7350024461879 | 1911.9 | 1 | 1 | stuk | Pressure sensitive devices | BE31230 | SP (Control general) | stuk | Pressure sensitive ASK-1T4.4-NP 1x1 | Safety mat ASK-1T4.4-NP 1000x1000mm | Safety mat 1000x1000 mm with molded ramp rail 5 m cable | Safety mat ASK-1T4.4-NP 1000x1000mm
2TLA076310R1200 | ASK-1T4.4-NP 1x1.5 | Active | 7350024461886 | 2754.31 | 1 | 1 | stuk | Pressure sensitive devices | BE31230 | SP (Control general) | stuk | Pressure sensitive ASK-1T4.4-NP 1x1.5 | Safety mat ASK-1T4.4-NP 1000x1500mm | Safety mat 1500x1000 mm with molded ramp rail 5 m cable | Safety mat ASK-1T4.4-NP 1000x1500mm
2TLA920062R0000 | 2TLA920062R0000 | Active | 4013614499814 | 1181.27 | 1 | 1 | stuk | JSHD | BE31230 | SP (Control general) | stuk | 3 pos. device Jokab Safety JSD-HD4-320126 | 3 postion device Jokab Safety JSD-HD4-320126 | JSD-HD4-320126 3-Stell.-Zustimmschalter 2 zusätzlichen Tasten , mit LED, | JSD-HD4-320126 3-pos.enabling device 2 add. switche, with LED,
2TLA920076R0000 | 2TLA920076R0000 | Active | 4013614500688 | 1145.02 | 1 | 1 | stuk | Safety Control Devices | BE31230 | SP (Control general) | stuk | Drie standen knop Jokab serie JSD-HD4-320D26 | Bouton à trois position Série Jokab JSD-HD4-320D26 | Three position device Jokab range JSD-HD4-320D26 | Three position device Jokab range JSD-HD4-320D26
2TLA920110R0000 | JSD-HK-D-BU | Active | 4013614505317 | 80.81 | 1 | 1 | stuk | Safety Adapter Units | BE31230 | SP (Control general) | stuk | Connection Socket Jokab Safety JSD-HK-D-BU | Connection Socket Jokab Safety JSD-HK-D-BU | JSD-HK-D-BU Cannon Buchsensteckverbinder für | JSD-HK-D-BU cannon femal connector for
2TLA920118R0000 | JSD-SBFW-1-B | Active | 4013614501753 | 82.47 | 1 | 1 | stuk | JSHD | BE31230 | SP (Control general) | stuk | Bracket Jokab Safety JSD-SBFW-1-B | Bracket Jokab Safety JSD-SBFW-1-B | JSD-SBFW-1-B Einhängevorrichtung für Zustimmschalter | JSD-SBFW-1-B holder for hand-device bottom plate
2TLA920509R0001 | 2TLA920509R0001 | Active | 4013614535642 | 78.62 | 1 | 1 | stuk | Safety Control Devices | BE31230 | SP (Control general) | stuk | HD5-M-001 Actieve houder Jokab serie | HD5-M-001 Série Jokab | HD5-M-001 Active holder Jokab range | HD5-M-001 Active holder Jokab range
2TLA930003R0000 | JSD-TD1 | Active | 4013614500947 | 208.81 | 1 | 1 | stuk | JSTD1 | BE31230 | SP (Control general) | stuk | Safeball Jokab JSD-TD1 | Safeball Série Jokab JSD-TD1 | JSD-TD1 Safeball JSTD1-B mit Schraubklemme | JSD-TD1 safeball JSTD1-B with conector block
2TLA930013R0000 | 2TLA930013R0000 | Active | 4013614501739 | 1103.81 | 1 | 1 | stuk | Safety Control Devices | BE31230 | SP (Control general) | stuk | Safeball Jokab serie JSD-TD25P-020300 | Safeball Série Jokab JSD-TD25P-020300 | Safeball Jokab range JSD-TD25P-020300 | Safeball Jokab range JSD-TD25P-020300
2TLA930024R0000 | 2TLA930024R0000 | Active | 4013614499937 | 1546.02 | 1 | 1 | stuk | Safety Control Devices | BE31230 | SP (Control general) | stuk | 2-handsbedienstation Speciale uitvoering | JSTD25P-1 Two hand station Special execution | JSTD25P-1 Two hand station Special execution | JSTD25P-1 Two hand station Special execution
2TLA930040R0000 | JSD-TD25P-320D00 | Active | 4013614501166 | 1803.93 | 1 | 1 | stuk | JSTD25 | BE31230 | SP (Control general) | stuk | JSTD25 JSD-TD25P-320D00 | JSD-TD25P-320D00 Série Jokab | JSD-TD25P-320D00 Mob.2-Handbedieneinheit 2x Safeball, NOT-HALT, | JSD-TD25P-320D00 mobile 2-hand device 2x Safeball, emergency stop,
2TLJ020150R5100 | Gasket protecting 487 | Active | 7350024438291 | 7.48 | 1 | 1 | stuk | Safety Control Devices | BE31230 | SP (Control general) | stuk | GasketPRotecting 48744-06 | Gasket protecting 48744-06 | Gasket protecting 48744-06 | Gasket protecting 48744-06
GHC0110003R0002 | C011-80 | Active | 4013614085949 | 15.06 | 1 | 1 | stuk | Monitoring Relays | BE31230 | SP (Control general) | stuk | Temp. sensor C011 wit-wit 80°C | Sonde de température C011 blanc - blanc, 80°C | PTC Temperaturfühler C011-80 weiß-weiß, 3Stk. | PTC Temperature sensor C011-80 white-white, 3pcs.
GHC0110003R0003 | C011-90 | Active | 4013614085956 | 15.06 | 1 | 1 | stuk | Monitoring Relays | BE31230 | SP (Control general) | stuk | Temp. sensor C011 groen-groen 90°C | Sonde de température C011 vert - vert, 90°C | PTC Temperaturfühler C011-90 grün-grün, 3Stk. | PTC Temperature sensor C011-90 green-green, 3pcs.
GHC0110003R0005 | C011-110 | Active | 4013614085970 | 15.06 | 1 | 1 | stuk | Monitoring Relays | BE31230 | SP (Control general) | stuk | Temp. sensor C011 bruin-bruin 110°C | Sonde de température C011 brun - brun, 110°C | PTC Temperaturfühler C011-110 braun-braun, 3Stk. | PTC Temperature sensor C011-110 brown-brown, 3pcs.
GHC0110003R0011 | C011-140 | Active | 4013614086038 | 15.06 | 1 | 1 | stuk | Monitoring Relays | BE31230 | SP (Control general) | stuk | Temp. sensor C011 wit-blauw 140°C | Sonde de température C011 blanc - bleu, 140°C | PTC Temperaturfühler C011-140 weiß-blau, 3Stk. | PTC Temperature sensor C011-140 white-blue, 3pcs.
2TLA023001R0100 | HD5-S-111 | Active | 7350024486070 | 1856.44 | 1 | 1 | stuk | Safety Control Devices | BE31240 | SP (Control general) | stuk | Driestandenschakelaar HD5 Met 1 front 2 top bediening en noodstop M23-19 male connector | 0 | 3-pos device HD5 1 front 2 top auxiliary buttons + Emerge M23-19 male connector | 3-pos device HD5 1 front 2 top auxiliary buttons + Emerge M23-19 male connector
2CCA703000R0001 | E211-16-10 | Active | 7612270938575 | 15.25 | 1 | 10 | stuk | E210 | BE31320 | SA (Modulair+Plug&Socket) | stuk | E211 schakelaar 16A 1NO | E211 interrupteur 16A, 1NO | E211-16-10 Ausschalter 16A 1S 250VAC | E211-16-10 ON-OFF Switch |  | 5.14
2CCA703001R0001 | E211-25-10 | Active | 7612270938612 | 15.49 | 1 | 10 | stuk | E210 | BE31320 | SA (Modulair+Plug&Socket) | stuk | E211 schakelaar 25A 1NO | E211 interrupteur 25A, 1NO | E211-25-10 Ausschalter 25A 1S 250VAC | E211-25-10 ON-OFF Switch |  | 5.14
2CCA703002R0001 | E211-32-10 | Active | 7612270938650 | 20.2 | 1 | 10 | stuk | E210 | BE31320 | SA (Modulair+Plug&Socket) | stuk | E211 schakelaar 32A 1NO | E211 interrupteur 32A, 1NO | E211-32-10 Ausschalter 32A 1S 250VAC | E211-32-10 ON-OFF Switch |  | 5.14
2CCA703005R0001 | E211-16-20 | Active | 7612270938582 | 20.07 | 1 | 10 | stuk | E210 | BE31320 | SA (Modulair+Plug&Socket) | stuk | E211 schakelaar 16A 2NO | E211 interrupteur 16A, 2NO | E211-16-20 Ausschalter 16A 2S 250VAC / 400 VAC | E211-16-20 ON-OFF Switch |  | 5.14
2CCA703006R0001 | E211-25-20 | Active | 7612270938629 | 20.43 | 1 | 10 | stuk | E210 | BE31320 | SA (Modulair+Plug&Socket) | stuk | E211 schakelaar 25A 2NO | E211 interrupteur 25A, 2NO | E211-25-20 Ausschalter 25A 2S 250VAC / 400 VAC | E211-25-20 ON-OFF Switch |  | 5.14
2CCA703007R0001 | E211-32-20 | Active | 7612270938667 | 28.91 | 1 | 10 | stuk | E210 | BE31320 | SA (Modulair+Plug&Socket) | stuk | E211 schakelaar 32A 2NO | E211 interrupteur 32A, 2NO | E211-32-20 Ausschalter 32A 2S 250VAC / 400 VAC | E211-32-20 ON-OFF Switch |  | 5.14
2CCA703010R0001 | E211-16-30 | Active | 7612270938599 | 26.5 | 1 | 10 | stuk | E210 | BE31320 | SA (Modulair+Plug&Socket) | stuk | E211 schakelaar 16A 3NO | E211 Interrupteur 16A 3NO | E211-16-30 Ausschalter 16A 3S 250VAC / 400 VAC | E211-16-30 ON-OFF Switch |  | 5.14
2CCA703011R0001 | E211-25-30 | Active | 7612270938636 | 25.69 | 1 | 10 | stuk | E210 | BE31320 | SA (Modulair+Plug&Socket) | stuk | E211 schakelaar 25A 3NO | E211 Interrupteur 25A 3NO | E211-25-30 Ausschalter 25A 3S 250VAC / 400 VAC | E211-25-30 ON-OFF Switch |  | 5.14
2CCA703012R0001 | E211-32-30 | Active | 7612270938674 | 33.03 | 1 | 10 | stuk | E210 | BE31320 | SA (Modulair+Plug&Socket) | stuk | E211 schakelaar 32A 3NO | E211 Interrupteur 32A 3NO | E211-32-30 Ausschalter 32A 3S 250VAC / 400 VAC | E211-32-30 ON-OFF Switch |  | 5.14
2CCA703015R0001 | E211-16-40 | Active | 7612270938605 | 32.56 | 1 | 10 | stuk | E210 | BE31320 | SA (Modulair+Plug&Socket) | stuk | E211 schakelaar 16A 4NO | E211 Interrupteur 16A 4NO | E211-16-40 Ausschalter 16A 4S 250VAC / 400 VAC | E211-16-40 ON-OFF Switch |  | 5.14
2CCA703016R0001 | E211-25-40 | Active | 7612270938643 | 33.76 | 1 | 10 | stuk | E210 | BE31320 | SA (Modulair+Plug&Socket) | stuk | E211 schakelaar 25A 4NO | E211 Interrupteur 25A 4NO | E211-25-40 Ausschalter 25A 4S 250VAC / 400 VAC | E211-25-40 ON-OFF Switch |  | 5.14
2CCA703017R0001 | E211-32-40 | Active | 7612270938681 | 43.03 | 1 | 10 | stuk | E210 | BE31320 | SA (Modulair+Plug&Socket) | stuk | E211 schakelaar 32A 4NO | E211 Interrupteur 32A 4NO | E211-32-40 Ausschalter 32A 4S 250VAC / 400 VAC | E211-32-40 ON-OFF Switch |  | 5.14
2CCA703025R0001 | E214-16-101 | Active | 7612270938735 | 22.01 | 1 | 10 | stuk | E210 | BE31320 | SA (Modulair+Plug&Socket) | stuk | E214 schakelaar 16A 1CO ON-OFF-ON2 | E214 interrupteur 16A, 1CO, ON - OFF - ON2 | E214-16-101 Gruppenschalter 16A 1x I-0-II 250VAC | E214-16-101 Group Switch |  | 5.14
2CCA703026R0001 | E214-25-101 | Active | 7612270938759 | 21.4 | 1 | 10 | stuk | E210 | BE31320 | SA (Modulair+Plug&Socket) | stuk | E214 schakelaar 25A 1CO ON-OFF-ON2 | E214 interrupteur 25A, 1CO, ON - OFF - ON2 | E214-25-101 Gruppenschalter 25A 1x I-0-II 250VAC | E214-25-101 Group Switch |  | 5.14
2CCA703030R0001 | E214-16-202 | Active | 7612270938742 | 34.84 | 1 | 10 | stuk | E210 | BE31320 | SA (Modulair+Plug&Socket) | stuk | E214 Schakelaar 16A 2W ON-OFF-ON2 | E214 Interrupteur 16A 2INV ON-OFF-ON2 | E214-16-202 Gruppenschalter 16A 2x I-0-II 250VAC | E214-16-202 Group Switch |  | 5.14
2CCA703031R0001 | E214-25-202 | Active | 7612270938766 | 34.71 | 1 | 10 | stuk | E210 | BE31320 | SA (Modulair+Plug&Socket) | stuk | E214 Schakelaar 25A 2W ON-OFF-ON2 | E214 Interrupteur 25A 2INV ON-OFF-ON2 | E214-25-202 Gruppenschalter 25A 2x I-0-II 250VAC | E214-25-202 Group Switch |  | 5.14
2CCA703040R0001 | E213-16-001 | Active | 7612270938698 | 19.83 | 1 | 10 | stuk | E210 | BE31320 | SA (Modulair+Plug&Socket) | stuk | E213 schakelaar 16A 1CO | E213 interrupteur 16A, 1CO | E213-16-001 Wechselschalter 16A 1W 250VAC | E213-16-001 Change over Switch |  | 5.14
2CCA703041R0001 | E213-25-001 | Active | 7612270938711 | 28.09 | 1 | 10 | stuk | E210 | BE31320 | SA (Modulair+Plug&Socket) | stuk | E213 schakelaar 25A 1CO | E213 interrupteur 25A, 1CO | E213-25-001 Wechselschalter 25A 1W 250VAC | E213-25-001 Change over Switch |  | 5.14
2CCA703045R0001 | E213-16-002 | Active | 7612270938704 | 32.06 | 1 | 10 | stuk | E210 | BE31320 | SA (Modulair+Plug&Socket) | stuk | E213 Schakelaar 16A 2W | E213 Interrupteur 16A 2INV | E213-16-002 Wechselschalter 16A 2W 250VAC | E213-16-002 Change over Switch |  | 5.14
2CCA703046R0001 | E213-25-002 | Active | 7612270938728 | 42.79 | 1 | 10 | stuk | E210 | BE31320 | SA (Modulair+Plug&Socket) | stuk | E213 Schakelaar 25A 2W | E213 Interrupteur 25A 2INV | E213-25-002 Wechselschalter 25A 2W 250VAC | E213-25-002 Change over Switch |  | 5.14
2CCA703050R0001 | E218-16-11 | Active | 7612270938773 | 27.11 | 1 | 10 | stuk | E210 | BE31320 | SA (Modulair+Plug&Socket) | stuk | E218 schakelaar 16A 1NO/1NC | E218 interrupteur 16A, 1NO/1NC | E218-16-11 Steuerschalter 16A 1S+1Ö 250VAC | E218-16-11 Control Switch |  | 5.14
2CCA703051R0001 | E218-25-11 | Active | 7612270938803 | 28.2 | 1 | 10 | stuk | E210 | BE31320 | SA (Modulair+Plug&Socket) | stuk | E218 schakelaar 25A 1NO/1NC | E218 interrupteur 25A, 1NO/1NC | E218-25-11 Steuerschalter 25A 1S+1Ö 250VAC | E218-25-11 Control Switch |  | 5.14
2CCA703060R0001 | E218-16-22 | Active | 7612270938780 | 40.87 | 1 | 10 | stuk | E210 | BE31320 | SA (Modulair+Plug&Socket) | stuk | E218 Schakelaar 16A 2NO/2NC | E218 Interrupteur 16A 2NO/2NC | E218-16-22 Steuerschalter 16A 2S+2Ö 250VAC | E218-16-22 Control Switch |  | 5.14
2CCA703065R0001 | E218-16-31 | Active | 7612270938797 | 42.9 | 1 | 10 | stuk | E210 | BE31320 | SA (Modulair+Plug&Socket) | stuk | E218 Schakelaar 16A 3NO/1NG | E218 Interrupteur 16A 3NO/1NF | E218-16-31 Steuerschalter 16A 3S+1Ö 250VAC | E218-16-31 Control Switch |  | 5.14
2CCA703100R0001 | E211X-16-10 | Active | 7612270938872 | 22.72 | 1 | 10 | stuk | E210 | BE31320 | SA (Modulair+Plug&Socket) | stuk | E211 schakelaar 16A 1NO indicatie | E211 interrupteur 16A, 1NO, indication | E211X-16-10 Ausschalter mit gelber LED 230V 16A 1S 250VAC | E211X-16-10 ON-OFF Switch |  | 5.14
2CCA703101R0001 | E211X-25-10 | Active | 7612270938902 | 28.57 | 1 | 10 | stuk | E210 | BE31320 | SA (Modulair+Plug&Socket) | stuk | E211 schakelaar 25A 1NO indicatie | E211 interrupteur 25A, 1NO, indication | E211X-25-10 Ausschalter mit gelber LED 230V 25A 1S 250VAC | E211X-25-10 ON-OFF Switch |  | 5.14
2CCA703110R0001 | E211X-16-20 | Active | 7612270938889 | 27.36 | 1 | 10 | stuk | E210 | BE31320 | SA (Modulair+Plug&Socket) | stuk | E211 schakelaar 16A 2NO indicatie | E211 interrupteur 16A, 2NO, indication | E211X-16-20 Ausschalter mit gelber LED 230V 16A 2S 250VAC | E211X-16-20 ON-OFF Switch |  | 5.14
2CCA703111R0001 | E211X-25-20 | Active | 7612270938919 | 38.81 | 1 | 10 | stuk | E210 | BE31320 | SA (Modulair+Plug&Socket) | stuk | E211 schakelaar 25A 2NO indicatie | E211 interrupteur 25A, 2NO, indication | E211X-25-20 Ausschalter mit gelber LED 230V 25A 2S 250VAC | E211X-25-20 ON-OFF Switch |  | 5.14
2CCA703115R0001 | E211X-16-30 | Active | 7612270938896 | 33.98 | 1 | 10 | stuk | E210 | BE31320 | SA (Modulair+Plug&Socket) | stuk | E211 schakelaar 16A 3NO indicatie | E211 Interrupteur 16A 3NO indication | E211X-16-30 Ausschalter mit gelber LED 230V 16A 3S 250VAC | E211X-16-30 ON-OFF Switch |  | 5.14
2CCA703116R0001 | E211X-25-30 | Active | 7612270938926 | 47.38 | 1 | 10 | stuk | E210 | BE31320 | SA (Modulair+Plug&Socket) | stuk | E211 schakelaar 25A 3NO indicatie | E211 Interrupteur 25A 3NO indication | E211X-25-30 Ausschalter mit gelber LED 230V 25A 3S 250VAC | E211X-25-30 ON-OFF Switch |  | 5.14
2CCA703150R0001 | E215-16-11B | Active | 7612270938810 | 17.96 | 1 | 10 | stuk | E210 | BE31320 | SA (Modulair+Plug&Socket) | stuk | E215 drukknop 16A 1NO/1NC grijs | E215 Bouton poussoir 16A, 1NO/1NC, gris | E215-16-11B Taster Grau 16A 1S+1Ö 250VAC | E215-16-11B Pushbutton |  | 5.14
2CCA703151R0001 | E215-16-11C | Active | 7612270938827 | 17.96 | 1 | 10 | stuk | E210 | BE31320 | SA (Modulair+Plug&Socket) | stuk | E215 drukknop 16A 1NO/1NC rood | E215 Bouton poussoir 16A, 1NO/1NC, rouge | E215-16-11C Taster Rot 16A 1S+1Ö 250VAC | E215-16-11C Pushbutton |  | 5.14
2CCA703152R0001 | E215-16-11D | Active | 7612270938834 | 17.96 | 1 | 10 | stuk | E210 | BE31320 | SA (Modulair+Plug&Socket) | stuk | E215 drukknop 16A 1NO/1NC groen | E215 Bouton poussoir 16A, 1NO/1NC, verte | E215-16-11D Taster Grün 16A 1S+1Ö 250VAC | E215-16-11D Pushbutton |  | 5.14
2CCA703153R0001 | E215-16-11E | Active | 7612270938841 | 17.96 | 1 | 10 | stuk | E210 | BE31320 | SA (Modulair+Plug&Socket) | stuk | E215 drukknop 16A 1NO/1NC geel | E215 Bouton poussoir 16A, 1NO/1NC, jaune | E215-16-11E Taster Gelb 16A 1S+1Ö 250VAC | E215-16-11E Pushbutton |  | 5.14
2CCA703154R0001 | E215-16-11F | Active | 7612270938858 | 17.96 | 1 | 10 | stuk | E210 | BE31320 | SA (Modulair+Plug&Socket) | stuk | E215 drukknop 16A 1NO/1NC zw | E215 Bouton poussoir 16A, 1NO/1NC, noir | E215-16-11F Taster Schwarz 16A 1S+1Ö 250VAC | E215-16-11F Pushbutton |  | 5.14
2CCA703155R0001 | E215-16-11G | Active | 7612270938865 | 17.96 | 1 | 10 | stuk | E210 | BE31320 | SA (Modulair+Plug&Socket) | stuk | E215 drukknop 16A 1NO/1NC blauw | E215 Bouton poussoir 16A, 1NO/1NC, bleu | E215-16-11G Taster Blau 16A 1S+1Ö 250VAC | E215-16-11G Pushbutton |  | 5.14
2CCA703160R0001 | E217-16-10B | Active | 7612270938988 | 20.31 | 1 | 10 | stuk | E210 | BE31320 | SA (Modulair+Plug&Socket) | stuk | E217 Drukknop 16A 1NO wit 115-250Vac | E217 Bouton avec indication 16A, 1NO, blanc, 115-250Vac | E217-16-10B Leuchttaster Weiss 16A 1S 250VAC mit LED 115-250VAC | E217-16-10B Luminous Pushbutton |  | 5.14
2CCA703161R0001 | E217-16-10C | Active | 7612270938995 | 20.31 | 1 | 10 | stuk | E210 | BE31320 | SA (Modulair+Plug&Socket) | stuk | E217 Drukknop 16A 1NO rood 115-250Vac | E217 Bouton avec indication 16A, 1NO, rouge, 115-250Vac | E217-16-10C Leuchttaster Rot 16A 1S 250VAC mit LED 115-250VAC | E217-16-10C Luminous Pushbutton |  | 5.14
2CCA703162R0001 | E217-16-10D | Active | 7612270939008 | 20.31 | 1 | 10 | stuk | E210 | BE31320 | SA (Modulair+Plug&Socket) | stuk | E217 Drukknop 16A 1NO groen 115-250Vac | E217 Bouton avec indication 16A, 1NO, verte, 115-250Vac | E217-16-10D Leuchttaster Grün 16A 1S 250VAC mit LED 115-250VAC | E217-16-10D Luminous Pushbutton |  | 5.14
2CCA703163R0001 | E217-16-10E | Active | 7612270939015 | 20.31 | 1 | 10 | stuk | E210 | BE31320 | SA (Modulair+Plug&Socket) | stuk | E217 Drukknop 16A 1NO geel 115-250Vac | E217 Bouton avec indication 16A, 1NO, jaune, 115-250Vac | E217-16-10E Leuchttaster Gelb 16A 1S 250VAC mit LED 115-250VAC | E217-16-10E Luminous Pushbutton |  | 5.14
2CCA703164R0001 | E217-16-10G | Active | 7612270939022 | 20.31 | 1 | 10 | stuk | E210 | BE31320 | SA (Modulair+Plug&Socket) | stuk | E217 Drukknop 16A 1NO blauw 115-250Vac | E217 Bouton avec indication 16A, 1NO, bleu, 115-250Vac | E217-16-10G Leuchttaster Blau 16A 1S 250VAC mit LED 115-250VAC | E217-16-10G Luminous Pushbutton |  | 5.14
2CCA703165R0001 | E217-16-10B220 | Active | 7612270939138 | 21.11 | 1 | 10 | stuk | E210 | BE31320 | SA (Modulair+Plug&Socket) | stuk | E217 Drukknop 16A 1NO wit 110-220Vdc | E217 Bouton avec indication 16A, 1NO, blanc, 110-220Vdc | E217-16-10B220 Leuchttaster Weiss 16A 1S 250VAC | E217-16-10B220 Luminous Pushbutton |  | 5.14
2CCA703166R0001 | E217-16-10C220 | Active | 7612270939145 | 21.11 | 1 | 10 | stuk | E210 | BE31320 | SA (Modulair+Plug&Socket) | stuk | E217 Drukknop 16A 1NO rood 110-220Vdc | E217 Bouton avec indication 16A, 1NO, rouge, 110-220Vdc | E217-16-10C220 Leuchttaster Rot 16A 1S 250VAC | E217-16-10C220 Luminous Pushbutton |  | 5.14
2CCA703167R0001 | E217-16-10D220 | Active | 7612270939152 | 21.11 | 1 | 10 | stuk | E210 | BE31320 | SA (Modulair+Plug&Socket) | stuk | E217 Drukknop 16A 1NO groen 110-220Vdc | E217 Bouton avec indication 16A, 1NO, verte, 110-220Vdc | E217-16-10D220 Leuchttaster Grün 16A 1S 250VAC | E217-16-10D220 Luminous Pushbutton |  | 5.14
2CCA703168R0001 | E217-16-10E220 | Active | 7612270939169 | 21.11 | 1 | 10 | stuk | E210 | BE31320 | SA (Modulair+Plug&Socket) | stuk | E217 Drukknop 16A 1NO geel 110-220Vdc | E217 Bouton avec indication 16A, 1NO, jaune, 110-220Vdc | E217-16-10E220 Leuchttaster Gelb 16A 1S 250VAC | E217-16-10E220 Luminous Pushbutton |  | 5.14
2CCA703169R0001 | E217-16-10G220 | Active | 7612270939176 | 21.11 | 1 | 10 | stuk | E210 | BE31320 | SA (Modulair+Plug&Socket) | stuk | E217 Drukknop 16A 1NO blauw 110-220Vdc | E217 Bouton avec indication 16A, 1NO, bleu, 110-220Vdc | E217-16-10G220 Leuchttaster Blau 16A 1S 250VAC | E217-16-10G220 Luminous Pushbutton |  | 5.14
2CCA703170R0001 | E217-16-10B48 | Active | 7612270938933 | 20.73 | 1 | 10 | stuk | E210 | BE31320 | SA (Modulair+Plug&Socket) | stuk | E217 Drukknop 16A 1NO wit 12-48Vac/dc | E217 Bouton avec indication 16A, 1NO, blanc, 12-48Vac/dc | E217-16-10B48 Leuchttaster Weiss 16A 1S 250VAC mit LED 12&#x85-48VAC/DC | E217-16-10B48 Luminous Pushbutton |  | 5.14
2CCA703171R0001 | E217-16-10C48 | Active | 7612270938940 | 20.73 | 1 | 10 | stuk | E210 | BE31320 | SA (Modulair+Plug&Socket) | stuk | E217 Drukknop 16A 1NO rood 12-48Vac/dc | E217 Bouton avec indication 16A, 1NO, rouge, 12-48Vac/dc | E217-16-10C48 Leuchttaster Rot 16A 1S 250VAC mit LED 12&#x85-48VAC/DC | E217-16-10C48 Luminous Pushbutton |  | 5.14
2CCA703172R0001 | E217-16-10D48 | Active | 7612270938957 | 20.73 | 1 | 10 | stuk | E210 | BE31320 | SA (Modulair+Plug&Socket) | stuk | E217 Drukknop 16A 1NO groen 12-48Vac/dc | E217 Bouton avec indication 16A, 1NO, verte, 12-48Vac/dc | E217-16-10D48 Leuchttaster Grün 16A 1S 250VAC mit LED 12&#x85-48VAC/DC | E217-16-10D48 Luminous Pushbutton |  | 5.14
2CCA703173R0001 | E217-16-10E48 | Active | 7612270938964 | 20.73 | 1 | 10 | stuk | E210 | BE31320 | SA (Modulair+Plug&Socket) | stuk | E217 Drukknop 16A 1NO geel 12-48Vac/dc | E217 Bouton avec indication 16A, 1NO, jaune, 12-48Vac/dc | E217-16-10E48 Leuchttaster Gelb 16A 1S 250VAC mit LED 12&#x85-48VAC/DC | E217-16-10E48 Luminous Pushbutton |  | 5.14
2CCA703174R0001 | E217-16-10G48 | Active | 7612270938971 | 20.73 | 1 | 10 | stuk | E210 | BE31320 | SA (Modulair+Plug&Socket) | stuk | E217 Drukknop 16A 1NO blauw 12-48Vac/dc | E217 Bouton avec indication 16A, 1NO, bleu, 12-48Vac/dc | E217-16-10G48 Leuchttaster Blau 16A 1S 250VAC mit LED 12&#x85-48VAC/DC | E217-16-10G48 Luminous Pushbutton |  | 5.14
2CCA703250R0001 | E217-16-01B | Active | 7612270939084 | 20.31 | 1 | 10 | stuk | E210 | BE31320 | SA (Modulair+Plug&Socket) | stuk | E217 Drukknop 16A 1NG wit 115-250Vac | E217 Bouton avec indication 16A, 1NF, blanc, 115-250Vac | E217-16-01BLeuchttaster Weiss 16A 1Ö 250VAC mit LED 115-250VAC | E217-16-01B Luminous Pushbutton |  | 5.14
2CCA703251R0001 | E217-16-01C | Active | 7612270939091 | 20.31 | 1 | 10 | stuk | E210 | BE31320 | SA (Modulair+Plug&Socket) | stuk | E217 Drukknop 16A 1NG rood 115-250Vac | E217 Bouton avec indication 16A, 1NF, rouge, 115-250Vac | E217-16-01CLeuchttaster Rot 16A 1Ö 250VAC mit LED 115-250VAC | E217-16-01C Luminous Pushbutton |  | 5.14
2CCA703252R0001 | E217-16-01D | Active | 7612270939107 | 20.31 | 1 | 10 | stuk | E210 | BE31320 | SA (Modulair+Plug&Socket) | stuk | E217 Drukknop 16A 1NG groen 115-250Vac | E217 Bouton avec indication 16A, 1NF, verte, 115-250Vac | E217-16-01DLeuchttaster Grün 16A 1Ö 250VAC mit LED 115-250VAC | E217-16-01D Luminous Pushbutton |  | 5.14
2CCA703253R0001 | E217-16-01E | Active | 7612270939114 | 20.31 | 1 | 10 | stuk | E210 | BE31320 | SA (Modulair+Plug&Socket) | stuk | E217 Drukknop 16A 1NG geel 115-250Vac | E217 Bouton avec indication 16A, 1NF, jaune, 115-250Vac | E217-16-01ELeuchttaster Gelb 16A 1Ö 250VAC mit LED 115-250VAC | E217-16-01E Luminous Pushbutton |  | 5.14
2CCA703254R0001 | E217-16-01G | Active | 7612270939121 | 20.31 | 1 | 10 | stuk | E210 | BE31320 | SA (Modulair+Plug&Socket) | stuk | E217 Drukknop 16A 1NG blauw 115-250Vac | E217 Bouton avec indication 16A, 1NF, bleu, 115-250Vac | E217-16-01GLeuchttaster Blau 16A 1Ö 250VAC mit LED 115-250VAC | E217-16-01G Luminous Pushbutton |  | 5.14
2CCA703255R0001 | E217-16-01B220 | Active | 7612270939183 | 21.11 | 1 | 10 | stuk | E210 | BE31320 | SA (Modulair+Plug&Socket) | stuk | E217 Drukknop 16A 1NG wit 110-220Vdc | E217 Bouton avec indication 16A, 1NF, blanc, 110-220Vdc | E217-16-01B220 Leuchttaster Weiss 16A 1Ö 250VAC | E217-16-01B220 Luminous Pushbutton |  | 5.14
2CCA703256R0001 | E217-16-01C220 | Active | 7612270939190 | 21.11 | 1 | 10 | stuk | E210 | BE31320 | SA (Modulair+Plug&Socket) | stuk | E217 Drukknop 16A 1NG rood 110-220Vdc | E217 Bouton avec indication 16A, 1NF, rouge, 110-220Vdc | E217-16-01C220 Leuchttaster Rot 16A 1Ö 250VAC | E217-16-01C220 Luminous Pushbutton |  | 5.14
2CCA703257R0001 | E217-16-01D220 | Active | 7612270939206 | 21.11 | 1 | 10 | stuk | E210 | BE31320 | SA (Modulair+Plug&Socket) | stuk | E217 Drukknop 16A 1NG groen 110-220Vdc | E217 Bouton avec indication 16A, 1NF, verte, 110-220Vdc | E217-16-01D220 Leuchttaster Grün 16A 1Ö 250VAC | E217-16-01D220 Luminous Pushbutton |  | 5.14
2CCA703258R0001 | E217-16-01E220 | Active | 7612270939213 | 21.11 | 1 | 10 | stuk | E210 | BE31320 | SA (Modulair+Plug&Socket) | stuk | E217 Drukknop 16A 1NG geel 110-220Vdc | E217 Bouton avec indication 16A, 1NF, jaune, 110-220Vdc | E217-16-01E220 Leuchttaster Gelb 16A 1Ö 250VAC | E217-16-01E220 Luminous Pushbutton |  | 5.14
2CCA703259R0001 | E217-16-01G220 | Active | 7612270939220 | 21.11 | 1 | 10 | stuk | E210 | BE31320 | SA (Modulair+Plug&Socket) | stuk | E217 Drukknop 16A 1NG blauw 110-220Vdc | E217 Bouton avec indication 16A, 1NF, bleu, 110-220Vdc | E217-16-01G220 Leuchttaster Blau 16A 1Ö 250VAC | E217-16-01G220 Luminous Pushbutton |  | 5.14
2CCA703260R0001 | E217-16-01B48 | Active | 7612270939039 | 20.73 | 1 | 10 | stuk | E210 | BE31320 | SA (Modulair+Plug&Socket) | stuk | E217 Drukknop 16A 1NG wit 12-48Vac/dc | E217 Bouton avec indication 16A, 1NF, blanc, 12-48Vac/dc | E217-16-01B48 Leuchttaster Weiss 16A 1Ö 250VAC mit LED 12&#x85-48VAC/DC | E217-16-01B48 Luminous Pushbutton |  | 5.14
2CCA703261R0001 | E217-16-01C48 | Active | 7612270939046 | 20.73 | 1 | 10 | stuk | E210 | BE31320 | SA (Modulair+Plug&Socket) | stuk | E217 Drukknop 16A 1NG rood 12-48Vac/dc | E217 Bouton avec indication 16A, 1NF, rouge, 12-48Vac/dc | E217-16-01C48 Leuchttaster Rot 16A 1Ö 250VAC mit LED 12&#x85-48VAC/DC | E217-16-01C48 Luminous Pushbutton |  | 5.14
2CCA703262R0001 | E217-16-01D48 | Active | 7612270939053 | 20.73 | 1 | 10 | stuk | E210 | BE31320 | SA (Modulair+Plug&Socket) | stuk | E217 Drukknop 16A 1NG groen 12-48Vac/dc | E217 Bouton avec indication 16A, 1NF, verte, 12-48Vac/dc | E217-16-01D48 Leuchttaster Grün 16A 1Ö 250VAC mit LED 12&#x85-48VAC/DC | E217-16-01D48 Luminous Pushbutton |  | 5.14
2CCA703263R0001 | E217-16-01E48 | Active | 7612270939060 | 20.73 | 1 | 10 | stuk | E210 | BE31320 | SA (Modulair+Plug&Socket) | stuk | E217 Drukknop 16A 1NG geel 12-48Vac/dc | E217 Bouton avec indication 16A, 1NF, jaune, 12-48Vac/dc | E217-16-01E48 Leuchttaster Gelb 16A 1Ö 250VAC mit LED 12&#x85-48VAC/DC | E217-16-01E48 Luminous Pushbutton |  | 5.14
2CCA703264R0001 | E217-16-01G48 | Active | 7612270939077 | 20.73 | 1 | 10 | stuk | E210 | BE31320 | SA (Modulair+Plug&Socket) | stuk | E217 Drukknop 16A 1NG blauw 12-48Vac/dc | E217 Bouton avec indication 16A, 1NF, bleu, 12-48Vac/dc | E217-16-01G48 Leuchttaster Blau 16A 1Ö 250VAC mit LED 12-48VAC/DC | E217-16-01G48 Luminous Pushbutton |  | 5.14
2CCA703400R0001 | E219-B | Active | 7612270939282 | 15.84 | 1 | 10 | stuk | E210 | BE31320 | SA (Modulair+Plug&Socket) | stuk | E219 Sign LED wit 115-250Vac | E219 LED sign blanc, 115-2500Vac | E219-B Leuchtmelder Weiss mit LED 115-250VAC | E219-B Indicator Light |  | 5.14
2CCA703401R0001 | E219-C | Active | 7612270939299 | 15.84 | 1 | 10 | stuk | E210 | BE31320 | SA (Modulair+Plug&Socket) | stuk | E219 Sign LED Rood 115-250Vac | E219 LED sign Rouge, 115-250Vac | E219-C Leuchtmelder Rot mit LED 115-250VAC | E219-C Indicator Light |  | 5.14
2CCA703402R0001 | E219-D | Active | 7612270939305 | 15.84 | 1 | 10 | stuk | E210 | BE31320 | SA (Modulair+Plug&Socket) | stuk | E219 Sign LED groen 115-2500Vac | E219 LED sign verte, 115-2500Vac | E219-D Leuchtmelder Grün mit LED 115-250VAC | E219-D Indicator Light |  | 5.14
2CCA703403R0001 | E219-E | Active | 7612270939312 | 15.84 | 1 | 10 | stuk | E210 | BE31320 | SA (Modulair+Plug&Socket) | stuk | E219 Sign LED geel 115-2500Vac | E219 LED sign jaune, 115-2500Vac | E219-E Leuchtmelder Gelb mit LED 115-250VAC | E219-E Indicator Light |  | 5.14
2CCA703404R0001 | E219-G | Active | 7612270939329 | 15.84 | 1 | 10 | stuk | E210 | BE31320 | SA (Modulair+Plug&Socket) | stuk | E219 Sign LED blauw 115-2500Vac | E219 LED sign bleu, 115-2500Vac | E219-G Leuchtmelder Blau mit LED 115-250VAC | E219-G Indicator Light |  | 5.14
2CCA703405R0001 | E219-B220 | Active | 7612270939336 | 16.71 | 1 | 10 | stuk | E210 | BE31320 | SA (Modulair+Plug&Socket) | stuk | E219 Sign LED wit 110-220Vdc | E219 LED sign blanc, 110-220Vdc | E219-B220DC Leuchtmelder Weiss mit LED 60-220VDC | E219-B220 Indicator Light |  | 5.14
2CCA703406R0001 | E219-C220 | Active | 7612270939343 | 16.71 | 1 | 10 | stuk | E210 | BE31320 | SA (Modulair+Plug&Socket) | stuk | E219 Sign LED rood 110-220Vdc | E219 LED sign rouge, 110-220Vdc | E219-C220DC Leuchtmelder Rot mit LED 60-220VDC | E219-C220 Indicator Light |  | 5.14
2CCA703407R0001 | E219-D220 | Active | 7612270939350 | 16.71 | 1 | 10 | stuk | E210 | BE31320 | SA (Modulair+Plug&Socket) | stuk | E219 Sign LED groen 110-220Vdc | E219 LED sign verte, 110-220Vdc | E219-D220DC Leuchtmelder Grün mit LED 60-220VDC | E219-D220 Indicator Light |  | 5.14
2CCA703408R0001 | E219-E220 | Active | 7612270939367 | 16.71 | 1 | 10 | stuk | E210 | BE31320 | SA (Modulair+Plug&Socket) | stuk | E219 Sign LED geel 110-220Vdc | E219 LED sign jaune, 110-220Vdc | E229-E220DC Leuchtmelder Gelb mit LED 60-220VDC | E219-E220 Indicator Light |  | 5.14
2CCA703409R0001 | E219-G220 | Active | 7612270939374 | 16.71 | 1 | 10 | stuk | E210 | BE31320 | SA (Modulair+Plug&Socket) | stuk | E219 Sign LED blauw 110-220Vdc | E219 LED sign bleu, 110-220Vdc | E219-G220 Leuchtmelder Blau mit LED 60-220VDC | E219-G220 Indicator Light |  | 5.14
2CCA703420R0001 | E219-B48 | Active | 7612270939237 | 16.11 | 1 | 10 | stuk | E210 | BE31320 | SA (Modulair+Plug&Socket) | stuk | E219 Sign LED wit 12-48Vac/dc | E219 LED sign blanc, 12-48Vac/dc | E219-B48 Leuchtmelder Weiss mit LED 12-48VAC/DC | E219-B48 Indicator Light |  | 5.14
2CCA703421R0001 | E219-C48 | Active | 7612270939244 | 16.11 | 1 | 10 | stuk | E210 | BE31320 | SA (Modulair+Plug&Socket) | stuk | E219 Sign LED rood 12-48Vac/dc | E219 LED sign rouge, 12-48Vac/dc | E219-C48 Leuchtmelder Rot mit LED 12-48VAC/DC | E219-C48 Indicator Light |  | 5.14
2CCA703422R0001 | E219-D48 | Active | 7612270939251 | 16.11 | 1 | 10 | stuk | E210 | BE31320 | SA (Modulair+Plug&Socket) | stuk | E219 Sign LED groen 12-48Vac/dc | E219 LED sign verte, 12-48Vac/dc | E219-D48 Leuchtmelder Grün mit LED 12-48VAC/DC | E219-D48 Indicator Light |  | 5.14
2CCA703423R0001 | E219-E48 | Active | 7612270939268 | 16.11 | 1 | 10 | stuk | E210 | BE31320 | SA (Modulair+Plug&Socket) | stuk | E219 Sign LED geel 12-48Vac/dc | E219 LED sign jaune, 12-48Vac/dc | E219-E48 Leuchtmelder Gelb mit LED 12-48VAC/DC | E219-E48 Indicator Light |  | 5.14
2CCA703424R0001 | E219-G48 | Active | 7612270939275 | 16.11 | 1 | 10 | stuk | E210 | BE31320 | SA (Modulair+Plug&Socket) | stuk | E219 Sign LED blauw 12-48Vac/dc | E219 LED sign bleu, 12-48Vac/dc | E219-G48 Leuchtmelder Blau mit LED 12-48VAC/DC | E219-G48 Indicator Light |  | 5.14
2CCA703480R0001 | E210-DH | Active | 7612271404208 | 13.68 | 1 | 10 | stuk | E210 | BE31320 | SA (Modulair+Plug&Socket) | stuk | E210 Lege -Dummy | Boité vide Gamme E210 | E210-DH Leergehäuse, 9mm Breite 9mm Breite | E210-DH False pole 1/2 module |  | 5.14
2CCA703648R0001 | E210-ASV9 | Active | 7612271404215 | 66.65 | 1 | 10 | stuk | E210 | BE31320 | SA (Modulair+Plug&Socket) | stuk | E210 Slot 9mm breed | E210 Serrure 9mm large | E210-ASV9 Abschliessvorrichtung für 9mm Geräte | E210-ASV9 Locking device |  | 5.14
2CCA703900R0001 | E219-3C | Active | 7612271413309 | 35.78 | 1 | 10 | stuk | E210 | BE31320 | SA (Modulair+Plug&Socket) | stuk | E219 Sign LED Drie rood 415-230Vac | E219 LED sign Triple, rouge, 415-230Vac | Leuchtmelder 3 LED E219-3C 3 LED rot, 415/230 V AC | E219-3C Indicator Light |  | 5.14
2CCA703901R0001 | E219-3D | Active | 7612271413316 | 35.78 | 1 | 10 | stuk | E210 | BE31320 | SA (Modulair+Plug&Socket) | stuk | E219 Sign LED Drie groen 415-230Vac | E219 LED sign Triple, vert, 415-230Vac | Leuchtmelder 3 LED E219-3D 3 LED grün, 415/230 V AC | E219-3D Indicator Light |  | 5.14
2CCA703902R0001 | E219-3CDE | Active | 7612271413323 | 35.78 | 1 | 10 | stuk | E210 | BE31320 | SA (Modulair+Plug&Socket) | stuk | E219 Sign LED Drie rood/oranje/groen | E219 LED sign Triple, rouge/orange/vert, 415-230Vac | Leuchtmelder 3 LED E219-3CDE LED rot/gelb/grün, 415/230 V AC | E219-3CDE Indicator Light |  | 5.14
2CCA703910R0001 | E219-2CD | Active | 7612271413330 | 29.77 | 1 | 10 | stuk | E210 | BE31320 | SA (Modulair+Plug&Socket) | stuk | E219 Sign LED dubb. groen/rood 115-230Vac | E219 LED sign Double, vert/rouge, 115-230Vac | Leuchtmelder 2 LED E219-2CD 2 LED grün/rot, 115-230 V AC | E219-2CD Indicator Light |  | 5.14
2CCA703911R0001 | E219-2CD48 | Active | 7612271413347 | 29.77 | 1 | 10 | stuk | E210 | BE31320 | SA (Modulair+Plug&Socket) | stuk | E219 Sign LED dubb. groen/rood 12-48Vac | E219 LED sign Double, vert/rouge, 12-48Vac | Leuchtmelder 2 LED E219-2CD48 3 LED grün/rot, 12-48 V AC | E219-2CD48 Indicator Light |  | 5.14
2CCA704300R0001 | E292-16-20 | Active | 7612270939480 | 33.63 | 1 | 10 | stuk | E290 | BE31320 | SA (Modulair+Plug&Socket) | stuk | E290 aanbouwcontacten 2NO 16A | E290 Contacts principaux 2NO 16A | E292-16-20 Hauptkontaktmodul 2 NO, 16 A, 250 VAC, 9mm | E292-16-20 Main Contact Module |  | 5.14
2CCA704301R0001 | E292-16-11 | Active | 7612270939503 | 33.63 | 1 | 10 | stuk | E290 | BE31320 | SA (Modulair+Plug&Socket) | stuk | E290 aanbouwcontacten 1NO+1NG 16A | E290 Contacts principaux 1NO+1NF 16A | E292-16-11 Hauptkontaktmodul 1 NC + 1 NO, 16 A, 250 VAC, 9mm | E292-16-11 Main Contact Module |  | 5.14
2CCA704302R0001 | E292-16-001 | Active | 7612270939527 | 33.63 | 1 | 10 | stuk | E290 | BE31320 | SA (Modulair+Plug&Socket) | stuk | E290 aanbouwcontacten 1W 16A | E290 Contacts principaux 1INV 16A | E292-16-001 Hauptkontaktmodul 1 CO, 16 A, 250 VAC, 9mm | E292-16-001 Main Contact Module |  | 5.14
2CCA704320R0001 | E298-16-20 | Active | 7612270939961 | 33.63 | 1 | 10 | stuk | E297 | BE31320 | SA (Modulair+Plug&Socket) | stuk | E298 Hoofdcontacten 2NO 16A | E297 Contacts principaux 2NO 16A | E298-16-20 Hauptkontaktmodul 2 NO, 16 A, 250 VAC, 9mm | E298-16-20 Main contact module 16A, 2NO |  | 5.14
2CCA704321R0001 | E298-16-11 | Active | 7612270939954 | 33.63 | 1 | 10 | stuk | E297 | BE31320 | SA (Modulair+Plug&Socket) | stuk | E298 Hoofdcontacten 1NO+1NG 16A | E297 Contacts principaux 1NO+1NF 16A | E298-16-11 Hauptkontaktmodul 1 NC + 1 NO, 16 A, 250 VAC, 9mm | E298-16-11 |  | 5.14
2CCA704322R0001 | E298-16-001 | Active | 7612270939978 | 33.63 | 1 | 10 | stuk | E297 | BE31320 | SA (Modulair+Plug&Socket) | stuk | E298 Hoofdcontacten 1W 16A | E298 Contacts principaux 1INV 16A | E298-16-001 Hauptkontaktmodul 1 CO, 16 A, 250 VAC, 9mm | E298-16-001 |  | 5.14
2CCA704340R0001 | E299-11 | Active | 7612270939985 | 33.63 | 1 | 10 | stuk | E297 | BE31320 | SA (Modulair+Plug&Socket) | stuk | E299 Hulpcontact 5A 1NO+1NG | E299 Contact auxiliaire 5A 1NO+1NF | E299-11 Hilfskontakt für E290/E297 1 NC + 1 NO, 5 A, 250 VAC, 9mm | E299-11 |  | 5.14
2CCA704341R0001 | E299-20 | Active | 7612271465346 | 33.63 | 1 | 1 | stuk | E297 | BE31320 | SA (Modulair+Plug&Socket) | stuk | E299 Hulpcontact 2NO | E298 Contact auxiliaire 2NO | Auxiliary Contact E290 series 2NO | Auxiliary contact E299-20 |  | 5.14
2CCA862005R0647 | DS802S-K125/0.3A | Active | 7612271211752 | 1201.43 | 1 | 1 | stuk | DS800 | BE31320 | SB (MCB&RCD Cat.B) | stuk | Diff-auto DS800S 2P K 125A 300mA 50kA | Disj. différentiel DS800S 2P K 125A 300mA 50kA | FI/LS-Kombination DS800S 2P K 125A 300mA 50kA | RCBO DS800S 2P K 125A 300mA 50kA |  | 5.14
2CCA862005R0841 | DS802S-D125/0.3 A | Active | 7612271211745 | 1228.21 | 1 | 1 | stuk | DS800 | BE31320 | SB (MCB&RCD Cat.B) | stuk | Diff-auto DS800S 2P D 125A 300mA 50kA | Disj. différentiel DS800S 2P D 125A 300mA 50kA | FI/LS-Kombination DS800S 2P D 125A 300mA 50kA | RCBO DS800S 2P D 125A 300mA 50kA |  | 5.14
2CCA862005R0844 | DS802S-C125/0.3A | Active | 7612271211738 | 1145.43 | 1 | 1 | stuk | DS800 | BE31320 | SB (MCB&RCD Cat.B) | stuk | Diff-auto DS800S 2P C 125A 300mA 50kA | Disj. différentiel DS800S 2P C 125A 300mA 50kA | FI/LS-Kombination DS800S 2P C 125A 300mA 50kA | RCBO DS800S 2P C 125A 300mA 50kA |  | 5.14
2CCA862005R0845 | DS802S-B125/0.3A | Active | 7612271211721 | 1145.43 | 1 | 1 | stuk | DS800 | BE31320 | SB (MCB&RCD Cat.B) | stuk | Diff-auto DS800S 2P B 125A 300mA 50kA | Disj. différentiel DS800S 2P B 125A 300mA 50kA | FI/LS-Kombination DS800S 2P B 125A 300mA 50kA | RCBO DS800S 2P B 125A 300mA 50kA |  | 5.14
2CCA863005R0647 | DS803S-K125/0.3A | Active | 7612271211790 | 1508.18 | 1 | 1 | stuk | DS800 | BE31320 | SB (MCB&RCD Cat.B) | stuk | Diff-auto DS800S 3P K 125A 300mA 50kA | Disj. différentiel DS800S 3P K 125A 300mA 50kA | FI/LS-Kombination DS800S 3P K 125A 300mA 50kA | RCBO DS800S 3P K 125A 300mA 50kA |  | 5.14
2CCA863005R0841 | DS803S-D125/0.3 A | Active | 7612271211783 | 1550.78 | 1 | 1 | stuk | DS800 | BE31320 | SB (MCB&RCD Cat.B) | stuk | Diff-auto DS800S 3P D 125A 300mA 50kA | Disj. différentiel DS800S 3P D 125A 300mA 50kA | FI/LS-Kombination DS800S 3P D 125A 300mA 50kA | RCBO DS800S 3P D 125A 300mA 50kA |  | 5.14
2CCA863005R0844 | DS803S-C125/0.3A | Active | 7612271211776 | 1431.49 | 1 | 1 | stuk | DS800 | BE31320 | SB (MCB&RCD Cat.B) | stuk | Diff-auto DS800S 3P C 125A 300mA 50kA | Disj. différentiel DS800S 3P C 125A 300mA 50kA | FI/LS-Kombination DS800S 3P C 125A 300mA 50kA | RCBO DS800S 3P C 125A 300mA 50kA |  | 5.14
2CCA863005R0845 | DS803S-B125/0.3A | Active | 7612271211769 | 1431.49 | 1 | 1 | stuk | DS800 | BE31320 | SB (MCB&RCD Cat.B) | stuk | Diff-auto DS800S 3P B 125A 300mA 50kA | Disj. différentiel DS800S 3P B 125A 300mA 50kA | FI/LS-Kombination DS800S 3P B 125A 300mA 50kA | RCBO DS800S 3P B 125A 300mA 50kA |  | 5.14
2CCA864005R0647 | DS804S-K125/0.3A | Active | 7612271211837 | 1885.52 | 1 | 1 | stuk | DS800 | BE31320 | SB (MCB&RCD Cat.B) | stuk | Diff-auto DS800S 4P K 125A 300mA 50kA | Disj. différentiel DS800S 4P K 125A 300mA 50kA | FI/LS-Kombination DS800S 4P K 125A 300mA 50kA | RCBO DS800S 4P K 125A 300mA 50kA |  | 5.14
2CCA864005R0841 | DS804S-D125/0.3 A | Active | 7612271211820 | 1935.42 | 1 | 1 | stuk | DS800 | BE31320 | SB (MCB&RCD Cat.B) | stuk | Diff-auto DS800S 4P D 125A 300mA 50kA | Disj. différentiel DS800S 4P D 125A 300mA 50kA | FI/LS-Kombination DS800S 4P D 125A 300mA 50kA | RCBO DS800S 4P D 125A 300mA 50kA |  | 5.14
2CCA864005R0844 | DS804S-C125/0.3A | Active | 7612271211813 | 1771.1 | 1 | 1 | stuk | DS800 | BE31320 | SB (MCB&RCD Cat.B) | stuk | Diff-auto DS800S 4P C 125A 300mA 50kA | Disj. différentiel DS800S 4P C 125A 300mA 50kA | FI/LS-Kombination DS800S 4P C 125A 300mA 50kA | RCBO DS800S 4P C 125A 300mA 50kA |  | 5.14
2CCA864005R0845 | DS804S-B125/0.3A | Active | 7612271211806 | 1771.1 | 1 | 1 | stuk | DS800 | BE31320 | SB (MCB&RCD Cat.B) | stuk | Diff-auto DS800S 4P B 125A 300mA 50kA | Disj. différentiel DS800S 4P B 125A 300mA 50kA | FI/LS-Kombination DS800S 4P B 125A 300mA 50kA | RCBO DS800S 4P B 125A 300mA 50kA |  | 5.14
2CCA880000R0001 | CMS-600 | Active | 7612271418700 | 720.87 | 1 | 1 | stuk | CMS 600 | BE31320 | SA (Modulair+Plug&Socket) | stuk | Centrale unit CMS 600 | Unité de contrôle CMS 600 | CMS-600 Kontrolleinheit | CMS-600 Control unit |  | 5.14
2CCA880020R0001 | CMS-660 | Active | 7612271501594 | 538.26 | 1 | 1 | stuk | CMS 660 | BE31320 | SA (Modulair+Plug&Socket) | stuk | Centrale unit CMS 660 | Unité de contrôle CMS 660 | CMS-660 Kontrolleinheit | CMS-660 Control unit |  | 5.14
2CCA880100R0001 | CMS-100PS | Active | 7612271419202 | 88.32 | 1 | 1 | stuk | Closed-Core Sensors | BE31320 | SA (Modulair+Plug&Socket) | stuk | CMS Sensor 80A AC DC TRMS | Capteur de courant Série CMS 80A TRMS | Strom-Messsystem Sensor CMS-100PS 80A, 18mm für pro M compact u. SMISSLINE | CMS-100PS Sensor |  | 5.14
2CCA880101R0001 | CMS-101PS | Active | 7612271419219 | 88.32 | 1 | 1 | stuk | Closed-Core Sensors | BE31320 | SA (Modulair+Plug&Socket) | stuk | CMS Sensor 40A AC DC TRMS | Capteur de courant Série CMS 40A TRMS | Strom-Messsystem Sensor CMS-101PS 40A, 18mm für pro M compact u. SMISSLINE | CMS-101PS Sensor |  | 5.14
2CCA880102R0001 | CMS-102PS | Active | 7612271419226 | 88.32 | 1 | 1 | stuk | Closed-Core Sensors | BE31320 | SA (Modulair+Plug&Socket) | stuk | CMS Sensor 20A AC DC TRMS | Capteur de courant Série CMS 20A TRMS | Strom-Messsystem Sensor CMS-102PS 20A, 18mm für pro M compact u. SMISSLINE | CMS-102PS Sensor |  | 5.14
2CCA880107R0001 | CMS-100CA | Active | 7612271426613 | 88.32 | 1 | 1 | stuk | Closed-Core Sensors | BE31320 | SA (Modulair+Plug&Socket) | stuk | CMS Sensor 80A AC DC TRMS kabel | Sensor 18mm CMS-series 80A AC, DC, TRMS, mounting for Cable mounting | Strom-Messsystem Sensor CMS-100CA 80A, 18mm für Kabelmontage | CMS-100CA Sensor |  | 5.14
2CCA880108R0001 | CMS-101CA | Active | 7612271426620 | 88.32 | 1 | 1 | stuk | Closed-Core Sensors | BE31320 | SA (Modulair+Plug&Socket) | stuk | CMS Sensor 40A AC DC TRMS kabel | Sensor 18mm CMS-series 40A AC, DC, TRMS, mounting for Cable mounting | Strom-Messsystem Sensor CMS-101CA 40A, 18mm für Kabelmontage | CMS-101CA Sensor |  | 5.14
2CCA880109R0001 | CMS-102CA | Active | 7612271426637 | 88.32 | 1 | 1 | stuk | Closed-Core Sensors | BE31320 | SA (Modulair+Plug&Socket) | stuk | CMS Sensor 20A AC DC TRMS kabel | Sensor 18mm CMS-series 20A AC, DC, TRMS, mounting for Cable mounting | Strom-Messsystem Sensor CMS-102CA 20A, 18mm für Kabelmontage | CMS-102CA Sensor |  | 5.14
2CCA880117R0001 | CMS-200CA | Active | 7612271426705 | 113.15 | 1 | 1 | stuk | Closed-Core Sensors | BE31320 | SA (Modulair+Plug&Socket) | stuk | CMS Sensor 160A AC DC TRMS kabel | Sensor 25mm CMS-series 160A AC, DC, TRMS, mounting for cable | Strom-Messsystem Sensor CMS-200CA 160A, 25mm für Kabelmontage | CMS-200CA Sensor |  | 5.14
2CCA880118R0001 | CMS-201CA | Active | 7612271426712 | 113.15 | 1 | 1 | stuk | Closed-Core Sensors | BE31320 | SA (Modulair+Plug&Socket) | stuk | CMS Sensor 80A AC DC TRMS kabel | Sensor 25mm CMS-series 80A AC, DC, TRMS, mounting for cable | Strom-Messsystem Sensor CMS-201CA 80A, 25mm für Kabelmontage | CMS-201CA Sensor |  | 5.14
2CCA880119R0001 | CMS-202CA | Active | 7612271426729 | 113.15 | 1 | 1 | stuk | Closed-Core Sensors | BE31320 | SA (Modulair+Plug&Socket) | stuk | CMS Sensor 40A AC DC TRMS kabel | Sensor 25mm CMS-series 40A AC, DC, TRMS, mounting for cable | Strom-Messsystem Sensor CMS-202CA 40A, 25mm für Kabelmontage | CMS-202CA Sensor |  | 5.14
2CCA880124R0001 | CMS-100S8 | Active | 7612271426552 | 88.32 | 1 | 1 | stuk | Closed-Core Sensors | BE31320 | SA (Modulair+Plug&Socket) | stuk | CMS Sensor 80A AC DC TRMSS800 | Sensor 18mm CMS-series 80A AC, DC, TRMS, mounting for S800 | Strom-Messsystem Sensor CMS-100S8 80A, 18mm für S800 Installationsgeräte | CMS-100S8 Sensor |  | 5.14
2CCA880125R0001 | CMS-101S8 | Active | 7612271426569 | 88.32 | 1 | 1 | stuk | Closed-Core Sensors | BE31320 | SA (Modulair+Plug&Socket) | stuk | CMS Sensor 40A AC DC TRMSS800 | Sensor 18mm CMS-series 40A AC, DC, TRMS, mounting for S800 | Strom-Messsystem Sensor CMS-101S8 40A, 18mm für S800 Installationsgeräte | CMS-101S8 Sensor |  | 5.14
2CCA880126R0001 | CMS-102S8 | Active | 7612271426576 | 88.32 | 1 | 1 | stuk | Closed-Core Sensors | BE31320 | SA (Modulair+Plug&Socket) | stuk | CMS Sensor 20A AC DC TRMSS800 | Sensor 18mm CMS-series 20A AC, DC, TRMS, mounting for S800 | Strom-Messsystem Sensor CMS-102S8 20A, 18mm für S800 Installationsgeräte | CMS-102S8 Sensor |  | 5.14
2CCA880128R0001 | CMS-100DR | Active | 7612271426583 | 88.32 | 1 | 1 | stuk | Closed-Core Sensors | BE31320 | SA (Modulair+Plug&Socket) | stuk | CMS Sensor 80A AC DC TRMS DIN-Rail | Sensor 18mm CMS-series 80A AC, DC, TRMS, mounting for DIN-Rail | Strom-Messsystem Sensor CMS-100DR 80A, 18mm für Hutschienenmontage | CMS-100DR Sensor |  | 5.14
2CCA880129R0001 | CMS-101DR | Active | 7612271426590 | 88.32 | 1 | 1 | stuk | Closed-Core Sensors | BE31320 | SA (Modulair+Plug&Socket) | stuk | CMS Sensor 40A AC DC TRMS DIN-Rail | Sensor 18mm CMS-series 40A AC, DC, TRMS, mounting for, DIN-Rail | Strom-Messsystem Sensor CMS-101DR 40A, 18mm für Hutschienenmontage | CMS-101DR Sensor |  | 5.14
2CCA880130R0001 | CMS-102DR | Active | 7612271426606 | 88.32 | 1 | 1 | stuk | Closed-Core Sensors | BE31320 | SA (Modulair+Plug&Socket) | stuk | CMS Sensor 20A AC DC TRMS DIN-Rail | Sensor 18mm CMS-series 20A AC, DC, TRMS, mounting for DIN-Rail | Strom-Messsystem Sensor CMS-102DR 20A, 18mm für Hutschienenmontage | CMS-102DR Sensor |  | 5.14
2CCA880132R0001 | CMS-200DR | Active | 7612271426675 | 113.15 | 1 | 1 | stuk | Closed-Core Sensors | BE31320 | SA (Modulair+Plug&Socket) | stuk | CMS Sensor 160A AC DC TRMS DIN-Rail | Sensor 25mm CMS-series 160A AC, DC, TRMS, mounting for DIN-Rail | Strom-Messsystem Sensor CMS-200DR 160A, 25mm für Hutschienenmontage | CMS-200DR Sensor |  | 5.14
2CCA880133R0001 | CMS-201DR | Active | 7612271426682 | 113.15 | 1 | 1 | stuk | Closed-Core Sensors | BE31320 | SA (Modulair+Plug&Socket) | stuk | CMS Sensor 80A AC DC TRMS DIN-Rail | Sensor 25mm CMS-series 80A AC, DC, TRMS, mounting for DIN-Rail | Strom-Messsystem Sensor CMS-201DR 80A, 25mm für Hutschienenmontage | CMS-201DR Sensor |  | 5.14
2CCA880134R0001 | CMS-202DR | Active | 7612271426699 | 113.15 | 1 | 1 | stuk | Closed-Core Sensors | BE31320 | SA (Modulair+Plug&Socket) | stuk | CMS Sensor 40A AC DC TRMS DIN-Rail | Sensor 25mm CMS-series 40A AC, DC, TRMS, mounting for DIN-Rail | Strom-Messsystem Sensor CMS-202DR 40A, 25mm für Hutschienenmontage | CMS-202DR Sensor |  | 5.14
2CCA880136R0001 | CMS-200S8 | Active | 7612271426644 | 113.15 | 1 | 1 | stuk | Closed-Core Sensors | BE31320 | SA (Modulair+Plug&Socket) | stuk | CMS Sensor 160A AC DC TRMSS800 | Sensor 25mm CMS-series 160A AC, DC, TRMS, mounting for S800 | Strom-Messsystem Sensor CMS-200S8 160A, 25mm für S800 Installationsgeräte | CMS-200S8 Sensor |  | 5.14
2CCA880137R0001 | CMS-201S8 | Active | 7612271426651 | 113.15 | 1 | 1 | stuk | Closed-Core Sensors | BE31320 | SA (Modulair+Plug&Socket) | stuk | CMS Sensor 80A AC DC TRMSS800 | Sensor 25mm CMS-series 80A AC, DC, TRMS, mounting for S800 | Strom-Messsystem Sensor CMS-201S8 80A, 25mm für S800 Installationsgeräte | CMS-201S8 Sensor |  | 5.14
2CCA880138R0001 | CMS-202S8 | Active | 7612271426668 | 113.15 | 1 | 1 | stuk | Closed-Core Sensors | BE31320 | SA (Modulair+Plug&Socket) | stuk | CMS Sensor 40A AC DC TRMSS800 | Sensor 25mm CMS-series 40A AC, DC, TRMS, mounting for S800 | Strom-Messsystem Sensor CMS-202S8 40A, 25mm für S800 Installationsgeräte | CMS-202S8 Sensor |  | 5.14
2CCA880145R0001 | CMS-820 | Active | 7612271419240 | 50.24 | 1 | 35 | stuk | Accessories for CMS | BE31320 | SA (Modulair+Plug&Socket) | stuk | CMS set 35 Con.s flatcable | Connecteur Série CMS set of 35pc | CMS-820 Steckerstet 35 Stück Controll Unit + Sensoren + | CMS-820 Connector set |  | 5.14
2CCA880148R0001 | CMS-800 | Active | 7612271419233 | 14.03 | 1 | 1 | stuk | Accessories for CMS | BE31320 | SA (Modulair+Plug&Socket) | stuk | CMS Sensor Flatcable 2M | Câble plat Série CMS 2m | CMS-800 Flachbandkabel 2 m Controll Unit + Sensoren + | CMS-800 Flat cable |  | 5.14
2CCA880211R0001 | CMS-121PS | Active | 7612271452971 | 82.11 | 1 | 1 | stuk | Open-Core Sensors | BE31320 | SA (Modulair+Plug&Socket) | stuk | CMS Sensor Deelbaar 40A | CMS-121PS Sensor | CMS-121PS Open-Core Sensoren 40A, für System pro m | CMS-121PS Sensor |  | 5.14
2CCA880216R0001 | CMS-121FH | Active | 7612271498597 | 80.73 | 1 | 1 | stuk | Open-Core Sensors | BE31320 | SA (Modulair+Plug&Socket) | stuk | CMS Sensor Deelbaar 40A E90 1000Vdc | CMS-121FH Sensor | Current Sensor Open-Core 40A E90 1000Vdc | CMS-121FH Sensor |  | 5.14
2CCA880217R0001 | CMS-122FH | Active | 7612271498580 | 80.73 | 1 | 1 | stuk | Open-Core Sensors | BE31320 | SA (Modulair+Plug&Socket) | stuk | CMS Sensor Deelbaar 20A E90 1000Vdc | CMS-122FH Sensor | Current Sensor Open-Core 20A E90 1000Vdc | CMS-122FH Sensor |  | 5.14
2CCA880220R0001 | CMS-120CA | Active | 7612271453015 | 88.32 | 1 | 1 | stuk | Open-Core Sensors | BE31320 | SA (Modulair+Plug&Socket) | stuk | CMS Sensor Deelbaar 80A | CMS-120CA Sensor | CMS-120CA Open-Core Sensoren 80A, für Montage mit Kabelbinder | CMS-120CA Sensor |  | 5.14
2CCA880221R0001 | CMS-121CA | Active | 7612271453039 | 88.32 | 1 | 1 | stuk | Open-Core Sensors | BE31320 | SA (Modulair+Plug&Socket) | stuk | CMS Sensor Deelbaar 40A | CMS-121CA Sensor | CMS-121CA Open-Core Sensoren 40A, für Montage mit Kabelbinder | CMS-121CA Sensor |  | 5.14
2CCA880222R0001 | CMS-122CA | Active | 7612271453053 | 88.32 | 1 | 1 | stuk | Open-Core Sensors | BE31320 | SA (Modulair+Plug&Socket) | stuk | CMS Sensor Deelbaar 20A | CMS-122CA Sensor | CMS-122CA Open-Core Sensoren 20A, für Montage mit Kabelbinder | CMS-122CA Sensor |  | 5.14
2CCA880225R0001 | CMS-120LA | Active | 7612271498627 | 80.73 | 1 | 1 | stuk | Open-Core Sensors | BE31320 | SA (Modulair+Plug&Socket) | stuk | CMS Sensor Deelbaar 80A Retrofit | CMS-120LA Sensor | Current Sensor Open-Core 80A Retrofit | CMS-120LA Sensor |  | 5.14
2CCA880226R0001 | CMS-121LA | Active | 7612271498610 | 80.73 | 1 | 1 | stuk | Open-Core Sensors | BE31320 | SA (Modulair+Plug&Socket) | stuk | CMS Sensor Deelbaar 40A Retrofit | CMS-121LA Sensor | Current Sensor Open-Core 40A Retrofit | CMS-121LA Sensor |  | 5.14
2CCA880227R0001 | CMS-122LA | Active | 7612271498603 | 80.73 | 1 | 1 | stuk | Open-Core Sensors | BE31320 | SA (Modulair+Plug&Socket) | stuk | CMS Sensor Deelbaar 20A Retrofit | CMS-122LA Sensor | Current Sensor Open-Core 20A Retrofit | CMS-122LA Sensor |  | 5.14
2CCA880240R0001 | CMS-120DR | Active | 7612271453077 | 88.32 | 1 | 1 | stuk | Open-Core Sensors | BE31320 | SA (Modulair+Plug&Socket) | stuk | CMS Sensor Deelbaar 80A Din | CMS-120DR Sensor | CMS-120DR Open-Core Sensoren 80A, für Hutschienenmontage | CMS-120DR Sensor |  | 5.14
2CCA880241R0001 | CMS-121DR | Active | 7612271453091 | 88.32 | 1 | 1 | stuk | Open-Core Sensors | BE31320 | SA (Modulair+Plug&Socket) | stuk | CMS Sensor Deelbaar 40A Din | CMS-121DR Sensor | CMS-121DR Open-Core Sensoren 40A, für Hutschienenmontage | CMS-121DR Sensor |  | 5.14
2CCA880242R0001 | CMS-122DR | Active | 7612271453114 | 88.32 | 1 | 1 | stuk | Open-Core Sensors | BE31320 | SA (Modulair+Plug&Socket) | stuk | CMS Sensor Deelbaar 20A Din | CMS-122DR Sensor | CMS-122DR Open-Core Sensoren 20A, für Hutschienenmontage | CMS-122DR Sensor |  | 5.14
2CCA880331R0001 | CMS-802 | Active | 7612271474225 | 25.79 | 1 | 1 | stuk | Accessories for CMS | BE31320 | SA (Modulair+Plug&Socket) | stuk | CMS-802 Flatcable 5M | CMS-802 Nappe réseau CMS 5M | CMS-802 Flachbankdkabel CMS Sensoren und Steckerset | CMS-802 Flat cable 5m |  | 5.14
2CCA880332R0001 | CMS-803 | Active | 7612271475758 | 52.64 | 1 | 1 | stuk | Accessories for CMS | BE31320 | SA (Modulair+Plug&Socket) | stuk | CMS-803 Flatcable 10M | CMS-803 Nappe réseau CMS 10M | CMS-803 Flachbankdkabel CMS Sensoren und Steckerset | CMS-803 Flat cable 10m |  | 5.14
2CCA880333R0001 | CMS-805 | Active | 7612271468880 | 217.21 | 1 | 1 | stuk | Accessories for CMS | BE31320 | SA (Modulair+Plug&Socket) | stuk | CMS-805 Flatcable 30MM | CMS-805 Nappe réseau CMS 30M | CMS-805 Flachbankdkabel CMS Sensoren und Steckerset | CMS-805 Flat cable 30m |  | 5.14
2CCA880700R0001 | CMS-700 | Active | 7612271453138 | 1109.96 | 1 | 1 | stuk | CMS 700 | BE31320 | SA (Modulair+Plug&Socket) | stuk | Centrale unit CMS 700 | Unité de contrôle CMS 700 | CMS-700 Kontrolleinheit | CMS-700 Control Unit |  | 5.14
2CCA892005R0841 | DS802N-D125/0.3 A | Active | 7612271211868 | 1079.7 | 1 | 1 | stuk | DS800 | BE31320 | SB (MCB&RCD Cat.B) | stuk | Diff-auto DS800N 2P D 125A 300mA 36kA | Disj. différentiel DS800N 2P D 125A 300mA 36kA | FI/LS-Kombination DS800N 2P D 125A 300mA 36kA | RCBO DS800N 2P D 125A 300mA 36kA |  | 5.14
2CCA892005R0844 | DS802N-C125/0.3A | Active | 7612271211851 | 1031.02 | 1 | 1 | stuk | DS800 | BE31320 | SB (MCB&RCD Cat.B) | stuk | Diff-auto DS800N 2P C 125A 300mA 36kA | Disj. différentiel DS800N 2P C 125A 300mA 36kA | FI/LS-Kombination DS800N 2P C 125A 300mA 36kA | RCBO DS800N 2P C 125A 300mA 36kA |  | 5.14
2CCA892005R0845 | DS802N-B125/0.3A | Active | 7612271211844 | 1031.02 | 1 | 1 | stuk | DS800 | BE31320 | SB (MCB&RCD Cat.B) | stuk | Diff-auto DS800N 2P B 125A 300mA 36kA | Disj. différentiel DS800N 2P B 125A 300mA 36kA | FI/LS-Kombination DS800N 2P B 125A 300mA 36kA | RCBO DS800N 2P B 125A 300mA 36kA |  | 5.14
2CCA893005R0841 | DS803N-D125/0.3 A | Active | 7612271211899 | 1360.88 | 1 | 1 | stuk | DS800 | BE31320 | SB (MCB&RCD Cat.B) | stuk | Diff-auto DS800N 3P D 125A 300mA 36kA | Disj. différentiel DS800N 3P D 125A 300mA 36kA | FI/LS-Kombination DS800N 3P D 125A 300mA 36kA | RCBO DS800N 3P D 125A 300mA 36kA |  | 5.14
2CCA893005R0844 | DS803N-C125/0.3A | Active | 7612271211882 | 1291.5 | 1 | 1 | stuk | DS800 | BE31320 | SB (MCB&RCD Cat.B) | stuk | Diff-auto DS800N 3P C 125A 300mA 36kA | Disj. différentiel DS800N 3P C 125A 300mA 36kA | FI/LS-Kombination DS800N 3P C 125A 300mA 36kA | RCBO DS800N 3P C 125A 300mA 36kA |  | 5.14
2CCA893005R0845 | DS803N-B125/0.3A | Active | 7612271211875 | 1291.5 | 1 | 1 | stuk | DS800 | BE31320 | SB (MCB&RCD Cat.B) | stuk | Diff-auto DS800N 3P B 125A 300mA 36kA | Disj. différentiel DS800N 3P B 125A 300mA 36kA | FI/LS-Kombination DS800N 3P B 125A 300mA 36kA | RCBO DS800N 3P B 125A 300mA 36kA |  | 5.14
2CCA894005R0841 | DS804N-D125/0.3 A | Active | 7612271211929 | 1646.94 | 1 | 1 | stuk | DS800 | BE31320 | SB (MCB&RCD Cat.B) | stuk | Diff-auto DS800N 4P D 125A 300mA 36kA | Disj. différentiel DS800N 4P D 125A 300mA 36kA | FI/LS-Kombination DS800N 4P D 125A 300mA 36kA | RCBO DS800N 4P D 125A 300mA 36kA |  | 5.14
2CCA894005R0844 | DS804N-C125/0.3A | Active | 7612271211912 | 1551.99 | 1 | 1 | stuk | DS800 | BE31320 | SB (MCB&RCD Cat.B) | stuk | Diff-auto DS800N 4P C 125A 300mA 36kA | Disj. différentiel DS800N 4P C 125A 300mA 36kA | FI/LS-Kombination DS800N 4P C 125A 300mA 36kA | RCBO DS800N 4P C 125A 300mA 36kA |  | 5.14
2CCA894005R0845 | DS804N-B125/0.3A | Active | 7612271211905 | 1551.99 | 1 | 1 | stuk | DS800 | BE31320 | SB (MCB&RCD Cat.B) | stuk | Diff-auto DS800N 4P B 125A 300mA 36kA | Disj. différentiel DS800N 4P B 125A 300mA 36kA | FI/LS-Kombination DS800N 4P B 125A 300mA 36kA | RCBO DS800N 4P B 125A 300mA 36kA |  | 5.14
2CCB862004R0647 | DS802S-K125/0.03AP-R | Active | 7612271211332 | 1228.21 | 1 | 1 | stuk | DS800 | BE31320 | SB (MCB&RCD Cat.B) | stuk | Diff-auto DS800S 2P K 125A 30mA AP-R 50kA | Disj. différentiel DS800S 2P K 125A 30mA AP-R 50kA | FI/LS-Kombination DS800S 2P K 125A 30mA AP-R 50kA | RCBO DS800S 2P K 125A 30mA AP-R 50kA |  | 5.14
2CCB862004R0841 | DS802SD125/.03AP-R | Active | 7612271211325 | 1253.76 | 1 | 1 | stuk | DS800 | BE31320 | SB (MCB&RCD Cat.B) | stuk | Diff-auto DS800S 2P D 125A 30mA AP-R 50kA | Disj. différentiel DS800S 2P D 125A 30mA AP-R 50kA | FI/LS-Kombination DS800S 2P D 125A 30mA AP-R 50kA | RCBO DS800S 2P D 125A 30mA AP-R 50kA |  | 5.14
2CCB862004R0844 | DS802S-C125/0.03AP-R | Active | 7612271211318 | 1167.33 | 1 | 1 | stuk | DS800 | BE31320 | SB (MCB&RCD Cat.B) | stuk | Diff-auto DS800S 2P C 125A 30mA AP-R 50kA | Disj. différentiel DS800S 2P C 125A 30mA AP-R 50kA | FI/LS-Kombination DS800S 2P C 125A 30mA AP-R 50kA | RCBO DS800S 2P C 125A 30mA AP-R 50kA |  | 5.14
2CCB862004R0845 | DS802S-B125/0.03AP-R | Active | 7612271211301 | 1167.33 | 1 | 1 | stuk | DS800 | BE31320 | SB (MCB&RCD Cat.B) | stuk | Diff-auto DS800S 2P B 125A 30mA AP-R 50kA | Disj. différentiel DS800S 2P B 125A 30mA AP-R 50kA | FI/LS-Kombination DS800S 2P B 125A 30mA AP-R 50kA | RCBO DS800S 2P B 125A 30mA AP-R 50kA |  | 5.14
2CCB863004R0647 | DS803S-K125/0.03AP-R | Active | 7612271211370 | 1550.78 | 1 | 1 | stuk | DS800 | BE31320 | SB (MCB&RCD Cat.B) | stuk | Diff-auto DS800S 3P K 125A 30mA AP-R 50kA | Disj. différentiel DS800S 3P K 125A 30mA AP-R 50kA | FI/LS-Kombination DS800S 3P K 125A 30mA AP-R 50kA | RCBO DS800S 3P K 125A 30mA AP-R 50kA |  | 5.14
2CCB863004R0841 | DS803SD125/.03AP-R | Active | 7612271211363 | 1594.59 | 1 | 1 | stuk | DS800 | BE31320 | SB (MCB&RCD Cat.B) | stuk | Diff-auto DS800S 3P D 125A 30mA AP-R 50kA | Disj. différentiel DS800S 3P D 125A 30mA AP-R 50kA | FI/LS-Kombination DS800S 3P D 125A 30mA AP-R 50kA | RCBO DS800S 3P D 125A 30mA AP-R 50kA |  | 5.14
2CCB863004R0844 | DS803S-C125/0.03AP-R | Active | 7612271211356 | 1472.87 | 1 | 1 | stuk | DS800 | BE31320 | SB (MCB&RCD Cat.B) | stuk | Diff-auto DS800S 3P C 125A 30mA AP-R 50kA | Disj. différentiel DS800S 3P C 125A 30mA AP-R 50kA | FI/LS-Kombination DS800S 3P C 125A 30mA AP-R 50kA | RCBO DS800S 3P C 125A 30mA AP-R 50kA |  | 5.14
2CCB863004R0845 | DS803S-B125/0.03AP-R | Active | 7612271211349 | 1472.87 | 1 | 1 | stuk | DS800 | BE31320 | SB (MCB&RCD Cat.B) | stuk | Diff-auto DS800S 3P B 125A 30mA AP-R 50kA | Disj. différentiel DS800S 3P B 125A 30mA AP-R 50kA | FI/LS-Kombination DS800S 3P B 125A 30mA AP-R 50kA | RCBO DS800S 3P B 125A 30mA AP-R 50kA |  | 5.14
2CCB864004R0647 | DS804S-K125/0.03AP-R | Active | 7612271211417 | 1935.42 | 1 | 1 | stuk | DS800 | BE31320 | SB (MCB&RCD Cat.B) | stuk | Diff-auto DS800S 4P K 125A 30mA AP-R 50kA | Disj. différentiel DS800S 4P K 125A 30mA AP-R 50kA | FI/LS-Kombination DS800S 4P K 125A 30mA AP-R 50kA | RCBO DS800S 4P K 125A 30mA AP-R 50kA |  | 5.14
2CCB864004R0841 | DS804SD125/.03AP-R | Active | 7612271211400 | 1987.77 | 1 | 1 | stuk | DS800 | BE31320 | SB (MCB&RCD Cat.B) | stuk | Diff-auto DS800S 4P D 125A 30mA AP-R 50kA | Disj. différentiel DS800S 4P D 125A 30mA AP-R 50kA | FI/LS-Kombination DS800S 4P D 125A 30mA AP-R 50kA | RCBO DS800S 4P D 125A 30mA AP-R 50kA |  | 5.14
2CCB864004R0844 | DS804S-C125/0.03AP-R | Active | 7612271211394 | 1824.66 | 1 | 1 | stuk | DS800 | BE31320 | SB (MCB&RCD Cat.B) | stuk | Diff-auto DS800S 4P C 125A 30mA AP-R 50kA | Disj. différentiel DS800S 4P C 125A 30mA AP-R 50kA | FI/LS-Kombination DS800S 4P C 125A 30mA AP-R 50kA | RCBO DS800S 4P C 125A 30mA AP-R 50kA |  | 5.14
2CCB864004R0845 | DS804S-B125/0.03AP-R | Active | 7612271211387 | 1824.66 | 1 | 1 | stuk | DS800 | BE31320 | SB (MCB&RCD Cat.B) | stuk | Diff-auto DS800S 4P B 125A 30mA AP-R 50kA | Disj. différentiel DS800S 4P B 125A 30mA AP-R 50kA | FI/LS-Kombination DS800S 4P B 125A 30mA AP-R 50kA | RCBO DS800S 4P B 125A 30mA AP-R 50kA |  | 5.14
2CCB892004R0841 | DS802ND125/.03AP-R | Active | 7612271211448 | 1096.75 | 1 | 1 | stuk | DS800 | BE31320 | SB (MCB&RCD Cat.B) | stuk | Diff-auto DS800N 2P D 125A 30mA AP-R 36kA | Disj. différentiel DS800N 2P D 125A 30mA AP-R 36kA | FI/LS-Kombination DS800N 2P D 125A 30mA AP-R 36kA | RCBO DS800N 2P D 125A 30mA AP-R 36kA |  | 5.14
2CCB892004R0844 | DS802N-C125/0.03AP-R | Active | 7612271211431 | 1045.61 | 1 | 1 | stuk | DS800 | BE31320 | SB (MCB&RCD Cat.B) | stuk | Diff-auto DS800N 2P C 125A 30mA AP-R 36kA | Disj. différentiel DS800N 2P C 125A 30mA AP-R 36kA | FI/LS-Kombination DS800N 2P C 125A 30mA AP-R 36kA | RCBO DS800N 2P C 125A 30mA AP-R 36kA |  | 5.14
2CCB892004R0845 | DS802N-B125/0.03AP-R | Active | 7612271211424 | 1045.61 | 1 | 1 | stuk | DS800 | BE31320 | SB (MCB&RCD Cat.B) | stuk | Diff-auto DS800N 2P B 125A 30mA AP-R 36kA | Disj. différentiel DS800N 2P B 125A 30mA AP-R 36kA | FI/LS-Kombination DS800N 2P B 125A 30mA AP-R 36kA | RCBO DS800N 2P B 125A 30mA AP-R 36kA |  | 5.14
2CCB893004R0841 | DS803ND125/.03AP-R | Active | 7612271211479 | 1382.79 | 1 | 1 | stuk | DS800 | BE31320 | SB (MCB&RCD Cat.B) | stuk | Diff-auto DS800N 3P D 125A 30mA AP-R 36kA | Disj. différentiel DS800N 3P D 125A 30mA AP-R 36kA | FI/LS-Kombination DS800N 3P D 125A 30mA AP-R 36kA | RCBO DS800N 3P D 125A 30mA AP-R 36kA |  | 5.14
2CCB893004R0844 | DS803N-C125/0.03AP-R | Active | 7612271211462 | 1310.99 | 1 | 1 | stuk | DS800 | BE31320 | SB (MCB&RCD Cat.B) | stuk | Diff-auto DS800N 3P C 125A 30mA AP-R 36kA | Disj. différentiel DS800N 3P C 125A 30mA AP-R 36kA | FI/LS-Kombination DS800N 3P C 125A 30mA AP-R 36kA | RCBO DS800N 3P C 125A 30mA AP-R 36kA |  | 5.14
2CCB893004R0845 | DS803N-B125/0.03AP-R | Active | 7612271211455 | 1310.99 | 1 | 1 | stuk | DS800 | BE31320 | SB (MCB&RCD Cat.B) | stuk | Diff-auto DS800N 3P B 125A 30mA AP-R 36kA | Disj. différentiel DS800N 3P B 125A 30mA AP-R 36kA | FI/LS-Kombination DS800N 3P B 125A 30mA AP-R 36kA | RCBO DS800N 3P B 125A 30mA AP-R 36kA |  | 5.14
2CCB894004R0841 | DS804ND125/.03AP-R | Active | 7612271211509 | 1674.93 | 1 | 1 | stuk | DS800 | BE31320 | SB (MCB&RCD Cat.B) | stuk | Diff-auto DS800N 4P D 125A 30mA AP-R 36kA | Disj. différentiel DS800N 4P D 125A 30mA AP-R 36kA | FI/LS-Kombination DS800N 4P D 125A 30mA AP-R 36kA | RCBO DS800N 4P D 125A 30mA AP-R 36kA |  | 5.14
2CCB894004R0844 | DS804N-C125/0.03AP-R | Active | 7612271211493 | 1580 | 1 | 1 | stuk | DS800 | BE31320 | SB (MCB&RCD Cat.B) | stuk | Diff-auto DS800N 4P C 125A 30mA AP-R 36kA | Disj. différentiel DS800N 4P C 125A 30mA AP-R 36kA | FI/LS-Kombination DS800N 4P C 125A 30mA AP-R 36kA | RCBO DS800N 4P C 125A 30mA AP-R 36kA |  | 5.14
2CCB894004R0845 | DS804N-B125/0.03AP-R | Active | 7612271211486 | 1580 | 1 | 1 | stuk | DS800 | BE31320 | SB (MCB&RCD Cat.B) | stuk | Diff-auto DS800N 4P B 125A 30mA AP-R 36kA | Disj. différentiel DS800N 4P B 125A 30mA AP-R 36kA | FI/LS-Kombination DS800N 4P B 125A 30mA AP-R 36kA | RCBO DS800N 4P B 125A 30mA AP-R 36kA |  | 5.14
2CCC862005R0841 | DS802S-D125/0.3AS | Active | 7612271211943 | 1435.13 | 1 | 1 | stuk | DS800 | BE31320 | SB (MCB&RCD Cat.B) | stuk | Diff-auto DS800S 2P D 125A 300mA S 50kA | Disj. différentiel DS800S 2P D 125A 300mA S 50kA | FI/LS-Kombination DS800S 2P D 125A 300mA S 50kA | RCBO DS800S 2P D 125A 300mA S 50kA |  | 5.14
2CCC862005R0844 | DS802S-C125/0.3AS | Active | 7612271211936 | 1346.27 | 1 | 1 | stuk | DS800 | BE31320 | SB (MCB&RCD Cat.B) | stuk | Diff-auto DS800S 2P C 125A 300mA S 50kA | Disj. différentiel DS800S 2P C 125A 300mA S 50kA | FI/LS-Kombination DS800S 2P C 125A 300mA S 50kA | RCBO DS800S 2P C 125A 300mA S 50kA |  | 5.14
2CCC862006R0647 | DS802S-K125/1AS | Active | 7612271211547 | 1336.53 | 1 | 1 | stuk | DS800 | BE31320 | SB (MCB&RCD Cat.B) | stuk | Diff-auto DS800S 2P K 125A 1000mA S 50kA | Disj. différentiel DS800S 2P K 125A 1000mA S 50kA | FI/LS-Kombination DS800S 2P K 125A 1000mA S 50kA | RCBO DS800S 2P K 125A 1000mA S 50kA |  | 5.14
2CCC862006R0841 | DS802S-D125/1AS | Active | 7612271211530 | 1360.88 | 1 | 1 | stuk | DS800 | BE31320 | SB (MCB&RCD Cat.B) | stuk | Diff-auto DS800S 2P D 125A 1000mA S 50kA | Disj. différentiel DS800S 2P D 125A 1000mA S 50kA | FI/LS-Kombination DS800S 2P D 125A 1000mA S 50kA | RCBO DS800S 2P D 125A 1000mA S 50kA |  | 5.14
2CCC862006R0844 | DS802S-C125/1AS | Active | 7612271211523 | 1276.89 | 1 | 1 | stuk | DS800 | BE31320 | SB (MCB&RCD Cat.B) | stuk | Diff-auto DS800S 2P C 125A 1000mA S 50kA | Disj. différentiel DS800S 2P C 125A 1000mA S 50kA | FI/LS-Kombination DS800S 2P C 125A 1000mA S 50kA | RCBO DS800S 2P C 125A 1000mA S 50kA |  | 5.14
2CCC862006R0845 | DS802S-B125/1AS | Active | 7612271211516 | 1276.89 | 1 | 1 | stuk | DS800 | BE31320 | SB (MCB&RCD Cat.B) | stuk | Diff-auto DS800S 2P B 125A 1000mA S 50kA | Disj. différentiel DS800S 2P B 125A 1000mA S 50kA | FI/LS-Kombination DS800S 2P B 125A 1000mA S 50kA | RCBO DS800S 2P B 125A 1000mA S 50kA |  | 5.14
2CCC863005R0841 | DS803S-D125/0.3AS | Active | 7612271211967 | 1737.02 | 1 | 1 | stuk | DS800 | BE31320 | SB (MCB&RCD Cat.B) | stuk | Diff-auto DS800S 3P D 125A 300mA S 50kA | Disj. différentiel DS800S 3P D 125A 300mA S 50kA | FI/LS-Kombination DS800S 3P D 125A 300mA S 50kA | RCBO DS800S 3P D 125A 300mA S 50kA |  | 5.14
2CCC863005R0844 | DS803S-C125/0.3AS | Active | 7612271211950 | 1616.51 | 1 | 1 | stuk | DS800 | BE31320 | SB (MCB&RCD Cat.B) | stuk | Diff-auto DS800S 3P C 125A 300mA S 50kA | Disj. différentiel DS800S 3P C 125A 300mA S 50kA | FI/LS-Kombination DS800S 3P C 125A 300mA S 50kA | RCBO DS800S 3P C 125A 300mA S 50kA |  | 5.14
2CCC864005R0647 | DS804S-K125/0.3AS | Active | 7612271211585 | 2043.77 | 1 | 1 | stuk | DS800 | BE31320 | SB (MCB&RCD Cat.B) | stuk | Diff-auto DS800S 4P K 125A 300mA S 50kA | Disj. différentiel DS800S 4P K 125A 300mA S 50kA | FI/LS-Kombination DS800S 4P K 125A 300mA S 50kA | RCBO DS800S 4P K 125A 300mA S 50kA |  | 5.14
2CCC864005R0841 | DS804S-D125/0.3AS | Active | 7612271211578 | 2092.45 | 1 | 1 | stuk | DS800 | BE31320 | SB (MCB&RCD Cat.B) | stuk | Diff-auto DS800S 4P D 125A 300mA S 50kA | Disj. différentiel DS800S 4P D 125A 300mA S 50kA | FI/LS-Kombination DS800S 4P D 125A 300mA S 50kA | RCBO DS800S 4P D 125A 300mA S 50kA |  | 5.14
2CCC864005R0844 | DS804S-C125/0.3AS | Active | 7612271211561 | 1928.12 | 1 | 1 | stuk | DS800 | BE31320 | SB (MCB&RCD Cat.B) | stuk | Diff-auto DS800S 4P C 125A 300mA S 50kA | Disj. différentiel DS800S 4P C 125A 300mA S 50kA | FI/LS-Kombination DS800S 4P C 125A 300mA S 50kA | RCBO DS800S 4P C 125A 300mA S 50kA |  | 5.14
2CCC864005R0845 | DS804S-B125/0.3AS | Active | 7612271211554 | 1928.12 | 1 | 1 | stuk | DS800 | BE31320 | SB (MCB&RCD Cat.B) | stuk | Diff-auto DS800S 4P B 125A 300mA S 50kA | Disj. différentiel DS800S 4P B 125A 300mA S 50kA | FI/LS-Kombination DS800S 4P B 125A 300mA S 50kA | RCBO DS800S 4P B 125A 300mA S 50kA |  | 5.14
2CCC864006R0647 | DS804S-K125/1AS | Active | 7612271211622 | 2006.04 | 1 | 1 | stuk | DS800 | BE31320 | SB (MCB&RCD Cat.B) | stuk | Diff-auto DS800S 4P K 125A 1000mA S 50kA | Disj. différentiel DS800S 4P K 125A 1000mA S 50kA | FI/LS-Kombination DS800S 4P K 125A 1000mA S 50kA | RCBO DS800S 4P K 125A 1000mA S 50kA |  | 5.14
2CCC864006R0841 | DS804S-D125/1AS | Active | 7612271211615 | 2058.38 | 1 | 1 | stuk | DS800 | BE31320 | SB (MCB&RCD Cat.B) | stuk | Diff-auto DS800S 4P D 125A 1000mA S 50kA | Disj. différentiel DS800S 4P D 125A 1000mA S 50kA | FI/LS-Kombination DS800S 4P D 125A 1000mA S 50kA | RCBO DS800S 4P D 125A 1000mA S 50kA |  | 5.14
2CCC864006R0844 | DS804S-C125/1AS | Active | 7612271211608 | 1894.04 | 1 | 1 | stuk | DS800 | BE31320 | SB (MCB&RCD Cat.B) | stuk | Diff-auto DS800S 4P C 125A 1000mA S 50kA | Disj. différentiel DS800S 4P C 125A 1000mA S 50kA | FI/LS-Kombination DS800S 4P C 125A 1000mA S 50kA | RCBO DS800S 4P C 125A 1000mA S 50kA |  | 5.14
2CCC864006R0845 | DS804S-B125/1AS | Active | 7612271211592 | 1894.04 | 1 | 1 | stuk | DS800 | BE31320 | SB (MCB&RCD Cat.B) | stuk | Diff-auto DS800S 4P B 125A 1000mA S 50kA | Disj. différentiel DS800S 4P B 125A 1000mA S 50kA | FI/LS-Kombination DS800S 4P B 125A 1000mA S 50kA | RCBO DS800S 4P B 125A 1000mA S 50kA |  | 5.14
2CCC892006R0841 | DS802N-D125/1AS | Active | 7612271211653 | 1199 | 1 | 1 | stuk | DS800 | BE31320 | SB (MCB&RCD Cat.B) | stuk | Diff-auto DS800N 2P D 125A 1000mA S 36kA | Disj. différentiel DS800N 2P D 125A 1000mA S 36kA | FI/LS-Kombination DS800N 2P D 125A 1000mA S 36kA | RCBO DS800N 2P D 125A 1000mA S 36kA |  | 5.14
2CCC892006R0844 | DS802N-C125/1AS | Active | 7612271211646 | 1151.51 | 1 | 1 | stuk | DS800 | BE31320 | SB (MCB&RCD Cat.B) | stuk | Diff-auto DS800N 2P C 125A 1000mA S 36kA | Disj. différentiel DS800N 2P C 125A 1000mA S 36kA | FI/LS-Kombination DS800N 2P C 125A 1000mA S 36kA | RCBO DS800N 2P C 125A 1000mA S 36kA |  | 5.14
2CCC892006R0845 | DS802N-B125/1AS | Active | 7612271211639 | 1151.51 | 1 | 1 | stuk | DS800 | BE31320 | SB (MCB&RCD Cat.B) | stuk | Diff-auto DS800N 2P B 125A 1000mA S 36kA | Disj. différentiel DS800N 2P B 125A 1000mA S 36kA | FI/LS-Kombination DS800N 2P B 125A 1000mA S 36kA | RCBO DS800N 2P B 125A 1000mA S 36kA |  | 5.14
2CCC894005R0841 | DS804N-D125/0.3AS | Active | 7612271211684 | 1801.53 | 1 | 1 | stuk | DS800 | BE31320 | SB (MCB&RCD Cat.B) | stuk | Diff-auto DS800N 4P D 125A 300mA S 36kA | Disj. différentiel DS800N 4P D 125A 300mA S 36kA | FI/LS-Kombination DS800N 4P D 125A 300mA S 36kA | RCBO DS800N 4P D 125A 300mA S 36kA |  | 5.14
2CCC894005R0844 | DS804N-C125/0.3AS | Active | 7612271211677 | 1706.59 | 1 | 1 | stuk | DS800 | BE31320 | SB (MCB&RCD Cat.B) | stuk | Diff-auto DS800N 4P C 125A 300mA S 36kA | Disj. différentiel DS800N 4P C 125A 300mA S 36kA | FI/LS-Kombination DS800N 4P C 125A 300mA S 36kA | RCBO DS800N 4P C 125A 300mA S 36kA |  | 5.14
2CCC894005R0845 | DS804N-B125/0.3AS | Active | 7612271211660 | 1706.59 | 1 | 1 | stuk | DS800 | BE31320 | SB (MCB&RCD Cat.B) | stuk | Diff-auto DS800N 4P B 125A 300mA S 36kA | Disj. différentiel DS800N 4P B 125A 300mA S 36kA | FI/LS-Kombination DS800N 4P B 125A 300mA S 36kA | RCBO DS800N 4P B 125A 300mA S 36kA |  | 5.14
2CCC894006R0841 | DS804N-D125/1AS | Active | 7612271211714 | 1763.79 | 1 | 1 | stuk | DS800 | BE31320 | SB (MCB&RCD Cat.B) | stuk | Diff-auto DS800N 4P D 125A 1000mA S 36kA | Disj. différentiel DS800N 4P D 125A 1000mA S 36kA | FI/LS-Kombination DS800N 4P D 125A 1000mA S 36kA | RCBO DS800N 4P D 125A 1000mA S 36kA |  | 5.14
2CCC894006R0844 | DS804N-C125/1AS | Active | 7612271211707 | 1670.07 | 1 | 1 | stuk | DS800 | BE31320 | SB (MCB&RCD Cat.B) | stuk | Diff-auto DS800N 4P C 125A 1000mA S 36kA | Disj. différentiel DS800N 4P C 125A 1000mA S 36kA | FI/LS-Kombination DS800N 4P C 125A 1000mA S 36kA | RCBO DS800N 4P C 125A 1000mA S 36kA |  | 5.14
2CCC894006R0845 | DS804N-B125/1AS | Active | 7612271211691 | 1670.07 | 1 | 1 | stuk | DS800 | BE31320 | SB (MCB&RCD Cat.B) | stuk | Diff-auto DS800N 4P B 125A 1000mA S 36kA | Disj. différentiel DS800N 4P B 125A 1000mA S 36kA | FI/LS-Kombination DS800N 4P B 125A 1000mA S 36kA | RCBO DS800N 4P B 125A 1000mA S 36kA |  | 5.14
2CCE160300R0131 | E463/3KB | Active | 7612270932528 | 57.49 | 1 | 1 | stuk | E463 | BE31320 | SA (Modulair+Plug&Socket) | stuk | E463 Mod schakelaar 63A 3NO 10kA | E463 Interrupteur 63A 3NO 10kA | E463/3-KB Hauptschalter 3S,63A,400VAC | E463/3KB On-off switch |  | 5.14
2CCE180300R0141 | E480/3KB | Active | 7612270932542 | 120.53 | 1 | 1 | stuk | E480 | BE31320 | SA (Modulair+Plug&Socket) | stuk | E480 Mod schakelaar 80A 3NO 10kA | E480 Interrupteur 80A 3NO 10kA | E480/3-KB Trennschalter 3P,80A,Schaltgriff schwarz | E480/3KB On-off switch |  | 5.14
2CDD271111R0016 | SHD201/16 | Active | 4016779904308 | 9.04 | 1 | 1 | stuk | SHD200 | BE31320 | SA (Modulair+Plug&Socket) | stuk | Mod.schakelaar SHD 1P 16A 240VAC | Sectionneur interrupteur SHD 1P 16A 240VAC | Lasttrennschalter SHD 1P 16A 240VAC | Switch disconnector SHD 1P 16A 240VAC |  | 5.14
2CDD271111R0025 | SHD201/25 | Active | 4016779904315 | 9.47 | 1 | 1 | stuk | SHD200 | BE31320 | SA (Modulair+Plug&Socket) | stuk | Mod.schakelaar SHD 1P 25A 240VAC | Sectionneur interrupteur SHD 1P 25A 240VAC | Lasttrennschalter SHD 1P 25A 240VAC | Switch disconnector SHD 1P 25A 240VAC |  | 5.14
2CDD271111R0032 | SHD201/32 | Active | 4016779904322 | 10.31 | 1 | 1 | stuk | SHD200 | BE31320 | SA (Modulair+Plug&Socket) | stuk | Mod.schakelaar SHD 1P 32A 240VAC | Sectionneur interrupteur SHD 1P 32A 240VAC | Lasttrennschalter SHD 1P 32A 240VAC | Switch disconnector SHD 1P 32A 240VAC |  | 5.14
2CDD271111R0040 | SHD201/40 | Active | 4016779904339 | 10.78 | 1 | 1 | stuk | SHD200 | BE31320 | SA (Modulair+Plug&Socket) | stuk | Mod.schakelaar SHD 1P 40A 240VAC | Sectionneur interrupteur SHD 1P 40A 240VAC | Lasttrennschalter SHD 1P 40A 240VAC | Switch disconnector SHD 1P 40A 240VAC |  | 5.14
2CDD271111R0050 | SHD201/50 | Active | 4016779904346 | 11.82 | 1 | 1 | stuk | SHD200 | BE31320 | SA (Modulair+Plug&Socket) | stuk | Mod.schakelaar SHD 1P 50A 240VAC | Sectionneur interrupteur SHD 1P 50A 240VAC | Lasttrennschalter SHD 1P 50A 240VAC | Switch disconnector SHD 1P 50A 240VAC |  | 5.14
2CDD271111R0063 | SHD201/63 | Active | 4016779904353 | 12.88 | 1 | 1 | stuk | SHD200 | BE31320 | SA (Modulair+Plug&Socket) | stuk | Mod.schakelaar SHD 1P 63A 240VAC | Sectionneur interrupteur SHD 1P 63A 240VAC | Lasttrennschalter SHD 1P 63A 240VAC | Switch disconnector SHD 1P 63A 240VAC |  | 5.14
2CDD272111R0016 | SHD202/16 | Active | 4016779904360 | 18.98 | 1 | 1 | stuk | SHD200 | BE31320 | SA (Modulair+Plug&Socket) | stuk | Mod.schakelaar SHD 2P 16A 415VAC | Sectionneur interrupteur SHD 2P 16A 415VAC | Lasttrennschalter SHD 2P 16A 415VAC | Switch disconnector SHD 2P 16A 415VAC |  | 5.14
2CDD272111R0025 | SHD202/25 | Active | 4016779904377 | 19.94 | 1 | 1 | stuk | SHD200 | BE31320 | SA (Modulair+Plug&Socket) | stuk | Mod.schakelaar SHD 2P 25A 415VAC | Sectionneur interrupteur SHD 2P 25A 415VAC | Lasttrennschalter SHD 2P 25A 415VAC | Switch disconnector SHD 2P 25A 415VAC |  | 5.14
2CDD272111R0032 | SHD202/32 | Active | 4016779904384 | 21.53 | 1 | 1 | stuk | SHD200 | BE31320 | SA (Modulair+Plug&Socket) | stuk | Mod.schakelaar SHD 2P 32A 415VAC | Sectionneur interrupteur SHD 2P 32A 415VAC | Lasttrennschalter SHD 2P 32A 415VAC | Switch disconnector SHD 2P 32A 415VAC |  | 5.14
2CDD272111R0040 | SHD202/40 | Active | 4016779904391 | 22.72 | 1 | 1 | stuk | SHD200 | BE31320 | SA (Modulair+Plug&Socket) | stuk | Mod.schakelaar SHD 2P 40A 415VAC | Sectionneur interrupteur SHD 2P 40A 415VAC | Lasttrennschalter SHD 2P 40A 415VAC | Switch disconnector SHD 2P 40A 415VAC |  | 5.14
2CDD272111R0050 | SHD202/50 | Active | 4016779904407 | 24.82 | 1 | 1 | stuk | SHD200 | BE31320 | SA (Modulair+Plug&Socket) | stuk | Mod.schakelaar SHD 2P 50A 415VAC | Sectionneur interrupteur SHD 2P 50A 415VAC | Lasttrennschalter SHD 2P 50A 415VAC | Switch disconnector SHD 2P 50A 415VAC |  | 5.14
2CDD272111R0063 | SHD202/63 | Active | 4016779904414 | 27 | 1 | 1 | stuk | SHD200 | BE31320 | SA (Modulair+Plug&Socket) | stuk | Mod.schakelaar SHD 2P 63A 415VAC | Sectionneur interrupteur SHD 2P 63A 415VAC | Lasttrennschalter SHD 2P 63A 415VAC | Switch disconnector SHD 2P 63A 415VAC |  | 5.14
2CDD273111R0016 | SHD203/16 | Active | 4016779904421 | 29.77 | 1 | 1 | stuk | SHD200 | BE31320 | SA (Modulair+Plug&Socket) | stuk | Mod.schakelaar SHD 3P 16A 415VAC | Sectionneur interrupteur SHD 3P 16A 415VAC | Lasttrennschalter SHD 3P 16A 415VAC | Switch disconnector SHD 3P 16A 415VAC |  | 5.14
2CDD273111R0025 | SHD203/25 | Active | 4016779904438 | 31.47 | 1 | 1 | stuk | SHD200 | BE31320 | SA (Modulair+Plug&Socket) | stuk | Mod.schakelaar SHD 3P 25A 415VAC | Sectionneur interrupteur SHD 3P 25A 415VAC | Lasttrennschalter SHD 3P 25A 415VAC | Switch disconnector SHD 3P 25A 415VAC |  | 5.14
2CDD273111R0032 | SHD203/32 | Active | 4016779904445 | 33.76 | 1 | 1 | stuk | SHD200 | BE31320 | SA (Modulair+Plug&Socket) | stuk | Mod.schakelaar SHD 3P 32A 415VAC | Sectionneur interrupteur SHD 3P 32A 415VAC | Lasttrennschalter SHD 3P 32A 415VAC | Switch disconnector SHD 3P 32A 415VAC |  | 5.14
2CDD273111R0040 | SHD203/40 | Active | 4016779904452 | 35.78 | 1 | 1 | stuk | SHD200 | BE31320 | SA (Modulair+Plug&Socket) | stuk | Mod.schakelaar SHD 3P 40A 415VAC | Sectionneur interrupteur SHD 3P 40A 415VAC | Lasttrennschalter SHD 3P 40A 415VAC | Switch disconnector SHD 3P 40A 415VAC |  | 5.14
2CDD273111R0050 | SHD203/50 | Active | 4016779904469 | 39.18 | 1 | 1 | stuk | SHD200 | BE31320 | SA (Modulair+Plug&Socket) | stuk | Mod.schakelaar SHD 3P 50A 415VAC | Sectionneur interrupteur SHD 3P 50A 415VAC | Lasttrennschalter SHD 3P 50A 415VAC | Switch disconnector SHD 3P 50A 415VAC |  | 5.14
2CDD273111R0063 | SHD203/63 | Active | 4016779904476 | 42.56 | 1 | 1 | stuk | SHD200 | BE31320 | SA (Modulair+Plug&Socket) | stuk | Mod.schakelaar SHD 3P 63A 415VAC | Sectionneur interrupteur SHD 3P 63A 415VAC | Lasttrennschalter SHD 3P 63A 415VAC | Switch disconnector SHD 3P 63A 415VAC |  | 5.14
2CDD274111R0016 | SHD204/16 | Active | 4016779904483 | 39.77 | 1 | 1 | stuk | SHD200 | BE31320 | SA (Modulair+Plug&Socket) | stuk | Mod.schakelaar SHD 4P 16A 415VAC | Sectionneur interrupteur SHD 4P 16A 415VAC | Lasttrennschalter SHD 4P 16A 415VAC | Switch disconnector SHD 4P 16A 415VAC |  | 5.14
2CDD274111R0025 | SHD204/25 | Active | 4016779904490 | 41.7 | 1 | 1 | stuk | SHD200 | BE31320 | SA (Modulair+Plug&Socket) | stuk | Mod.schakelaar SHD 4P 25A 415VAC | Sectionneur interrupteur SHD 4P 25A 415VAC | Lasttrennschalter SHD 4P 25A 415VAC | Switch disconnector SHD 4P 25A 415VAC |  | 5.14
2CDD274111R0032 | SHD204/32 | Active | 4016779904506 | 44.96 | 1 | 1 | stuk | SHD200 | BE31320 | SA (Modulair+Plug&Socket) | stuk | Mod.schakelaar SHD 4P 32A 415VAC | Sectionneur interrupteur SHD 4P 32A 415VAC | Lasttrennschalter SHD 4P 32A 415VAC | Switch disconnector SHD 4P 32A 415VAC |  | 5.14
2CDD274111R0040 | SHD204/40 | Active | 4016779904513 | 47.61 | 1 | 1 | stuk | SHD200 | BE31320 | SA (Modulair+Plug&Socket) | stuk | Mod.schakelaar SHD 4P 40A 415VAC | Sectionneur interrupteur SHD 4P 40A 415VAC | Lasttrennschalter SHD 4P 40A 415VAC | Switch disconnector SHD 4P 40A 415VAC |  | 5.14
2CDD274111R0050 | SHD204/50 | Active | 4016779904520 | 52.2 | 1 | 1 | stuk | SHD200 | BE31320 | SA (Modulair+Plug&Socket) | stuk | Mod.schakelaar SHD 4P 50A 415VAC | Sectionneur interrupteur SHD 4P 50A 415VAC | Lasttrennschalter SHD 4P 50A 415VAC | Switch disconnector SHD 4P 50A 415VAC |  | 5.14
2CDD274111R0063 | SHD204/63 | Active | 4016779904537 | 56.66 | 1 | 1 | stuk | SHD200 | BE31320 | SA (Modulair+Plug&Socket) | stuk | Mod.schakelaar SHD 4P 63A 415VAC | Sectionneur interrupteur SHD 4P 63A 415VAC | Lasttrennschalter SHD 4P 63A 415VAC | Switch disconnector SHD 4P 63A 415VAC |  | 5.14
2CDD281101R0016 | SD201/16 | Active | 4016779904063 | 10.43 | 1 | 1 | stuk | SD200 | BE31320 | SA (Modulair+Plug&Socket) | stuk | Mod.schakelaar SD 1P 16A 253VAC | Sectionneur interrupteur SD 1P 16A 253VAC | Lasttrennschalter SD 1P 16A 253VAC | Switch disconnector SD 1P 16A 253VAC |  | 5.14
2CDD281101R0025 | SD201/25 | Active | 4016779904070 | 10.9 | 1 | 1 | stuk | SD200 | BE31320 | SA (Modulair+Plug&Socket) | stuk | Mod.schakelaar SD 1P 25A 253VAC | Sectionneur interrupteur SD 1P 25A 253VAC | Lasttrennschalter SD 1P 25A 253VAC | Switch disconnector SD 1P 25A 253VAC |  | 5.14
2CDD281101R0032 | SD201/32 | Active | 4016779904087 | 11.76 | 1 | 1 | stuk | SD200 | BE31320 | SA (Modulair+Plug&Socket) | stuk | Mod.schakelaar SD 1P 32A 253VAC | Sectionneur interrupteur SD 1P 32A 253VAC | Lasttrennschalter SD 1P 32A 253VAC | Switch disconnector SD 1P 32A 253VAC |  | 5.14
2CDD281101R0040 | SD201/40 | Active | 4016779904094 | 12.48 | 1 | 1 | stuk | SD200 | BE31320 | SA (Modulair+Plug&Socket) | stuk | Mod.schakelaar SD 1P 40A 253VAC | Sectionneur interrupteur SD 1P 40A 253VAC | Lasttrennschalter SD 1P 40A 253VAC | Switch disconnector SD 1P 40A 253VAC |  | 5.14
2CDD281101R0050 | SD201/50 | Active | 4016779904100 | 13.63 | 1 | 1 | stuk | SD200 | BE31320 | SA (Modulair+Plug&Socket) | stuk | Mod.schakelaar SD 1P 50A 253VAC | Sectionneur interrupteur SD 1P 50A 253VAC | Lasttrennschalter SD 1P 50A 253VAC | Switch disconnector SD 1P 50A 253VAC |  | 5.14
2CDD281101R0063 | SD201/63 | Active | 4016779904117 | 14.83 | 1 | 1 | stuk | SD200 | BE31320 | SA (Modulair+Plug&Socket) | stuk | Mod.schakelaar SD 1P 63A 253VAC | Sectionneur interrupteur SD 1P 63A 253VAC | Lasttrennschalter SD 1P 63A 253VAC | Switch disconnector SD 1P 63A 253VAC |  | 5.14
2CDD282101R0016 | SD202/16 | Active | 4016779904124 | 21.81 | 1 | 1 | stuk | SD200 | BE31320 | SA (Modulair+Plug&Socket) | stuk | Mod.schakelaar SD 2P 16A 440VAC | Sectionneur interrupteur SD 2P 16A 440VAC | Lasttrennschalter SD 2P 16A 440VAC | Switch disconnector SD 2P 16A 440VAC |  | 5.14
2CDD282101R0025 | SD202/25 | Active | 4016779904131 | 22.9 | 1 | 1 | stuk | SD200 | BE31320 | SA (Modulair+Plug&Socket) | stuk | Mod.schakelaar SD 2P 25A 440VAC | Sectionneur interrupteur SD 2P 25A 440VAC | Lasttrennschalter SD 2P 25A 440VAC | Switch disconnector SD 2P 25A 440VAC |  | 5.14
2CDD282101R0032 | SD202/32 | Active | 4016779904148 | 24.71 | 1 | 1 | stuk | SD200 | BE31320 | SA (Modulair+Plug&Socket) | stuk | Mod.schakelaar SD 2P 32A 440VAC | Sectionneur interrupteur SD 2P 32A 440VAC | Lasttrennschalter SD 2P 32A 440VAC | Switch disconnector SD 2P 32A 440VAC |  | 5.14
2CDD282101R0040 | SD202/40 | Active | 4016779904155 | 26.03 | 1 | 1 | stuk | SD200 | BE31320 | SA (Modulair+Plug&Socket) | stuk | Mod.schakelaar SD 2P 40A 440VAC | Sectionneur interrupteur SD 2P 40A 440VAC | Lasttrennschalter SD 2P 40A 440VAC | Switch disconnector SD 2P 40A 440VAC |  | 5.14
2CDD282101R0050 | SD202/50 | Active | 4016779904162 | 28.57 | 1 | 1 | stuk | SD200 | BE31320 | SA (Modulair+Plug&Socket) | stuk | Mod.schakelaar SD 2P 50A 440VAC | Sectionneur interrupteur SD 2P 50A 440VAC | Lasttrennschalter SD 2P 50A 440VAC | Switch disconnector SD 2P 50A 440VAC |  | 5.14
2CDD282101R0063 | SD202/63 | Active | 4016779904179 | 31.09 | 1 | 1 | stuk | SD200 | BE31320 | SA (Modulair+Plug&Socket) | stuk | Mod.schakelaar SD 2P 63A 440VAC | Sectionneur interrupteur SD 2P 63A 440VAC | Lasttrennschalter SD 2P 63A 440VAC | Switch disconnector SD 2P 63A 440VAC |  | 5.14
2CDD283101R0016 | SD203/16 | Active | 4016779904186 | 34.36 | 1 | 1 | stuk | SD200 | BE31320 | SA (Modulair+Plug&Socket) | stuk | Mod.schakelaar SD 3P 16A 440VAC | Sectionneur interrupteur SD 3P 16A 440VAC | Lasttrennschalter SD 3P 16A 440VAC | Switch disconnector SD 3P 16A 440VAC |  | 5.14
2CDD283101R0025 | SD203/25 | Active | 4016779904193 | 36.06 | 1 | 1 | stuk | SD200 | BE31320 | SA (Modulair+Plug&Socket) | stuk | Mod.schakelaar SD 3P 25A 440VAC | Sectionneur interrupteur SD 3P 25A 440VAC | Lasttrennschalter SD 3P 25A 440VAC | Switch disconnector SD 3P 25A 440VAC |  | 5.14
2CDD283101R0032 | SD203/32 | Active | 4016779904209 | 38.94 | 1 | 1 | stuk | SD200 | BE31320 | SA (Modulair+Plug&Socket) | stuk | Mod.schakelaar SD 3P 32A 440VAC | Sectionneur interrupteur SD 3P 32A 440VAC | Lasttrennschalter SD 3P 32A 440VAC | Switch disconnector SD 3P 32A 440VAC |  | 5.14
2CDD283101R0040 | SD203/40 | Active | 4016779904216 | 41.1 | 1 | 1 | stuk | SD200 | BE31320 | SA (Modulair+Plug&Socket) | stuk | Mod.schakelaar SD 3P 40A 440VAC | Sectionneur interrupteur SD 3P 40A 440VAC | Lasttrennschalter SD 3P 40A 440VAC | Switch disconnector SD 3P 40A 440VAC |  | 5.14
2CDD283101R0050 | SD203/50 | Active | 4016779904223 | 44.96 | 1 | 1 | stuk | SD200 | BE31320 | SA (Modulair+Plug&Socket) | stuk | Mod.schakelaar SD 3P 50A 440VAC | Sectionneur interrupteur SD 3P 50A 440VAC | Lasttrennschalter SD 3P 50A 440VAC | Switch disconnector SD 3P 50A 440VAC |  | 5.14
2CDD283101R0063 | SD203/63 | Active | 4016779904230 | 48.8 | 1 | 1 | stuk | SD200 | BE31320 | SA (Modulair+Plug&Socket) | stuk | Mod.schakelaar SD 3P 63A 440VAC | Sectionneur interrupteur SD 3P 63A 440VAC | Lasttrennschalter SD 3P 63A 440VAC | Switch disconnector SD 3P 63A 440VAC |  | 5.14
2CDD284101R0016 | SD204/16 | Active | 4016779904247 | 45.57 | 1 | 1 | stuk | SD200 | BE31320 | SA (Modulair+Plug&Socket) | stuk | Mod.schakelaar SD 4P 16A 440VAC | Sectionneur interrupteur SD 4P 16A 440VAC | Lasttrennschalter SD 4P 16A 440VAC | Switch disconnector SD 4P 16A 440VAC |  | 5.14
2CDD284101R0025 | SD204/25 | Active | 4016779904254 | 48.22 | 1 | 1 | stuk | SD200 | BE31320 | SA (Modulair+Plug&Socket) | stuk | Mod.schakelaar SD 4P 25A 440VAC | Sectionneur interrupteur SD 4P 25A 440VAC | Lasttrennschalter SD 4P 25A 440VAC | Switch disconnector SD 4P 25A 440VAC |  | 5.14
2CDD284101R0032 | SD204/32 | Active | 4016779904261 | 51.83 | 1 | 1 | stuk | SD200 | BE31320 | SA (Modulair+Plug&Socket) | stuk | Mod.schakelaar SD 4P 32A 440VAC | Sectionneur interrupteur SD 4P 32A 440VAC | Lasttrennschalter SD 4P 32A 440VAC | Switch disconnector SD 4P 32A 440VAC |  | 5.14
2CDD284101R0040 | SD204/40 | Active | 4016779904278 | 54.72 | 1 | 1 | stuk | SD200 | BE31320 | SA (Modulair+Plug&Socket) | stuk | Mod.schakelaar SD 4P 40A 440VAC | Sectionneur interrupteur SD 4P 40A 440VAC | Lasttrennschalter SD 4P 40A 440VAC | Switch disconnector SD 4P 40A 440VAC |  | 5.14
2CDD284101R0050 | SD204/50 | Active | 4016779904285 | 60.04 | 1 | 1 | stuk | SD200 | BE31320 | SA (Modulair+Plug&Socket) | stuk | Mod.schakelaar SD 4P 50A 440VAC | Sectionneur interrupteur SD 4P 50A 440VAC | Lasttrennschalter SD 4P 50A 440VAC | Switch disconnector SD 4P 50A 440VAC |  | 5.14
2CDD284101R0063 | SD204/63 | Active | 4016779904292 | 65.21 | 1 | 1 | stuk | SD200 | BE31320 | SA (Modulair+Plug&Socket) | stuk | Mod.schakelaar SD 4P 63A 440VAC | Sectionneur interrupteur SD 4P 63A 440VAC | Lasttrennschalter SD 4P 63A 440VAC | Switch disconnector SD 4P 63A 440VAC |  | 5.14
2CDE010003R0511 | E232E-8/230N | Active | 4016779654173 | 131.39 | 1 | 1 | stuk | E232 | BE31320 | SA (Modulair+Plug&Socket) | stuk | E232 Trappenhuisautomaat 16A 8-230VAC/DC 20min | E232 Minuterie d'escaliers 16A, 8-230V CA/CC, 20min | E232E-8/230N Treppenlicht-Zeitschalter | E232E-8/230N Staircase time switch |  | 5.14
2CDE010013R0511 | E232E-8/230-MULTI1 | Active | 4016779654197 | 162.72 | 1 | 1 | stuk | E232 | BE31320 | SA (Modulair+Plug&Socket) | stuk | E232 trappenhuisautomaat 16A 8-230VAC/DC -Multi10 | E232 Minuterie d'escaliers 16A, 8-230V CA/CC, 20min, Multi10 | E232E-8/230-MULTI10 Treppenlicht-Zeitsch | E232E-8/230 Multi10 Staircase time switch |  | 5.14
2CDE100000R1601 | E233-230 | Active | 4012233630004 | 51.6 | 1 | 1 | stuk | Hour Counters E233 | BE31320 | SA (Modulair+Plug&Socket) | stuk | Bedrijfsurenteller E233 230Vac 50Hz | Compteur horaire E233 230Vac, 50Hz | E233-230 Betriebsstundenzähler 230V,50Hz | E233-230 WORKING HOUR METER |  | 5.14
2CDE100021R1601 | E233-240/60HZ | Active | 4016779365901 | 55.8 | 1 | 1 | stuk | Hour Counters E233 | BE31320 | SA (Modulair+Plug&Socket) | stuk | Bedrijfsurenteller E233 240Vac 60Hz | Compteur horaire E233 240Vac, 60Hz | E233-240/60HZ Betriebsstundenzähler 240V,60Hz | E233-240 60HZ WORKING HOUR METER |  | 5.14
2CDE100500R1711 | E235-GLE | Active | 4016779571814 | 27.49 | 1 | 1 | stuk | ATT, E235, LEE 230, THS | BE31320 | SA (Modulair+Plug&Socket) | stuk | Afschakelrelais E235 E235 | Relais de découplage E235 | E235-GLE Grundlastelement für Netzfreischalter E235 | E235-GLE Base load element |  | 5.14
2CDE100510R1711 | E235-GLA | Active | 4016779571869 | 80.99 | 1 | 1 | stuk | ATT, E235, LEE 230, THS | BE31320 | SA (Modulair+Plug&Socket) | stuk | Afschakelrelais E235 E235 | Relais de découplage E235 | E235-GLA Grundlastadapter für E235-NFS | E235-GLA Base load adapter |  | 5.14
2CDE102001R1901 | ILTS-E2D0 | Active | 4016779653480 | 132.58 | 1 | 1 | stuk | ILTS-E with Accessories | BE31320 | SA (Modulair+Plug&Socket) | stuk | zekeringhouder ILTS-E2 2P 63A D0 | D0-fuse disconnector ILTS-E2 | ILTS-E2D0 Sich.-Lasttrennschalter D0,2P.,63A | D0-fuse disconnector ILTS-E2 |  | 5.14
2CDE103001R1901 | ILTS-E3D0 | Active | 4016779653497 | 178.38 | 1 | 1 | stuk | ILTS-E with Accessories | BE31320 | SA (Modulair+Plug&Socket) | stuk | Zekeringhouder ILTS-E3 3P 63A D0 | Porte fusible Série ILTS 3P, 63A, D0 fusibles | ILTS-E3D0 Sich.-Lasttrennschalter D0,3P.,63A | D0-fuse disconnector ILTS-E3 |  | 5.14
2CDE110000R0501 | E232-230 | Active | 4016779548243 | 76.78 | 1 | 1 | stuk | E232 | BE31320 | SA (Modulair+Plug&Socket) | stuk | E232 Trappenhuisautomaat 1-7min 230VAC | E232 Minuterie d'escaliers 1-7 min 230VCA | E232-230 Treppenlicht-Zeitsch. 230 V AC | E232-230 STAIRCASE TIME SWITCH |  | 5.14
2CDE110000R1701 | E235-NFS | Active | 4016779571821 | 285.66 | 1 | 1 | stuk | ATT, E235, LEE 230, THS | BE31320 | SA (Modulair+Plug&Socket) | stuk | Afschakelrelais E235 No-Load | Relais de découplage E235 | E235-NFS Netzfreischaltrelais | E235-NFS Mains disconnection switch |  | 5.14
2CDE110003R0511 | E232E-230N | Active | 4016779654166 | 99.81 | 1 | 1 | stuk | E232 | BE31320 | SA (Modulair+Plug&Socket) | stuk | E232 Trappenhuisautomaat 16A 230V 20min | E232 Minuterie d'escaliers 16A, 230V, 20min | E232E-230N Treppenlicht-Zeitsch. | E232E-230N Staircase time switch |  | 5.14
2CDE110013R0511 | E232E-230-MULTI10 | Active | 4016779654180 | 51.69 | 1 | 1 | stuk | E232 | BE31320 | SA (Modulair+Plug&Socket) | stuk | E232 Trappenhuisautomaat 16A 230V 20min Multi10 | E232 Minuterie d'escaliers 16A, 230V, 20min, Multi10 | E232E-230-MULTI10 Treppenlicht-Zeitsch. | E232E-230 Multi10 Staircase time switch |  | 5.14
2CDE160000R0901 | E451-5,7A | Active | 4016779415903 | 44.49 | 1 | 1 | stuk | RAL, E450 | BE31320 | SA (Modulair+Plug&Socket) | stuk | Voorrangsschak.E450 6 7-39A | Interrupteur de priorité E450 6,7-39A | E451-5,7A Lastabwurfrelais 6,7..39A | E451-5,7A RELEASE RELAY |  | 5.14
2CDE160010R0901 | E452-5,7A | Active | 4016779209502 | 56.05 | 1 | 1 | stuk | RAL, E450 | BE31320 | SA (Modulair+Plug&Socket) | stuk | Voorrangsschak.E450 6 7-39A afschakelvertrag. | Interrupteur de priorité E450 6,7-39A, délai | E452-5,7A Lastabwurfrelais 6,7..39A | E452-5,7A RELEASE RELAY |  | 5.14
2CDE165000R2001 | E236-US1 | Active | 4016779511087 | 201.29 | 1 | 1 | stuk | E236, SQZ, RH/RL | BE31320 | SA (Modulair+Plug&Socket) | stuk | E236 min spanningsrelais 3P+N 2W vast 195V 5% hys. | E236 Relais min. tension fixe 195V, 5% hys. | E236-US1 Unterspannungsrelais 3Ph.+N,2Wechsler | E236-US1 Undervoltage Relay |  | 5.14
2CDE165001R2001 | E236-US1.1 | Active | 4016779651776 | 159.11 | 1 | 1 | stuk | E236, SQZ, RH/RL | BE31320 | SA (Modulair+Plug&Socket) | stuk | E236 min spanningsrelais 3P+N 1W vast 195V 5% hys. | E236 Relais min. tension fixe 195V, 5% hys. | E236-US1.1 Unterspannungsrelais 3Ph.+N,1Wechsler | E236-US1.1 Undervoltage relay |  | 5.14
2CDE165001R2011 | E236-US1.1D | Active | 4016779651790 | 184.41 | 1 | 1 | stuk | E236, SQZ, RH/RL | BE31320 | SA (Modulair+Plug&Socket) | stuk | E236 min spanningsrelais 3P+N 1W vast 195V 5% hys. | E236 Relais min. tension fixe 195V, 5% hys. | E236-US1.1D Unterspannungsrelais 3Ph.+N,1Wechsler,Einschaltverzögerung | E236-US1.1D Undervoltage relay |  | 5.14
2CDE165010R2001 | E236-US2 | Active | 4016779511094 | 230.21 | 1 | 1 | stuk | E236, SQZ, RH/RL | BE31320 | SA (Modulair+Plug&Socket) | stuk | E236 min spanningsrelais 3P+N 2W 160-240V 5% hys. | E236 Relais min. tension 160-240V, 5% hys. | E236-US2 Unterspannungsrelais 3Ph.+N,2Wechsler | E236-US2 Undervoltage Relay |  | 5.14
2CDE165011R2001 | E236-US2.1 | Active | 4016779651783 | 184.41 | 1 | 1 | stuk | E236, SQZ, RH/RL | BE31320 | SA (Modulair+Plug&Socket) | stuk | E236 min spanningsrelais 3P+N 1W 160-240V 5% hys. | E236 Relais min. tension 160-240V, 5% hys. | E236-US2.1 Unterspannungsrelais 3Ph.+N,1Wechsler | E236-US2.1 Undervoltage relay |  | 5.14
2CDE281001R0080 | E201/80R | Active | 4016779645744 | 15.42 | 1 | 1 | stuk | E200 | BE31320 | SA (Modulair+Plug&Socket) | stuk | E200 schakelaar 1P 80A rood | E200 Interrupteur 1P, 80A, rouge | E201/80R Trennschalter 1P,80A,Schaltgriff rot | Isolator E201/80r |  | 5.14
2CDE281001R0100 | E201/100R | Active | 4016779645768 | 19.89 | 1 | 1 | stuk | E200 | BE31320 | SA (Modulair+Plug&Socket) | stuk | E200 schakelaar 1P 100A rood | E200 Interrupteur 1P, 100A, rouge | E201/100R Trennschalter 1P,100A,Schaltgriff rot | Isolator E201/100r |  | 5.14
2CDE281001R0125 | E201/125R | Active | 4016779645782 | 21.33 | 1 | 1 | stuk | E200 | BE31320 | SA (Modulair+Plug&Socket) | stuk | E200 schakelaar 1P 125A rood | E200 Interrupteur 1P, 125A, rouge | E201/125R Trennschalter 1P,125A,Schaltgriff rot | Isolator E201/125r |  | 5.14
2CDE281001R1080 | E201/80G | Active | 4016779645737 | 15.42 | 1 | 1 | stuk | E200 | BE31320 | SA (Modulair+Plug&Socket) | stuk | E200 schakelaar 1P 80A grijs | E200 Interrupteur 1P, 80A, gris | E201/80G Trennschalter 1P,80A,Schaltgriff grau | Isolator E201/80g |  | 5.14
2CDE281001R1100 | E201/100G | Active | 4016779645751 | 19.89 | 1 | 1 | stuk | E200 | BE31320 | SA (Modulair+Plug&Socket) | stuk | E200 schakelaar 1P 100A grijs | E200 Interrupteur 1P, 100A, gris | E201/100G Trennschalter 1P,100A,Schaltgriff grau | Isolator E201/100g |  | 5.14
2CDE281001R1125 | E201/125G | Active | 4016779645775 | 21.33 | 1 | 1 | stuk | E200 | BE31320 | SA (Modulair+Plug&Socket) | stuk | E200 schakelaar 1P 125A grijs | E200 Interrupteur 1P, 125A, gris | E201/125G Trennschalter 1P,125A,Schaltgriff grau | Isolator E201/125g |  | 5.14
2CDE282001R0016 | E202/16R | Active | 4016779645805 | 19.23 | 1 | 1 | stuk | E200 | BE31320 | SA (Modulair+Plug&Socket) | stuk | E200 schakelaar 2P 16A rood | E200 Interrupteur 2P, 16A, rouge | E202/16R Trennschalter 2P,16A,Schaltgriff rot | Isolator E202/16r |  | 5.14
2CDE282001R0080 | E202/80R | Active | 4016779645928 | 32.42 | 1 | 1 | stuk | E200 | BE31320 | SA (Modulair+Plug&Socket) | stuk | E200 schakelaar 2P 80A rood | E200 Interrupteur 2P, 80A, rouge | E202/80R Trennschalter 2P,80A,Schaltgriff rot | Isolator E202/80r |  | 5.14
2CDE282001R0100 | E202/100R | Active | 4016779645942 | 41.7 | 1 | 1 | stuk | E200 | BE31320 | SA (Modulair+Plug&Socket) | stuk | E200 schakelaar 2P 100A rood | E200 Interrupteur 2P, 100A, rouge | E202/100R Trennschalter 2P,100A,Schaltgriff rot | Isolator E202/100r |  | 5.14
2CDE282001R0125 | E202/125R | Active | 4016779645966 | 44.84 | 1 | 1 | stuk | E200 | BE31320 | SA (Modulair+Plug&Socket) | stuk | E200 schakelaar 2P 125A rood | E200 Interrupteur 2P, 125A, rouge | E202/125R Trennschalter 2P,125A,Schaltgriff rot | Isolator E202/125r |  | 5.14
2CDE282001R1025 | E202/25G | Active | 4016779645812 | 44.84 | 1 | 1 | stuk | E200 | BE31320 | SA (Modulair+Plug&Socket) | stuk | E200 schakelaar 2P 25A grijs | E200 Interrupteur 2P, 25A, gris | E202/25G Trennschalter 2P,25A,Schaltgriff grau | Isolator E202/25g |  | 5.14
2CDE282001R1080 | E202/80G | Active | 4016779645911 | 32.42 | 1 | 1 | stuk | E200 | BE31320 | SA (Modulair+Plug&Socket) | stuk | E200 schakelaar 2P 80A grijs | E200 Interrupteur 2P, 80A, gris | E202/80G Trennschalter 2P,80A,Schaltgriff grau | Isolator E202/80g |  | 5.14
2CDE282001R1100 | E202/100G | Active | 4016779645935 | 41.7 | 1 | 1 | stuk | E200 | BE31320 | SA (Modulair+Plug&Socket) | stuk | E200 schakelaar 2P 100A grijs | E200 Interrupteur 2P, 100A, gris | E202/100G Trennschalter 2P,100A,Schaltgriff grau | Isolator E202/100g |  | 5.14
2CDE282001R1125 | E202/125G | Active | 4016779645959 | 44.84 | 1 | 1 | stuk | E200 | BE31320 | SA (Modulair+Plug&Socket) | stuk | E200 schakelaar 2P 125A grijs | E200 Interrupteur 2P, 125A, gris | E202/125G Trennschalter 2P,125A,Schaltgriff grau | Isolator E202/125g |  | 5.14
2CDE283001R0080 | E203/80R | Active | 4016779646109 | 50.86 | 1 | 1 | stuk | E200 | BE31320 | SA (Modulair+Plug&Socket) | stuk | E200 schakelaar 3P 80A rood | E200 Interrupteur 3P, 80A, rouge | E203/80R Trennschalter 3P,80A,Schaltgriff rot | Isolator E203/80r |  | 5.14
2CDE283001R0100 | E203/100R | Active | 4016779646123 | 65.7 | 1 | 1 | stuk | E200 | BE31320 | SA (Modulair+Plug&Socket) | stuk | E200 schakelaar 3P 100A rood | E200 Interrupteur 3P, 100A, rouge | E203/100R Trennschalter 3P,100A,Schaltgriff rot | Isolator E203/100r |  | 5.14
2CDE283001R0125 | E203/125R | Active | 4016779646147 | 70.39 | 1 | 1 | stuk | E200 | BE31320 | SA (Modulair+Plug&Socket) | stuk | E200 schakelaar 3P 125A rood | E200 Interrupteur 3P, 125A, rouge | E203/125R Trennschalter 3P,125A,Schaltgriff rot | Isolator E203/125r |  | 5.14
2CDE283001R1080 | E203/80G | Active | 4016779646093 | 50.86 | 1 | 1 | stuk | E200 | BE31320 | SA (Modulair+Plug&Socket) | stuk | E200 schakelaar 3P 80A grijs | E200 Interrupteur 3P, 80A, gris | E203/80G Trennschalter 3P,80A,Schaltgriff grau | Isolator E203/80g |  | 5.14
2CDE283001R1100 | E203/100G | Active | 4016779646116 | 65.7 | 1 | 1 | stuk | E200 | BE31320 | SA (Modulair+Plug&Socket) | stuk | E200 schakelaar 3P 100A grijs | E200 Interrupteur 3P, 100A, gris | E203/100G Trennschalter 3P,100A,Schaltgriff grau | Isolator E203/100g |  | 5.14
2CDE283001R1125 | E203/125G | Active | 4016779646130 | 70.39 | 1 | 1 | stuk | E200 | BE31320 | SA (Modulair+Plug&Socket) | stuk | E200 schakelaar 3P 125A grijs | E200 Interrupteur 3P, 125A, gris | E203/125G Trennschalter 3P,125A,Schaltgriff grau | Isolator E203/125g |  | 5.14
2CDE284001R0080 | E204/80R | Active | 4016779646284 | 67.86 | 1 | 1 | stuk | E200 | BE31320 | SA (Modulair+Plug&Socket) | stuk | E200 schakelaar 4P 80A rood | E200 Interrupteur 4P, 80A, rouge | E204/80R Trennschalter 4P,80A,Schaltgriff rot | Isolator E204/80r |  | 5.14
2CDE284001R0100 | E204/100R | Active | 4016779646307 | 87.75 | 1 | 1 | stuk | E200 | BE31320 | SA (Modulair+Plug&Socket) | stuk | E200 schakelaar 4P 100A rood | E200 Interrupteur 4P, 100A, rouge | E204/100R Trennschalter 4P,100A,Schaltgriff rot | Isolator E204/100r |  | 5.14
2CDE284001R0125 | E204/125R | Active | 4016779646321 | 93.52 | 1 | 1 | stuk | E200 | BE31320 | SA (Modulair+Plug&Socket) | stuk | E200 schakelaar 4P 125A rood | E200 Interrupteur 4P, 125A, rouge | E204/125R Trennschalter 4P,125A,Schaltgriff rot | Isolator E204/125r |  | 5.14
2CDE284001R1080 | E204/80G | Active | 4016779646277 | 67.86 | 1 | 1 | stuk | E200 | BE31320 | SA (Modulair+Plug&Socket) | stuk | E200 schakelaar 4P 80A grijs | E200 Interrupteur 4P, 80A, gris | E204/80G Trennschalter 4P,80A,Schaltgriff grau | Isolator E204/80g |  | 5.14
2CDE284001R1100 | E204/100G | Active | 4016779646291 | 87.75 | 1 | 1 | stuk | E200 | BE31320 | SA (Modulair+Plug&Socket) | stuk | E200 schakelaar 4P 100A grijs | E200 Interrupteur 4P, 100A, gris | E204/100G Trennschalter 4P,100A,Schaltgriff grau | Isolator E204/100g |  | 5.14
2CDE284001R1125 | E204/125G | Active | 4016779646314 | 93.52 | 1 | 1 | stuk | E200 | BE31320 | SA (Modulair+Plug&Socket) | stuk | E200 schakelaar 4P 125A grijs | E200 Interrupteur 4P, 125A, gris | E204/125G Trennschalter 4P,125A,Schaltgriff grau | Isolator E204/125g |  | 5.14
2CDE300010R1601 | E233-12/48 | Active | 4012233630202 | 107.39 | 1 | 1 | stuk | Hour Counters E233 | BE31320 | SA (Modulair+Plug&Socket) | stuk | Bedrijfsurenteller E233 12-48Vdc | Compteur horaire E233 12-48Vdc | E233-12/48 Betriebsstundenzähler 12..48 VDC | E233-12/48 WORKING HOUR COUNTER |  | 5.14
2CDE400000R1601 | E233-24 | Active | 4012233630103 | 51.6 | 1 | 1 | stuk | Hour Counters E233 | BE31320 | SA (Modulair+Plug&Socket) | stuk | Bedrijfsurenteller E233 24Vac 50Hz | Compteur horaire E233 24Vac, 50Hz | E233-24 Betriebsstundenzähler 24V,50Hz | E233-24 WORKING HOUR METER |  | 5.14
2CDE400021R1601 | E233-24/60HZ | Active | 4016779366106 | 55.8 | 1 | 1 | stuk | Hour Counters E233 | BE31320 | SA (Modulair+Plug&Socket) | stuk | Bedrijfsurenteller E233 24Vac 60Hz | Compteur horaire E233 24Vac, 60Hz | E233-24/60HZ Betriebsstundenzähler 24V,60Hz | E233-24 60HZ WORKING HOUR METER |  | 5.14
2CDE600021R1601 | E233-120/60HZ | Active | 4016779366007 | 55.8 | 1 | 1 | stuk | Hour Counters E233 | BE31320 | SA (Modulair+Plug&Socket) | stuk | Bedrijfsurenteller E233 120Vac 60Hz | Compteur horaire E233 120Vac, 60Hz | E233-120/60HZ Betriebsstundenzähler 120V,60Hz | E233-120 60HZ WORKING HOUR METER |  | 5.14
2CDG110227R0011 | QA/S3.64.1 | Active | 4016779997768 | 1539.77 | 1 | 1 | stuk | Energy Gateways and Analysers | BE31320 | SA (Modulair+Plug&Socket) | stuk | Energy AnalyzerM-Bus 64M-Bus-slaves | QA/S3.64.1 Analyseur d#énergie, M-Bus | QA/S3.64.1 Energie Analyzer, M-Bus, 64 Teilnehmer, REG | QA/S3.64.1 Energy Analyzer, M-Bus, 64 Devices, MDRC |  | 5.14
2CDG110228R0011 | QA/S4.16.1 | Active | 4016779997775 | 926.02 | 1 | 1 | stuk | Energy Gateways and Analysers | BE31320 | SA (Modulair+Plug&Socket) | stuk | Energy AnalyzerModbus 16Modbus RTU -Slaves | QA/S4.16.1 Energy Analyzer, Modbus RTU, 16 Devices, MDRC | QA/S4.16.1 Energie Analyzer, Modbus RTU, 16 Teilnehmer, REG | QA/S4.16.1 Energy Analyzer, Modbus RTU, 16 Devices, MDRC |  | 5.14
2CDG110229R0011 | QA/S4.64.1 | Active | 4016779997782 | 1539.77 | 1 | 1 | stuk | Energy Gateways and Analysers | BE31320 | SA (Modulair+Plug&Socket) | stuk | Energy AnalyzerModbus 64Modbus RTU Slaves | QA/S4.64.1 Energy Analyzer, Modbus RTU, 64 Devices, MDRC | QA/S4.64.1 Energie Analyzer, Modbus RTU, 64 Teilnehmer, REG | QA/S4.64.1 Energy Analyzer, Modbus RTU, 64 Devices, MDRC |  | 5.14
2CMA100013R1000 | A44 211-100 | Active | 7392696000130 | 527.52 | 1 | 1 | stuk | A44 | BE31320 | SA (Modulair+Plug&Socket) | stuk | Energiemeter A44 211-100 | Compteur d'énergie A44 211-100 | Drehstromzähler A44 211-100 | Energymeter A44 211-100 |  | 5.14
2CMA100014R1000 | C11 110-100 | Active | 7392696000147 | 142.75 | 1 | 1 | stuk | C11 | BE31320 | SA (Modulair+Plug&Socket) | stuk | Energiemeter C 1x230Vac 40A pulse cl 1 | Compteur d'énergie Série C 1x230Vac, 40A, pulse, cl 1 | Energy meter C range 1x230Vac, 40A, pulse, cl 1 | Active Energy Class ±1% (or B for MID meters).; |  | 5.14
2CMA100149R1000 | B21 111-100 | Active | 7392696001496 | 180.22 | 1 | 1 | stuk | B21 | BE31320 | SA (Modulair+Plug&Socket) | stuk | Energiemeter B21 1x230Vac 65A Steel | Compteur d'énergie Série B 1x230Vac, 65A, pulse, B (cl 1), Steel | B21 111-100 Wechselstromzähler „Stahl“, 1 Phase, Direktanschluss 65A | Active Energy Class ±1% (or B for MID meters).; |  | 5.14
2CMA100150R1000 | B21 112-100 | Active | 7392696001502 | 257.79 | 1 | 1 | stuk | B21 | BE31320 | SA (Modulair+Plug&Socket) | stuk | Energiemeter B21 1x230Vac 65A Steel | Compteur d'énergie Série B 1x230Vac, 65A, pulse, B (cl 1), Steel | B21 112-100 Wechselstromzähler, RS485 „Stahl“, 1 Phase, Direktanschluss 65A | Active Energy Class ±1% (or B for MID meters).; |  | 5.14
2CMA100151R1000 | B21 113-100 | Active | 7392696001519 | 275.7 | 1 | 1 | stuk | B21 | BE31320 | SA (Modulair+Plug&Socket) | stuk | Energiemeter B21 1x230Vac 65A Steel | Compteur d'énergie Série B 1x230Vac, 65A, pulse, B (cl 1), Steel | B21 113-100 Wechselstromzähler, M-Bus „Stahl“, 1 Phase, Direktanschluss 65A | Active Energy Class ±1% (or B for MID meters).; |  | 5.14
2CMA100154R1000 | B21 311-100 | Active | 7392696001540 | 288.83 | 1 | 1 | stuk | B21 | BE31320 | SA (Modulair+Plug&Socket) | stuk | Energiemeter B21 1x230Vac 65A Silver | Compteur d'énergie Série B 1x230Vac, 65A, pulse, B (cl 1), Silver | B21 311-100 Wechselstromzähler "Silber", 1 Phase, Direktanschluss 65A | Active Energy Class ±1% (or B for MID meters). Reactive Energy Class ±2%.; |  | 5.14
2CMA100155R1000 | B21 312-100 | Active | 7392696001557 | 366.42 | 1 | 1 | stuk | B21 | BE31320 | SA (Modulair+Plug&Socket) | stuk | Energiemeter B21 1x230Vac 65A Silver | Compteur d'énergie Série B 1x230Vac, 65A, pulse, B (cl 1), Silver | B21 312-100 Wechselstromzähler, RS485 "Silber", 1 Phase, Direktanschluss 65A | Active Energy Class ±1% (or B for MID meters). Reactive Energy Class ±2%.; |  | 5.14
2CMA100156R1000 | B21 313-100 | Active | 7392696001564 | 385.5 | 1 | 1 | stuk | B21 | BE31320 | SA (Modulair+Plug&Socket) | stuk | Energiemeter B21 1x230Vac 65A Silver | Compteur d'énergie Série B 1x230Vac, 65A, pulse, B (cl 1), Silver | B21 313-100 Wechselstromzähler, M-Bus "Silber", 1 Phase, Direktanschluss 65A | Active Energy Class ±1% (or B for MID meters). Reactive Energy Class ±2%.; |  | 5.14
2CMA100163R1000 | B23 111-100 | Active | 7392696001632 | 293.61 | 1 | 1 | stuk | B23 | BE31320 | SA (Modulair+Plug&Socket) | stuk | Energiemeter B23 3x230/400Vac 65A Steel | Compteur d'énergie Série B 3x230/400Vac, 65A, pulse, B (cl 1), Steel | B23 111-100 Drehstromzähler „Stahl“, 3 Phasen, Direktanschluss 65A | Active Energy Class ±1% (or B for MID meters).; |  | 5.14
2CMA100164R1000 | B23 112-100 | Active | 7392696001649 | 380.72 | 1 | 1 | stuk | B23 | BE31320 | SA (Modulair+Plug&Socket) | stuk | Active Energy Class ±1% (or BMIDMs).; | Compteur d'énergie Série B 3x230/400Vac, 65A, pulse, B (cl 1), Steel, Modbus | B23 112-100 Drehstromzähler, RS485 „Stahl“, 3 Phasen, Direktanschluss 65A | Active Energy Class ±1% (or B for MID meters).; |  | 5.14
2CMA100165R1000 | B23 113-100 | Active | 7392696001656 | 401.02 | 1 | 1 | stuk | B23 | BE31320 | SA (Modulair+Plug&Socket) | stuk | Energiemeter B23 3x230/400Vac 65AMbus S | Compteur d'énergie Série B 3x230/400Vac, 65A, pulse, B (cl 1), Steel, Mbus | B23 113-100 Drehstromzähler, M-Bus „Stahl“, 3 Phasen, Direktanschluss 65A | Active Energy Class ±1% (or B for MID meters).; |  | 5.14
2CMA100166R1000 | B23 212-100 | Active | 7392696001663 | 423.7 | 1 | 1 | stuk | B23 | BE31320 | SA (Modulair+Plug&Socket) | stuk | Energiemeter B23 3x230/400Vac 65A Bronze | Compteur d'énergie Série B 3x230/400Vac, 65A, pulse, B (cl 1), Bronze | B23 212-100 Drehstromzähler, RS485 „Bronze“, 3 Phasen, Direktanschluss 65A | Active Energy Class ±1% (or B for MID meters). Reactive Energy Class ±2%.; |  | 5.14
2CMA100168R1000 | B23 311-100 | Active | 7392696001687 | 447.57 | 1 | 1 | stuk | B23 | BE31320 | SA (Modulair+Plug&Socket) | stuk | Energiemeter B23 3x230/400Vac 65A Silver | Compteur d'énergie Série B 3x230/400Vac, 65A, pulse, B (cl 1), Silver | B23 311-100 Drehstromzähler „Silber“, 3 Phasen, Direktanschluss 65A | Active Energy Class ±1% (or B for MID meters). Reactive Energy Class ±2%.; |  | 5.14
2CMA100169R1000 | B23 312-100 | Active | 7392696001694 | 534.69 | 1 | 1 | stuk | B23 | BE31320 | SA (Modulair+Plug&Socket) | stuk | Active Energy Class ±1% (or BMIDMs) | Compteur d'énergie Série B 3x230/400Vac, 65A, pulse, B (cl 1), Silver, Modbus | B23 312-100 Drehstromzähler, RS485 „Silber“, 3 Phasen, Direktanschluss 65A | Active Energy Class ±1% (or B for MID meters). Reactive Energy Class ±2%.; |  | 5.14
2CMA100170R1000 | B23 313-100 | Active | 7392696001700 | 553.79 | 1 | 1 | stuk | B23 | BE31320 | SA (Modulair+Plug&Socket) | stuk | Energiemeter B23 3x230/400Vac 65AMBus S | Compteur d'énergie Série B 3x230/400Vac, 65A, pulse, B (cl 1), Silver, Mbus | B23 313-100 Drehstromzähler, M-Bus „Silber“, 3 Phasen, Direktanschluss 65A | Active Energy Class ±1% (or B for MID meters). Reactive Energy Class ±2%.; |  | 5.14
2CMA100177R1000 | B24 111-100 | Active | 7392696001779 | 309.12 | 1 | 1 | stuk | B24 | BE31320 | SA (Modulair+Plug&Socket) | stuk | Energiemeter B24 3x230/400Vac 6A | Compteur d'énergie Série B 3x230/400Vac, 6A, pulse, B (cl 1), Steel | B24 111-100 Messwandlerzähler „Stahl“, 3 Phasen, Wandleranschluss 6A | Active Energy Class ±1% (or B for MID meters).; |  | 5.14
2CMA100178R1000 | B24 112-100 | Active | 7392696001786 | 396.25 | 1 | 1 | stuk | B24 | BE31320 | SA (Modulair+Plug&Socket) | stuk | Energiemeter B24 3x230/400Vac 6AModBus | Compteur d'énergie Série B 3x230/400Vac, 6A, pulse, B (cl 1), Steel, Modbus | B24 112-100 Messwandlerzähler, RS485 „Stahl“, 3 Phasen, Wandleranschluss 6A | Active Energy Class ±1% (or B for MID meters).; |  | 5.14
2CMA100179R1000 | B24 113-100 | Active | 7392696001793 | 415.35 | 1 | 1 | stuk | B24 | BE31320 | SA (Modulair+Plug&Socket) | stuk | Energiemeter B24 3x230/400Vac 6AMbus | Compteur d'énergie Série B 3x230/400Vac, 6A, pulse, B (cl 1), Steel, Mbus | B24 113-100 Messwandlerzähler, M-Bus „Stahl“, 3 Phasen, Wandleranschluss 6A | Active Energy Class ±1% (or B for MID meters).; |  | 5.14
2CMA100180R1000 | B24 212-100 | Active | 7392696001809 | 438.01 | 1 | 1 | stuk | B24 | BE31320 | SA (Modulair+Plug&Socket) | stuk | Energiemeter B24 3x230/400Vac 6A Bronze | Compteur d'énergie Série B 3x230/400Vac, 6A, pulse, B (cl 1), Bronze | B24 212-100 Messwandlerzähler, RS485 „Bronze“, 3 Phasen, Wandleranschluss 6A | Active Energy Class ±1% (or B for MID meters). Reactive Energy Class ±2%.; |  | 5.14
2CMA100183R1000 | B24 352-100 | Active | 7392696001830 | 623.01 | 1 | 1 | stuk | B24 | BE31320 | SA (Modulair+Plug&Socket) | stuk | Active Energy Class ±05% (or CMIDMs) | Compteur d'énergie Série B 3x230/400Vac, 6A, pulse, B (cl 1), Silver, Modbus | B24 352-100 Messwandlerzähler, RS485 „Silber“, 3 Phasen, Wandleranschluss 6A | Active Energy Class ±0,5% (or C for MID meters). Reactive Energy Class ±2%.; |  | 5.14
2CMA100184R1000 | B24 353-100 | Active | 7392696001847 | 643.29 | 1 | 1 | stuk | B24 | BE31320 | SA (Modulair+Plug&Socket) | stuk | Energiemeter B24 3x230/400Vac 6AMbus | Compteur d'énergie Série B 3x230/400Vac, 6A, pulse, B (cl 1), Silver, Mbus | B24 353-100 Messwandlerzähler, M-Bus „Silber“, 3 Phasen, Wandleranschluss 6A | Active Energy Class ±0,5% (or C for MID meters). Reactive Energy Class ±2%.; |  | 5.14
2CMA100191R1000 | C13 110-100 | Active | 7392696001915 | 403.68 | 1 | 1 | stuk | C13 | BE31320 | SA (Modulair+Plug&Socket) | stuk | Energiemeter C 3x230/400Vac 40A | Compteur d'énergie Série C 3x230/400Vac, 40A, pulse, cl 1 | Energy meter C range 3x230/400Vac, 40A, pulse, cl 1 | Active Energy Class ±1% (or B for MID meters).; |  | 5.14
2CMA100238R1000 | A42 552-100 | Active | 7392696002387 | 913.03 | 1 | 1 | stuk | A42 | BE31320 | SA (Modulair+Plug&Socket) | stuk | Energiemeter A42 552-100 | Compteur d'énergie A42 552-100 | Drehstromzähler A42 552-100 | Energymeter A42 552-100 |  | 5.14
2CMA100240R1000 | A41 113-100 | Active | 7392696002400 | 454.72 | 1 | 1 | stuk | A41 | BE31320 | SA (Modulair+Plug&Socket) | stuk | Energiemeter A41 113-100 | Compteur d'énergie A41 113-100 | Drehstromzähler A41 113-100 | Energymeter A41 113-100 |  | 5.14
2CMA100242R1000 | A42 113-100 | Active | 7392696002424 | 473.82 | 1 | 1 | stuk | A42 | BE31320 | SA (Modulair+Plug&Socket) | stuk | Energiemeter A42 113-100 | Compteur d'énergie A42 113-100 | Drehstromzähler A42 113-100 | Energymeter A42 113-100 |  | 5.14
2CMA100244R1000 | A43 112-100 | Active | 7392696002448 | 526.33 | 1 | 1 | stuk | A43 | BE31320 | SA (Modulair+Plug&Socket) | stuk | Energiemeter A43 112-100 | Compteur d'énergie A43 112-100 | Drehstromzähler A43 112-100 | Energymeter A43 112-100 |  | 5.14
2CMA100245R1000 | A43 113-100 | Active | 7392696002455 | 543.04 | 1 | 1 | stuk | A43 | BE31320 | SA (Modulair+Plug&Socket) | stuk | Energiemeter A43 113-100 | Compteur d'énergie A43 113-100 | Drehstromzähler A43 113-100 | Energymeter A43 113-100 |  | 5.14
2CMA100248R1000 | A44 112-100 | Active | 7392696002486 | 550.2 | 1 | 1 | stuk | A44 | BE31320 | SA (Modulair+Plug&Socket) | stuk | Energiemeter A44 112-100 | Compteur d'énergie A44 112-100 | Drehstromzähler A44 112-100 | Energymeter A44 112-100 |  | 5.14
2CMA100249R1000 | A44 113-100 | Active | 7392696002493 | 568.1 | 1 | 1 | stuk | A44 | BE31320 | SA (Modulair+Plug&Socket) | stuk | Energiemeter A44 113-100 | Compteur d'énergie A44 113-100 | Drehstromzähler A44 113-100 | Energymeter A44 113-100 |  | 5.14
2CMA100689R1000 | B23 112-10M | Active | 7392696006897 | 380.72 | 1 | 10 | stuk | B23 | BE31320 | SA (Modulair+Plug&Socket) | stuk | Active Energy Class ±1% (or BMIDMs).; | Energymètre 3 phases direct 65A, 230/400V classe B, sortie puls., MID Modbus RS485 | Energymeter 3 phase direct 65A, 230/400V class B, puls output, MID Modbus RS485 | Active Energy Class ±1% (or B for MID meters).; |  | 5.14
2CMA132635R1000 | Front mounting kit | Active | 7392696326353 | 77.1 | 1 | 1 | stuk | Accessories for Energy Meters | BE31320 | SA (Modulair+Plug&Socket) | stuk | Inbouwkit DELTA meter | Programmateur badge - PRT/U 1. | Fronttableau Schaltschranktür andere Hutschienengeräte 7 TE breit | Electricity Meter |  | 5.14
2CMA170500R1000 | A41 112-100 | Active | 7392696705004 | 422.49 | 1 | 1 | stuk | A41 | BE31320 | SA (Modulair+Plug&Socket) | stuk | Energiemeter A41 112-100 | Compteur d'énergie A41 112-100 | Drehstromzähler A41 112-100 | Energymeter A41 112-100 |  | 5.14
2CMA170503R1000 | A41 312-100 | Active | 7392696705035 | 596.74 | 1 | 1 | stuk | A41 | BE31320 | SA (Modulair+Plug&Socket) | stuk | Energiemeter A41 312-100 | Compteur d'énergie A41 312-100 | Drehstromzähler A41 312-100 | Energymeter A41 312-100 |  | 5.14
2CMA170504R1000 | A41 313-100 | Active | 7392696705042 | 614.65 | 1 | 1 | stuk | A41 | BE31320 | SA (Modulair+Plug&Socket) | stuk | Energiemeter A41 313-100 | Compteur d'énergie A41 313-100 | Drehstromzähler A41 313-100 | Energymeter A41 313-100 |  | 5.14
2CMA170505R1000 | A41 412-100 | Active | 7392696705059 | 665.96 | 1 | 1 | stuk | A41 | BE31320 | SA (Modulair+Plug&Socket) | stuk | Energiemeter A41 412-100 | Compteur d'énergie A41 412-100 | Drehstromzähler A41 412-100 | Energymeter A41 412-100 |  | 5.14
2CMA170510R1000 | A42 112-100 | Active | 7392696705103 | 447.57 | 1 | 1 | stuk | A42 | BE31320 | SA (Modulair+Plug&Socket) | stuk | Energiemeter A42 112-100 | Compteur d'énergie A42 112-100 | Drehstromzähler A42 112-100 | Energymeter A42 112-100 |  | 5.14
2CMA170512R1000 | A42 312-100 | Active | 7392696705127 | 614.65 | 1 | 1 | stuk | A42 | BE31320 | SA (Modulair+Plug&Socket) | stuk | Energiemeter A42 312-100 | Compteur d'énergie A42 312-100 | Drehstromzähler A42 312-100 | Energymeter A42 312-100 |  | 5.14
2CMA170518R1000 | A42 552-120 | Active | 7392696705189 | 889.15 | 1 | 1 | stuk | A42 | BE31320 | SA (Modulair+Plug&Socket) | stuk | Energiemeter A42 552-120 | Compteur d'énergie A42 552-120 | Drehstromzähler A42 552-120 | Energymeter A42 552-120 |  | 5.14
2CMA170519R1000 | A42 553-120 | Active | 7392696705196 | 910.64 | 1 | 1 | stuk | A42 | BE31320 | SA (Modulair+Plug&Socket) | stuk | Energiemeter A42 553-120 | Compteur d'énergie A42 553-120 | Drehstromzähler A42 553-120 | Energymeter A42 553-120 |  | 5.14
2CMA170520R1000 | A43 111-100 | Active | 7392696705202 | 438.01 | 1 | 1 | stuk | A43 | BE31320 | SA (Modulair+Plug&Socket) | stuk | Energiemeter A43 111-100 | Compteur d'énergie A43 111-100 | Drehstromzähler A43 111-100 | Energymeter A43 111-100 |  | 5.14
2CMA170522R1000 | A43 212-100 | Active | 7392696705226 | 583.63 | 1 | 1 | stuk | A43 | BE31320 | SA (Modulair+Plug&Socket) | stuk | Energiemeter A43 212-100 | Compteur d'énergie A43 212-100 | Drehstromzähler A43 212-100 | Energymeter A43 212-100 |  | 5.14
2CMA170523R1000 | A43 213-100 | Active | 7392696705233 | 601.52 | 1 | 1 | stuk | A43 | BE31320 | SA (Modulair+Plug&Socket) | stuk | Energiemeter A43 213-100 | Compteur d'énergie A43 213-100 | Drehstromzähler A43 213-100 | Energymeter A43 213-100 |  | 5.14
2CMA170525R1000 | A43 312-100 | Active | 7392696705257 | 717.3 | 1 | 1 | stuk | A43 | BE31320 | SA (Modulair+Plug&Socket) | stuk | Energiemeter A43 312-100 | Compteur d'énergie A43 312-100 | Drehstromzähler A43 312-100 | Energymeter A43 312-100 |  | 5.14
2CMA170526R1000 | A43 313-100 | Active | 7392696705264 | 732.8 | 1 | 1 | stuk | A43 | BE31320 | SA (Modulair+Plug&Socket) | stuk | Energiemeter A43 313-100 | Compteur d'énergie A43 313-100 | Drehstromzähler A43 313-100 | Energymeter A43 313-100 |  | 5.14
2CMA170531R1000 | A43 512-100 | Active | 7392696705318 | 941.68 | 1 | 1 | stuk | A43 | BE31320 | SA (Modulair+Plug&Socket) | stuk | Energiemeter A43 512-100 | Compteur d'énergie A43 512-100 | Drehstromzähler A43 512-100 | Energymeter A43 512-100 |  | 5.14
2CMA170532R1000 | A43 513-100 | Active | 7392696705325 | 960.77 | 1 | 1 | stuk | A43 | BE31320 | SA (Modulair+Plug&Socket) | stuk | Energiemeter A43 513-100 | Compteur d'énergie A43 513-100 | Drehstromzähler A43 513-100 | Energymeter A43 513-100 |  | 5.14
2CMA170533R1000 | A44 111-100 | Active | 7392696705332 | 463.08 | 1 | 1 | stuk | A44 | BE31320 | SA (Modulair+Plug&Socket) | stuk | Energiemeter A44 111-100 | Compteur d'énergie A44 111-100 | Drehstromzähler A44 111-100 | Energymeter A44 111-100 |  | 5.14
2CMA170534R1000 | A44 212-100 | Active | 7392696705349 | 606.3 | 1 | 1 | stuk | A44 | BE31320 | SA (Modulair+Plug&Socket) | stuk | Energiemeter A44 212-100 | Compteur d'énergie A44 212-100 | Drehstromzähler A44 212-100 | Energymeter A44 212-100 |  | 5.14
2CMA170535R1000 | A44 213-100 | Active | 7392696705356 | 625.39 | 1 | 1 | stuk | A44 | BE31320 | SA (Modulair+Plug&Socket) | stuk | Energiemeter A44 213-100 | Compteur d'énergie A44 213-100 | Drehstromzähler A44 213-100 | Energymeter A44 213-100 |  | 5.14
2CMA170536R1000 | A44 311-100 | Active | 7392696705363 | 662.39 | 1 | 1 | stuk | A44 | BE31320 | SA (Modulair+Plug&Socket) | stuk | Energiemeter A44 311-100 | Compteur d'énergie A44 311-100 | Drehstromzähler A44 311-100 | Energymeter A44 311-100 |  | 5.14
2CMA170537R1000 | A44 352-100 | Active | 7392696705370 | 848.57 | 1 | 1 | stuk | A44 | BE31320 | SA (Modulair+Plug&Socket) | stuk | Energiemeter A44 352-100 | Compteur d'énergie A44 352-100 | Drehstromzähler A44 352-100 | Energymeter A44 352-100 |  | 5.14
2CMA170538R1000 | A44 353-100 | Active | 7392696705387 | 868.86 | 1 | 1 | stuk | A44 | BE31320 | SA (Modulair+Plug&Socket) | stuk | Energiemeter A44 353-100 | Compteur d'énergie A44 353-100 | Drehstromzähler A44 353-100 | Energymeter A44 353-100 |  | 5.14
2CMA170540R1000 | A44 452-100 | Active | 7392696705400 | 938.08 | 1 | 1 | stuk | A44 | BE31320 | SA (Modulair+Plug&Socket) | stuk | Energiemeter A44 452-100 | Compteur d'énergie A44 452-100 | Drehstromzähler A44 452-100 | Energymeter A44 452-100 |  | 5.14
2CMA170545R1000 | A44 552-100 | Active | 7392696705455 | 1071.77 | 1 | 1 | stuk | A44 | BE31320 | SA (Modulair+Plug&Socket) | stuk | Energiemeter A44 552-100 | Compteur d'énergie A44 552-100 | Drehstromzähler A44 552-100 | Energymeter A44 552-100 |  | 5.14
2CMA170546R1000 | A44 553-100 | Active | 7392696705462 | 1092.04 | 1 | 1 | stuk | A44 | BE31320 | SA (Modulair+Plug&Socket) | stuk | Energiemeter A44 553-100 | Compteur d'énergie A44 553-100 | Drehstromzähler A44 553-100 | Energymeter A44 553-100 |  | 5.14
2CMA170548R1000 | A44 553-110 | Active | 7392696705486 | 1212.59 | 1 | 1 | stuk | A44 | BE31320 | SA (Modulair+Plug&Socket) | stuk | Energiemeter A44 553-110 | Compteur d'énergie A44 553-110 | Drehstromzähler A44 553-110 | Energymeter A44 553-110 |  | 5.14
2CMA170549R1000 | A44 552-110 | Active | 7392696705493 | 1194.69 | 1 | 1 | stuk | A44 | BE31320 | SA (Modulair+Plug&Socket) | stuk | Energiemeter A44 552-110 | Compteur d'énergie A44 552-110 | Drehstromzähler A44 552-110 | Energymeter A44 552-110 |  | 5.14
2CMA170554R1000 | A41 111-100 | Active | 7392696705547 | 343.73 | 1 | 1 | stuk | A41 | BE31320 | SA (Modulair+Plug&Socket) | stuk | Energiemeter A41 111-100 | Compteur d'énergie A41 111-100 | Drehstromzähler A41 111-100 | Energymeter A41 111-100 |  | 5.14
2CMA170555R1000 | A42 111-100 | Active | 7392696705554 | 367.61 | 1 | 1 | stuk | A42 | BE31320 | SA (Modulair+Plug&Socket) | stuk | Energiemeter A42 111-100 | Compteur d'énergie A42 111-100 | Drehstromzähler A42 111-100 | Energymeter A42 111-100 |  | 5.14
2CMA170600R1000 | C11 110-300 | Active | 7392696706001 | 108.38 | 1 | 10 | stuk | C11 | BE31320 | SA (Modulair+Plug&Socket) | stuk | Energiemeter C11 1x230Vac 40A bulk | Compteur d Série C 1x230Vac, 40A, pulse, B (cl 1), bulk | Energy meter C range 1x230Vac, 40A, pulse, B (cl 1), bulk | Active Energy Class ±1% (or B for MID meters).; |  | 5.14
2CSA255901R9064 | S-ARC1 C6 | Active | 8012542177937 | 222.99 | 1 | 1 | stuk | S-ARC | BE31320 | SB (MCB&RCD Cat.B) | stuk | S-ARC S-ARC1 C6 | S-ARC1 C6 Dispositif détection défaut d#arc intégré dans MCB | AFDD+LS S-ARC1-C6, 6kA, 1P+N, 2TE Fehlerlichtbogen-Schutzeinrichtung + LS | S-ARC1 C6 Arc fault detection device integrated with MCB |  | 5.14
2CSA255901R9065 | S-ARC1 B6 | Active | 8012542750130 | 213.35 | 1 | 1 | stuk | S-ARC | BE31320 | SB (MCB&RCD Cat.B) | stuk | S-ARC S-ARC1 B6 | S-ARC1 B6 Dispositif détection défaut d#arc intégré dans MCB | AFDD+LS S-ARC1-B6, 6kA, 1P+N, 2TE Fehlerlichtbogen-Schutzeinrichtung + LS | S-ARC1 B6 Arc fault detection device integrated with MCB |  | 5.14
2CSA255901R9104 | S-ARC1 C10 | Active | 8012542749837 | 222.99 | 1 | 1 | stuk | S-ARC | BE31320 | SB (MCB&RCD Cat.B) | stuk | S-ARC1 C10 Auto.M vlamboogdetectie | S-ARC1 C10 Dispositif détection défaut d#arc intégré dans MCB | AFDD+LS S-ARC1-C10, 6kA, 1P+N, 2TE Fehlerlichtbogen-Schutzeinrichtung + LS | S-ARC1 C10 Arc fault detection device integrated with MCB |  | 5.14
2CSA255901R9105 | S-ARC1 B10 | Active | 8012542178132 | 213.35 | 1 | 1 | stuk | S-ARC | BE31320 | SB (MCB&RCD Cat.B) | stuk | S-ARC1 B10 Auto.M vlamboogdetectie | S-ARC1 B10 Dispositif détection défaut d#arc intégré dans MCB | AFDD+LS S-ARC1-B10, 6kA, 1P+N, 2TE Fehlerlichtbogen-Schutzeinrichtung + LS | S-ARC1 B10 Arc fault detection device integrated with MCB |  | 5.14
2CSA255901R9134 | S-ARC1 C13 | Active | 8012542500735 | 222.99 | 1 | 1 | stuk | S-ARC | BE31320 | SB (MCB&RCD Cat.B) | stuk | S-ARC1 C13 Auto.M vlamboogdetectie | S-ARC1 C13 Dispositif détection défaut d#arc intégré dans MCB | AFDD+LS S-ARC1-C13, 6kA, 1P+N, 2TE Fehlerlichtbogen-Schutzeinrichtung + LS | S-ARC1 C13 Arc fault detection device integrated with MCB |  | 5.14
2CSA255901R9135 | S-ARC1 B13 | Active | 8012542750031 | 213.35 | 1 | 1 | stuk | S-ARC | BE31320 | SB (MCB&RCD Cat.B) | stuk | S-ARC1 B13 Auto.M vlamboogdetectie | S-ARC1 B13 Dispositif détection défaut d#arc intégré dans MCB | AFDD+LS S-ARC1-B13, 6kA, 1P+N, 2TE Fehlerlichtbogen-Schutzeinrichtung + LS | S-ARC1 B13 Arc fault detection device integrated with MCB |  | 5.14
2CSA255901R9164 | S-ARC1 C16 | Active | 8012542886136 | 216.96 | 1 | 1 | stuk | S-ARC | BE31320 | SB (MCB&RCD Cat.B) | stuk | S-ARC1 C16 Auto.M vlamboogdetectie | S-ARC1 C16 Dispositif détection défaut d#arc intégré dans MCB | AFDD+LS S-ARC1-C16, 6kA, 1P+N, 2TE Fehlerlichtbogen-Schutzeinrichtung + LS | S-ARC1 C16 Arc fault detection device integrated with MCB |  | 5.14
2CSA255901R9165 | S-ARC1 B16 | Active | 8012542178033 | 207.3 | 1 | 1 | stuk | S-ARC | BE31320 | SB (MCB&RCD Cat.B) | stuk | S-ARC1 B16 Auto.M vlamboogdetectie | S-ARC1 B16 Dispositif détection défaut d#arc intégré dans MCB | AFDD+LS S-ARC1-B16, 6kA, 1P+N, 2TE Fehlerlichtbogen-Schutzeinrichtung + LS | S-ARC1 B16 Arc fault detection device integrated with MCB |  | 5.14
2CSA255901R9204 | S-ARC1 C20 | Active | 8012542175438 | 222.99 | 1 | 1 | stuk | S-ARC | BE31320 | SB (MCB&RCD Cat.B) | stuk | S-ARC1 C20 Auto.M vlamboogdetectie | S-ARC1 C20 Dispositif détection défaut d#arc intégré dans MCB | AFDD+LS S-ARC1-C20, 6kA, 1P+N, 2TE Fehlerlichtbogen-Schutzeinrichtung + LS | S-ARC1 C20 Arc fault detection device integrated with MCB |  | 5.14
2CSA255901R9205 | S-ARC1 B20 | Active | 8012542749936 | 213.35 | 1 | 1 | stuk | S-ARC | BE31320 | SB (MCB&RCD Cat.B) | stuk | S-ARC1 B20 Auto.M vlamboogdetectie | S-ARC1 B20 Dispositif détection défaut d#arc intégré dans MCB | AFDD+LS S-ARC1-B20, 6kA, 1P+N, 2TE Fehlerlichtbogen-Schutzeinrichtung + LS | S-ARC1 B20 Arc fault detection device integrated with MCB |  | 5.14
2CSB202101R0250 | DDA202 A-25/0,01 | Active | 8012542795308 | 269.01 | 1 | 1 | stuk | DDA200 | BE31320 | SA (Modulair+Plug&Socket) | stuk | Diff-blok DDA200 2P 25A 10mA A | Bloc-diff DDA200 2P 25A 10mA A | RCD Block DDA200 2P 25A 10mA A | Add-on RCD DDA200 2P 25A 10mA A |  | 5.14
2CSB202101R1250 | DDA202 A-25/0,03 | Active | 8012542795407 | 227.62 | 1 | 1 | stuk | DDA200 | BE31320 | SA (Modulair+Plug&Socket) | stuk | Diff-blok DDA200 2P 25A 30mA A | Bloc-diff DDA200 2P 25A 30mA A | RCD Block DDA200 2P 25A 30mA A | Add-on RCD DDA200 2P 25A 30mA A |  | 5.14
2CSB202101R1400 | DDA202 A-40/0,03 | Active | 8012542795506 | 188.69 | 1 | 1 | stuk | DDA200 | BE31320 | SA (Modulair+Plug&Socket) | stuk | Diff-blok DDA200 2P 40A 30mA A | Bloc-diff DDA200 2P 40A 30mA A | RCD Block DDA200 2P 40A 30mA A | Add-on RCD DDA200 2P 40A 30mA A |  | 5.14
2CSB202101R1630 | DDA202 A-63/0,03 | Active | 8012542795605 | 267.8 | 1 | 1 | stuk | DDA200 | BE31320 | SA (Modulair+Plug&Socket) | stuk | Diff-blok DDA200 2P 63A 30mA A | Bloc-diff DDA200 2P 63A 30mA A | RCD Block DDA200 2P 63A 30mA A | Add-on RCD DDA200 2P 63A 30mA A |  | 5.14
2CSB202101R2250 | DDA202 A-25/0,1 | Active | 8012542795704 | 241.02 | 1 | 1 | stuk | DDA200 | BE31320 | SA (Modulair+Plug&Socket) | stuk | Diff-blok DDA200 2P 25A 100mA A | Bloc-diff DDA200 2P 25A 100mA A | RCD Block DDA200 2P 25A 100mA A | Add-on RCD DDA200 2P 25A 100mA A |  | 5.14
2CSB202101R2400 | DDA202 A-40/0,1 | Active | 8012542795803 | 195.98 | 1 | 1 | stuk | DDA200 | BE31320 | SA (Modulair+Plug&Socket) | stuk | Diff-blok DDA200 2P 40A 100mA A | Bloc-diff DDA200 2P 40A 100mA A | RCD Block DDA200 2P 40A 100mA A | Add-on RCD DDA200 2P 40A 100mA A |  | 5.14
2CSB202101R2630 | DDA202 A-63/0,1 | Active | 8012542795902 | 345.7 | 1 | 1 | stuk | DDA200 | BE31320 | SA (Modulair+Plug&Socket) | stuk | Diff-blok DDA200 2P 63A 100mA A | Bloc-diff DDA200 2P 63A 100mA A | RCD Block DDA200 2P 63A 100mA A | Add-on RCD DDA200 2P 63A 100mA A |  | 5.14
2CSB202101R3250 | DDA202 A-25/0,3 | Active | 8012542796008 | 208.15 | 1 | 1 | stuk | DDA200 | BE31320 | SA (Modulair+Plug&Socket) | stuk | Diff-blok DDA200 2P 25A 300mA A | Bloc-diff DDA200 2P 25A 300mA A | RCD Block DDA200 2P 25A 300mA A | Add-on RCD DDA200 2P 25A 300mA A |  | 5.14
2CSB202101R3400 | DDA202 A-40/0,3 | Active | 8012542796107 | 160.68 | 1 | 1 | stuk | DDA200 | BE31320 | SA (Modulair+Plug&Socket) | stuk | Diff-blok DDA200 2P 40A 300mA A | Bloc-diff DDA200 2P 40A 300mA A | RCD Block DDA200 2P 40A 300mA A | Add-on RCD DDA200 2P 40A 300mA A |  | 5.14
2CSB202101R3630 | DDA202 A-63/0,3 | Active | 8012542796206 | 202.05 | 1 | 1 | stuk | DDA200 | BE31320 | SA (Modulair+Plug&Socket) | stuk | Diff-blok DDA200 2P 63A 300mA A | Bloc-diff DDA200 2P 63A 300mA A | RCD Block DDA200 2P 63A 300mA A | Add-on RCD DDA200 2P 63A 300mA A |  | 5.14
2CSB202101R4250 | DDA202 A-25/0,5 | Active | 8012542796305 | 271.45 | 1 | 1 | stuk | DDA200 | BE31320 | SA (Modulair+Plug&Socket) | stuk | Diff-blok DDA200 2P 25A 500mA A | Bloc-diff DDA200 2P 25A 500mA A | RCD Block DDA200 2P 25A 500mA A | Add-on RCD DDA200 2P 25A 500mA A |  | 5.14
2CSB202101R4400 | DDA202 A-40/0,5 | Active | 8012542796404 | 211.81 | 1 | 1 | stuk | DDA200 | BE31320 | SA (Modulair+Plug&Socket) | stuk | Diff-blok DDA200 2P 40A 500mA A | Bloc-diff DDA200 2P 40A 500mA A | RCD Block DDA200 2P 40A 500mA A | Add-on RCD DDA200 2P 40A 500mA A |  | 5.14
2CSB202101R4630 | DDA202 A-63/0,5 | Active | 8012542796503 | 249.54 | 1 | 1 | stuk | DDA200 | BE31320 | SA (Modulair+Plug&Socket) | stuk | Diff-blok DDA200 2P 63A 500mA A | Bloc-diff DDA200 2P 63A 500mA A | RCD Block DDA200 2P 63A 500mA A | Add-on RCD DDA200 2P 63A 500mA A |  | 5.14
2CSB202101R5250 | DDA202 A-25/1 | Active | 8012542808909 | 271.45 | 1 | 1 | stuk | DDA200 | BE31320 | SA (Modulair+Plug&Socket) | stuk | Diff-blok DDA200 2P 25A 1000mA A | Bloc-diff DDA200 2P 25A 1000mA A | RCD Block DDA200 2P 25A 1000mA A | Add-on RCD DDA200 2P 25A 1000mA A |  | 5.14
2CSB202101R5400 | DDA202 A-40/1 | Active | 8012542809005 | 211.81 | 1 | 1 | stuk | DDA200 | BE31320 | SA (Modulair+Plug&Socket) | stuk | Diff-blok DDA200 2P 40A 1000mA A | Bloc-diff DDA200 2P 40A 1000mA A | RCD Block DDA200 2P 40A 1000mA A | Add-on RCD DDA200 2P 40A 1000mA A |  | 5.14
2CSB202101R5630 | DDA202 A-63/1 | Active | 8012542796602 | 249.54 | 1 | 1 | stuk | DDA200 | BE31320 | SA (Modulair+Plug&Socket) | stuk | Diff-blok DDA200 2P 63A 1000mA A | Bloc-diff DDA200 2P 63A 1000mA A | RCD Block DDA200 2P 63A 1000mA A | Add-on RCD DDA200 2P 63A 1000mA A |  | 5.14
2CSB202201R2630 | DDA202 A S-63/0,1 | Active | 8012542799306 | 321.35 | 1 | 1 | stuk | DDA200 | BE31320 | SA (Modulair+Plug&Socket) | stuk | Diff-blok DDA200 2P 63A 100mA S | Bloc-diff DDA200 2P 63A 100mA S | RCD Block DDA200 2P 63A 100mA S | Add-on RCD DDA200 2P 63A 100mA S |  | 5.14
2CSB202201R3630 | DDA202 A S-63/0,3 | Active | 8012542799405 | 253.18 | 1 | 1 | stuk | DDA200 | BE31320 | SA (Modulair+Plug&Socket) | stuk | Diff-blok DDA200 2P 63A 300mA S | Bloc-diff DDA200 2P 63A 300mA S | RCD Block DDA200 2P 63A 300mA S | Add-on RCD DDA200 2P 63A 300mA S |  | 5.14
2CSB202201R4630 | DDA202 A S-63/0,5 | Active | 8012542799504 | 321.35 | 1 | 1 | stuk | DDA200 | BE31320 | SA (Modulair+Plug&Socket) | stuk | Diff-blok DDA200 2P 63A 500mA S | Bloc-diff DDA200 2P 63A 500mA S | RCD Block DDA200 2P 63A 500mA S | Add-on RCD DDA200 2P 63A 500mA S |  | 5.14
2CSB202201R5630 | DDA202 A S-63/1 | Active | 8012542799603 | 284.84 | 1 | 1 | stuk | DDA200 | BE31320 | SA (Modulair+Plug&Socket) | stuk | Diff-blok DDA200 2P 63A 1000mA S | Bloc-diff DDA200 2P 63A 1000mA S | RCD Block DDA200 2P 63A 1000mA S | Add-on RCD DDA200 2P 63A 1000mA S |  | 5.14
2CSB202401R1250 | DDA202 A-25/0,03 AP-R | Active | 8012542801108 | 277.54 | 1 | 1 | stuk | DDA200 | BE31320 | SA (Modulair+Plug&Socket) | stuk | Diff-blok DDA200 2P 25A 30mA A-PR | Bloc-diff DDA200 2P 25A 30mA A-PR | RCD Block DDA200 2P 25A 30mA A-PR | Add-on RCD DDA200 2P 25A 30mA A-PR |  | 5.14
2CSB202592R1250 | DDA202 B-25/0,03 AP-R | Active | 8012542748021 | 618.36 | 1 | 1 | stuk | DDA200 | BE31320 | SA (Modulair+Plug&Socket) | stuk | Diff-blok DDA200 2P 25A 30mA B | Bloc-diff DDA200 2P 25A 30mA B | RCD Block DDA200 2P 25A 30mA B | Add-on RCD DDA200 2P 25A 30mA B |  | 5.14
2CSB203101R1250 | DDA203 A-25/0,03 | Active | 8012542796701 | 254.4 | 1 | 1 | stuk | DDA200 | BE31320 | SA (Modulair+Plug&Socket) | stuk | Diff-blok DDA200 3P 25A 30mA A | Bloc-diff DDA200 3P 25A 30mA A | RCD Block DDA200 3P 25A 30mA A | Add-on RCD DDA200 3P 25A 30mA A |  | 5.14
2CSB203101R1400 | DDA203 A-40/0,03 | Active | 8012542796800 | 248.31 | 1 | 1 | stuk | DDA200 | BE31320 | SA (Modulair+Plug&Socket) | stuk | Diff-blok DDA200 3P 40A 30mA A | Bloc-diff DDA200 3P 40A 30mA A | RCD Block DDA200 3P 40A 30mA A | Add-on RCD DDA200 3P 40A 30mA A |  | 5.14
2CSB203101R1630 | DDA203 A-63/0,03 | Active | 8012542796909 | 297.01 | 1 | 1 | stuk | DDA200 | BE31320 | SA (Modulair+Plug&Socket) | stuk | Diff-blok DDA200 3P 63A 30mA A | Bloc-diff DDA200 3P 63A 30mA A | RCD Block DDA200 3P 63A 30mA A | Add-on RCD DDA200 3P 63A 30mA A |  | 5.14
2CSB203101R2250 | DDA203 A-25/0,1 | Active | 8012542797005 | 314.06 | 1 | 1 | stuk | DDA200 | BE31320 | SA (Modulair+Plug&Socket) | stuk | Diff-blok DDA200 3P 25A 100mA A | Bloc-diff DDA200 3P 25A 100mA A | RCD Block DDA200 3P 25A 100mA A | Add-on RCD DDA200 3P 25A 100mA A |  | 5.14
2CSB203101R2400 | DDA203 A-40/0,1 | Active | 8012542797104 | 264.16 | 1 | 1 | stuk | DDA200 | BE31320 | SA (Modulair+Plug&Socket) | stuk | Diff-blok DDA200 3P 40A 100mA A | Bloc-diff DDA200 3P 40A 100mA A | RCD Block DDA200 3P 40A 100mA A | Add-on RCD DDA200 3P 40A 100mA A |  | 5.14
2CSB203101R2630 | DDA203 A-63/0,1 | Active | 8012542797203 | 298.23 | 1 | 1 | stuk | DDA200 | BE31320 | SA (Modulair+Plug&Socket) | stuk | Diff-blok DDA200 3P 63A 100mA A | Bloc-diff DDA200 3P 63A 100mA A | RCD Block DDA200 3P 63A 100mA A | Add-on RCD DDA200 3P 63A 100mA A |  | 5.14
2CSB203101R3250 | DDA203 A-25/0,3 | Active | 8012542797302 | 221.54 | 1 | 1 | stuk | DDA200 | BE31320 | SA (Modulair+Plug&Socket) | stuk | Diff-blok DDA200 3P 25A 300mA A | Bloc-diff DDA200 3P 25A 300mA A | RCD Block DDA200 3P 25A 300mA A | Add-on RCD DDA200 3P 25A 300mA A |  | 5.14
2CSB203101R3400 | DDA203 A-40/0,3 | Active | 8012542797401 | 215.45 | 1 | 1 | stuk | DDA200 | BE31320 | SA (Modulair+Plug&Socket) | stuk | Diff-blok DDA200 3P 40A 300mA A | Bloc-diff DDA200 3P 40A 300mA A | RCD Block DDA200 3P 40A 300mA A | Add-on RCD DDA200 3P 40A 300mA A |  | 5.14
2CSB203101R3630 | DDA203 A-63/0,3 | Active | 8012542797500 | 238.58 | 1 | 1 | stuk | DDA200 | BE31320 | SA (Modulair+Plug&Socket) | stuk | Diff-blok DDA200 3P 63A 300mA A | Bloc-diff DDA200 3P 63A 300mA A | RCD Block DDA200 3P 63A 300mA A | Add-on RCD DDA200 3P 63A 300mA A |  | 5.14
2CSB203101R4250 | DDA203 A-25/0,5 | Active | 8012542797609 | 272.66 | 1 | 1 | stuk | DDA200 | BE31320 | SA (Modulair+Plug&Socket) | stuk | Diff-blok DDA200 3P 25A 500mA A | Bloc-diff DDA200 3P 25A 500mA A | RCD Block DDA200 3P 25A 500mA A | Add-on RCD DDA200 3P 25A 500mA A |  | 5.14
2CSB203101R4400 | DDA203 A-40/0,5 | Active | 8012542797708 | 300.67 | 1 | 1 | stuk | DDA200 | BE31320 | SA (Modulair+Plug&Socket) | stuk | Diff-blok DDA200 3P 40A 500mA A | Bloc-diff DDA200 3P 40A 500mA A | RCD Block DDA200 3P 40A 500mA A | Add-on RCD DDA200 3P 40A 500mA A |  | 5.14
2CSB203101R4630 | DDA203 A-63/0,5 | Active | 8012542797807 | 333.53 | 1 | 1 | stuk | DDA200 | BE31320 | SA (Modulair+Plug&Socket) | stuk | Diff-blok DDA200 3P 63A 500mA A | Bloc-diff DDA200 3P 63A 500mA A | RCD Block DDA200 3P 63A 500mA A | Add-on RCD DDA200 3P 63A 500mA A |  | 5.14
2CSB203101R5250 | DDA203 A-25/1 | Active | 8012542809104 | 272.66 | 1 | 1 | stuk | DDA200 | BE31320 | SA (Modulair+Plug&Socket) | stuk | Diff-blok DDA200 3P 25A 1000mA A | Bloc-diff DDA200 3P 25A 1000mA A | RCD Block DDA200 3P 25A 1000mA A | Add-on RCD DDA200 3P 25A 1000mA A |  | 5.14
2CSB203101R5400 | DDA203 A-40/1 | Active | 8012542809203 | 300.67 | 1 | 1 | stuk | DDA200 | BE31320 | SA (Modulair+Plug&Socket) | stuk | Diff-blok DDA200 3P 40A 1000mA A | Bloc-diff DDA200 3P 40A 1000mA A | RCD Block DDA200 3P 40A 1000mA A | Add-on RCD DDA200 3P 40A 1000mA A |  | 5.14
2CSB203101R5630 | DDA203 A-63/1 | Active | 8012542797906 | 333.53 | 1 | 1 | stuk | DDA200 | BE31320 | SA (Modulair+Plug&Socket) | stuk | Diff-blok DDA200 3P 63A 1000mA A | Bloc-diff DDA200 3P 63A 1000mA A | RCD Block DDA200 3P 63A 1000mA A | Add-on RCD DDA200 3P 63A 1000mA A |  | 5.14
2CSB203199R1400 | DDA203 A-40/0,03 110V | Active | 8012542811701 | 281.17 | 1 | 1 | stuk | DDA200 | BE31320 | SA (Modulair+Plug&Socket) | stuk | Diff-blok DDA200 3P 40A 30mA A 110V | Bloc-diff DDA200 3P 40A 30mA A 110V | RCD Block DDA200 3P 40A 30mA A 110V | Add-on RCD DDA200 3P 40A 30mA A 110V |  | 5.14
2CSB203201R2630 | DDA203 A S-63/0,1 | Active | 8012542799702 | 266.58 | 1 | 1 | stuk | DDA200 | BE31320 | SA (Modulair+Plug&Socket) | stuk | Diff-blok DDA200 3P 63A 100mA S | Bloc-diff DDA200 3P 63A 100mA S | RCD Block DDA200 3P 63A 100mA S | Add-on RCD DDA200 3P 63A 100mA S |  | 5.14
2CSB203201R3630 | DDA203 A S-63/0,3 | Active | 8012542799801 | 292.14 | 1 | 1 | stuk | DDA200 | BE31320 | SA (Modulair+Plug&Socket) | stuk | Diff-blok DDA200 3P 63A 300mA S | Bloc-diff DDA200 3P 63A 300mA S | RCD Block DDA200 3P 63A 300mA S | Add-on RCD DDA200 3P 63A 300mA S |  | 5.14
2CSB203201R4630 | DDA203 A S-63/0,5 | Active | 8012542799900 | 266.58 | 1 | 1 | stuk | DDA200 | BE31320 | SA (Modulair+Plug&Socket) | stuk | Diff-blok DDA200 3P 63A 500mA S | Bloc-diff DDA200 3P 63A 500mA S | RCD Block DDA200 3P 63A 500mA S | Add-on RCD DDA200 3P 63A 500mA S |  | 5.14
2CSB203201R5630 | DDA203 A S-63/1 | Active | 8012542800002 | 309.18 | 1 | 1 | stuk | DDA200 | BE31320 | SA (Modulair+Plug&Socket) | stuk | Diff-blok DDA200 3P 63A 1000mA S | Bloc-diff DDA200 3P 63A 1000mA S | RCD Block DDA200 3P 63A 1000mA S | Add-on RCD DDA200 3P 63A 1000mA S |  | 5.14
2CSB203592R1630 | DDA203 B-63/0,03 AP-R | Active | 8012542733225 | 587.93 | 1 | 1 | stuk | DDA200 | BE31320 | SA (Modulair+Plug&Socket) | stuk | Diff-blok DDA200 3P 63A 30mA B | Bloc-diff DDA200 3P 63A 30mA B | RCD Block DDA200 3P 63A 30mA B | Add-on RCD DDA200 3P 63A 30mA B |  | 5.14
2CSB203592R3630 | DDA203 B-63/0,3 AP-R | Active | 8012542732327 | 617.15 | 1 | 1 | stuk | DDA200 | BE31320 | SA (Modulair+Plug&Socket) | stuk | Diff-blok DDA200 3P 63A 300mA B | Bloc-diff DDA200 3P 63A 300mA B | RCD Block DDA200 3P 63A 300mA B | Add-on RCD DDA200 3P 63A 300mA B |  | 5.14
2CSB204001R3400 | DDA204 AC-40/0,3 | Active | 8012542794608 | 174.44 | 1 | 1 | stuk | DDA200 | BE31320 | SA (Modulair+Plug&Socket) | stuk | Diff-blok DDA200 4P 40A 300mA AC | Bloc-diff DDA200 4P 40A 300mA AC | RCD Block DDA200 4P 40A 300mA AC | Add-on RCD DDA200 4P 40A 300mA AC |  | 5.14
2CSB204101R1250 | DDA204 A-25/0,03 | Active | 8012542798002 | 261.7 | 1 | 1 | stuk | DDA200 | BE31320 | SA (Modulair+Plug&Socket) | stuk | Diff-blok DDA200 4P 25A 30mA A | Bloc-diff DDA200 4P 25A 30mA A | RCD Block DDA200 4P 25A 30mA A | Add-on RCD DDA200 4P 25A 30mA A |  | 5.14
2CSB204101R1400 | DDA204 A-40/0,03 | Active | 8012542798101 | 261.7 | 1 | 1 | stuk | DDA200 | BE31320 | SA (Modulair+Plug&Socket) | stuk | Diff-blok DDA200 4P 40A 30mA A | Bloc-diff DDA200 4P 40A 30mA A | RCD Block DDA200 4P 40A 30mA A | Add-on RCD DDA200 4P 40A 30mA A |  | 5.14
2CSB204101R1630 | DDA204 A-63/0,03 | Active | 8012542798200 | 333.53 | 1 | 1 | stuk | DDA200 | BE31320 | SA (Modulair+Plug&Socket) | stuk | Diff-blok DDA200 4P 63A 30mA A | Bloc-diff DDA200 4P 63A 30mA A | RCD Block DDA200 4P 63A 30mA A | Add-on RCD DDA200 4P 63A 30mA A |  | 5.14
2CSB204101R2250 | DDA204 A-25/0,1 | Active | 8012542798309 | 304.31 | 1 | 1 | stuk | DDA200 | BE31320 | SA (Modulair+Plug&Socket) | stuk | Diff-blok DDA200 4P 25A 100mA A | Bloc-diff DDA200 4P 25A 100mA A | RCD Block DDA200 4P 25A 100mA A | Add-on RCD DDA200 4P 25A 100mA A |  | 5.14
2CSB204101R2400 | DDA204 A-40/0,1 | Active | 8012542798408 | 292.14 | 1 | 1 | stuk | DDA200 | BE31320 | SA (Modulair+Plug&Socket) | stuk | Diff-blok DDA200 4P 40A 100mA A | Bloc-diff DDA200 4P 40A 100mA A | RCD Block DDA200 4P 40A 100mA A | Add-on RCD DDA200 4P 40A 100mA A |  | 5.14
2CSB204101R2630 | DDA204 A-63/0,1 | Active | 8012542798507 | 350.56 | 1 | 1 | stuk | DDA200 | BE31320 | SA (Modulair+Plug&Socket) | stuk | Diff-blok DDA200 4P 63A 100mA A | Bloc-diff DDA200 4P 63A 100mA A | RCD Block DDA200 4P 63A 100mA A | Add-on RCD DDA200 4P 63A 100mA A |  | 5.14
2CSB204101R3250 | DDA204 A-25/0,3 | Active | 8012542798606 | 227.62 | 1 | 1 | stuk | DDA200 | BE31320 | SA (Modulair+Plug&Socket) | stuk | Diff-blok DDA200 4P 25A 300mA A | Bloc-diff DDA200 4P 25A 300mA A | RCD Block DDA200 4P 25A 300mA A | Add-on RCD DDA200 4P 25A 300mA A |  | 5.14
2CSB204101R3400 | DDA204 A-40/0,3 | Active | 8012542798705 | 216.67 | 1 | 1 | stuk | DDA200 | BE31320 | SA (Modulair+Plug&Socket) | stuk | Diff-blok DDA200 4P 40A 300mA A | Bloc-diff DDA200 4P 40A 300mA A | RCD Block DDA200 4P 40A 300mA A | Add-on RCD DDA200 4P 40A 300mA A |  | 5.14
2CSB204101R3630 | DDA204 A-63/0,3 | Active | 8012542798804 | 249.54 | 1 | 1 | stuk | DDA200 | BE31320 | SA (Modulair+Plug&Socket) | stuk | Diff-blok DDA200 4P 63A 300mA A | Bloc-diff DDA200 4P 63A 300mA A | RCD Block DDA200 4P 63A 300mA A | Add-on RCD DDA200 4P 63A 300mA A |  | 5.14
2CSB204101R4250 | DDA204 A-25/0,5 | Active | 8012542798903 | 234.95 | 1 | 1 | stuk | DDA200 | BE31320 | SA (Modulair+Plug&Socket) | stuk | Diff-blok DDA200 4P 25A 500mA A | Bloc-diff DDA200 4P 25A 500mA A | RCD Block DDA200 4P 25A 500mA A | Add-on RCD DDA200 4P 25A 500mA A |  | 5.14
2CSB204101R4400 | DDA204 A-40/0,5 | Active | 8012542799009 | 222.75 | 1 | 1 | stuk | DDA200 | BE31320 | SA (Modulair+Plug&Socket) | stuk | Diff-blok DDA200 4P 40A 500mA A | Bloc-diff DDA200 4P 40A 500mA A | RCD Block DDA200 4P 40A 500mA A | Add-on RCD DDA200 4P 40A 500mA A |  | 5.14
2CSB204101R4630 | DDA204 A-63/0,5 | Active | 8012542799108 | 249.54 | 1 | 1 | stuk | DDA200 | BE31320 | SA (Modulair+Plug&Socket) | stuk | Diff-blok DDA200 4P 63A 500mA A | Bloc-diff DDA200 4P 63A 500mA A | RCD Block DDA200 4P 63A 500mA A | Add-on RCD DDA200 4P 63A 500mA A |  | 5.14
2CSB204101R5250 | DDA204 A-25/1 | Active | 8012542809302 | 327.44 | 1 | 1 | stuk | DDA200 | BE31320 | SA (Modulair+Plug&Socket) | stuk | Diff-blok DDA200 4P 25A 1000mA A | Bloc-diff DDA200 4P 25A 1000mA A | RCD Block DDA200 4P 25A 1000mA A | Add-on RCD DDA200 4P 25A 1000mA A |  | 5.14
2CSB204101R5400 | DDA204 A-40/1 | Active | 8012542809401 | 311.61 | 1 | 1 | stuk | DDA200 | BE31320 | SA (Modulair+Plug&Socket) | stuk | Diff-blok DDA200 4P 40A 1000mA A | Bloc-diff DDA200 4P 40A 1000mA A | RCD Block DDA200 4P 40A 1000mA A | Add-on RCD DDA200 4P 40A 1000mA A |  | 5.14
2CSB204101R5630 | DDA204 A-63/1 | Active | 8012542799207 | 321.35 | 1 | 1 | stuk | DDA200 | BE31320 | SA (Modulair+Plug&Socket) | stuk | Diff-blok DDA200 4P 63A 1000mA A | Bloc-diff DDA200 4P 63A 1000mA A | RCD Block DDA200 4P 63A 1000mA A | Add-on RCD DDA200 4P 63A 1000mA A |  | 5.14
2CSB204199R1630 | DDA204 A-63/0,03 110V | Active | 8012542812104 | 414.58 | 1 | 1 | stuk | DDA200 | BE31320 | SA (Modulair+Plug&Socket) | stuk | Diff-blok DDA200 4P 63A 30mA A 110V | Bloc-diff DDA200 4P 63A 30mA A 110V | RCD Block DDA200 4P 63A 30mA A 110V | Add-on RCD DDA200 4P 63A 30mA A 110V |  | 5.14
2CSB204201R2630 | DDA204 A S-63/0,1 | Active | 8012542800101 | 309.18 | 1 | 1 | stuk | DDA200 | BE31320 | SA (Modulair+Plug&Socket) | stuk | Diff-blok DDA200 4P 63A 100mA S | Bloc-diff DDA200 4P 63A 100mA S | RCD Block DDA200 4P 63A 100mA S | Add-on RCD DDA200 4P 63A 100mA S |  | 5.14
2CSB204201R3630 | DDA204 A S-63/0,3 | Active | 8012542800200 | 309.18 | 1 | 1 | stuk | DDA200 | BE31320 | SA (Modulair+Plug&Socket) | stuk | Diff-blok DDA200 4P 63A 300mA S | Bloc-diff DDA200 4P 63A 300mA S | RCD Block DDA200 4P 63A 300mA S | Add-on RCD DDA200 4P 63A 300mA S |  | 5.14
2CSB204201R4630 | DDA204 A S-63/0,5 | Active | 8012542800309 | 317.7 | 1 | 1 | stuk | DDA200 | BE31320 | SA (Modulair+Plug&Socket) | stuk | Diff-blok DDA200 4P 63A 500mA S | Bloc-diff DDA200 4P 63A 500mA S | RCD Block DDA200 4P 63A 500mA S | Add-on RCD DDA200 4P 63A 500mA S |  | 5.14
2CSB204201R5630 | DDA204 A S-63/1 | Active | 8012542800408 | 317.7 | 1 | 1 | stuk | DDA200 | BE31320 | SA (Modulair+Plug&Socket) | stuk | Diff-blok DDA200 4P 63A 1000mA S | Bloc-diff DDA200 4P 63A 1000mA S | RCD Block DDA200 4P 63A 1000mA S | Add-on RCD DDA200 4P 63A 1000mA S |  | 5.14
2CSB204401R1400 | DDA204 A-40/0,03 AP-R | Active | 8012542801504 | 449.17 | 1 | 1 | stuk | DDA200 | BE31320 | SA (Modulair+Plug&Socket) | stuk | Diff-blok DDA200 4P 40A 30mA A-PR | Bloc-diff DDA200 4P 40A 30mA A-PR | RCD Block DDA200 4P 40A 30mA A-PR | Add-on RCD DDA200 4P 40A 30mA A-PR |  | 5.14
2CSB204401R1630 | DDA204 A-63/0,03 AP-R | Active | 8012542801603 | 541.67 | 1 | 1 | stuk | DDA200 | BE31320 | SA (Modulair+Plug&Socket) | stuk | Diff-blok DDA200 4P 63A 30mA A-PR | Bloc-diff DDA200 4P 63A 30mA A-PR | RCD Block DDA200 4P 63A 30mA A-PR | Add-on RCD DDA200 4P 63A 30mA A-PR |  | 5.14
2CSB204592R1400 | DDA204 B-40/0,03 AP-R | Active | 8012542020325 | 1150.31 | 1 | 1 | stuk | DDA200 | BE31320 | SA (Modulair+Plug&Socket) | stuk | Diff-blok DDA200 4P 40A 30mA B | Bloc-diff DDA200 4P 40A 30mA B | RCD Block DDA200 4P 40A 30mA B | Add-on RCD DDA200 4P 40A 30mA B |  | 5.14
2CSB204592R1630 | DDA204 B-63/0,03 AP-R | Active | 8012542733027 | 905.64 | 1 | 1 | stuk | DDA200 | BE31320 | SA (Modulair+Plug&Socket) | stuk | Diff-blok DDA200 4P 63A 30mA B | Bloc-diff DDA200 4P 63A 30mA B | RCD Block DDA200 4P 63A 30mA B | Add-on RCD DDA200 4P 63A 30mA B |  | 5.14
2CSB204592R3250 | DDA204 B-25/0,3 AP-R | Active | 8012542732129 | 1080.92 | 1 | 1 | stuk | DDA200 | BE31320 | SA (Modulair+Plug&Socket) | stuk | Diff-blok DDA200 4P 25A 300mA B | Bloc-diff DDA200 4P 25A 300mA B | RCD Block DDA200 4P 25A 300mA B | Add-on RCD DDA200 4P 25A 300mA B |  | 5.14
2CSB204592R3630 | DDA204 B-63/0,3 AP-R | Active | 8012542732921 | 1290.29 | 1 | 1 | stuk | DDA200 | BE31320 | SA (Modulair+Plug&Socket) | stuk | Diff-blok DDA200 4P 63A 300mA B | Bloc-diff DDA200 4P 63A 300mA B | RCD Block DDA200 4P 63A 300mA B | Add-on RCD DDA200 4P 63A 300mA B |  | 5.14
2CSB204701R1630 | DDA204 A-63/0,03 AE | Active | 8012542802501 | 742.52 | 1 | 1 | stuk | DDA200 | BE31320 | SA (Modulair+Plug&Socket) | stuk | Diff-blok DDA200 4P 63A 30mA AE | Bloc-diff DDA200 4P 63A 30mA AE | RCD Block DDA200 4P 63A 30mA AE | Add-on RCD DDA200 4P 63A 30mA AE |  | 5.14
2CSB204701R3630 | DDA204 A-63/0,3 AE | Active | 8012542802600 | 475.95 | 1 | 1 | stuk | DDA200 | BE31320 | SA (Modulair+Plug&Socket) | stuk | Diff-blok DDA200 4P 63A 300mA AE | Bloc-diff DDA200 4P 63A 300mA AE | RCD Block DDA200 4P 63A 300mA AE | Add-on RCD DDA200 4P 63A 300mA AE |  | 5.14
2CSB802001R1630 | DDA802AC-63/0,03 | Active | 8012542919704 | 547.75 | 1 | 1 | stuk | DDA800 | BE31320 | SB (MCB&RCD Cat.B) | stuk | Diff-blok DDA800 2P 63A 30mA AC | Bloc-diff DDA800 2P 63A 30mA AC | RCD Block DDA800 2P 63A 30mA AC | Add-on RCD DDA800 2P 63A 30mA AC |  | 5.14
2CSB802101R1630 | DDA802 A-63/0,03 | Active | 8012542920007 | 388.31 | 1 | 1 | stuk | DDA800 | BE31320 | SB (MCB&RCD Cat.B) | stuk | Diff-blok DDA800 2P 63A 30mA A | Bloc-diff DDA800 2P 63A 30mA A | RCD Block DDA800 2P 63A 30mA A | Add-on RCD DDA800 2P 63A 30mA A |  | 5.14
2CSB802101R3000 | DDA802 A-100/0,3 | Active | 8012542545033 | 398.03 | 1 | 1 | stuk | DDA800 | BE31320 | SB (MCB&RCD Cat.B) | stuk | Diff-blok DDA800 2P 100A 300mA A | Bloc-diff DDA800 2P 100A 300mA A | RCD Block DDA800 2P 100A 300mA A | Add-on RCD DDA800 2P 100A 300mA A |  | 5.14
2CSB802101R3630 | DDA802 A-63/0,3 | Active | 8012542920205 | 407.77 | 1 | 1 | stuk | DDA800 | BE31320 | SB (MCB&RCD Cat.B) | stuk | Diff-blok DDA800 2P 63A 300mA A | Bloc-diff DDA800 2P 63A 300mA A | RCD Block DDA800 2P 63A 300mA A | Add-on RCD DDA800 2P 63A 300mA A |  | 5.14
2CSB802101R4000 | DDA802 A-100/0,5 | Active | 8012542542636 | 682.87 | 1 | 1 | stuk | DDA800 | BE31320 | SB (MCB&RCD Cat.B) | stuk | Diff-blok DDA800 2P 100A 500mA A | Bloc-diff DDA800 2P 100A 500mA A | RCD Block DDA800 2P 100A 500mA A | Add-on RCD DDA800 2P 100A 500mA A |  | 5.14
2CSB802101R4630 | DDA802 A-63/0,5 | Active | 8012542920403 | 407.77 | 1 | 1 | stuk | DDA800 | BE31320 | SB (MCB&RCD Cat.B) | stuk | Diff-blok DDA800 2P 63A 500mA A | Bloc-diff DDA800 2P 63A 500mA A | RCD Block DDA800 2P 63A 500mA A | Add-on RCD DDA800 2P 63A 500mA A |  | 5.14
2CSB802201R3000 | DDA802 A S-100/0,3 | Active | 8012542542537 | 725.48 | 1 | 1 | stuk | DDA800 | BE31320 | SB (MCB&RCD Cat.B) | stuk | Diff-blok DDA800 2P 100A 300mA A | Bloc-diff DDA800 2P 100A 300mA A | RCD Block DDA800 2P 100A 300mA A | Add-on RCD DDA800 2P 100A 300mA A |  | 5.14
2CSB802201R3630 | DDA802 A S-63/0,3 | Active | 8012542920601 | 535.61 | 1 | 1 | stuk | DDA800 | BE31320 | SB (MCB&RCD Cat.B) | stuk | Diff-blok DDA800 2P 63A 300mA S | Bloc-diff DDA800 2P 63A 300mA S | RCD Block DDA800 2P 63A 300mA S | Add-on RCD DDA800 2P 63A 300mA S |  | 5.14
2CSB802201R5000 | DDA802 A S-100/1 | Active | 8012542547433 | 835.02 | 1 | 1 | stuk | DDA800 | BE31320 | SB (MCB&RCD Cat.B) | stuk | Diff-blok DDA800 2P 100A 1000mA S | Bloc-diff DDA800 2P 100A 1000mA S | RCD Block DDA800 2P 100A 1000mA S | Add-on RCD DDA800 2P 100A 1000mA S |  | 5.14
2CSB802201R5630 | DDA802 A S-63/1 | Active | 8012542920809 | 563.59 | 1 | 1 | stuk | DDA800 | BE31320 | SB (MCB&RCD Cat.B) | stuk | Diff-blok DDA800 2P 63A 1000mA S | Bloc-diff DDA800 2P 63A 1000mA S | RCD Block DDA800 2P 63A 1000mA S | Add-on RCD DDA800 2P 63A 1000mA S |  | 5.14
2CSB802401R1000 | DDA802A-100/0,03 APR | Active | 8012542544630 | 508.82 | 1 | 1 | stuk | DDA800 | BE31320 | SB (MCB&RCD Cat.B) | stuk | Diff-blok DDA800 2P 100A 30mA A-PR | Bloc-diff DDA800 2P 100A 30mA A-PR | RCD Block DDA800 2P 100A 30mA A-PR | Add-on RCD DDA800 2P 100A 30mA A-PR |  | 5.14
2CSB802401R1630 | DDA802A-63/0,03 APR | Active | 8012542921400 | 878.85 | 1 | 1 | stuk | DDA800 | BE31320 | SB (MCB&RCD Cat.B) | stuk | Diff-blok DDA800 2P 63A 30mA A-PR | Bloc-diff DDA800 2P 63A 30mA A-PR | RCD Block DDA800 2P 63A 30mA A-PR | Add-on RCD DDA800 2P 63A 30mA A-PR |  | 5.14
2CSB803101R1630 | DDA803 A-63/0,03 | Active | 8012542922308 | 920.24 | 1 | 1 | stuk | DDA800 | BE31320 | SB (MCB&RCD Cat.B) | stuk | Diff-blok DDA800 3P 63A 30mA A | Bloc-diff DDA800 3P 63A 30mA A | RCD Block DDA800 3P 63A 30mA A | Add-on RCD DDA800 3P 63A 30mA A |  | 5.14
2CSB803101R3000 | DDA803 A-100/0,3 | Active | 8012542544135 | 776.61 | 1 | 1 | stuk | DDA800 | BE31320 | SB (MCB&RCD Cat.B) | stuk | Diff-blok DDA800 3P 100A 300mA A | Bloc-diff DDA800 3P 100A 300mA A | RCD Block DDA800 3P 100A 300mA A | Add-on RCD DDA800 3P 100A 300mA A |  | 5.14
2CSB803101R3630 | DDA803 A-63/0,3 | Active | 8012542922506 | 460.12 | 1 | 1 | stuk | DDA800 | BE31320 | SB (MCB&RCD Cat.B) | stuk | Diff-blok DDA800 3P 63A 300mA A | Bloc-diff DDA800 3P 63A 300mA A | RCD Block DDA800 3P 63A 300mA A | Add-on RCD DDA800 3P 63A 300mA A |  | 5.14
2CSB803101R4000 | DDA803 A-100/0,5 | Active | 8012542541738 | 776.61 | 1 | 1 | stuk | DDA800 | BE31320 | SB (MCB&RCD Cat.B) | stuk | Diff-blok DDA800 3P 100A 500mA A | Bloc-diff DDA800 3P 100A 500mA A | RCD Block DDA800 3P 100A 500mA A | Add-on RCD DDA800 3P 100A 500mA A |  | 5.14
2CSB803101R4630 | DDA803 A-63/0,5 | Active | 8012542922704 | 460.12 | 1 | 1 | stuk | DDA800 | BE31320 | SB (MCB&RCD Cat.B) | stuk | Diff-blok DDA800 3P 63A 500mA A | Bloc-diff DDA800 3P 63A 500mA A | RCD Block DDA800 3P 63A 500mA A | Add-on RCD DDA800 3P 63A 500mA A |  | 5.14
2CSB803201R3000 | DDA803 A S-100/0,3 | Active | 8012542544838 | 824.08 | 1 | 1 | stuk | DDA800 | BE31320 | SB (MCB&RCD Cat.B) | stuk | Diff-blok DDA800 3P 100A 300mA S | Bloc-diff DDA800 3P 100A 300mA S | RCD Block DDA800 3P 100A 300mA S | Add-on RCD DDA800 3P 100A 300mA S |  | 5.14
2CSB803201R3630 | DDA803 A S-63/0,3 | Active | 8012542922902 | 612.29 | 1 | 1 | stuk | DDA800 | BE31320 | SB (MCB&RCD Cat.B) | stuk | Diff-blok DDA800 3P 63A 300mA S | Bloc-diff DDA800 3P 63A 300mA S | RCD Block DDA800 3P 63A 300mA S | Add-on RCD DDA800 3P 63A 300mA S |  | 5.14
2CSB803201R4000 | DDA803 A S-100/0,5 | Active | 8012542542438 | 824.08 | 1 | 1 | stuk | DDA800 | BE31320 | SB (MCB&RCD Cat.B) | stuk | Diff-blok DDA800 3P 100A 500mA S | Bloc-diff DDA800 3P 100A 500mA S | RCD Block DDA800 3P 100A 500mA S | Add-on RCD DDA800 3P 100A 500mA S |  | 5.14
2CSB803201R5000 | DDA803 A S-100/1 | Active | 8012542547334 | 948.22 | 1 | 1 | stuk | DDA800 | BE31320 | SB (MCB&RCD Cat.B) | stuk | Diff-blok DDA800 3P 100A 1000mA S | Bloc-diff DDA800 3P 100A 1000mA S | RCD Block DDA800 3P 100A 1000mA S | Add-on RCD DDA800 3P 100A 1000mA S |  | 5.14
2CSB803201R5630 | DDA803 A S-63/1 | Active | 8012542923206 | 642.72 | 1 | 1 | stuk | DDA800 | BE31320 | SB (MCB&RCD Cat.B) | stuk | Diff-blok DDA800 3P 63A 1000mA S | Bloc-diff DDA800 3P 63A 1000mA S | RCD Block DDA800 3P 63A 1000mA S | Add-on RCD DDA800 3P 63A 1000mA S |  | 5.14
2CSB803401R1000 | DDA803A-100/0,03 APR | Active | 8012542542230 | 1043.18 | 1 | 1 | stuk | DDA800 | BE31320 | SB (MCB&RCD Cat.B) | stuk | Diff-blok DDA800 3P 100A 30mA A-PR | Bloc-diff DDA800 3P 100A 30mA A-PR | RCD Block DDA800 3P 100A 30mA A-PR | Add-on RCD DDA800 3P 100A 30mA A-PR |  | 5.14
2CSB803401R1630 | DDA803A-63/0,03 APR | Active | 8012542923800 | 993.29 | 1 | 1 | stuk | DDA800 | BE31320 | SB (MCB&RCD Cat.B) | stuk | Diff-blok DDA800 3P 63A 30mA A-PR | Bloc-diff DDA800 3P 63A 30mA A-PR | RCD Block DDA800 3P 63A 30mA A-PR | Add-on RCD DDA800 3P 63A 30mA A-PR |  | 5.14
2CSB804101R1630 | DDA804 A-63/0,03 | Active | 8012542924807 | 457.68 | 1 | 1 | stuk | DDA800 | BE31320 | SB (MCB&RCD Cat.B) | stuk | Diff-blok DDA800 4P 63A 30mA A | Bloc-diff DDA800 4P 63A 30mA A | RCD Block DDA800 4P 63A 30mA A | Add-on RCD DDA800 4P 63A 30mA A |  | 5.14
2CSB804101R3000 | DDA804 A-100/0,3 | Active | 8012542547532 | 499.07 | 1 | 1 | stuk | DDA800 | BE31320 | SB (MCB&RCD Cat.B) | stuk | Diff-blok DDA800 4P 100A 300mA A | Bloc-diff DDA800 4P 100A 300mA A | RCD Block DDA800 4P 100A 300mA A | Add-on RCD DDA800 4P 100A 300mA A |  | 5.14
2CSB804101R3630 | DDA804 A-63/0,3 | Active | 8012542925002 | 483.25 | 1 | 1 | stuk | DDA800 | BE31320 | SB (MCB&RCD Cat.B) | stuk | Diff-blok DDA800 4P 63A 300mA A | Bloc-diff DDA800 4P 63A 300mA A | RCD Block DDA800 4P 63A 300mA A | Add-on RCD DDA800 4P 63A 300mA A |  | 5.14
2CSB804101R4000 | DDA804 A-100/0,5 | Active | 8012542544937 | 802.17 | 1 | 1 | stuk | DDA800 | BE31320 | SB (MCB&RCD Cat.B) | stuk | Diff-blok DDA800 4P 100A 500mA A | Bloc-diff DDA800 4P 100A 500mA A | RCD Block DDA800 4P 100A 500mA A | Add-on RCD DDA800 4P 100A 500mA A |  | 5.14
2CSB804101R4630 | DDA804 A-63/0,5 | Active | 8012542925200 | 483.25 | 1 | 1 | stuk | DDA800 | BE31320 | SB (MCB&RCD Cat.B) | stuk | Diff-blok DDA800 4P 63A 500mA A | Bloc-diff DDA800 4P 63A 500mA A | RCD Block DDA800 4P 63A 500mA A | Add-on RCD DDA800 4P 63A 500mA A |  | 5.14
2CSB804201R3000 | DDA804 A S-100/0,3 | Active | 8012542544739 | 852.08 | 1 | 1 | stuk | DDA800 | BE31320 | SB (MCB&RCD Cat.B) | stuk | Diff-blok DDA800 4P 100A 300mA S | Bloc-diff DDA800 4P 100A 300mA S | RCD Block DDA800 4P 100A 300mA S | Add-on RCD DDA800 4P 100A 300mA S |  | 5.14
2CSB804201R3630 | DDA804 A S-63/0,3 | Active | 8012542926207 | 642.72 | 1 | 1 | stuk | DDA800 | BE31320 | SB (MCB&RCD Cat.B) | stuk | Diff-blok DDA800 4P 63A 300mA S | Bloc-diff DDA800 4P 63A 300mA S | RCD Block DDA800 4P 63A 300mA S | Add-on RCD DDA800 4P 63A 300mA S |  | 5.14
2CSB804201R4000 | DDA804 A S-100/0,5 | Active | 8012542542339 | 852.08 | 1 | 1 | stuk | DDA800 | BE31320 | SB (MCB&RCD Cat.B) | stuk | Diff-blok DDA800 4P 100A 500mA S | Bloc-diff DDA800 4P 100A 500mA S | RCD Block DDA800 4P 100A 500mA S | Add-on RCD DDA800 4P 100A 500mA S |  | 5.14
2CSB804201R5000 | DDA804 A S-100/1 | Active | 8012542547235 | 979.89 | 1 | 1 | stuk | DDA800 | BE31320 | SB (MCB&RCD Cat.B) | stuk | Diff-blok DDA800 4P 100A 1000mA S | Bloc-diff DDA800 4P 100A 1000mA S | RCD Block DDA800 4P 100A 1000mA S | Add-on RCD DDA800 4P 100A 1000mA S |  | 5.14
2CSB804201R5630 | DDA804 A S-63/1 | Active | 8012542926504 | 675.58 | 1 | 1 | stuk | DDA800 | BE31320 | SB (MCB&RCD Cat.B) | stuk | Diff-blok DDA800 4P 63A 1000mA S | Bloc-diff DDA800 4P 63A 1000mA S | RCD Block DDA800 4P 63A 1000mA S | Add-on RCD DDA800 4P 63A 1000mA S |  | 5.14
2CSB804401R1000 | DDA804A-100/0,03 APR | Active | 8012542547136 | 591.57 | 1 | 1 | stuk | DDA800 | BE31320 | SB (MCB&RCD Cat.B) | stuk | Diff-blok DDA800 4P 100A 30mA A-PR | Bloc-diff DDA800 4P 100A 30mA A-PR | RCD Block DDA800 4P 100A 30mA A-PR | Add-on RCD DDA800 4P 100A 30mA A-PR |  | 5.14
2CSB804401R1630 | DDA804A-63/0,03 APR | Active | 8012542927709 | 1041.96 | 1 | 1 | stuk | DDA800 | BE31320 | SB (MCB&RCD Cat.B) | stuk | Diff-blok DDA800 4P 63A 30mA A-PR | Bloc-diff DDA800 4P 63A 30mA A-PR | RCD Block DDA800 4P 63A 30mA A-PR | Add-on RCD DDA800 4P 63A 30mA A-PR |  | 5.14
2CSF200992R0005 | F2C-ARH | Active | 8012542732433 | 254.4 | 1 | 1 | stuk | Autoreclosing unit, AR | BE31320 | SA (Modulair+Plug&Socket) | stuk | Herinschakelsysteem F2C met testfunctie | Unité de réarmement F200 & FH200 12-30Vac, 12-48Vdc | F2C-ARH Automatik-Motorantrieb f.F202 bis63A/30mA,230V,IsoPrüfung | F2C-ARH Auto-reclosing unit |  | 5.14
2CSF200996R0013 | F2C-ARI | Active | 8012542026655 | 517.32 | 1 | 1 | stuk | Autoreclosing unit, AR | BE31320 | SA (Modulair+Plug&Socket) | stuk | Herinschakelsysteem F2C voor F200 4P Dif | Unité de réarmement F200 12-30Vac, 12-48Vdc | F2C-ARI Automatischer-Fernantrieb f.F200 bis100A 12-30VAC,12-48VDC | F2C-ARI Auto-reclosing unit |  | 5.14
2CSF200997R0013 | F2C-CM | Active | 8012542026556 | 331.1 | 1 | 1 | stuk | Others RCD Accessories | BE31320 | SA (Modulair+Plug&Socket) | stuk | Motorbediening diff F200 2-4P 12-30Vac, 12-48Vac | Motorisation F200 2P or 4P, 12-30Vac, 12-48Vac | F2C-CM Fernantrieb für F200 bis 100A 12-30VAC,12-48VDC | F2C-CM Motor operating device |  | 5.14
2CSF202001R1250 | F202 AC-25/0,03 | Active | 8012542780007 | 108.97 | 1 | 1 | stuk | F200 | BE31320 | SB (MCB&RCD Cat.B) | stuk | Differentieel F202 AC-25 30mA | Différentiel F202 AC-25 30mA | FI-Schutzschalter F202 AC-25 30mA | RCD F202 AC-25 30mA |  | 5.14
2CSF202001R1630 | F202 AC-63/0,03 | Active | 8012542780205 | 193.53 | 1 | 1 | stuk | F200 | BE31320 | SB (MCB&RCD Cat.B) | stuk | Differentieel F200 2P 63A 30mA AC | Différentiel F200 2P 63A 30mA AC | FI-Schutzschalter F200 2P 63A 30mA AC | RCD F200 2P 63A 30mA AC |  | 5.14
2CSF202101R0160 | F202 A-16/0,01 | Active | 8012542782407 | 145.68 | 1 | 1 | stuk | F200 | BE31320 | SB (MCB&RCD Cat.B) | stuk | Differentieel F200 2P 16A 10mA A | Différentiel F200 2P 16A 10mA A | FI-Schutzschalter F200 2P 16A 10mA A | RCD F200 2P 16A 10mA A |  | 5.14
2CSF202101R1250 | F202 A-25/0,03 | Active | 8012542782506 | 121.75 | 1 | 1 | stuk | F200 | BE31320 | SA (Modulair+Plug&Socket) | stuk | Differentieel F200 2P 25A 30mA A | Différentiel F200 2P 25A 30mA A | FI-Schutzschalter F200 2P 25A 30mA A | RCD F200 2P 25A 30mA A |  | 5.14
2CSF202101R1400 | F202 A-40/0,03 | Active | 8012542782605 | 223.86 | 1 | 1 | stuk | F200 | BE31320 | SB (MCB&RCD Cat.B) | stuk | Differentieel F200 2P 40A 30mA A | Différentiel F200 2P 40A 30mA A | FI-Schutzschalter F200 2P 40A 30mA A | RCD F200 2P 40A 30mA A |  | 5.14
2CSF202101R1800 | F202 A-80/0,03 | Active | 8012542915201 | 363 | 1 | 1 | stuk | F200 | BE31320 | SB (MCB&RCD Cat.B) | stuk | Differentieel F200 2P 80A 30mA A | Différentiel F200 2P 80A 30mA A | FI-Schutzschalter F200 2P 80A 30mA A | RCD F200 2P 80A 30mA A |  | 5.14
2CSF202101R1900 | F202 A-100/0,03 | Active | 8012542915300 | 435.84 | 1 | 1 | stuk | F200 | BE31320 | SB (MCB&RCD Cat.B) | stuk | Differentieel F200 2P 100A 30mA A | Différentiel F200 2P 100A 30mA A | FI-Schutzschalter F200 2P 100A 30mA A | RCD F200 2P 100A 30mA A |  | 5.14
2CSF202101R2250 | F202 A-25/0,1 | Active | 8012542786900 | 136.13 | 1 | 1 | stuk | F200 | BE31320 | SB (MCB&RCD Cat.B) | stuk | Differentieel F200 2P 25A 100mA A | Différentiel F200 2P 25A 100mA A | FI-Schutzschalter F200 2P 25A 100mA A | RCD F200 2P 25A 100mA A |  | 5.14
2CSF202101R2400 | F202 A-40/0,1 | Active | 8012542787006 | 138.51 | 1 | 1 | stuk | F200 | BE31320 | SB (MCB&RCD Cat.B) | stuk | Differentieel F200 2P 40A 100mA A | Différentiel F200 2P 40A 100mA A | FI-Schutzschalter F200 2P 40A 100mA A | RCD F200 2P 40A 100mA A |  | 5.14
2CSF202101R2630 | F202 A-63/0,1 | Active | 8012542787105 | 182.69 | 1 | 1 | stuk | F200 | BE31320 | SB (MCB&RCD Cat.B) | stuk | Differentieel F200 2P 63A 100mA A | Différentiel F200 2P 63A 100mA A | FI-Schutzschalter F200 2P 63A 100mA A | RCD F200 2P 63A 100mA A |  | 5.14
2CSF202101R2800 | F202 A-80/0,1 | Active | 8012542915409 | 325.97 | 1 | 1 | stuk | F200 | BE31320 | SB (MCB&RCD Cat.B) | stuk | Differentieel F200 2P 80A 100mA A | Différentiel F200 2P 80A 100mA A | FI-Schutzschalter F200 2P 80A 100mA A | RCD F200 2P 80A 100mA A |  | 5.14
2CSF202101R2900 | F202 A-100/0,1 | Active | 8012542915508 | 391.65 | 1 | 1 | stuk | F200 | BE31320 | SB (MCB&RCD Cat.B) | stuk | Differentieel F200 2P 100A 100mA A | Différentiel F200 2P 100A 100mA A | FI-Schutzschalter F200 2P 100A 100mA A | RCD F200 2P 100A 100mA A |  | 5.14
2CSF202101R3800 | F202 A-80/0,3 | Active | 8012542915607 | 251.95 | 1 | 1 | stuk | F200 | BE31320 | SB (MCB&RCD Cat.B) | stuk | Differentieel F200 2P 80A 300mA A | Différentiel F200 2P 80A 300mA A | FI-Schutzschalter F200 2P 80A 300mA A | RCD F200 2P 80A 300mA A |  | 5.14
2CSF202101R3900 | F202 A-100/0,3 | Active | 8012542915706 | 302.1 | 1 | 1 | stuk | F200 | BE31320 | SB (MCB&RCD Cat.B) | stuk | Differentieel F200 2P 100A 300mA A | Différentiel F200 2P 100A 300mA A | FI-Schutzschalter F200 2P 100A 300mA A | RCD F200 2P 100A 300mA A |  | 5.14
2CSF202101R4250 | F202 A-25/0,5 | Active | 8012542783107 | 160 | 1 | 1 | stuk | F200 | BE31320 | SB (MCB&RCD Cat.B) | stuk | Differentieel F200 2P 25A 500mA A | Différentiel F200 2P 25A 500mA A | FI-Schutzschalter F200 2P 25A 500mA A | RCD F200 2P 25A 500mA A |  | 5.14
2CSF202101R4400 | F202 A-40/0,5 | Active | 8012542783206 | 162.38 | 1 | 1 | stuk | F200 | BE31320 | SB (MCB&RCD Cat.B) | stuk | Differentieel F200 2P 40A 500mA A | Différentiel F200 2P 40A 500mA A | FI-Schutzschalter F200 2P 40A 500mA A | RCD F200 2P 40A 500mA A |  | 5.14
2CSF202101R4630 | F202 A-63/0,5 | Active | 8012542783305 | 214.94 | 1 | 1 | stuk | F200 | BE31320 | SB (MCB&RCD Cat.B) | stuk | Differentieel F200 2P 63A 500mA A | Différentiel F200 2P 63A 500mA A | FI-Schutzschalter F200 2P 63A 500mA A | RCD F200 2P 63A 500mA A |  | 5.14
2CSF202101R4800 | F202 A-80/0,5 | Active | 8012542915805 | 287.77 | 1 | 1 | stuk | F200 | BE31320 | SB (MCB&RCD Cat.B) | stuk | Differentieel F200 2P 80A 500mA A | Différentiel F200 2P 80A 500mA A | FI-Schutzschalter F200 2P 80A 500mA A | RCD F200 2P 80A 500mA A |  | 5.14
2CSF202101R4900 | F202 A-100/0,5 | Active | 8012542915904 | 343.89 | 1 | 1 | stuk | F200 | BE31320 | SB (MCB&RCD Cat.B) | stuk | Differentieel F200 2P 100A 500mA A | Différentiel F200 2P 100A 500mA A | FI-Schutzschalter F200 2P 100A 500mA A | RCD F200 2P 100A 500mA A |  | 5.14
2CSF202121R1250 | F202 A-25/0,03 CEBEC | Active | 8012542818304 | 138.51 | 1 | 1 | stuk | F200 | BE31320 | SC (MCB&RCD Cat.A) | stuk | Differentieel F200 2P 25A 30mA A | Différentiel F200 2P 25A 30mA A | FI-Schutzschalter F200 2P 25A 30mA A | RCD F200 2P 25A 30mA A |  | 5.14
2CSF202121R1400 | F202 A-40/0,03 CEBEC | Active | 8012542818403 | 171.64 | 1 | 1 | stuk | F200 | BE31320 | SC (MCB&RCD Cat.A) | stuk | Differentieel F200 2P 40A 30mA A | Différentiel F200 2P 40A 30mA A | FI-Schutzschalter F200 2P 40A 30mA A | RCD F200 2P 40A 30mA A |  | 5.14
2CSF202121R1630 | F202 A-63/0,03 CEBEC | Active | 8012542818502 | 197.02 | 1 | 1 | stuk | F200 | BE31320 | SB (MCB&RCD Cat.B) | stuk | Differentieel F200 2P 63A 30mA A | Différentiel F200 2P 63A 30mA A | FI-Schutzschalter F200 2P 63A 30mA A | RCD F200 2P 63A 30mA A |  | 5.14
2CSF202121R3250 | F202 A-25/0,3 CEBEC | Active | 8012542818601 | 168.67 | 1 | 1 | stuk | F200 | BE31320 | SC (MCB&RCD Cat.A) | stuk | Differentieel F200 2P 25A 300mA A | Différentiel F200 2P 25A 300mA A | FI-Schutzschalter F200 2P 25A 300mA A | RCD F200 2P 25A 300mA A |  | 5.14
2CSF202121R3400 | F202 A-40/0,3 CEBEC | Active | 8012542818700 | 167.17 | 1 | 1 | stuk | F200 | BE31320 | SC (MCB&RCD Cat.A) | stuk | Differentieel F200 2P 40A 300mA A | Différentiel F200 2P 40A 300mA A | FI-Schutzschalter F200 2P 40A 300mA A | RCD F200 2P 40A 300mA A |  | 5.14
2CSF202121R3630 | F202 A-63/0,3 CEBEC | Active | 8012542818809 | 207.48 | 1 | 10 | stuk | F200 | BE31320 | SC (MCB&RCD Cat.A) | stuk | Differentieel F200 2P 63A 300mA A | Différentiel F200 2P 63A 300mA A | FI-Schutzschalter F200 2P 63A 300mA A | RCD F200 2P 63A 300mA A |  | 5.14
2CSF202199R1250 | F 202 A 25/0,03 110V | Active | 8012542343332 | 121.35 | 1 | 1 | stuk | F200 | BE31320 | SC (MCB&RCD Cat.A) | stuk | Differentieel 2p 25 A, 30mA 110V | Différentiel 2p 25 A, 30mA 110V | FI-Schutzschalter 2p 25 A, 30mA 110V | RCD 2p 25 A, 30mA 110V |  | 5.14
2CSF202199R1630 | F202 A-63/0,03 110V | Active | 8012542343134 | 254.34 | 1 | 1 | stuk | F200 | BE31320 | SC (MCB&RCD Cat.A) | stuk | Differentieel F200 2P 63A 30mA 110V A | Différentiel F200 2P 63A 30mA 110V A | FI-Schutzschalter F200 2P 63A 30mA 110V A | RCD F200 2P 63A 30mA 110V A |  | 5.14
2CSF202201R2400 | F202 A S-40/0,1 | Active | 8012542822905 | 307.47 | 1 | 1 | stuk | F200 | BE31320 | SB (MCB&RCD Cat.B) | stuk | Differentieel F200 2P 40A 100mA S | Différentiel F200 2P 40A 100mA S | FI-Schutzschalter F200 2P 40A 100mA S | RCD F200 2P 40A 100mA S |  | 5.14
2CSF202201R2630 | F202 A S-63/0,1 | Active | 8012542823001 | 288.98 | 1 | 1 | stuk | F200 | BE31320 | SB (MCB&RCD Cat.B) | stuk | Differentieel F200 2P 63A 100mA S | Différentiel F200 2P 63A 100mA S | FI-Schutzschalter F200 2P 63A 100mA S | RCD F200 2P 63A 100mA S |  | 5.14
2CSF202201R3400 | F202 A S-40/0,3 | Active | 8012542784302 | 235.83 | 1 | 1 | stuk | F200 | BE31320 | SB (MCB&RCD Cat.B) | stuk | Differentieel F200 2P 40A 300mA S | Différentiel F200 2P 40A 300mA S | FI-Schutzschalter F200 2P 40A 300mA S | RCD F200 2P 40A 300mA S |  | 5.14
2CSF202201R3630 | F202 A S-63/0,3 | Active | 8012542784401 | 288.07 | 1 | 1 | stuk | F200 | BE31320 | SB (MCB&RCD Cat.B) | stuk | Differentieel F200 2P 63A 300mA S | Différentiel F200 2P 63A 300mA S | FI-Schutzschalter F200 2P 63A 300mA S | RCD F200 2P 63A 300mA S |  | 5.14
2CSF202201R3900 | F202 A S-100/0,3 | Active | 8012542916109 | 435.84 | 1 | 1 | stuk | F200 | BE31320 | SB (MCB&RCD Cat.B) | stuk | Differentieel F200 2P 100A 300mA S | Différentiel F200 2P 100A 300mA S | FI-Schutzschalter F200 2P 100A 300mA S | RCD F200 2P 100A 300mA S |  | 5.14
2CSF202201R4400 | F202 A S-40/0,5 | Active | 8012542784500 | 188.65 | 1 | 1 | stuk | F200 | BE31320 | SB (MCB&RCD Cat.B) | stuk | Differentieel F200 2P 40A 500mA S | Différentiel F200 2P 40A 500mA S | FI-Schutzschalter F200 2P 40A 500mA S | RCD F200 2P 40A 500mA S |  | 5.14
2CSF202201R4630 | F202 A S-63/0,5 | Active | 8012542784609 | 230.46 | 1 | 1 | stuk | F200 | BE31320 | SB (MCB&RCD Cat.B) | stuk | Differentieel F200 2P 63A 500mA S | Différentiel F200 2P 63A 500mA S | FI-Schutzschalter F200 2P 63A 500mA S | RCD F200 2P 63A 500mA S |  | 5.14
2CSF202201R4900 | F202 A S-100/0,5 | Active | 8012542916208 | 435.84 | 1 | 1 | stuk | F200 | BE31320 | SB (MCB&RCD Cat.B) | stuk | Differentieel F200 2P 100A 500mA S | Différentiel F200 2P 100A 500mA S | FI-Schutzschalter F200 2P 100A 500mA S | RCD F200 2P 100A 500mA S |  | 5.14
2CSF202201R5400 | F202 A S-40/1 | Active | 8012542823100 | 189.85 | 1 | 1 | stuk | F200 | BE31320 | SB (MCB&RCD Cat.B) | stuk | Differentieel F200 2P 40A 1000mA S | Différentiel F200 2P 40A 1000mA S | FI-Schutzschalter F200 2P 40A 1000mA S | RCD F200 2P 40A 1000mA S |  | 5.14
2CSF202201R5630 | F202 A S-63/1 | Active | 8012542823209 | 291.05 | 1 | 1 | stuk | F200 | BE31320 | SB (MCB&RCD Cat.B) | stuk | Differentieel F200 2P 63A 1000mA S | Différentiel F200 2P 63A 1000mA S | FI-Schutzschalter F200 2P 63A 1000mA S | RCD F200 2P 63A 1000mA S |  | 5.14
2CSF202201R5900 | F202 A S-100/1 | Active | 8012542916307 | 435.84 | 1 | 1 | stuk | F200 | BE31320 | SB (MCB&RCD Cat.B) | stuk | Differentieel F200 2P 100A 1000mA S | Différentiel F200 2P 100A 1000mA S | FI-Schutzschalter F200 2P 100A 1000mA S | RCD F200 2P 100A 1000mA S |  | 5.14
2CSF202401R1250 | F202 A-25/0,03 AP-R | Active | 8012542785101 | 160 | 1 | 1 | stuk | F200 | BE31320 | SB (MCB&RCD Cat.B) | stuk | Differentieel F200 2P 25A 30mA A-PR | Différentiel F200 2P 25A 30mA A-PR | FI-Schutzschalter F200 2P 25A 30mA A-PR | RCD F200 2P 25A 30mA A-PR |  | 5.14
2CSF202401R1400 | F202 A-40/0,03 AP-R | Active | 8012542785200 | 203 | 1 | 1 | stuk | F200 | BE31320 | SB (MCB&RCD Cat.B) | stuk | Differentieel F200 2P 40A 30mA A-PR | Différentiel F200 2P 40A 30mA A-PR | FI-Schutzschalter F200 2P 40A 30mA A-PR | RCD F200 2P 40A 30mA A-PR |  | 5.14
2CSF202401R1630 | F202 A-63/0,03 AP-R | Active | 8012542785309 | 214.94 | 1 | 1 | stuk | F200 | BE31320 | SB (MCB&RCD Cat.B) | stuk | Differentieel F200 2P 63A 30mA A-PR | Différentiel F200 2P 63A 30mA A-PR | FI-Schutzschalter F200 2P 63A 30mA A-PR | RCD F200 2P 63A 30mA A-PR |  | 5.14
2CSF202401R1800 | F202 A-80/0,03 AP-R | Active | 8012542916406 | 413.14 | 1 | 1 | stuk | F200 | BE31320 | SB (MCB&RCD Cat.B) | stuk | Differentieel F200 2P 80A 30mA A-PR | Différentiel F200 2P 80A 30mA A-PR | FI-Schutzschalter F200 2P 80A 30mA A-PR | RCD F200 2P 80A 30mA A-PR |  | 5.14
2CSF202401R1900 | F202 A-100/0,03 AP-R | Active | 8012542916505 | 496.74 | 1 | 1 | stuk | F200 | BE31320 | SB (MCB&RCD Cat.B) | stuk | Differentieel F200 2P 100A 30mA A-PR | Différentiel F200 2P 100A 30mA A-PR | FI-Schutzschalter F200 2P 100A 30mA A-PR | RCD F200 2P 100A 30mA A-PR |  | 5.14
2CSF202568R1160 | F202B-16/0,03 | Active | 8012542341154 | 618.52 | 1 | 1 | stuk | F200 | BE31320 | SB (MCB&RCD Cat.B) | stuk | Differentieel F200 2P 16A 30mA B type | Différentiel F200 2P 16A 30mA B type | FI-Schutzschalter F200 2P 16A 30mA B type | RCD F200 2P 16A 30mA B type |  | 5.14
2CSF202568R1250 | F202B-25/0,03 | Active | 8012542341253 | 614.95 | 1 | 1 | stuk | F200 | BE31320 | SB (MCB&RCD Cat.B) | stuk | Differentieel F200 2P 25A 30mA B type | Différentiel F200 2P 25A 30mA B type | FI-Schutzschalter F200 2P 25A 30mA B type | RCD F200 2P 25A 30mA B type |  | 5.14
2CSF202568R1400 | F202B-40/0,03 | Active | 8012542341352 | 642.41 | 1 | 1 | stuk | F200 | BE31320 | SB (MCB&RCD Cat.B) | stuk | Differentieel F200 2P 40A 30mA B type | Différentiel F200 2P 40A 30mA B type | FI-Schutzschalter F200 2P 40A 30mA B type | RCD F200 2P 40A 30mA B type |  | 5.14
2CSF202568R1630 | F202B-63/0,03 | Active | 8012542341451 | 985.11 | 1 | 1 | stuk | F200 | BE31320 | SB (MCB&RCD Cat.B) | stuk | Differentieel F200 2P 63A 30mA B type | Différentiel F200 2P 63A 30mA B type | FI-Schutzschalter F200 2P 63A 30mA B type | RCD F200 2P 63A 30mA B type |  | 5.14
2CSF202568R3160 | F202B-16/0,3 | Active | 8012542341550 | 534.94 | 1 | 1 | stuk | F200 | BE31320 | SB (MCB&RCD Cat.B) | stuk | Differentieel F200 2P 16A 300mA B type | Différentiel F200 2P 16A 300mA B type | FI-Schutzschalter F200 2P 16A 300mA B type | RCD F200 2P 16A 300mA B type |  | 5.14
2CSF202568R3250 | F202B-25/0,3 | Active | 8012542341659 | 528.97 | 1 | 1 | stuk | F200 | BE31320 | SB (MCB&RCD Cat.B) | stuk | Differentieel F200 2P 25A 300mA B type | Différentiel F200 2P 25A 300mA B type | FI-Schutzschalter F200 2P 25A 300mA B type | RCD F200 2P 25A 300mA B type |  | 5.14
2CSF202568R3400 | F202B-40/0,3 | Active | 8012542341758 | 562.41 | 1 | 1 | stuk | F200 | BE31320 | SB (MCB&RCD Cat.B) | stuk | Differentieel F200 2P 40A 300mA B type | Différentiel F200 2P 40A 300mA B type | FI-Schutzschalter F200 2P 40A 300mA B type | RCD F200 2P 40A 300mA B type |  | 5.14
2CSF202568R3630 | F202B-63/0,3 | Active | 8012542341857 | 869.27 | 1 | 1 | stuk | F200 | BE31320 | SB (MCB&RCD Cat.B) | stuk | Differentieel F200 2P 63A 300mA B type | Différentiel F200 2P 63A 300mA B type | FI-Schutzschalter F200 2P 63A 300mA B type | RCD F200 2P 63A 300mA B type |  | 5.14
2CSF204101R1250 | F204 A-25/0,03 | Active | 8012542783404 | 168.59 | 1 | 1 | stuk | F200 | BE31320 | SA (Modulair+Plug&Socket) | stuk | Differentieel F200 4P 25A 30mA A | Différentiel F200 4P 25A 30mA A | FI-Schutzschalter F200 4P 25A 30mA A | RCD F200 4P 25A 30mA A |  | 5.14
2CSF204101R1400 | F204 A-40/0,03 | Active | 8012542783503 | 187.31 | 1 | 1 | stuk | F200 | BE31320 | SA (Modulair+Plug&Socket) | stuk | Differentieel F200 4P 40A 30mA A | Différentiel F200 4P 40A 30mA A | FI-Schutzschalter F200 4P 40A 30mA A | RCD F200 4P 40A 30mA A |  | 5.14
2CSF204101R1800 | F204 A-80/0,03 | Active | 8012542917809 | 519.41 | 1 | 1 | stuk | F200 | BE31320 | SB (MCB&RCD Cat.B) | stuk | Differentieel F200 4P 80A 30mA A | Différentiel F200 4P 80A 30mA A | FI-Schutzschalter F200 4P 80A 30mA A | RCD F200 4P 80A 30mA A |  | 5.14
2CSF204101R1900 | F204 A-100/0,03 | Active | 8012542917908 | 623.3 | 1 | 1 | stuk | F200 | BE31320 | SB (MCB&RCD Cat.B) | stuk | Differentieel F200 4P 100A 30mA A | Différentiel F200 4P 100A 30mA A | FI-Schutzschalter F200 4P 100A 30mA A | RCD F200 4P 100A 30mA A |  | 5.14
2CSF204101R1950 | F204 A-125/0,03 | Active | 8012542941903 | 1497.36 | 1 | 1 | stuk | F200 | BE31320 | SB (MCB&RCD Cat.B) | stuk | Differentieel F200 4P 125A 30mA A | Différentiel F200 4P 125A 30mA A | FI-Schutzschalter F200 4P 125A 30mA A | RCD F200 4P 125A 30mA A |  | 5.14
2CSF204101R2250 | F204 A-25/0,1 | Active | 8012542787204 | 189.57 | 1 | 1 | stuk | F200 | BE31320 | SB (MCB&RCD Cat.B) | stuk | Differentieel F200 4P 25A 100mA A | Différentiel F200 4P 25A 100mA A | FI-Schutzschalter F200 4P 25A 100mA A | RCD F200 4P 25A 100mA A |  | 5.14
2CSF204101R2400 | F204 A-40/0,1 | Active | 8012542787303 | 197.02 | 1 | 1 | stuk | F200 | BE31320 | SB (MCB&RCD Cat.B) | stuk | Differentieel F200 4P 40A 100mA A | Différentiel F200 4P 40A 100mA A | FI-Schutzschalter F200 4P 40A 100mA A | RCD F200 4P 40A 100mA A |  | 5.14
2CSF204101R2630 | F204 A-63/0,1 | Active | 8012542787402 | 255.24 | 1 | 1 | stuk | F200 | BE31320 | SB (MCB&RCD Cat.B) | stuk | Differentieel F200 4P 63A 100mA A | Différentiel F200 4P 63A 100mA A | FI-Schutzschalter F200 4P 63A 100mA A | RCD F200 4P 63A 100mA A |  | 5.14
2CSF204101R2800 | F204 A-80/0,1 | Active | 8012542918004 | 466.88 | 1 | 1 | stuk | F200 | BE31320 | SB (MCB&RCD Cat.B) | stuk | Differentieel F200 4P 80A 100mA A | Différentiel F200 4P 80A 100mA A | FI-Schutzschalter F200 4P 80A 100mA A | RCD F200 4P 80A 100mA A |  | 5.14
2CSF204101R2900 | F204 A-100/0,1 | Active | 8012542918103 | 560.01 | 1 | 1 | stuk | F200 | BE31320 | SB (MCB&RCD Cat.B) | stuk | Differentieel F200 4P 100A 100mA A | Différentiel F200 4P 100A 100mA A | FI-Schutzschalter F200 4P 100A 100mA A | RCD F200 4P 100A 100mA A |  | 5.14
2CSF204101R2950 | F204 A-125/0,1 | Active | 8012542942009 | 1414.96 | 1 | 1 | stuk | F200 | BE31320 | SB (MCB&RCD Cat.B) | stuk | Differentieel F200 4P 125A 100mA A | Différentiel F200 4P 125A 100mA A | FI-Schutzschalter F200 4P 125A 100mA A | RCD F200 4P 125A 100mA A |  | 5.14
2CSF204101R3800 | F204 A-80/0,3 | Active | 8012542918202 | 432.85 | 1 | 1 | stuk | F200 | BE31320 | SB (MCB&RCD Cat.B) | stuk | Differentieel F200 4P 80A 300mA A | Différentiel F200 4P 80A 300mA A | FI-Schutzschalter F200 4P 80A 300mA A | RCD F200 4P 80A 300mA A |  | 5.14
2CSF204101R3900 | F204 A-100/0,3 | Active | 8012542918301 | 517.94 | 1 | 1 | stuk | F200 | BE31320 | SB (MCB&RCD Cat.B) | stuk | Differentieel F200 4P 100A 300mA A | Différentiel F200 4P 100A 300mA A | FI-Schutzschalter F200 4P 100A 300mA A | RCD F200 4P 100A 300mA A |  | 5.14
2CSF204101R3950 | F204 A-125/0,3 | Active | 8012542942108 | 857.34 | 1 | 1 | stuk | F200 | BE31320 | SB (MCB&RCD Cat.B) | stuk | Differentieel F200 4P 125A 300mA A | Différentiel F200 4P 125A 300mA A | FI-Schutzschalter F200 4P 125A 300mA A | RCD F200 4P 125A 300mA A |  | 5.14
2CSF204101R4250 | F204 A-25/0,5 | Active | 8012542784005 | 179.11 | 1 | 1 | stuk | F200 | BE31320 | SB (MCB&RCD Cat.B) | stuk | Differentieel F200 4P 25A 500mA A | Différentiel F200 4P 25A 500mA A | FI-Schutzschalter F200 4P 25A 500mA A | RCD F200 4P 25A 500mA A |  | 5.14
2CSF204101R4400 | F204 A-40/0,5 | Active | 8012542784104 | 187.47 | 1 | 1 | stuk | F200 | BE31320 | SB (MCB&RCD Cat.B) | stuk | Differentieel F200 4P 40A 500mA A | Différentiel F200 4P 40A 500mA A | FI-Schutzschalter F200 4P 40A 500mA A | RCD F200 4P 40A 500mA A |  | 5.14
2CSF204101R4630 | F204 A-63/0,5 | Active | 8012542784203 | 247.17 | 1 | 1 | stuk | F200 | BE31320 | SB (MCB&RCD Cat.B) | stuk | Differentieel F200 4P 63A 500mA A | Différentiel F200 4P 63A 500mA A | FI-Schutzschalter F200 4P 63A 500mA A | RCD F200 4P 63A 500mA A |  | 5.14
2CSF204101R4800 | F204 A-80/0,5 | Active | 8012542918400 | 409.57 | 1 | 1 | stuk | F200 | BE31320 | SB (MCB&RCD Cat.B) | stuk | Differentieel F200 4P 80A 500mA A | Différentiel F200 4P 80A 500mA A | FI-Schutzschalter F200 4P 80A 500mA A | RCD F200 4P 80A 500mA A |  | 5.14
2CSF204101R4900 | F204 A-100/0,5 | Active | 8012542918509 | 490.75 | 1 | 1 | stuk | F200 | BE31320 | SB (MCB&RCD Cat.B) | stuk | Differentieel F200 4P 100A 500mA A | Différentiel F200 4P 100A 500mA A | FI-Schutzschalter F200 4P 100A 500mA A | RCD F200 4P 100A 500mA A |  | 5.14
2CSF204101R4950 | F204 A-125/0,5 | Active | 8012542942207 | 871.66 | 1 | 1 | stuk | F200 | BE31320 | SB (MCB&RCD Cat.B) | stuk | Differentieel F200 4P 125A 500mA A | Différentiel F200 4P 125A 500mA A | FI-Schutzschalter F200 4P 125A 500mA A | RCD F200 4P 125A 500mA A |  | 5.14
2CSF204121R1250 | F204 A-25/0,03 CEBEC | Active | 8012542819202 | 151.65 | 1 | 1 | stuk | F200 | BE31320 | SC (MCB&RCD Cat.A) | stuk | Differentieel F200 4P 25A 30mA A | Différentiel F200 4P 25A 30mA A | FI-Schutzschalter F200 4P 25A 30mA A | RCD F200 4P 25A 30mA A |  | 5.14
2CSF204121R1400 | F204 A-40/0,03 CEBEC | Active | 8012542819301 | 186.59 | 1 | 1 | stuk | F200 | BE31320 | SC (MCB&RCD Cat.A) | stuk | Differentieel F200 4P 40A 30mA A | Différentiel F200 4P 40A 30mA A | FI-Schutzschalter F200 4P 40A 30mA A | RCD F200 4P 40A 30mA A |  | 5.14
2CSF204121R1630 | F204 A-63/0,03 CEBEC | Active | 8012542819400 | 214.94 | 1 | 1 | stuk | F200 | BE31320 | SB (MCB&RCD Cat.B) | stuk | Differentieel F200 4P 63A 30mA A | Différentiel F200 4P 63A 30mA A | FI-Schutzschalter F200 4P 63A 30mA A | RCD F200 4P 63A 30mA A |  | 5.14
2CSF204121R3250 | F204 A-25/0,3 CEBEC | Active | 8012542819509 | 182.09 | 1 | 1 | stuk | F200 | BE31320 | SC (MCB&RCD Cat.A) | stuk | Differentieel F200 4P 25A 300mA A | Différentiel F200 4P 25A 300mA A | FI-Schutzschalter F200 4P 25A 300mA A | RCD F200 4P 25A 300mA A |  | 5.14
2CSF204121R3400 | F204 A-40/0,3 CEBEC | Active | 8012542819608 | 180.61 | 1 | 1 | stuk | F200 | BE31320 | SC (MCB&RCD Cat.A) | stuk | Differentieel F200 4P 40A 300mA A | Différentiel F200 4P 40A 300mA A | FI-Schutzschalter F200 4P 40A 300mA A | RCD F200 4P 40A 300mA A |  | 5.14
2CSF204121R3630 | F204 A-63/0,3 CEBEC | Active | 8012542819707 | 222.4 | 1 | 1 | stuk | F200 | BE31320 | SC (MCB&RCD Cat.A) | stuk | Differentieel F200 4P 63A 300mA A | Différentiel F200 4P 63A 300mA A | FI-Schutzschalter F200 4P 63A 300mA A | RCD F200 4P 63A 300mA A |  | 5.14
2CSF204197R1250 | F204 A-25/0,03 400Hz | Active | 8012542968603 | 384.49 | 1 | 1 | stuk | F200 | BE31320 | SB (MCB&RCD Cat.B) | stuk | Differentieel F200 4P 25A 30mA 400Hz A | Différentiel F200 4P 25A 30mA 400Hz A | FI-Schutzschalter F200 4P 25A 30mA 400Hz A | RCD F200 4P 25A 30mA 400Hz A |  | 5.14
2CSF204197R1400 | F204 A-40/0,03 400Hz | Active | 8012542968702 | 478.81 | 1 | 1 | stuk | F200 | BE31320 | SB (MCB&RCD Cat.B) | stuk | Differentieel F200 4P 40A 30mA 400Hz A | Différentiel F200 4P 40A 30mA 400Hz A | FI-Schutzschalter F200 4P 40A 30mA 400Hz A | RCD F200 4P 40A 30mA 400Hz A |  | 5.14
2CSF204201R2400 | F204 A S-40/0,1 | Active | 8012542823308 | 257.91 | 1 | 1 | stuk | F200 | BE31320 | SB (MCB&RCD Cat.B) | stuk | Differentieel F200 4P 40A 100mA S | Différentiel F200 4P 40A 100mA S | FI-Schutzschalter F200 4P 40A 100mA S | RCD F200 4P 40A 100mA S |  | 5.14
2CSF204201R2630 | F204 A S-63/0,1 | Active | 8012542823407 | 321.21 | 1 | 1 | stuk | F200 | BE31320 | SB (MCB&RCD Cat.B) | stuk | Differentieel F200 4P 63A 100mA S | Différentiel F200 4P 63A 100mA S | FI-Schutzschalter F200 4P 63A 100mA S | RCD F200 4P 63A 100mA S |  | 5.14
2CSF204201R2900 | F204 A S-100/0,1 | Active | 8012542919001 | 809.58 | 1 | 1 | stuk | F200 | BE31320 | SB (MCB&RCD Cat.B) | stuk | Differentieel F200 4P 100A 100mA S | Différentiel F200 4P 100A 100mA S | FI-Schutzschalter F200 4P 100A 100mA S | RCD F200 4P 100A 100mA S |  | 5.14
2CSF204201R3400 | F204 A S-40/0,3 | Active | 8012542784708 | 199.42 | 1 | 1 | stuk | F200 | BE31320 | SB (MCB&RCD Cat.B) | stuk | Differentieel F200 4P 40A 300mA S | Différentiel F200 4P 40A 300mA S | FI-Schutzschalter F200 4P 40A 300mA S | RCD F200 4P 40A 300mA S |  | 5.14
2CSF204201R3630 | F204 A S-63/0,3 | Active | 8012542784807 | 248.36 | 1 | 1 | stuk | F200 | BE31320 | SB (MCB&RCD Cat.B) | stuk | Differentieel F200 4P 63A 300mA S | Différentiel F200 4P 63A 300mA S | FI-Schutzschalter F200 4P 63A 300mA S | RCD F200 4P 63A 300mA S |  | 5.14
2CSF204201R3900 | F204 A S-100/0,3 | Active | 8012542919100 | 623.3 | 1 | 1 | stuk | F200 | BE31320 | SB (MCB&RCD Cat.B) | stuk | Differentieel F200 4P 100A 300mA S | Différentiel F200 4P 100A 300mA S | FI-Schutzschalter F200 4P 100A 300mA S | RCD F200 4P 100A 300mA S |  | 5.14
2CSF204201R3950 | F204 A S-125/0,3 | Active | 8012542968207 | 2090.8 | 1 | 1 | stuk | F200 | BE31320 | SB (MCB&RCD Cat.B) | stuk | Differentieel F200 4P 125A 300mA S | Différentiel F200 4P 125A 300mA S | FI-Schutzschalter F200 4P 125A 300mA S | RCD F200 4P 125A 300mA S |  | 5.14
2CSF204201R4400 | F204 A S-40/0,5 | Active | 8012542784906 | 199.42 | 1 | 1 | stuk | F200 | BE31320 | SB (MCB&RCD Cat.B) | stuk | Differentieel F200 4P 40A 500mA S | Différentiel F200 4P 40A 500mA S | FI-Schutzschalter F200 4P 40A 500mA S | RCD F200 4P 40A 500mA S |  | 5.14
2CSF204201R4630 | F204 A S-63/0,5 | Active | 8012542785002 | 256.71 | 1 | 1 | stuk | F200 | BE31320 | SB (MCB&RCD Cat.B) | stuk | Differentieel F200 4P 63A 500mA S | Différentiel F200 4P 63A 500mA S | FI-Schutzschalter F200 4P 63A 500mA S | RCD F200 4P 63A 500mA S |  | 5.14
2CSF204201R4900 | F204 A S-100/0,5 | Active | 8012542919209 | 645.99 | 1 | 1 | stuk | F200 | BE31320 | SB (MCB&RCD Cat.B) | stuk | Differentieel F200 4P 100A 500mA S | Différentiel F200 4P 100A 500mA S | FI-Schutzschalter F200 4P 100A 500mA S | RCD F200 4P 100A 500mA S |  | 5.14
2CSF204201R4950 | F204 A S-125/0,5 | Active | 8012542968405 | 2090.8 | 1 | 1 | stuk | F200 | BE31320 | SB (MCB&RCD Cat.B) | stuk | Differentieel F200 4P 125A 500mA S | Différentiel F200 4P 125A 500mA S | FI-Schutzschalter F200 4P 125A 500mA S | RCD F200 4P 125A 500mA S |  | 5.14
2CSF204201R5400 | F204 A S-40/1 | Active | 8012542823506 | 208.96 | 1 | 1 | stuk | F200 | BE31320 | SB (MCB&RCD Cat.B) | stuk | Differentieel F200 4P 40A 1000mA S | Différentiel F200 4P 40A 1000mA S | FI-Schutzschalter F200 4P 40A 1000mA S | RCD F200 4P 40A 1000mA S |  | 5.14
2CSF204201R5630 | F204 A S-63/1 | Active | 8012542823605 | 323.6 | 1 | 1 | stuk | F200 | BE31320 | SB (MCB&RCD Cat.B) | stuk | Differentieel F200 4P 63A 1000mA S | Différentiel F200 4P 63A 1000mA S | FI-Schutzschalter F200 4P 63A 1000mA S | RCD F200 4P 63A 1000mA S |  | 5.14
2CSF204201R5900 | F204 A S-100/1 | Active | 8012542919308 | 645.99 | 1 | 1 | stuk | F200 | BE31320 | SB (MCB&RCD Cat.B) | stuk | Differentieel F200 4P 100A 1000mA S | Différentiel F200 4P 100A 1000mA S | FI-Schutzschalter F200 4P 100A 1000mA S | RCD F200 4P 100A 1000mA S |  | 5.14
2CSF204401R1250 | F204 A-25/0,03 AP-R | Active | 8012542785408 | 173.15 | 1 | 1 | stuk | F200 | BE31320 | SB (MCB&RCD Cat.B) | stuk | Differentieel F200 4P 25A 30mA A-PR | Différentiel F200 4P 25A 30mA A-PR | FI-Schutzschalter F200 4P 25A 30mA A-PR | RCD F200 4P 25A 30mA A-PR |  | 5.14
2CSF204401R1400 | F204 A-40/0,03 AP-R | Active | 8012542785507 | 175.53 | 1 | 1 | stuk | F200 | BE31320 | SB (MCB&RCD Cat.B) | stuk | Differentieel F200 4P 40A 30mA A-PR | Différentiel F200 4P 40A 30mA A-PR | FI-Schutzschalter F200 4P 40A 30mA A-PR | RCD F200 4P 40A 30mA A-PR |  | 5.14
2CSF204401R1630 | F204 A-63/0,03 AP-R | Active | 8012542785606 | 230.46 | 1 | 1 | stuk | F200 | BE31320 | SB (MCB&RCD Cat.B) | stuk | Differentieel F200 4P 63A 30mA A-PR | Différentiel F200 4P 63A 30mA A-PR | FI-Schutzschalter F200 4P 63A 30mA A-PR | RCD F200 4P 63A 30mA A-PR |  | 5.14
2CSF204401R1800 | F204 A-80/0,03 AP-R | Active | 8012542919407 | 571.97 | 1 | 1 | stuk | F200 | BE31320 | SB (MCB&RCD Cat.B) | stuk | Differentieel F200 4P 80A 30mA A-PR | Différentiel F200 4P 80A 30mA A-PR | FI-Schutzschalter F200 4P 80A 30mA A-PR | RCD F200 4P 80A 30mA A-PR |  | 5.14
2CSF204401R1900 | F204 A-100/0,03 AP-R | Active | 8012542919506 | 686.58 | 1 | 1 | stuk | F200 | BE31320 | SB (MCB&RCD Cat.B) | stuk | Differentieel F200 4P 100A 30mA A-PR | Différentiel F200 4P 100A 30mA A-PR | FI-Schutzschalter F200 4P 100A 30mA A-PR | RCD F200 4P 100A 30mA A-PR |  | 5.14
2CSF204401R1950 | F204 A-125/0,03 AP-R | Active | 8012542967903 | 2246.02 | 1 | 1 | stuk | F200 | BE31320 | SB (MCB&RCD Cat.B) | stuk | Differentieel F200 4P 125A 30mA A-PR | Différentiel F200 4P 125A 30mA A-PR | FI-Schutzschalter F200 4P 125A 30mA A-PR | RCD F200 4P 125A 30mA A-PR |  | 5.14
2CSF204501R1800 | FI F204B-80/0,03 | Active | 8012542988601 | 5017.46 | 1 | 1 | stuk | F200 | BE31320 | SB (MCB&RCD Cat.B) | stuk | Differentieel F200 4P 80A 30mA B | Différentiel F200 4P 80A 30mA B | FI-Schutzschalter F200 4P 80A 30mA B | RCD F200 4P 80A 30mA B |  | 5.14
2CSF204523R1950 | F204 B-125/0.03-L | Active | 8012542988700 | 4389.38 | 1 | 1 | stuk | F200 | BE31320 | SB (MCB&RCD Cat.B) | stuk | Differentieel F200 4P 125A 30mA B | Différentiel F200 4P 125A 30mA B | FI-Schutzschalter F200 4P 125A 30mA B | RCD F200 4P 125A 30mA B |  | 5.14
2CSF204523R3950 | F204 B-125/0.3-L | Active | 8012542989202 | 4293.86 | 1 | 1 | stuk | F200 | BE31320 | SB (MCB&RCD Cat.B) | stuk | Differentieel F200 4P 125A 300mA B | Différentiel F200 4P 125A 300mA B | FI-Schutzschalter F200 4P 125A 300mA B | RCD F200 4P 125A 300mA B |  | 5.14
2CSF204523R4950 | F204 B-125/0.5-L | Active | 8012542730439 | 4199.53 | 1 | 1 | stuk | F200 | BE31320 | SB (MCB&RCD Cat.B) | stuk | Differentieel F200 4P 125A 500mA B | Différentiel F200 4P 125A 500mA B | FI-Schutzschalter F200 4P 125A 500mA B | RCD F200 4P 125A 500mA B |  | 5.14
2CSF204568R1250 | F204B-25/0,03 | Active | 8012542341956 | 870.47 | 1 | 1 | stuk | F200 | BE31320 | SB (MCB&RCD Cat.B) | stuk | Differentieel F200 4P 25A 30mA B type | Différentiel F200 4P 25A 30mA B type | FI-Schutzschalter F200 4P 25A 30mA B type | RCD F200 4P 25A 30mA B type |  | 5.14
2CSF204568R1400 | F204B-40/0,03 | Active | 8012542342052 | 902.72 | 1 | 1 | stuk | F200 | BE31320 | SB (MCB&RCD Cat.B) | stuk | Differentieel F200 4P 40A 30mA B type | Différentiel F200 4P 40A 30mA B type | FI-Schutzschalter F200 4P 40A 30mA B type | RCD F200 4P 40A 30mA B type |  | 5.14
2CSF204568R1630 | F204B-63/0,03 | Active | 8012542342151 | 1155.86 | 1 | 1 | stuk | F200 | BE31320 | SB (MCB&RCD Cat.B) | stuk | Differentieel F200 4P 63A 30mA B type | Différentiel F200 4P 63A 30mA B type | FI-Schutzschalter F200 4P 63A 30mA B type | RCD F200 4P 63A 30mA B type |  | 5.14
2CSF204568R3250 | F204B-25/0,3 | Active | 8012542342250 | 782.11 | 1 | 1 | stuk | F200 | BE31320 | SB (MCB&RCD Cat.B) | stuk | Differentieel F200 4P 25A 300mA B type | Différentiel F200 4P 25A 300mA B type | FI-Schutzschalter F200 4P 25A 300mA B type | RCD F200 4P 25A 300mA B type |  | 5.14
2CSF204568R3400 | F204B-40/0,3 | Active | 8012542342359 | 810.77 | 1 | 1 | stuk | F200 | BE31320 | SB (MCB&RCD Cat.B) | stuk | Differentieel F200 4P 40A 300mA B type | Différentiel F200 4P 40A 300mA B type | FI-Schutzschalter F200 4P 40A 300mA B type | RCD F200 4P 40A 300mA B type |  | 5.14
2CSF204568R3630 | F204B-63/0,3 | Active | 8012542342458 | 1473.47 | 1 | 1 | stuk | F200 | BE31320 | SB (MCB&RCD Cat.B) | stuk | Differentieel F200 4P 63A 300mA B type | Différentiel F200 4P 63A 300mA B type | FI-Schutzschalter F200 4P 63A 300mA B type | RCD F200 4P 63A 300mA B type |  | 5.14
2CSF204568U1400 | F204B-40/0,03U | Active | 8012542355953 | 902.25 | 1 | 24 | stuk | F200 | BE31320 | SB (MCB&RCD Cat.B) | stuk | Differentieel F200 4P 40A 30mA B type multipack | Différentiel F200 4P 40A 30mA B type multipack | FI-Schutzschalter F200 4P 40A 30mA B type multipack | RCD F200 4P 40A 30mA B type multipack |  | 5.14
2CSF204568U1630 | F204B-63/0,03U | Active | 8012542356059 | 1151.2 | 1 | 24 | stuk | F200 | BE31320 | SB (MCB&RCD Cat.B) | stuk | Differentieel F200 4P 63A 30mA B type multipack | Différentiel F200 4P 63A 30mA B type multipack | FI-Schutzschalter F200 4P 63A 30mA B type multipack | RCD F200 4P 63A 30mA B type multipack |  | 5.14
2CSF204568U3630 | F204B-63/0,3U | Active | 8012542356257 | 1469.93 | 1 | 24 | stuk | F200 | BE31320 | SB (MCB&RCD Cat.B) | stuk | Differentieel F200 4P 63A 300mA B type multipack | Différentiel F200 4P 63A 300mA B type multipack | FI-Schutzschalter F200 4P 63A 300mA B type multipack | RCD F200 4P 63A 300mA B type multipack |  | 5.14
2CSF204592R4400 | F204 B-40/0,5 | Active | 8012542776932 | 1072.27 | 1 | 1 | stuk | F200 | BE31320 | SB (MCB&RCD Cat.B) | stuk | Differentieel F200 4P 40A 500mA B | Différentiel F200 4P 40A 500mA B | FI-Schutzschalter F200 4P 40A 500mA B | RCD F200 4P 40A 500mA B |  | 5.14
2CSF204592R4630 | F204 B-63/0,5 | Active | 8012542347637 | 1473.47 | 1 | 1 | stuk | F200 | BE31320 | SB (MCB&RCD Cat.B) | stuk | Differentieel F200 4P 63A 500mA B | Différentiel F200 4P 63A 500mA B | FI-Schutzschalter F200 4P 63A 500mA B | RCD F200 4P 63A 500mA B |  | 5.14
2CSF204701R3800 | FI F204B+80/0,3 | Active | 8012542043126 | 4206.69 | 1 | 1 | stuk | F200 | BE31320 | SB (MCB&RCD Cat.B) | stuk | Differentieel F200 4P 80A 300mA B+ | Différentiel F200 4P 80A 300mA B+ | FI-Schutzschalter F200 4P 80A 300mA B+ | RCD F200 4P 80A 300mA B+ |  | 5.14
2CSF204868R3400 | F204BS-40/0,3 | Active | 8012542342557 | 995.83 | 1 | 1 | stuk | F200 | BE31320 | SB (MCB&RCD Cat.B) | stuk | Differentieel F200 4P 40A 300mA Selectief B type | Différentiel F200 4P 40A 300mA Selectif B type | FI-Schutzschalter F200 4P 40A 300mA Selectief B type | RCD F200 4P 40A 300mA Selectief B type |  | 5.14
2CSF204868R3630 | F204BS-63/0,3 | Active | 8012542342656 | 1451.98 | 1 | 1 | stuk | F200 | BE31320 | SB (MCB&RCD Cat.B) | stuk | Differentieel F200 4P 63A 300mA Selectief B type | Différentiel F200 4P 63A 300mA Selectif B type | FI-Schutzschalter F200 4P 63A 300mA Selectief B type | RCD F200 4P 63A 300mA Selectief B type |  | 5.14
2CSF204892R4400 | F204 B S-40/0,5 | Active | 8012542357834 | 1309.9 | 1 | 1 | stuk | F200 | BE31320 | SB (MCB&RCD Cat.B) | stuk | Differentieel F200 4P 40A 500mA BS | Différentiel F200 4P 40A 500mA BS | FI-Schutzschalter F200 4P 40A 500mA BS | RCD F200 4P 40A 500mA BS |  | 5.14
2CSF204892R4630 | F204 B S-63/0,5 | Active | 8012542347538 | 1840.06 | 1 | 1 | stuk | F200 | BE31320 | SB (MCB&RCD Cat.B) | stuk | Differentieel F200 4P 63A 500mA BS | Différentiel F200 4P 63A 500mA BS | FI-Schutzschalter F200 4P 63A 500mA BS | RCD F200 4P 63A 500mA BS |  | 5.14
2CSF300130R1989 | ARBus | Active | 8012542293354 | 424.83 | 1 | 1 | stuk | F-ATI, F-ARI | BE31320 | SC (MCB&RCD Cat.A) | stuk | ARBusModubus Interface | Module de communication Pour ATI / ARI Modbus RS 485 | ARBus - Modul für FI autom.Test 1TE oder für FI autom.Test/Wiedereinschalten | ARBus Modubus Interface |  | 5.14
2CSF302130R1250 | F-ATI2Test A-25/0.03 | Active | 8012542288855 | 990.85 | 1 | 1 | stuk | F-ATI, F-ARI | BE31320 | SC (MCB&RCD Cat.A) | stuk | F-ATI2Test A-25/0.03 Automatic Test | Interrupteur différentiel, 2P 25 A 30mA Test automatique pour RCD | F-ATI2Test A-25/0,03 FI-Schutzschalt.5TE 2P,TypA,25A,30mA,kurzz.verz.,FIauto.Test | F-ATI2Test A-25/0.03 RCD With Automatic Test |  | 5.14
2CSF302130R1400 | F-ATI2Test A-40/0.03 | Active | 8012542288954 | 1000.59 | 1 | 1 | stuk | F-ATI, F-ARI | BE31320 | SC (MCB&RCD Cat.A) | stuk | F-ATI2Test A-40/0.03 Automatic Test | Interrupteur différentiel, 2P 40 A 30mA Test automatique pour RCD | F-ATI2Test A-40/0,03 FI-Schutzschalt.5TE 2P,TypA,40A,30mA,kurzz.verz.,FIauto.Test | F-ATI2Test A-40/0.03 RCD With Automatic Test |  | 5.14
2CSF302130R1630 | F-ATI2Test A-63/0.03 | Active | 8012542289050 | 1049.28 | 1 | 1 | stuk | F-ATI, F-ARI | BE31320 | SC (MCB&RCD Cat.A) | stuk | F-ATI2Test A-63/0.03 Automatic Test | Interrupteur différentiel, 2P 63 A 30mA Test automatique pour RCD | F-ATI2Test A-63/0,03 FI-Schutzschalt.5TE 2P,TypA,63A,30mA,kurzz.verz.,FIauto.Test | F-ATI2Test A-63/0.03 RCD With Automatic Test |  | 5.14
2CSF302131R1250 | F-ARI2Test A-25/0.03 | Active | 8012542289753 | 1108.92 | 1 | 1 | stuk | F-ATI, F-ARI | BE31320 | SC (MCB&RCD Cat.A) | stuk | F-ATI, F-ARI F-ARI2Test A-25/0.03 | Interrupteur différentiel, 2P 25 A 30mA Test automatique pour RCD et le module automatique pour activer | F-ARI2Test A-25/0,03 FI-Schutzschalt.5TE 2P,TypA,25A,30mA,kurzz.,aut.Test/Wieder. | F-ARI2Test A-25/0.03 Autoreclosing device with Automatic Test |  | 5.14
2CSF302131R1400 | F-ARI2Test A-40/0.03 | Active | 8012542289852 | 1123.52 | 1 | 1 | stuk | F-ATI, F-ARI | BE31320 | SC (MCB&RCD Cat.A) | stuk | F-ATI, F-ARI F-ARI2Test A-40/0.03 | Interrupteur différentiel, 2P 40 A 30mA Test automatique pour RCD et le module automatique pour activer | F-ARI2Test A-40/0,03 FI-Schutzschalt.5TE 2P,TypA,40A,30mA,kurzz.,aut.Test/Wieder. | F-ARI2Test A-40/0.03 Autoreclosing device with Automatic Test |  | 5.14
2CSF302131R1630 | F-ARI2Test A-63/0.03 | Active | 8012542293453 | 1175.86 | 1 | 1 | stuk | F-ATI, F-ARI | BE31320 | SC (MCB&RCD Cat.A) | stuk | F-ATI, F-ARI F-ARI2Test A-63/0.03 | Interrupteur différentiel, 2P 63 A 30mA Test automatique pour RCD et le module automatique pour activer | F-ARI2Test A-63/0,03 FI-Schutzschalt.5TE 2P,TypA,63A,30mA,kurzz.,aut.Test/Wieder. | F-ARI2Test A-63/0.03 Autoreclosing device with Automatic Test |  | 5.14
2CSF304130R1250 | F-ATI4Test A-25/0.03 | Active | 8012542289159 | 1009.09 | 1 | 1 | stuk | F-ATI, F-ARI | BE31320 | SC (MCB&RCD Cat.A) | stuk | F-ATI4Test A-25/0.03 Automatic Test | Interrupteur différentiel, 4P 25 A 30mA Test automatique pour RCD | F-ATI4Test A-25/0,03 FI-Schutzschalt.7TE 4P,TypA,25A,30mA,kurzz.verz.,FIauto.Test | F-ATI4Test A-25/0.03 RCD With Automatic Test |  | 5.14
2CSF304130R1400 | F-ATI4Test A-40/0.03 | Active | 8012542289258 | 1020.06 | 1 | 1 | stuk | F-ATI, F-ARI | BE31320 | SC (MCB&RCD Cat.A) | stuk | F-ATI4Test A-40/0.03 Automatic Test | Interrupteur différentiel, 4P 40 A 30mA Test automatique pour RCD | F-ATI4Test A-40/0,03 FI-Schutzschalt.7TE 4P,TypA,40A,30mA,kurzz.verz.,FIauto.Test | F-ATI4Test A-40/0.03 RCD With Automatic Test |  | 5.14
2CSF304130R1630 | F-ATI4Test A-63/0.03 | Active | 8012542289357 | 1071.18 | 1 | 1 | stuk | F-ATI, F-ARI | BE31320 | SC (MCB&RCD Cat.A) | stuk | F-ATI4Test A-63/0.03 Automatic Test | Interrupteur différentiel, 4P 63 A 30mA Test automatique pour RCD | F-ATI4Test A-63/0,03 FI-Schutzschalt.7TE 4P,TypA,63A,30mA,kurzz.verz.,FIauto.Test | F-ATI4Test A-63/0.03 RCD With Automatic Test |  | 5.14
2CSF304130R3250 | F-ATI4Test A-25/0.3 | Active | 8012542289456 | 1032.23 | 1 | 1 | stuk | F-ATI, F-ARI | BE31320 | SC (MCB&RCD Cat.A) | stuk | F-ATI4Test A-25/0.3 Automatic Test | Interrupteur différentiel, 4P 25 A 300mA Test automatique pour RCD | F-ATI4Test A-25/0,3 FI-Schutzschalt.7TE 4P,TypA,25A,300mA,kurzz.ver.,FIauto.Test | F-ATI4Test A-25/0.3 RCD With Automatic Test |  | 5.14
2CSF304130R3400 | F-ATI4Test A-40/0.3 | Active | 8012542289555 | 1045.61 | 1 | 1 | stuk | F-ATI, F-ARI | BE31320 | SC (MCB&RCD Cat.A) | stuk | F-ATI4Test A-40/0.3 Automatic Test | Interrupteur différentiel, 4P 40 A 300mA Test automatique pour RCD | F-ATI4Test A-40/0,3 FI-Schutzschalt.7TE 4P,TypA,40A,300mA,kurzz.ver.,FIauto.Test | F-ATI4Test A-40/0.3 RCD With Automatic Test |  | 5.14
2CSF304130R3630 | F-ATI4Test A-63/0.3 | Active | 8012542289654 | 1094.31 | 1 | 1 | stuk | F-ATI, F-ARI | BE31320 | SC (MCB&RCD Cat.A) | stuk | F-ATI4Test A-63/0.3 Automatic Test | Interrupteur différentiel, 4P 63 A 300mA Test automatique pour RCD | F-ATI4Test A-63/0,3 FI-Schutzschalt.7TE 4P,TypA,63A,300mA,kurzz.ver.,FIauto.Test | F-ATI4Test A-63/0.3 RCD With Automatic Test |  | 5.14
2CSF304131R1250 | F-ARI4Test A-25/0.03 | Active | 8012542289951 | 1118.66 | 1 | 1 | stuk | F-ATI, F-ARI | BE31320 | SC (MCB&RCD Cat.A) | stuk | F-ATI, F-ARI F-ARI4Test A-25/0.03 | Interrupteur différentiel, 4P 25 A 30mA Test automatique pour RCD et le module automatique pour activer | F-ARI4Test A-25/0,03 FI-Schutzschalt.7TE 4P,TypA,25A,30mA,kurzz.,aut.Test/Wieder. | F-ARI4Test A-25/0.03 Autoreclosing device with Automatic Test |  | 5.14
2CSF304131R1400 | F-ARI4Test A-40/0.03 | Active | 8012542290056 | 1134.47 | 1 | 1 | stuk | F-ATI, F-ARI | BE31320 | SC (MCB&RCD Cat.A) | stuk | F-ATI, F-ARI F-ARI4Test A-40/0.03 | Interrupteur différentiel, 4P 40 A 30mA Test automatique pour RCD et le module automatique pour activer | F-ARI4Test A-40/0,03 FI-Schutzschalt.7TE 4P,TypA,40A,30mA,kurzz.,aut.Test/Wieder. | F-ARI4Test A-40/0.03 Autoreclosing device with Automatic Test |  | 5.14
2CSF304131R1630 | F-ARI4Test A-63/0.03 | Active | 8012542290155 | 1188.03 | 1 | 1 | stuk | F-ATI, F-ARI | BE31320 | SC (MCB&RCD Cat.A) | stuk | F-ATI, F-ARI F-ARI4Test A-63/0.03 | Interrupteur différentiel, 4P 63 A 30mA Test automatique pour RCD et le module automatique pour activer | F-ARI4Test A-63/0,03 FI-Schutzschalt.7TE 4P,TypA,63A,30mA,kurzz.,aut.Test/Wieder. | F-ARI4Test A-63/0.03 Autoreclosing device with Automatic Test |  | 5.14
2CSF304131R3250 | F-ARI4Test A-25/0.3 | Active | 8012542290254 | 1147.86 | 1 | 1 | stuk | F-ATI, F-ARI | BE31320 | SC (MCB&RCD Cat.A) | stuk | F-ARI4Test A-25/0.3 | Interrupteur différentiel, 4P 25 A 300mA Test automatique pour RCD et le module automatique pour activer | F-ARI4Test A-25/0,3 FI-Schutzschalt.7TE 4P,TypA,25A,300mA,kurzz.,aut.Test/Wieder | F-ARI4Test A-25/0.3 Autoreclosing device with Automatic Test |  | 5.14
2CSF304131R3400 | F-ARI4Test A-40/0.3 | Active | 8012542290353 | 1162.47 | 1 | 1 | stuk | F-ATI, F-ARI | BE31320 | SC (MCB&RCD Cat.A) | stuk | F-ARI4Test A-40/0.3 | Interrupteur différentiel, 4P 40 A 300mA Test automatique pour RCD et le module automatique pour activer | F-ARI4Test A-40/0,3 FI-Schutzschalt.7TE 4P,TypA,40A,300mA,kurzz.,aut.Test/Wieder | F-ARI4Test A-40/0.3 Autoreclosing device with Automatic Test |  | 5.14
2CSF304131R3630 | F-ARI4Test A-63/0.3 | Active | 8012542290452 | 1218.47 | 1 | 1 | stuk | F-ATI, F-ARI | BE31320 | SC (MCB&RCD Cat.A) | stuk | F-ARI4Test A-63/0.3 | Interrupteur différentiel, 4P 63 A 300mA Test automatique pour RCD et le module automatique pour activer | F-ARI4Test A-63/0,3 FI-Schutzschalt.7TE 4P,TypA,63A,300mA,kurzz.,aut.Test/Wieder | F-ARI4Test A-63/0.3 Autoreclosing device with Automatic Test |  | 5.14
2CSG035100R1211 | TR1 | Active | 8012542020301 | 150.94 | 1 | 1 | stuk | TR | BE31320 | SA (Modulair+Plug&Socket) | stuk | TR1 Toroidal Transformer | Transformateur de courant RD2 35mm | TR1 Ringkernwandler 35mm | TR1 Toroidal Transformer |  | 5.14
2CSG060100R1211 | TR2 | Active | 8012542020400 | 211.81 | 1 | 1 | stuk | TR | BE31320 | SA (Modulair+Plug&Socket) | stuk | TR2 Toroidal Transformer | Transformateur de courant RD2 60mm | TR2 Ringkernwandler 60mm | TR2 Toroidal Transformer |  | 5.14
2CSG080100R1211 | TR3 | Active | 8012542020509 | 234.95 | 1 | 1 | stuk | TR | BE31320 | SA (Modulair+Plug&Socket) | stuk | TR3 Toroidal Transformer | Transformateur de courant Gamme RD 80mm | TR3 Ringkernwandler 80mm | TR3 Toroidal Transformer |  | 5.14
2CSG110100R1211 | TR4 | Active | 8012542020608 | 298.23 | 1 | 1 | stuk | TR | BE31320 | SA (Modulair+Plug&Socket) | stuk | TR4 Toroidal Transformer | Transformateur de courant RD2 110mm | TR4 Ringkernwandler 110mm | TR4 Toroidal Transformer |  | 5.14
2CSG110200R1211 | TR4/A | Active | 8012542743408 | 684.09 | 1 | 1 | stuk | TR | BE31320 | SA (Modulair+Plug&Socket) | stuk | TIRD 110mm te openen | Transformateur de courant Gamme RD 110mm, ouvrable | TR4A Ringkernwandler, teilbar 110mm, öffenbare Ausführung | TR4/A Toroidal Transformer |  | 5.14
2CSG111050R1141 | CTA/20 | Active | 8012542661603 | 156.7 | 1 | 1 | stuk | CT.., TRFM | BE31320 | SA (Modulair+Plug&Socket) | stuk | Stroomtrafo CTA 20/5A, cl0.5 - 5VA, cl1 - 7VA | Transformateur de courant CTA 20/5A, cl0.5 - 5VA, cl1 - 7VA | CTA/20 Wickelstromwandler …/5A 5VA 0,5% Hutschienenmontage | CTA/20 Current transformer |  | 5.14
2CSG111060R1141 | CTA/25 | Active | 8012542661702 | 138.27 | 1 | 1 | stuk | CT.., TRFM | BE31320 | SA (Modulair+Plug&Socket) | stuk | Stroomtrafo, CTA, 25/5A, cl0.5 - 5VA, cl1 - 7VA | Transformateur de courant, CTA, 25/5A, cl0.5 - 5VA, cl1 - 7VA | CTA/25 Wickelstromwandler …/5A 5VA 0,5% Hutschienenmontage | CTA/25 Current transformer |  | 5.14
2CSG111110R1141 | CTA/80 | Active | 8012542662105 | 184.41 | 1 | 1 | stuk | CT.., TRFM | BE31320 | SA (Modulair+Plug&Socket) | stuk | Stroomtrafo CTA 80/5A, cl0.5 - 5VA, cl1 - 7VA | Transformateur de courant CTA 80/5A, cl0.5 - 5VA, cl1 - 7VA | CTA/80 Wickelstromwandler …/5A 5VA 0,5% Hutschienenmontage | CTA/80 Current transformer |  | 5.14
2CSG112096R5011 | SCL A1-25/72 | Active | 8012542772101 | 6.81 | 1 | 1 | stuk | Analogue instruments AMT, VLM, FRZ, SCL | BE31320 | SA (Modulair+Plug&Socket) | stuk | SCL-A1-25/72 Schaal amperemeter | SCL-A1-25/72 Echelle ampèremetre | SCL-A1-25/72 Skala-Amperemeter | SCL-A1-25/72 Scale for analogue ammeter
2CSG112189R5011 | SCL-A1-100/72 | Active | 8012542572305 | 6.81 | 1 | 1 | stuk | Analogue instruments AMT, VLM, FRZ, SCL | BE31320 | SA (Modulair+Plug&Socket) | stuk | Schaal Ameter SCL 100A AC 72mm | SCL-A1-100/72 Scale for analogue ammeter | Amperemeter Skale SCL-A1-100/72 Stromwandleranschluss 100/5A | SCL-A1-100/72 Scale for analogue ammeter
2CSG112220R4001 | VLM-1-500/72 | Active | 8012542545002 | 64.97 | 1 | 1 | stuk | Analogue instruments AMT, VLM, FRZ, SCL | BE31320 | SA (Modulair+Plug&Socket) | stuk | Analoge Voltmeter Direct 500VAC 72mm | VLM-1-500/72 Analogue voltmeter | Analogue voltmeter Direct connection, scale 500V AC, 72mm | VLM-1-500/72 Analogue voltmeter |  | 5.14
2CSG113096R5011 | SCL A1-25/96 | Active | 8012542774303 | 7.09 | 1 | 1 | stuk | Analogue instruments AMT, VLM, FRZ, SCL | BE31320 | SA (Modulair+Plug&Socket) | stuk | Schaal voor inbouw amperemeter 25A AC, 96mm | Echelle AMT1 0-25A, 96mm | SCL A1-25/96 Wechselskala für AMT1 Skalen für analoge Amperemeter 25A | Scale for frontpanel meter 25A AC, 96mm
2CSG113180R4001 | VLM-1-250/96 | Active | 8012542547303 | 77.86 | 1 | 1 | stuk | Analogue instruments AMT, VLM, FRZ, SCL | BE31320 | SA (Modulair+Plug&Socket) | stuk | Voltmeter VLM analogue 250Vac 96x96 | Voltmètre VLM analogue, 250Vac, 96x96 | VLM-1-250/96 Voltmeter analog Direktmessung, 250V, Wechselspannung, 96 | VLM-1-250/96 Analogue voltmeter |  | 5.14
2CSG113190R4001 | VLM 1-300/96 | Active | 8012542547402 | 71 | 1 | 1 | stuk | Analogue instruments AMT, VLM, FRZ, SCL | BE31320 | SA (Modulair+Plug&Socket) | stuk | Analoge voltmeter Directe aansluiting, schaal 300V AC, 96mm | Voltmètre VLM Direct, analogue, 300Vac ,96mm | VLM1-300 Voltmeter analog Direktmessung,0-300VAC, 96mm | Analogue voltmeter Direct connection, scale 300V AC, 96mm |  | 5.14
2CSG113210R4001 | VLM-1-400/96 | Active | 8012542547501 | 69.06 | 1 | 1 | stuk | Analogue instruments AMT, VLM, FRZ, SCL | BE31320 | SA (Modulair+Plug&Socket) | stuk | Voltmeter VLM Direct analoog 400Vac | Voltmètre VLM Direct, analogue, 400Vac | VLM-1-400/96 Voltmeter analog Direktmessung, 400V, Wechselspannung, 96 | VLM-1-400/96 Analogue voltmeter |  | 5.14
2CSG121130R1101 | CT3/250 | Active | 8012542603108 | 66.06 | 1 | 1 | stuk | CT.., TRFM | BE31320 | SA (Modulair+Plug&Socket) | stuk | Stroomtrafo CT3 250/5A, cl 0.5, 6VA | Transformateur de courant CT3 250/5A, cl 0.5, 6VA | Current transformer CT3 250/5A, cl 0.5, 6VA | CT3/250 Current transformer |  | 5.14
2CSG121160R1101 | CT3/500 | Active | 8012542603405 | 76.43 | 1 | 1 | stuk | CT.., TRFM | BE31320 | SA (Modulair+Plug&Socket) | stuk | Stroomtrafo CT3 500/5A, cl 0.5, 6VA | Transformateur de courant CT3 500/5A, cl 0.5, 6VA | Current transformer CT3 500/5A, cl 0.5, 6VA | CT3/500 Current transformer |  | 5.14
2CSG121170R1101 | CT3/600 | Active | 8012542603504 | 89.67 | 1 | 1 | stuk | CT.., TRFM | BE31320 | SA (Modulair+Plug&Socket) | stuk | Stroomtrafo CT3 600/5A, cl 0.5, 6VA | Transformateur de courant CT3 600/5A, cl 0.5, 6VA | Current transformer CT3 600/5A, cl 0.5, 6VA | CT3/600 Current transformer |  | 5.14
2CSG123075R5011 | SCL-A5-20/96 | Active | 8012542775300 | 7.96 | 1 | 1 | stuk | Analogue instruments AMT, VLM, FRZ, SCL | BE31320 | SA (Modulair+Plug&Socket) | stuk | Schaal AMT1 0-20A 96x96mm | Echelle AMT1 0 - 20A, 96x96mm | Amperemeter Skale SCL-A5-20/96 Stromwandleranschluss 20/5A | SCL-A5-20/96 Scale for analogue ammeter
2CSG133030R4022 | DMTME-96 | Active | 8012542046752 | 589.41 | 1 | 1 | stuk | DMTME | BE31320 | SA (Modulair+Plug&Socket) | stuk | DMTME digitale 96x96 multimeter 3x230/400Vac 5A(CT) | Multimètre DMTME 3x230/400Vac, 5A (CT) | Einbaumessgerät für den Fronteinbau | DMTME-96 Digital multimeter |  | 5.14
2CSG160100R1211 | TR160 | Active | 8012542743507 | 636.62 | 1 | 1 | stuk | TR | BE31320 | SA (Modulair+Plug&Socket) | stuk | TR160 Toroidal Transformer | Transformateur de courant RD2 160mm | TR160 Ringkernwandler 160mm | TR160 Toroidal Transformer |  | 5.14
2CSG160200R1211 | TR160 A | Active | 8012542743606 | 854.51 | 1 | 1 | stuk | TR | BE31320 | SA (Modulair+Plug&Socket) | stuk | TIRD 160mm te openen | Transformateur de courant Gamme RD 160mm, ouvrable | TR160A Ringkernwandler 160mm, öffenbare Ausführung | TR160 A Toroidal Transformer |  | 5.14
2CSG163030R4022 | DMTME-I-485-96 | Active | 8012542046851 | 749.7 | 1 | 1 | stuk | DMTME | BE31320 | SA (Modulair+Plug&Socket) | stuk | DMTME digitale 96x96 multimeter 3x230/400Vac 5A(CT) met comm | Multimètre DMTME 3x230/400Vac, 5A (CT), impulse, RS485 | Einbaumessgerät f. den Fronteinbau 96x96 | DMTME-I-485-96 Digital multimeter |  | 5.14
2CSG210100R1211 | TR5 | Active | 8012542024804 | 639.05 | 1 | 1 | stuk | TR | BE31320 | SA (Modulair+Plug&Socket) | stuk | TIRD2 160mm te openen | Transformateur de courant RD2 160mm, ouvrable | TR5 Ringkernwandler 210mm | TR5 Toroidal Transformer |  | 5.14
2CSG210200R1211 | TR5/A | Active | 8012542065708 | 900.77 | 1 | 1 | stuk | TR | BE31320 | SA (Modulair+Plug&Socket) | stuk | TIRD2 210mm te openen | Transformateur de courant RD2 210mm, ouvrable | TR5/A Ringkernwandler 210mm, öffenbare Ausführung | TR5/A Toroidal Transformer |  | 5.14
2CSG221100R1101 | CT4/100 | Active | 8012542603603 | 96.43 | 1 | 1 | stuk | CT.., TRFM | BE31320 | SA (Modulair+Plug&Socket) | stuk | Stroomtrafo CT4 100/5A | Transformateur de courant CT4 100/5A | Current transformer CT4 100/5A | CT4/100 Current transformer |  | 5.14
2CSG221110R1101 | CT4/150 | Active | 8012542603702 | 96.43 | 1 | 1 | stuk | CT.., TRFM | BE31320 | SA (Modulair+Plug&Socket) | stuk | Stroomtrafo CT4 150/5A | Transformateur de courant CT4 150/5A | Current transformer CT4 150/5A | CT4/150 Current transformer |  | 5.14
2CSG221120R1101 | CT4/200 | Active | 8012542603801 | 96.43 | 1 | 1 | stuk | CT.., TRFM | BE31320 | SA (Modulair+Plug&Socket) | stuk | Stroomtrafo CT4 200/5A | Transformateur de courant CT4 200/5A | Current transformer CT4 200/5A | CT4/200 Current transformer |  | 5.14
2CSG221130R1101 | CT4/250 | Active | 8012542603900 | 96.43 | 1 | 1 | stuk | CT.., TRFM | BE31320 | SA (Modulair+Plug&Socket) | stuk | Stroomtrafo CT4 250/5A | Transformateur de courant CT4 250/5A | Current transformer CT4 250/5A | CT4/250 Current transformer |  | 5.14
2CSG221140R1101 | CT4/300 | Active | 8012542604006 | 96.05 | 1 | 1 | stuk | CT.., TRFM | BE31320 | SA (Modulair+Plug&Socket) | stuk | Stroomtrafo CT4 300/5A | Transformateur de courant CT4 300/5A | Current transformer CT4 300/5A | CT4/300 Current transformer |  | 5.14
2CSG225745R1101 | CT PRO XT 40 | Active | 8012542257455 | 48.7 | 1 | 1 | stuk | CT.., TRFM | BE31320 | SA (Modulair+Plug&Socket) | stuk | Stroomtrafo CTPRO XT 40/5 | Transformateur de courant 40/5 | Durchsteckstromwandler CT PRO XT 40 40/5A, 2VA, Klasse 3 | CT PRO XT 40 Current transformer |  | 5.14
2CSG225755R1101 | CT PRO XT 50 | Active | 8012542257554 | 48.7 | 1 | 1 | stuk | CT.., TRFM | BE31320 | SA (Modulair+Plug&Socket) | stuk | Stroomtrafo CTPRO XT 50/5 | Transformateur de courant 50/5 | Durchsteckstromwandler CT PRO XT 50 50/5A, 2VA, Klasse 3 | CT PRO XT 50 Current transformer |  | 5.14
2CSG225765R1101 | CT PRO XT 60 | Active | 8012542257653 | 48.7 | 1 | 1 | stuk | CT.., TRFM | BE31320 | SA (Modulair+Plug&Socket) | stuk | Stroomtrafo CTPRO XT 60/5 | Transformateur de courant 60/5 | Durchsteckstromwandler CT PRO XT 60 60/5A, 2VA, Klasse 3 | CT PRO XT 60 Current transformer |  | 5.14
2CSG225775R1101 | CT PRO XT 80 | Active | 8012542257752 | 48.7 | 1 | 1 | stuk | CT.., TRFM | BE31320 | SA (Modulair+Plug&Socket) | stuk | Stroomtrafo CTPRO XT 80/5 | Transformateur de courant 80/5 | Durchsteckstromwandler CT PRO XT 80 80/5A, 2VA, Klasse 3 | CT PRO XT 80 Current transformer |  | 5.14
2CSG225785R1101 | CT PRO XT 100 | Active | 8012542257851 | 48.7 | 1 | 1 | stuk | CT.., TRFM | BE31320 | SA (Modulair+Plug&Socket) | stuk | Stroomtrafo CTPRO XT 100/5 | Transformateur de courant 100/5 | Durchsteckstromwandler CT PRO XT 100 100/5A, 3VA, Klasse 1 | CT PRO XT 100 Current transformer |  | 5.14
2CSG225795R1101 | CT PRO XT 150 | Active | 8012542257950 | 55.68 | 1 | 1 | stuk | CT.., TRFM | BE31320 | SA (Modulair+Plug&Socket) | stuk | Stroomtrafo CTPRO XT 150/5 | Transformateur de courant 150/5 | Durchsteckstromwandler CT PRO XT 150 150/5A, 5VA, Klasse 1 | CT PRO XT 150 Current transformer |  | 5.14
2CSG225805R1101 | CT PRO XT 200 | Active | 8012542258056 | 55.68 | 1 | 1 | stuk | CT.., TRFM | BE31320 | SA (Modulair+Plug&Socket) | stuk | Stroomtrafo CTPRO XT 200/5 | Transformateur de courant 200/5 | Durchsteckstromwandler CT PRO XT 200 200/5A, 5VA, Klasse 1 | CT PRO XT 200 Current transformer |  | 5.14
2CSG225815R1101 | CT PRO XT 250 | Active | 8012542258155 | 55.68 | 1 | 1 | stuk | CT.., TRFM | BE31320 | SA (Modulair+Plug&Socket) | stuk | Stroomtrafo CTPRO XT 250/5 | Transformateur de courant 250/5 | Durchsteckstromwandler CT PRO XT 250 250/5A, 5VA, Klasse 0,5 | CT PRO XT 250 Current transformer |  | 5.14
2CSG225825R1101 | CT PRO XT 300 | Active | 8012542258254 | 62.66 | 1 | 1 | stuk | CT.., TRFM | BE31320 | SA (Modulair+Plug&Socket) | stuk | Stroomtrafo CTPRO XT 300/5 | Transformateur de courant 300/5 | Durchsteckstromwandler CT PRO XT 300 300/5A, 5VA, Klasse 0,5 | CT PRO XT 300 Current transformer |  | 5.14
2CSG225835R1101 | CT PRO XT 400 | Active | 8012542258353 | 62.66 | 1 | 1 | stuk | CT.., TRFM | BE31320 | SA (Modulair+Plug&Socket) | stuk | Stroomtrafo CTPRO XT 400/5 | Transformateur de courant 400/5 | Durchsteckstromwandler CT PRO XT 400 400/5A, 5VA, Klasse 0,5 | CT PRO XT 400 Current transformer |  | 5.14
2CSG225845R1101 | CT PRO XT 40 SELV | Active | 8012542258452 | 55.68 | 1 | 1 | stuk | CT.., TRFM | BE31320 | SA (Modulair+Plug&Socket) | stuk | Stroomtrafo CTPRO XT 40/5 SELV | Transformateur de courant 40/5 SELV | Durchsteckstromwandler CT PRO XT 40 SELV, 40/5A, 2VA, Klasse 3 | CT PRO XT 40 SELV Current transformer |  | 5.14
2CSG225855R1101 | CT PRO XT 50 SELV | Active | 8012542258551 | 55.68 | 1 | 1 | stuk | CT.., TRFM | BE31320 | SA (Modulair+Plug&Socket) | stuk | Stroomtrafo CTPRO XT 50/5 SELV | Transformateur de courant 50/5 SELV | Durchsteckstromwandler CT PRO XT 50 SELV, 50/5A, 2VA, Klasse 3 | CT PRO XT 50 SELV Current transformer |  | 5.14
2CSG225865R1101 | CT PRO XT 60 SELV | Active | 8012542258650 | 55.68 | 1 | 1 | stuk | CT.., TRFM | BE31320 | SA (Modulair+Plug&Socket) | stuk | Stroomtrafo CTPRO XT 60/5 SELV | Transformateur de courant 60/5 SELV | Durchsteckstromwandler CT PRO XT 60 SELV, 60/5A, 2VA, Klasse 3 | CT PRO XT 60 SELV Current transformer |  | 5.14
2CSG225875R1101 | CT PRO XT 80 SELV | Active | 8012542258759 | 55.68 | 1 | 1 | stuk | CT.., TRFM | BE31320 | SA (Modulair+Plug&Socket) | stuk | Stroomtrafo CTPRO XT 80/5 SELV | Transformateur de courant 80/5 SELV | Durchsteckstromwandler CT PRO XT 80 SELV, 80/5A, 2VA, Klasse 3 | CT PRO XT 80 SELV Current transformer |  | 5.14
2CSG225885R1101 | CT PRO XT 100 SELV | Active | 8012542258858 | 55.68 | 1 | 1 | stuk | CT.., TRFM | BE31320 | SA (Modulair+Plug&Socket) | stuk | Stroomtrafo CTPRO XT 100/5 SELV | Transformateur de courant 100/5 SELV | Durchsteckstromwandler CT PRO XT 100 SELV, 100/5A, 3VA, Klasse 1 | CT PRO XT 100 SELV Current transformer |  | 5.14
2CSG225895R1101 | CT PRO XT 150 SELV | Active | 8012542258957 | 62.66 | 1 | 1 | stuk | CT.., TRFM | BE31320 | SA (Modulair+Plug&Socket) | stuk | Stroomtrafo CTPRO XT 150/5 SELV | Transformateur de courant 150/5 SELV | Durchsteckstromwandler CT PRO XT 150 SELV, 150/5A, 5VA, Klasse 1 | CT PRO XT 150 SELV Current transformer |  | 5.14
2CSG225905R1101 | CT PRO XT 200 SELV | Active | 8012542259053 | 62.66 | 1 | 1 | stuk | CT.., TRFM | BE31320 | SA (Modulair+Plug&Socket) | stuk | Stroomtrafo CTPRO XT 200/5 SELV | Transformateur de courant 200/5 SELV | Durchsteckstromwandler CT PRO XT 200 SELV, 200/5A, 5VA, Klasse 1 | CT PRO XT 200 SELV Current transformer |  | 5.14
2CSG225915R1101 | CT PRO XT 250 SELV | Active | 8012542259152 | 62.66 | 1 | 1 | stuk | CT.., TRFM | BE31320 | SA (Modulair+Plug&Socket) | stuk | Stroomtrafo CTPRO XT 250/5 SELV | Transformateur de courant 250/5 SELV | Durchsteckstromwandler CT PRO XT 250 SELV, 250/5A, 5VA, Klasse 0,5 | CT PRO XT 250 SELV Current transformer |  | 5.14
2CSG225925R1101 | CT PRO XT 300 SELV | Active | 8012542259251 | 69.67 | 1 | 1 | stuk | CT.., TRFM | BE31320 | SA (Modulair+Plug&Socket) | stuk | Stroomtrafo CTPRO XT 300/5 SELV | Transformateur de courant 300/5 SELV | Durchsteckstromwandler CT PRO XT 300 SELV, 300/5A, 5VA, Klasse 0,5 | CT PRO XT 300 SELV Current transformer |  | 5.14
2CSG225935R1101 | CT PRO XT 400 SELV | Active | 8012542259350 | 69.67 | 1 | 1 | stuk | CT.., TRFM | BE31320 | SA (Modulair+Plug&Socket) | stuk | Stroomtrafo CTPRO XT 400/5 SELV | Transformateur de courant 400/5 SELV | Durchsteckstromwandler CT PRO XT 400 SELV, 400/5A, 5VA, Klasse 0,5 | CT PRO XT 400 SELV Current transformer |  | 5.14
2CSG225945R1101 | CT MAX 300 | Active | 8012542259459 | 62.66 | 1 | 1 | stuk | CT.., TRFM | BE31320 | SA (Modulair+Plug&Socket) | stuk | Stroomtrafo C 300/5 | Transformateur de courant 300/5 | Durchsteckstromwandler CT MAX 300 300/5A, 4VA, Klasse 0,5 | CT MAX 300 Current transformer |  | 5.14
2CSG225955R1101 | CT MAX 400 | Active | 8012542259558 | 62.66 | 1 | 1 | stuk | CT.., TRFM | BE31320 | SA (Modulair+Plug&Socket) | stuk | Stroomtrafo C 400/5 | Transformateur de courant 400/5 | Durchsteckstromwandler CT MAX 400 400/5A Stromwandler 5VA Klasse 0,5 | CT MAX 400 Current transformer |  | 5.14
2CSG225965R1101 | CT MAX 500 | Active | 8012542259657 | 67.26 | 1 | 1 | stuk | CT.., TRFM | BE31320 | SA (Modulair+Plug&Socket) | stuk | Stroomtrafo C 500/5 | Transformateur de courant 500/5 | Durchsteckstromwandler CT MAX 500 500/5A Stromwandler 6VA Klasse 0,5 | CT MAX 500 Current transformer |  | 5.14
2CSG225975R1101 | CT MAX 600 | Active | 8012542259756 | 67.26 | 1 | 1 | stuk | CT.., TRFM | BE31320 | SA (Modulair+Plug&Socket) | stuk | Stroomtrafo C 600/5 | Transformateur de courant 600/5 | Durchsteckstromwandler CT MAX 600 600/5A Stromwandler 10VA Klasse 0,5 | CT MAX 600 Current transformer |  | 5.14
2CSG225985R1101 | CT MAX 800 | Active | 8012542259855 | 74.25 | 1 | 1 | stuk | CT.., TRFM | BE31320 | SA (Modulair+Plug&Socket) | stuk | Stroomtrafo C 800/5 | Transformateur de courant 800/5 | Durchsteckstromwandler CT MAX 800 800/5A Stromwandler 10VA Klasse 0,5 | CT MAX 800 Current transformer |  | 5.14
2CSG225995R1101 | CT MAX 1000 | Active | 8012542259954 | 74.25 | 1 | 1 | stuk | CT.., TRFM | BE31320 | SA (Modulair+Plug&Socket) | stuk | Stroomtrafo C 1000/5 | Transformateur de courant 1000/5 | Durchsteckstromwandler CT MAX 1000 1000/5A Stromwandler 10VA Klasse 0,5 | CT MAX 1000 Current transformer |  | 5.14
2CSG226005R1101 | CT MAX 300 SELV | Active | 8012542260059 | 69.67 | 1 | 1 | stuk | CT.., TRFM | BE31320 | SA (Modulair+Plug&Socket) | stuk | Stroomtrafo C 300/5 SELV | Transformateur de courant 300/5 SELV | Durchsteckstromwandler CT MAX 300 SELV, 300/5A, 4VA, Klasse 0,5 | CT MAX 300 SELV Current transformer |  | 5.14
2CSG226015R1101 | CT MAX 400 SELV | Active | 8012542260158 | 69.67 | 1 | 1 | stuk | CT.., TRFM | BE31320 | SA (Modulair+Plug&Socket) | stuk | Stroomtrafo C 400/5 SELV | Transformateur de courant 400/5 SELV | Durchsteckstromwandler CT MAX 400 SELV, 400/5A, 5VA, Klasse 0,5 | CT MAX 400 SELV Current transformer |  | 5.14
2CSG226025R1101 | CT MAX 500 SELV | Active | 8012542260257 | 71.84 | 1 | 1 | stuk | CT.., TRFM | BE31320 | SA (Modulair+Plug&Socket) | stuk | Stroomtrafo C 500/5 SELV | Transformateur de courant 500/5 SELV | Durchsteckstromwandler CT MAX 500 SELV, 500/5A, 6VA, Klasse 0,5 | CT MAX 500 SELV Current transformer |  | 5.14
2CSG226035R1101 | CT MAX 600 SELV | Active | 8012542260356 | 71.84 | 1 | 1 | stuk | CT.., TRFM | BE31320 | SA (Modulair+Plug&Socket) | stuk | Stroomtrafo C 600/5 SELV | Transformateur de courant 600/5 SELV | Durchsteckstromwandler CT MAX 600 SELV, 600/5A, 10VA, Klasse 0,5 | CT MAX 600 SELV Current transformer |  | 5.14
2CSG226045R1101 | CT MAX 800 SELV | Active | 8012542260455 | 81.26 | 1 | 1 | stuk | CT.., TRFM | BE31320 | SA (Modulair+Plug&Socket) | stuk | Stroomtrafo C 800/5 SELV | Transformateur de courant 800/5 SELV | Durchsteckstromwandler CT MAX 800 SELV, 800/5A, 10VA, Klasse 0,5 | CT MAX 800 SELV Current transformer |  | 5.14
2CSG226055R1101 | CT MAX 1000 SELV | Active | 8012542260554 | 81.26 | 1 | 1 | stuk | CT.., TRFM | BE31320 | SA (Modulair+Plug&Socket) | stuk | Stroomtrafo C 1000/5 SELV | Transformateur de courant 1000/5 SELV | Durchsteckstromwandler CT MAX 1000 SELV, 1000/5A, 10VA, Klasse 0,5 | CT MAX 1000 SELV Current transformer |  | 5.14
2CSG312080R4001 | AMT1-A1-30/72 | Active | 8012542546108 | 75.22 | 1 | 1 | stuk | Analogue instruments AMT, VLM, FRZ, SCL | BE31320 | SA (Modulair+Plug&Socket) | stuk | Analoge Ameter AMT 72x72mm DIN rail | Compteur analogue amp. 72x72mm DIN rail | Analogue ammeter 72x72mm DIN rail | AMT1-A1-30/72 Analogue ammeter |  | 5.14
2CSG313040R4001 | AMT1-A1-10/96 | Active | 8012542548300 | 75.22 | 1 | 1 | stuk | Analogue instruments AMT, VLM, FRZ, SCL | BE31320 | SA (Modulair+Plug&Socket) | stuk | Analoge Ameter Direct 96x96mm 10 A | Ampèremètre analogue AMT Direct, 96x96mm, 10 A | AMT1-A1-10/96 Amperemeter analog Direktmessung, 10A, Wechselstrom, 96mm | AMT1-A1-10/96 Analogue ammeter |  | 5.14
2CSG323250R4001 | AMT1 A1/96 | Active | 8012542549109 | 63.79 | 1 | 1 | stuk | Digital instruments AMTD, VLMD, FRZ, TMD | BE31320 | SA (Modulair+Plug&Socket) | stuk | AMT Analoge A-meter Indirecte aansluiting 96mm | Ampèremètre AMT1 shunt, digital, 96mm | Amperemeter AMT Shunt, digital, 96mm | Analogue ammeter Indirect connection, 96mm |  | 5.14
2CSG323260R4001 | AMT1 A5/96 | Active | 8012542549208 | 65.07 | 1 | 1 | stuk | Digital instruments AMTD, VLMD, FRZ, TMD | BE31320 | SA (Modulair+Plug&Socket) | stuk | AMT1 A5/96 | AMT1 A5/96 | AMT1 A5/96 | AMT1 A5/96 |  | 5.14
2CSG421130R1101 | CT6/250 | Active | 8012542605508 | 175.98 | 1 | 1 | stuk | CT.., TRFM | BE31320 | SA (Modulair+Plug&Socket) | stuk | Stroomtrafo CT6 250/5A | Transformateur de courant CT6 250/5A | CT6/250 .../5A Stromwandler 5VA Klasse 0,5 | CT6/250 Current transformer |  | 5.14
2CSG421140R1101 | CT6/300 | Active | 8012542605607 | 175.98 | 1 | 1 | stuk | CT.., TRFM | BE31320 | SA (Modulair+Plug&Socket) | stuk | Stroomtrafo CT6 300/5A | Transformateur de courant CT6 300/5A | CT6/300 .../5A Stromwandler 5VA Klasse 0,5 | CT6/300 Current transformer |  | 5.14
2CSG421150R1101 | CT6/400 | Active | 8012542605706 | 175.98 | 1 | 1 | stuk | CT.., TRFM | BE31320 | SA (Modulair+Plug&Socket) | stuk | Stroomtrafo CT6 400/5A | Transformateur de courant CT6 400/5A | CT6/400 .../5A Stromwandler 6VA Klasse 0,5 | CT6/400 Current transformer |  | 5.14
2CSG421160R1101 | CT6/500 | Active | 8012542605805 | 175.98 | 1 | 1 | stuk | CT.., TRFM | BE31320 | SA (Modulair+Plug&Socket) | stuk | Stroomtrafo CT6 500/5A | Transformateur de courant CT6 500/5A | CT6/500 .../5A Stromwandler 6VA Klasse 0,5 | CT6/500 Current transformer |  | 5.14
2CSG421170R1101 | CT6/600 | Active | 8012542605904 | 184.41 | 1 | 1 | stuk | CT.., TRFM | BE31320 | SA (Modulair+Plug&Socket) | stuk | Stroomtrafo CT6 600/5A | Transformateur de courant CT6 600/5A | CT6/600 .../5A Stromwandler 10VA Klasse 0,5 | CT6/600 Current transformer |  | 5.14
2CSG421180R1101 | CT6/800 | Active | 8012542606000 | 184.41 | 1 | 1 | stuk | CT.., TRFM | BE31320 | SA (Modulair+Plug&Socket) | stuk | Stroomtrafo CT6 800/5A | Transformateur de courant CT6 800/5A | CT6/800 .../5A Stromwandler 10VA Klasse 0,5 | CT6/800 Current transformer |  | 5.14
2CSG421190R1101 | CT6/1000 | Active | 8012542606109 | 206.1 | 1 | 1 | stuk | CT.., TRFM | BE31320 | SA (Modulair+Plug&Socket) | stuk | Stroomtrafo CT6 1000/5A | Transformateur de courant CT6 1000/5A | CT6/1000 .../5A Stromwandler 20VA Klasse 0,5 | CT6/1000 Current transformer |  | 5.14
2CSG421200R1101 | CT6/1200 | Active | 8012542606208 | 214.56 | 1 | 1 | stuk | CT.., TRFM | BE31320 | SA (Modulair+Plug&Socket) | stuk | Stroomtrafo CT6 1200/5A | Transformateur de courant CT6 1200/5A | CT6/1200 .../5A Stromwandler 20VA Klasse 0,5 | CT6/1200 Current transformer |  | 5.14
2CSG421220R1101 | CT6/1500 | Active | 8012542606307 | 214.56 | 1 | 1 | stuk | CT.., TRFM | BE31320 | SA (Modulair+Plug&Socket) | stuk | Stroomtrafo CT6 1500/5A | Transformateur de courant CT6 1500/5A | CT6/1500 .../5A Stromwandler 30VA Klasse 0,5 | CT6/1500 Current transformer |  | 5.14
2CSG421230R1101 | CT6/2000 | Active | 8012542606406 | 312.18 | 1 | 1 | stuk | CT.., TRFM | BE31320 | SA (Modulair+Plug&Socket) | stuk | Stroomtrafo CT6 2000/5A | Transformateur de courant CT6 2000/5A | CT6/2000 .../5A Stromwandler 30VA Klasse 0,5 | CT6/2000 Current transformer |  | 5.14
2CSG421240R1101 | CT6/2500 | Active | 8012542606505 | 348.34 | 1 | 1 | stuk | CT.., TRFM | BE31320 | SA (Modulair+Plug&Socket) | stuk | Stroomtrafo CT6 2500/5A | Transformateur de courant CT6 2500/5A | CT6/2500 .../5A Stromwandler 30VA Klasse 0,5 | CT6/2500 Current transformer |  | 5.14
2CSG423270R4001 | AMT2 A2/96 | Active | 8012542554301 | 180.29 | 1 | 1 | stuk | Digital instruments AMTD, VLMD, FRZ, TMD | BE31320 | SA (Modulair+Plug&Socket) | stuk | AMT2 A2/96 | AMT2 A2/96 | AMT2 A2/96 | AMT2 A2/96 |  | 5.14
2CSG452211R1202 | ELR48V24P | Active | 8012542734826 | 788.77 | 1 | 1 | stuk | ELR | BE31320 | SA (Modulair+Plug&Socket) | stuk | Dif.relais ELR 48x48mm 2W 24-48VAC/DC | ELR48V24P - Residual Current Monitor | Residual Current Monitor, front panel 48x48mm, 2CO, 24-48VAC/DC | ELR48V24P - Residual Current Monitor |  | 5.14
2CSG521180R1101 | CT8/800 | Active | 8012542607007 | 180.09 | 1 | 1 | stuk | CT.., TRFM | BE31320 | SA (Modulair+Plug&Socket) | stuk | Stroomtrafo, CT8, 800/5A | Transformateur de courant, CT8, 800/5A | CT8/800 .../5A Stromwandler 10VA Klasse 0,5 | CT8/800 Current transformer |  | 5.14
2CSG521190R1101 | CT8/1000 | Active | 8012542607106 | 229.01 | 1 | 1 | stuk | CT.., TRFM | BE31320 | SA (Modulair+Plug&Socket) | stuk | Stroomtrafo CT8 1000/5A | Transformateur de courant CT8 1000/5A | CT8/1000 .../5A Stromwandler 10VA Klasse 0,5 | CT8/1000 Current transformer |  | 5.14
2CSG521220R1101 | CT8/1500 | Active | 8012542607304 | 250.71 | 1 | 1 | stuk | CT.., TRFM | BE31320 | SA (Modulair+Plug&Socket) | stuk | Stroomtrafo CT8 1500/5A | Transformateur de courant CT8 1500/5A | CT8/1500 .../5A Stromwandler 20VA Klasse 0,5 | CT8/1500 Current transformer |  | 5.14
2CSG521230R1101 | CT8/2000 | Active | 8012542607403 | 310.97 | 1 | 1 | stuk | CT.., TRFM | BE31320 | SA (Modulair+Plug&Socket) | stuk | Stroomtrafo CT8 2000/5A | Transformateur de courant CT8 2000/5A | CT8/2000 .../5A Stromwandler 20VA Klasse 0,5 | CT8/2000 Current transformer |  | 5.14
2CSG631190R1101 | CT8-V/1000 | Active | 8012542609100 | 259.14 | 1 | 1 | stuk | CT.., TRFM | BE31320 | SA (Modulair+Plug&Socket) | stuk | Stroomtrafo CT8 1000/5A | Transformateur de courant CT8 1000/5A | CT8-V/1000 .../5A Stromwandler 10VA Klasse 0,5 | CT8-V/1000 Current transformer |  | 5.14
2CSG631220R1101 | CT8-V/1500 | Active | 8012542609308 | 271.2 | 1 | 1 | stuk | CT.., TRFM | BE31320 | SA (Modulair+Plug&Socket) | stuk | CT8-V/1500 Current transformer | Transformateur de courant CT8 1500/5A | CT8-V/1500 .../5A Stromwandler 20VA Klasse 0,5 | CT8-V/1500 Current transformer |  | 5.14
2CSG631230R1101 | CT8-V/2000 | Active | 8012542609407 | 336.28 | 1 | 1 | stuk | CT.., TRFM | BE31320 | SA (Modulair+Plug&Socket) | stuk | Stroomtrafo CT8 2000/5A | Transformateur de courant CT8 2000/5A | CT8-V/2000 .../5A Stromwandler 20VA Klasse 0,5 | CT8-V/2000 Current transformer |  | 5.14
2CSG721220R1101 | CT12/1500 | Active | 8012542608202 | 339.92 | 1 | 1 | stuk | CT.., TRFM | BE31320 | SA (Modulair+Plug&Socket) | stuk | Stroomtrafo CT12 1500/5A | Transformateur de courant CT12 1500/5A | CT12/1500 Stromwandler Iprim=1500A, 20VA | CT12/1500 Current transformer |  | 5.14
2CSG721240R1101 | CT12/2500 | Active | 8012542608400 | 371.24 | 1 | 1 | stuk | CT.., TRFM | BE31320 | SA (Modulair+Plug&Socket) | stuk | Stroomtrafo CT12 2500/5A | Transformateur de courant CT12 2500/5A | CT12/2500 Stromwandler Iprim=2500A, 40VA | CT12/2500 Current transformer |  | 5.14
2CSG721250R1101 | CT12/3000 | Active | 8012542608509 | 396.54 | 1 | 1 | stuk | CT.., TRFM | BE31320 | SA (Modulair+Plug&Socket) | stuk | Stroomtrafo CT12 3000/5A | Transformateur de courant CT12 3000/5A | CT12/3000 Stromwandler Iprim=3000A, 40VA | CT12/3000 Current transformer |  | 5.14
2CSG721260R1101 | CT12/4000 | Active | 8012542608608 | 515.9 | 1 | 1 | stuk | CT.., TRFM | BE31320 | SA (Modulair+Plug&Socket) | stuk | Stroomtrafo CT12 4000/5A | Transformateur de courant CT12 4000/5A | CT12/4000 Stromwandler Iprim=4000A, 50VA | CT12/4000 Current transformer |  | 5.14
2CSJ201001R0001 | RD3-48 | Active | 8012542748236 | 339.61 | 1 | 1 | stuk | RD3 | BE31320 | SA (Modulair+Plug&Socket) | stuk | Dif.relais RD 12-48VAC/DC | Relais differentiel électroniq | RD3-48 Differenzstromrelais 12-48 V AC/DC | RD3-48 - Residual Current Monitor |  | 5.14
2CSJ201001R0002 | RD3 | Active | 8012542734833 | 326.24 | 1 | 1 | stuk | RD3 | BE31320 | SA (Modulair+Plug&Socket) | stuk | Dif.relais RD 230-400VAC | Relais differentiel électroniq | RD3 Differenzstromrelais 230-240 V AC | RD3 - Residual Current Monitor |  | 5.14
2CSJ202001R0001 | RD3M-48 | Active | 8012542733935 | 372.47 | 1 | 1 | stuk | RD3 | BE31320 | SA (Modulair+Plug&Socket) | stuk | Dif.relais RD 12-48VAC/DC | Relais differentiel électroniq | RD3M-48 Differenzstromrelais 12-48 V AC/DC | RD3M-48 - Residual Current Monitor |  | 5.14
2CSJ202001R0002 | RD3M | Active | 8012542747031 | 359.1 | 1 | 1 | stuk | RD3 | BE31320 | SA (Modulair+Plug&Socket) | stuk | Dif.relais RD 230-240VAC | Relais differentiel électroniq | RD3M Differenzstromrelais 230-240 V AC | RD3M - Residual Current Monitor |  | 5.14
2CSJ203001R0001 | RD3P-48 | Active | 8012542734734 | 410.2 | 1 | 1 | stuk | RD3 | BE31320 | SA (Modulair+Plug&Socket) | stuk | RD3P-48-Residual CurrentMonitor | Relais differentiel électroniq | RD3P-48 Differenzstromrelais 12-48 V AC/DC | RD3P-48 - Residual Current Monitor |  | 5.14
2CSJ203001R0002 | RD3P | Active | 8012542733836 | 395.61 | 1 | 1 | stuk | RD3 | BE31320 | SA (Modulair+Plug&Socket) | stuk | RD3P-Residual CurrentMonitor | Relais differentiel électroniq | RD3P Differenzstromrelais 230-240 V AC | RD3P - Residual Current Monitor |  | 5.14
2CSM029000R1211 | TRM | Active | 8012542020707 | 147.29 | 1 | 1 | stuk | TR | BE31320 | SA (Modulair+Plug&Socket) | stuk | TIRD 29mm DIN-rail | Transformateur de courant Gamme RD 29mm, rail DIN | TRM Ringkernwandler, modular 29 mm, modulare Ausführung | TRM Toroidal Transformer |  | 5.14
2CSM081012R0811 | TS 8/4-6-8SW | Active | 8012542368601 | 57 | 1 | 1 | stuk | TM, TS, TS-C | BE31320 | SA (Modulair+Plug&Socket) | stuk | Bel Transfo TS 8VA 4-6-8Vac schak. | Transformateur de sonnerie TS 8VA, 4-6-8Vac, interrupteur | TS8/4-6-8SW Klingeltrafo 230V 8VA,4-6-8V,EIN/AUS Schalter | TS 8/4-6-8SW Non-inherently short-circuit proof bell transformer |  | 5.14
2CSM081022R0811 | TS 8/4-8-12SW | Active | 8012542368700 | 57 | 1 | 1 | stuk | TM, TS, TS-C | BE31320 | SA (Modulair+Plug&Socket) | stuk | Bel Transfo TS 8VA 4-8-12Vac schak. | Transformateur de sonnerie TS 8VA, 4-8-12Vac, interrupteur | TS8/4-8-12SW Klingeltrafo 230V 8VA,4-8-12V,EIN/AUS Schalter | TS 8/4-8-12SW Non-inherently short-circuit proof bell transformer |  | 5.14
2CSM081302R0811 | TS 8/8SW | Active | 8012542368304 | 55.8 | 1 | 1 | stuk | TM, TS, TS-C | BE31320 | SA (Modulair+Plug&Socket) | stuk | Bel Transfo TS 8VA 8Vac schak. | Transformateur de sonnerie TS 8VA, 8Vac, interrupteur | TS8/8SW Klingeltrafo 230V 8VA,8V,EIN/AUS Schalter | TS 8/8SW Non-inherently short-circuit proof bell transformer |  | 5.14
2CSM081402R0811 | TS 8/12SW | Active | 8012542368403 | 55.8 | 1 | 1 | stuk | TM, TS, TS-C | BE31320 | SA (Modulair+Plug&Socket) | stuk | Bel Transfo TS 8VA 12Vac schak. | Transformateur de sonnerie TS 8VA, 12Vac, interrupteur | TS8/12SW Klingeltrafo 230V 8VA,12V,EIN/AUS Schalter | TS 8/12SW Non-inherently short-circuit proof bell transformer |  | 5.14
2CSM100000R0831 | TSR | Active | 8012542369608 | 74.61 | 1 | 1 | stuk | SM, RM, TSR, TSM, BR, RI | BE31320 | SA (Modulair+Plug&Socket) | stuk | Buzzer bel,trafo TSR Bel-Zoemer,trafo 230-24VAC | Sonnerie + ronfleur + transfo TSR | buzzer, bell and trafo, 24VAC TSR | TSR Bell and buzzer |  | 5.14
2CSM100000R0841 | TSM | Active | 8012542007005 | 71.73 | 1 | 1 | stuk | SM, RM, TSR, TSM, BR, RI | BE31320 | SA (Modulair+Plug&Socket) | stuk | Bel Transfo TSM 10VA 12Vingebouwde bel | Transformateur de sonnerie TSM 10VA, 12V, avec sonnerie integré | Bell transformer TSM 10VA, 12V, with bell | TSM Bell |  | 5.14
2CSM100030R1121 | SNT 1/10 | Active | 8012542047803 | 83.18 | 1 | 1 | stuk | TV, SNT, COP, CUS | BE31320 | SA (Modulair+Plug&Socket) | stuk | Shunt SNT 60mV c.c.10A | Shunt 60mV c.c. 10A | SNT 1/10 60mV Shunt für DC Anwendungen SNT | SNT 1/10 Shunt for DC current |  | 5.14
2CSM100050R1111 | TRFM/40 | Active | 8012542046905 | 68.59 | 1 | 1 | stuk | CT.., TRFM | BE31320 | SA (Modulair+Plug&Socket) | stuk | TITRF 40A 29mm 1VA Klasse 3 | TRFM/40 Current modular transformer | TRFM/40 modularer Stromwandler …/5A Hutschienenmontage | TRFM/40 Current modular transformer |  | 5.14
2CSM100070R1111 | TRFM/60 | Active | 8012542047001 | 71.6 | 1 | 1 | stuk | CT.., TRFM | BE31320 | SA (Modulair+Plug&Socket) | stuk | TITRF 60A 29mm 2VA Klasse 1 | Transformateur de courant TRF 60A, 29mm, 2VA, 1 | TRFM/60 modularer Stromwandler…/5A Hutschienenmontage | TRFM/60 Current modular transformer |  | 5.14
2CSM100090R1111 | TRFM/100 | Active | 8012542047100 | 68.59 | 1 | 1 | stuk | CT.., TRFM | BE31320 | SA (Modulair+Plug&Socket) | stuk | TRFM Mod stroomtrafo 100A 29mm 2VA Klasse 0 5 | TRFM/100 Current modular transformer | TRFM/100 modularer Stromwandler…/5A Hutschienenmontage | TRFM/100 Current modular transformer |  | 5.14
2CSM100160R1121 | SNT 1/400 | Active | 8012542049104 | 148.24 | 1 | 1 | stuk | TV, SNT, COP, CUS | BE31320 | SA (Modulair+Plug&Socket) | stuk | Shunt SNT 60mV 400A | Shunt SNT 60mV, 400A | SNT 1/400 60mV Shunt für DC Anwendungen SNT | SNT 1/400 Shunt for DC current |  | 5.14
2CSM100190R1121 | SNT 1/800 | Active | 8012542049401 | 348.34 | 1 | 1 | stuk | TV, SNT, COP, CUS | BE31320 | SA (Modulair+Plug&Socket) | stuk | Shunt SNT 60mV 800A | Shunt SNT 60mV, 800A | SNT 1/800 60mV Shunt für DC Anwendungen SNT | SNT 1/800 Shunt for DC current |  | 5.14
2CSM110000R0701 | M1173 | Active | 8012542004103 | 19.98 | 1 | 1 | stuk | M1173 | BE31320 | SA (Modulair+Plug&Socket) | stuk | Mod stopcontact 10/16A (IT) | Prise M1173 10/16A, (Version Italien) | Socket M1173 10/16A, (Italian version) | M1173 Socket outlet |  | 5.14
2CSM110000R0711 | M1174 | Active | 8012542006602 | 20.37 | 1 | 1 | stuk | M1174 | BE31320 | SA (Modulair+Plug&Socket) | stuk | Mod stopcontact 10/16A (FR) | Prise Modulaire 10/16A, (Type francais) | M1174 Schuko-Steckdose Frankreich nach französischem Standard | M1174 Socket outlet |  | 5.14
2CSM110000R1011 | VLMD-1-2 | Active | 8012542620402 | 330.26 | 1 | 1 | stuk | Digital instruments AMTD, VLMD, FRZ, TMD | BE31320 | SA (Modulair+Plug&Socket) | stuk | VLM digitale V-meter 600 Vac/dc | Voltmètre VLM Direct, digital, 600 Vac/dc | VLMD-1-2 Voltmeter für AC/DC bis 600V, 50/60 Hz | VLMD-1-2 Digital Voltmeter |  | 5.14
2CSM110021R1041 | SCL 1/5 | Active | 8012542001201 | 5.68 | 1 | 1 | stuk | Analogue instruments AMT, VLM, FRZ, SCL | BE31320 | SA (Modulair+Plug&Socket) | stuk | Schaal AMT1 0-5A 90° | Echelle AMT1 0 - 5A, 90° | SCL1-5 Wechselskala für AMT 1 5/5A | SCL 1/5 Scale for analogue ammeter
2CSM110032R1041 | SCL 1/10 | Active | 8012542001300 | 5.68 | 1 | 1 | stuk | Analogue instruments AMT, VLM, FRZ, SCL | BE31320 | SA (Modulair+Plug&Socket) | stuk | Schaal AMT1 0-10A 90° | Echelle AMT1 0 - 10A, 90° | SCL1-10 Wechselskala für AMT 1 10/5A | SCL 1/10 Scale for analogue ammeter
2CSM110075R1041 | SCL 1/20 | Active | 8012542001409 | 5.68 | 1 | 1 | stuk | Analogue instruments AMT, VLM, FRZ, SCL | BE31320 | SA (Modulair+Plug&Socket) | stuk | Schaal AMT1 0-20A 90° | Echelle AMT1 0 - 20A, 90° | Wechselskala für AMT 1 Amperemeter SCL1-20 Wechselskala für AMT 1 | SCL 1/20 Scale for analogue ammeter
2CSM110096R1041 | SCL 1/25 | Active | 8012542030706 | 5.68 | 1 | 1 | stuk | Analogue instruments AMT, VLM, FRZ, SCL | BE31320 | SA (Modulair+Plug&Socket) | stuk | Schaal AMT1 0-25A 90° | Echelle AMT1 0 - 25A, 90° | Wechselskala für AMT 1 Amperemeter SCL1/25 Wechselskala für AMT 1 | SCL 1/25 Scale for analogue ammeter
2CSM110107R1041 | SCL 1/30 | Active | 8012542001508 | 5.68 | 1 | 1 | stuk | Analogue instruments AMT, VLM, FRZ, SCL | BE31320 | SA (Modulair+Plug&Socket) | stuk | Schaal AMT1 0-30A 90° | Echelle AMT1 0 - 30A, 90° | Wechselskala für AMT 1 Amperemeter SCL1-30 Wechselskala für AMT 1 | SCL 1/30 Scale for analogue ammeter
2CSM110128R1041 | SCL 1/40 | Active | 8012542030805 | 5.68 | 1 | 1 | stuk | Analogue instruments AMT, VLM, FRZ, SCL | BE31320 | SA (Modulair+Plug&Socket) | stuk | Schaal AMT1 0-40A 90° | Echelle AMT1 0-40A, 90° | Wechselskala für AMT1 AMT SCL1 40A | SCL 1/40 Scale for analogue ammeter
2CSM110149R1041 | SCL 1/50 | Active | 8012542001607 | 5.68 | 1 | 1 | stuk | Analogue instruments AMT, VLM, FRZ, SCL | BE31320 | SA (Modulair+Plug&Socket) | stuk | Schaal AMT1 0-50A 90° | Echelle AMT1 0-50A, 90° | Wechselskala für AMT 1 Amperemeter SCL1-50 Wechselskala für AMT 1 | SCL 1/50 Scale for analogue ammeter
2CSM110159R1041 | SCL 1/60 | Active | 8012542030904 | 5.68 | 1 | 1 | stuk | Analogue instruments AMT, VLM, FRZ, SCL | BE31320 | SA (Modulair+Plug&Socket) | stuk | Schaal AMT1 0-60A 90° | Echelle AMT1 0-60A, 90° | Wechselskala für AMT1 AMT SCL1 60A | SCL 1/60 Scale for analogue ammeter
2CSM110169R1041 | SCL 1/75 | Active | 8012542031000 | 5.68 | 1 | 1 | stuk | Analogue instruments AMT, VLM, FRZ, SCL | BE31320 | SA (Modulair+Plug&Socket) | stuk | Schaal AMT1 0-75A 90° | Echelle AMT1 0 - 75A, 90° | Wechselskala für AMT 1 Amperemeter SCL1-75 Wechselskala für AMT 1 | SCL 1/75 Scale for analogue ammeter
2CSM110179R1041 | SCL 1/80 | Active | 8012542001706 | 5.68 | 1 | 1 | stuk | Analogue instruments AMT, VLM, FRZ, SCL | BE31320 | SA (Modulair+Plug&Socket) | stuk | Schaal AMT1 0-80A 90° | Echelle AMT1 0-80A, 90° | Wechselskala für AMT 1 Amperemeter SCL1-80 Wechselskala für AMT 1 | SCL 1/80 Scale for analogue ammeter
2CSM110189R1041 | SCL 1/100 | Active | 8012542001805 | 5.68 | 1 | 1 | stuk | Analogue instruments AMT, VLM, FRZ, SCL | BE31320 | SA (Modulair+Plug&Socket) | stuk | Schaal AMT1 0-100A 90° | Echelle AMT1 0-100A, 90° | Wechselskala für AMT 1 Amperemeter SCL1-100 Wechselskala für AMT 1 | SCL 1/100 Scale for analogue ammeter
2CSM110190R1001 | VLM 1/300 | Active | 8012542007906 | 126.56 | 1 | 1 | stuk | Analogue instruments AMT, VLM, FRZ, SCL | BE31320 | SA (Modulair+Plug&Socket) | stuk | Voltmeter VLM Direct analogue 300Vac | Voltmètre VLM Direct, analogue, 300Vac | VLM1-300 Voltmeter analog Direktmessung,0-300VAC | VLM 1/300 Analogue Voltmeter |  | 5.14
2CSM110209R1041 | SCL 1/150 | Active | 8012542001904 | 5.68 | 1 | 1 | stuk | Analogue instruments AMT, VLM, FRZ, SCL | BE31320 | SA (Modulair+Plug&Socket) | stuk | Schaal AMT1 0-150A 90° | Echelle AMT1 0-150A, 90° | Wechselskala für AMT 1 Amperemeter SCL1-150 Wechselskala für AMT 1 | SCL 1/150 Scale for analogue ammeter
2CSM110220R1001 | VLM 1/500 | Active | 8012542000006 | 126.56 | 1 | 1 | stuk | Analogue instruments AMT, VLM, FRZ, SCL | BE31320 | SA (Modulair+Plug&Socket) | stuk | Voltmeter VLM Direct analoog 500Vac | Voltmètre VLM Direct, analogue, 500Vac | VLM1-500 Voltmeter analog Direktmessung,0-500VAC | VLM 1/500 Analogue Voltmeter |  | 5.14
2CSM110229R1041 | SCL 1/200 | Active | 8012542002000 | 5.68 | 1 | 1 | stuk | Analogue instruments AMT, VLM, FRZ, SCL | BE31320 | SA (Modulair+Plug&Socket) | stuk | Schaal AMT1 0-200A 90° | Echelle AMT1 0-200A, 90° | Wechselskala für AMT 1 Amperemeter SCL1-200 Wechselskala für AMT 1 | SCL 1/200 Scale for analogue ammeter
2CSM110249R1041 | SCL 1/250 | Active | 8012542031109 | 5.68 | 1 | 1 | stuk | Analogue instruments AMT, VLM, FRZ, SCL | BE31320 | SA (Modulair+Plug&Socket) | stuk | Schaal AMT1 0-250A 90° | Echelle AMT1 0-250A, 90° | Wechselskala für AMT 1 Amperemeter SLC1-250 Wechselskala für AMT 1 | SCL 1/250 Scale for analogue ammeter
2CSM110259R1041 | SCL 1/300 | Active | 8012542002109 | 5.68 | 1 | 1 | stuk | Analogue instruments AMT, VLM, FRZ, SCL | BE31320 | SA (Modulair+Plug&Socket) | stuk | Schaal AMT1 0-300A 90° | Echelle AMT1 0-300A, 90° | Wechselskala für AMT 1 Amperemeter SCL1-300 Wechselskala für AMT 1 | SCL 1/300 Scale for analogue ammeter
2CSM110279R1041 | SCL 1/400 | Active | 8012542002208 | 5.68 | 1 | 1 | stuk | Analogue instruments AMT, VLM, FRZ, SCL | BE31320 | SA (Modulair+Plug&Socket) | stuk | Schaal AMT1 0-400A 90° | Echelle AMT1 0-400A, 90° | Wechselskala für AMT 1 Amperemeter SCL1-400 Wechselskala für AMT 1 | SCL 1/400 Scale for analogue ammeter
2CSM110299R1041 | SCL 1/500 | Active | 8012542002307 | 5.68 | 1 | 1 | stuk | Analogue instruments AMT, VLM, FRZ, SCL | BE31320 | SA (Modulair+Plug&Socket) | stuk | Schaal AMT1 0-500A 90° | Echelle AMT1 0-500A, 90° | Wechselskala für AMT 1 Amperemeter SCL1-500 Wechselskala für AMT 1 | SCL 1/500 Scale for analogue ammeter
2CSM110309R1041 | SCL 1/600 | Active | 8012542031208 | 5.68 | 1 | 1 | stuk | Analogue instruments AMT, VLM, FRZ, SCL | BE31320 | SA (Modulair+Plug&Socket) | stuk | Schaal AMT1 0-600A 90° | Echelle AMT1 0-600A, 90° | Wechselskala für AMT 1 Amperemeter SCL1-600 Wechselskala für AMT 1 | SCL 1/600 Scale for analogue ammeter
2CSM110329R1041 | SCL 1/800 | Active | 8012542002406 | 5.68 | 1 | 1 | stuk | Analogue instruments AMT, VLM, FRZ, SCL | BE31320 | SA (Modulair+Plug&Socket) | stuk | Schaal AMT1 0-800A 90° | Echelle AMT1 0-800A, 90° | Wechselskala für AMT1 AMT SCL 1800A | SCL 1/800 Scale for analogue ammeter
2CSM110359R1041 | SCL 1/1500 | Active | 8012542274704 | 5.68 | 1 | 1 | stuk | Analogue instruments AMT, VLM, FRZ, SCL | BE31320 | SA (Modulair+Plug&Socket) | stuk | Schaal AMT1 0-1500A 90° | Echelle AMT1 0-1500A, 90° | SCL 1/1500 Wechselskala für AMT1 Skalen für analoge Amperemeter 1500 A | SCL 1/1500 Scale for analogue ammeter
2CSM110379R1041 | SCL 1/2000 | Active | 8012542274803 | 5.68 | 1 | 1 | stuk | Analogue instruments AMT, VLM, FRZ, SCL | BE31320 | SA (Modulair+Plug&Socket) | stuk | Schaal AMT1 0-2000A 90° | Echelle AMT1 0 - 2000A, 90° | SCL 1/2000 Wechselskala für AMT1 Skalen für analoge Amperemeter 2000 A | SCL 1/2000 Scale for analogue ammeter
2CSM110389R1041 | SCL 1/2500 | Active | 8012542274902 | 5.68 | 1 | 1 | stuk | Analogue instruments AMT, VLM, FRZ, SCL | BE31320 | SA (Modulair+Plug&Socket) | stuk | Schaal AMT1 0-2500A 90° | Echelle AMT1 0 - 2500A, 90° | SCL 1/2500 Wechselskala für AMT1 Skalen für analoge Amperemeter 2500 A | SCL 1/2500 Scale for analogue ammeter
2CSM111000R1601 | HMT 1/24 | Active | 8012542030300 | 47.84 | 1 | 1 | stuk | Hour Counters HMT | BE31320 | SA (Modulair+Plug&Socket) | stuk | Urenteller HMT 24V bedrijfsuurteller | Compteur horaire modulaire 24V | Hour meter Modular 24V | HMT 1/24 Hour meter |  | 5.14
2CSM111310R1331 | SQZ3 | Active | 8012542372004 | 254.31 | 1 | 1 | stuk | E236, SQZ, RH/RL | BE31320 | SA (Modulair+Plug&Socket) | stuk | SQZ3 fasevolgorde relais 400Vac 1W | SQZ3 phase séquence relais 400Vac | SQZ3 Phasenfolgerelais, 400 V AC dreiphasig, 50/60 Hz, 1 Wechsler | SQZ3 Phase and sequence relay |  | 5.14
2CSM121000R1601 | HMT 1/110 | Active | 8012542030409 | 48.93 | 1 | 1 | stuk | Hour Counters HMT | BE31320 | SA (Modulair+Plug&Socket) | stuk | Urenteller HMT 110Vac | Compteur horaire HMT 110Vac | HMT 1/110 Betriebsstundenzähler 110 V Elektromechanisch, nicht rücksetzbar | HMT 1/110 Hour meter |  | 5.14
2CSM131000R1601 | HMT 1/220 | Active | 8012542030508 | 40.6 | 1 | 1 | stuk | Hour Counters HMT | BE31320 | SA (Modulair+Plug&Socket) | stuk | Urenteller HMT 230Vac | Compteur horaire HMT 230Vac | HMT 1/24 Betriebsstundenzähler 24V Elektromechanisch, nicht rücksetzbar | HMT 1/220 Hour meter |  | 5.14
2CSM142120R1201 | RD2 | Active | 8012542058007 | 340.83 | 1 | 1 | stuk | RD2 | BE31320 | SA (Modulair+Plug&Socket) | stuk | Diff-relais 0.05sec..5sec, 0.03mA..2A 1W | Relais différentiel 0.05sec..5sec, 0.03mA..2A, 1CO | RD2 Differenzstromrelais 230-400VAC | RD2 Residual Current Monitor |  | 5.14
2CSM170040R1021 | DMTME | Active | 8012542975700 | 484.53 | 1 | 1 | stuk | DMTME | BE31320 | SA (Modulair+Plug&Socket) | stuk | DMTME digitale Din multimeter 3x230/400Vac 5A (CT) | Multimètre DMTME 3x230/400Vac, 5A (CT) | DMTME Multimeter | DMTME Digital multimeter |  | 5.14
2CSM180050R1021 | DMTME-I-485 | Active | 8012542975809 | 647.25 | 1 | 1 | stuk | DMTME | BE31320 | SA (Modulair+Plug&Socket) | stuk | DMTME digitale Din multimeter 3x230/400Vac 5A (CT) met comm | Multimètre DMTME 3x230/400Vac, 5A (CT), impulse, RS485 | DMTME-I-485 Multimeter | DMTME-I-485 Digital multimeter |  | 5.14
2CSM200883R1801 | E 92/32 | Active | 8012542008835 | 19.46 | 1 | 1 | stuk | E90 up to 32 A, E90h | BE31320 | SA (Modulair+Plug&Socket) | stuk | E90 zekeringscheider 2P 32A 10 3x38 | E90 interrupteur fusible 2P 32A 10 3x38 | E90 sicherungstrennschalter 2P 32A 10 3x38 | E90 fuse disconnector 2P 32A 10 3x38 |  | 5.14
2CSM200893R1801 | E 91N/32 | Active | 8012542008934 | 18.51 | 1 | 1 | stuk | E90 up to 32 A, E90h | BE31320 | SA (Modulair+Plug&Socket) | stuk | E90 zekeringscheider 1P+N 32A 10 3x38 | E90 interrupteur fusible 1P+N 32A 10 3x38 | E90 sicherungstrennschalter 1P+N 32A 10 3x38 | E90 fuse disconnector 1P+N 32A 10 3x38 |  | 5.14
2CSM200913R1801 | E 91HN/32 | Active | 8012542009139 | 18.51 | 1 | 1 | stuk | E90 up to 32 A, E90h | BE31320 | SA (Modulair+Plug&Socket) | stuk | E90 zekeringhouder 1P+N 32A 10 3x38 | E90 porte fusible 1P+N 32A 10 3x38 | E90 sicherungschalter 1P+N 32A 10 3x38 | E90 fuse holder 1P+N 32A 10 3x38 |  | 5.14
2CSM200923R1801 | E 91/32 | Active | 8012542009238 | 9.1 | 1 | 1 | stuk | E90 up to 32 A, E90h | BE31320 | SA (Modulair+Plug&Socket) | stuk | E90 zekeringscheider 1P 32A 10 3x38 | E90 interrupteur fusible 1P 32A 10 3x38 | E90 sicherungstrennschalter 1P 32A 10 3x38 | E90 fuse disconnector 1P 32A 10 3x38 |  | 5.14
2CSM200933R1801 | E 93HN/20 | Active | 8012542009337 | 40.6 | 1 | 1 | stuk | E90 up to 32 A, E90h | BE31320 | SA (Modulair+Plug&Socket) | stuk | E90 zekeringhouder 3P+N 20A 8 5x31 5 | E90 porte fusible 3P+N 20A 8 5x31 5 | E90 sicherungschalter 3P+N 20A 8 5x31 5 | E90 fuse holder 3P+N 20A 8 5x31 5 |  | 5.14
2CSM200953R1801 | E 92/20 | Active | 8012542009535 | 20.98 | 1 | 1 | stuk | E90 up to 32 A, E90h | BE31320 | SA (Modulair+Plug&Socket) | stuk | E90 zekeringscheider 2P 20A 8 5x31 5 | E90 interrupteur fusible 2P 20A 8 5x31 5 | E90 sicherungstrennschalter 2P 20A 8 5x31 5 | E90 fuse disconnector 2P 20A 8 5x31 5 |  | 5.14
2CSM200963R1801 | E 91HN/20 | Active | 8012542009634 | 19.77 | 1 | 1 | stuk | E90 up to 32 A, E90h | BE31320 | SA (Modulair+Plug&Socket) | stuk | E90 zekeringhouder 1P+N 20A 8 5x31 5 | E90 porte fusible 1P+N 20A 8 5x31 5 | E90 sicherungschalter 1P+N 20A 8 5x31 5 | E90 fuse holder 1P+N 20A 8 5x31 5 |  | 5.14
2CSM201033R0801 | TM-C-DIN | Active | 8012542010333 | 21.26 | 1 | 1 | stuk | TM-S, TM-I, TM-C | BE31320 | SA (Modulair+Plug&Socket) | stuk | Mont.kit TM DIN rail | Kit de montage TM pour rail DIN | TM-C-DIN Montagelasche Für Din-Schiene, max. 160VA | TM-C-DIN Single phase control transformer |  | 5.14
2CSM201073R0801 | TM-I 400/115-230 P | Active | 8012542010739 | 342.31 | 1 | 1 | stuk | TM-S, TM-I, TM-C | BE31320 | SA (Modulair+Plug&Socket) | stuk | TM-I 400VAPRi.230-400Vac sec.115-230Vac | Transfo d' isolation TM-I 400VA, pri. 230-400Vac sec. 115-230Vac | TM-I400/115-230P Steuer/Trenntrafo Einphasig, 400VA, Sek. 115-230V AC | TM-I 400/115-230 P Single phase control and isolating transformer |  | 5.14
2CSM201123R0801 | TM-I 100/115-230 P | Active | 8012542011231 | 155.49 | 1 | 1 | stuk | TM-S, TM-I, TM-C | BE31320 | SA (Modulair+Plug&Socket) | stuk | TM-I 50VAPRi.230-400V sec.115-230Vac | Transfo d' isolation TM-I 50VA, pri. 230-400V, sec. 115-230Vac | TM-I100/115-230P Steuer/Trenntrafo Einphasig, 100VA, Sek. 115-230V AC | TM-I 100/115-230 P Single phase control and isolating transformer |  | 5.14
2CSM201813R0801 | TM-C 1600/115-230 | Active | 8012542018131 | 825.64 | 1 | 1 | stuk | TM-S, TM-I, TM-C | BE31320 | SA (Modulair+Plug&Socket) | stuk | TM-C 1600VAPRi.230-400Vac sec.115-230Vac | Transformateur TM-C 1600VA, pri. 230-400Vac sec. 115-230Vac | TM-C1600/115-230 Steuertransformator Einphasig, 1600VA, Sek. 115-230V AC | TM-C 1600/115-230 Single phase control transformer |  | 5.14
2CSM202073R0801 | TM-S 160/12-24 P | Active | 8012542020738 | 189.23 | 1 | 1 | stuk | TM-S, TM-I, TM-C | BE31320 | SA (Modulair+Plug&Socket) | stuk | TM-S 160/12-24 P | Transformateur de sécurité TM-S 160VA, pri. 230-400Vac sec. 12-24Vac | TM-S160/12-24PSteuer/Sicherungstrafo Einphasig, 160VA, Sek. 12-24V AC | TM-S 160/12-24 P Single phase control and safety transformer |  | 5.14
2CSM202392R1801 | E 91N/50s | Active | 8012542775621 | 34.59 | 1 | 1 | stuk | E90 up to 125A | BE31320 | SA (Modulair+Plug&Socket) | stuk | E90 zekeringhouder 1P+N 50A met melding | E90 porte fusible 1P+N 50A avec indication | E90 sicherungschalter 1P+N 50A mit indication | E90 fuse holder 1P+N 50A with indication |  | 5.14
2CSM202423R1801 | E 91/20S | Active | 8012542024231 | 14.94 | 1 | 1 | stuk | E90 up to 32 A, E90h | BE31320 | SA (Modulair+Plug&Socket) | stuk | E90 zekeringhouder 8,5x31,5mm | E90 Porte Fus 8,5x31,5mm | E90 Sicherungshalter 8,5x31,5mm | E 91/20S Fuse switch disconnector
2CSM202483R1801 | E 91/32S | Active | 8012542024835 | 14.47 | 1 | 1 | stuk | E90 up to 32 A, E90h | BE31320 | SA (Modulair+Plug&Socket) | stuk | E90 zekeringscheider 1P 32A 10 3x38 | E90 interrupteur fusible 1P 32A 10 3x38 | E90 sicherungstrennschalter 1P 32A 10 3x38 | E90 fuse disconnector 1P 32A 10 3x38 |  | 5.14
2CSM204363R0801 | TM-I 2500/115-230 P | Active | 8012542043638 | 1488.57 | 1 | 1 | stuk | TM-S, TM-I, TM-C | BE31320 | SA (Modulair+Plug&Socket) | stuk | TM-I 2500VAPRi.230-400Vac sec.115-230Vac | Transfo d' isolation TM-I 2500VA, pri. 230-400Vac sec. 115-230Vac | TM-I2500/115-230P Steuer/Trenntrafo Einphasig, 2500VA, Sek. 115-230V AC | TM-I 2500/115-230 P Single phase control and isolating transformer |  | 5.14
2CSM204383R0801 | TM-I 2000/115-230 P | Active | 8012542043836 | 1189.65 | 1 | 1 | stuk | TM-S, TM-I, TM-C | BE31320 | SA (Modulair+Plug&Socket) | stuk | TM-I 2000VAPRi.230-400Vac sec.115-230Vac | Transfo d' isolation TM-I 2000VA, pri. 230-400Vac sec. 115-230Vac | TM-I2000/115-230P Steuer/Trenntrafo Einphasig, 2000VA, Sek. 115-230V AC | TM-I 2000/115-230 P Single phase control and isolating transformer |  | 5.14
2CSM204403R0801 | TM-I 1600/115-230 P | Active | 8012542044031 | 1006.44 | 1 | 1 | stuk | TM-S, TM-I, TM-C | BE31320 | SA (Modulair+Plug&Socket) | stuk | TM-I 1600VAPRi.230-400Vac sec.115-230Vac | Transfo d' isolation TM-I 1600VA, pri. 230-400Vac sec. 115-230Vac | TM-I1600/115-230P Steuer/Trenntrafo Einphasig, 1600VA, Sek. 115-230V AC | TM-I 1600/115-230 P Single phase control and isolating transformer |  | 5.14
2CSM204413R0801 | TM-I 1000/115-230 P | Active | 8012542044130 | 605.06 | 1 | 1 | stuk | TM-S, TM-I, TM-C | BE31320 | SA (Modulair+Plug&Socket) | stuk | TM 1000VA | Transformateur Série TM 1000VA | TM-I1000/115-230P Steuer/Trenntrafo Einphasig, 1000VA, Sek. 115-230V AC | TM-I 1000/115-230 P Single phase control and isolating transformer |  | 5.14
2CSM204423R0801 | TM-I 630/115-230 P | Active | 8012542044239 | 503.81 | 1 | 1 | stuk | TM-S, TM-I, TM-C | BE31320 | SA (Modulair+Plug&Socket) | stuk | TM-I 630VAPRi.230-400Vac sec.115-230Vac | Transfo d' isolation TM-I 630VA, pri. 230-400Vac sec. 115-230Vac | TM-I630/115-230P Steuer/Trenntrafo Einphasig, 630VA, Sek. 115-230V AC | TM-I 630/115-230 P Single phase control and isolating transformer |  | 5.14
2CSM204493R0801 | TM-I 320/115-230 P | Active | 8012542044932 | 286.86 | 1 | 1 | stuk | TM-S, TM-I, TM-C | BE31320 | SA (Modulair+Plug&Socket) | stuk | TM-I 320VAPRi.230-400Vac sec.115-230Vac | Transfo d' isolation TM-I 320VA, pri. 230-400Vac sec. 115-230Vac | TM-I320/115-230P Steuer/Trenntrafo Einphasig, 320VA, Sek. 115-230V AC | TM-I 320/115-230 P Single phase control and isolating transformer |  | 5.14
2CSM204503R0801 | TM-I 250/115-230 P | Active | 8012542045038 | 227.8 | 1 | 1 | stuk | TM-S, TM-I, TM-C | BE31320 | SA (Modulair+Plug&Socket) | stuk | TM-I 250VAPRi.230-400Vac sec.115-230Vac | Transfo d' isolation TM-I 250VA, pri. 230-400Vac, sec. 115-230Vac | TM-I250/115-230P Steuer/Trenntrafo Einphasig, 250VA, Sek. 115-230V AC | TM-I 250/115-230 P Single phase control and isolating transformer |  | 5.14
2CSM204513R0801 | TM-I 200/115-230 P | Active | 8012542045137 | 207.3 | 1 | 1 | stuk | TM-S, TM-I, TM-C | BE31320 | SA (Modulair+Plug&Socket) | stuk | TM-I 200VAPRi.230-400Vac sec.115-230V | Transfo d' isolation TM-I 200VA, pri. 230-400Vac, sec. 115-230V | TM-I200/115-230P Steuer/Trenntrafo Einphasig, 200VA, Sek. 115-230V AC | TM-I 200/115-230 P Single phase control and isolating transformer |  | 5.14
2CSM204533R0801 | TM-I 160/115-230 P | Active | 8012542045335 | 189.23 | 1 | 1 | stuk | TM-S, TM-I, TM-C | BE31320 | SA (Modulair+Plug&Socket) | stuk | TM-I 160VAPRi.230-400Vac sec.115-230Vac | Transfo d' isolation TM-I 160VA, pri. 230-400Vac sec. 115-230Vac | TM-I160/115-230P Steuer/Trenntrafo Einphasig, 160VA, Sek. 115-230V AC | TM-I 160/115-230 P Single phase control and isolating transformer |  | 5.14
2CSM204583R0801 | TM-I 50/115-230 P | Active | 8012542045830 | 134.99 | 1 | 1 | stuk | TM-S, TM-I, TM-C | BE31320 | SA (Modulair+Plug&Socket) | stuk | TM-I 50VAPRi.230-400Vac sec.115-230Vac | Transfo d' isolation TM-I 50VA, pri. 230-400Vac sec. 115-230Vac | TM-I50/115-230P Steuer-/Trenntrafo Einphasig, 50VA, Sek. 115-230V AC | TM-I 50/115-230 P Single phase control and isolating transformer |  | 5.14
2CSM204603R0801 | TM-S 630/24-48 P | Active | 8012542046035 | 503.81 | 1 | 1 | stuk | TM-S, TM-I, TM-C | BE31320 | SA (Modulair+Plug&Socket) | stuk | TM-S 630/24-48 P | Transformateur de sécurité TM-S 630VA, pri. 230-400Vac sec. 24-48Vac | TM-S630/24-48P Steuer/Sicherungstrafo Einphasig, 630VA, Sek. 24-48V AC | TM-S 630/24-48 P Single phase control and safety transformer |  | 5.14
2CSM204613R0801 | TM-S 400/24-48 P | Active | 8012542046134 | 342.31 | 1 | 1 | stuk | TM-S, TM-I, TM-C | BE31320 | SA (Modulair+Plug&Socket) | stuk | TM-S 400/24-48 P | Transformateur de sécurité TM-S 400VA, pri. 230-400Vac sec. 24-48Vac | TM-S400/24-48P Steuer/Sicherungstrafo Einphasig, 400VA, Sek. 24-48V AC | TM-S 400/24-48 P Single phase control and safety transformer |  | 5.14
2CSM204633R0801 | TM-S 160/24-48 P | Active | 8012542046332 | 189.23 | 1 | 1 | stuk | TM-S, TM-I, TM-C | BE31320 | SA (Modulair+Plug&Socket) | stuk | TM-S 160/24-48 P | Transformateur de sécurité TM-S 160VA, pri. 230-400Vac sec. 24-48Vac | TM-S160/24-48P Steuer/Sicherungstrafo Einphasig, 160VA, Sek. 24-48V AC | TM-S 160/24-48 P Single phase control and safety transformer |  | 5.14
2CSM204643R0801 | TM-S 100/24-48 P | Active | 8012542046431 | 155.49 | 1 | 1 | stuk | TM-S, TM-I, TM-C | BE31320 | SA (Modulair+Plug&Socket) | stuk | TM-S 100/24-48 P | Transformateur de sécurité TM-S 100VA, pri. 230-400Vac sec. 24-48Vac | TM-S100/24-48P Steuer/Sicherungstrafo Einphasig, 100VA, Sek. 24-48V AC | TM-S 100/24-48 P Single phase control and safety transformer |  | 5.14
2CSM204653R0801 | TM-S 50/24-48 P | Active | 8012542046530 | 134.99 | 1 | 1 | stuk | TM-S, TM-I, TM-C | BE31320 | SA (Modulair+Plug&Socket) | stuk | TM-S 50/24-48 P | Transformateur de sécurité TM-S 50VA, pri. 230-400Vac sec. 24-48Vac | TM-S50/24-48P Steuer/Sicherungstrafo Einphasig, 50VA, Sek. 24-48V AC | TM-S 50/24-48 P Single phase control and safety transformer |  | 5.14
2CSM204663R0801 | TM-S 2500/12-24 P | Active | 8012542046639 | 1488.57 | 1 | 1 | stuk | TM-S, TM-I, TM-C | BE31320 | SA (Modulair+Plug&Socket) | stuk | TM-S 2500/12-24 P | Transformateur de sécurité TM-S 2500VA, pri. 230-400Vac sec. 12-24Vac | TM-S2500/12-24P Steuer/Sicherungstrafo Einphasig, 2500VA, Sek. 12-24V AC | TM-S 2500/12-24 P Single phase control and safety transformer |  | 5.14
2CSM204673R0801 | TM-S 320/24-48 P | Active | 8012542046738 | 286.86 | 1 | 1 | stuk | TM-S, TM-I, TM-C | BE31320 | SA (Modulair+Plug&Socket) | stuk | TM-S 320/24-48 P | Transformateur de sécurité TM-S 320VA, pri. 230-400Vac sec. 24-48Vac | TM-S320/24-48P Steuer/Sicherungstrafo Einphasig, 320VA, Sek. 24-48V AC | TM-S 320/24-48 P Single phase control and safety transformer |  | 5.14
2CSM204683R0801 | TM-S 250/24-48 P | Active | 8012542046837 | 227.8 | 1 | 1 | stuk | TM-S, TM-I, TM-C | BE31320 | SA (Modulair+Plug&Socket) | stuk | TM-S 250/24-48 P | Transformateur de sécurité TM-S 250VA, pri. 230-400Vac sec. 24-48Vac | TM-S250/24-48P Steuer/Sicherungstrafo Einphasig, 250VA, Sek. 24-48V AC | TM-S 250/24-48 P Single phase control and safety transformer |  | 5.14
2CSM204703R1801 | E 92/32 PV | Active | 8012542047032 | 24.71 | 1 | 1 | stuk | E90 PV | BE31320 | SA (Modulair+Plug&Socket) | stuk | E90 PV zekeringscheider 2P 32A | E90 PV interrupteur fusible 2P 32A | E90 PV sicherungstrennschalter 2P 32A | E90 PV fuse disconnector 2P 32A |  | 5.14
2CSM204713R1801 | E 91/32 PV | Active | 8012542047131 | 11.63 | 1 | 1 | stuk | E90 PV | BE31320 | SA (Modulair+Plug&Socket) | stuk | E90 PV zekeringscheider 1P 32A | E90 PV interrupteur fusible 1P 32A | E90 PV sicherungstrennschalter 1P 32A | E90 PV fuse disconnector 1P 32A |  | 5.14
2CSM204723R1801 | E 94/32 | Active | 8012542047230 | 37.12 | 1 | 1 | stuk | E90 up to 32 A, E90h | BE31320 | SA (Modulair+Plug&Socket) | stuk | E90 zekeringscheider 4P 32A 10 3x38 | E90 interrupteur fusible 4P 32A 10 3x38 | E90 sicherungstrennschalter 4P 32A 10 3x38 | E90 fuse disconnector 4P 32A 10 3x38 |  | 5.14
2CSM204733R1801 | E 93N/32 | Active | 8012542047339 | 37.49 | 1 | 1 | stuk | E90 up to 32 A, E90h | BE31320 | SA (Modulair+Plug&Socket) | stuk | E90 zekeringscheider 3P+N 32A 10 3x38 | E90 interrupteur fusible 3P+N 32A 10 3x38 | E90 sicherungstrennschalter 3P+N 32A 10 3x38 | E90 fuse disconnector 3P+N 32A 10 3x38 |  | 5.14
2CSM204743R1801 | E 93HN/32 | Active | 8012542047438 | 37.49 | 1 | 1 | stuk | E90 up to 32 A, E90h | BE31320 | SA (Modulair+Plug&Socket) | stuk | E90 zekeringhouder 3P+N 32A 10 3x38 | E90 porte fusible 3P+N 32A 10 3x38 | E90 sicherungschalter 3P+N 32A 10 3x38 | E90 fuse holder 3P+N 32A 10 3x38 |  | 5.14
2CSM204753R1801 | E 93/32 | Active | 8012542047537 | 28.46 | 1 | 1 | stuk | E90 up to 32 A, E90h | BE31320 | SA (Modulair+Plug&Socket) | stuk | E90 zekeringscheider 3P 32A 10 3x38 | E90 interrupteur fusible 3P 32A 10 3x38 | E90 sicherungstrennschalter 3P 32A 10 3x38 | E90 fuse disconnector 3P 32A 10 3x38 |  | 5.14
2CSM204762R1801 | E 91/60 J | Active | 8012542344834 | 65.56 | 1 | 1 | stuk | E90 J | BE31320 | SA (Modulair+Plug&Socket) | stuk | E90 J zekeringhouder 1P 60A | E90 J porte fusible 1P 60A | E90 J sicherungschalter 1P 60A | E90 J fuse holder 1P 60A |  | 5.14
2CSM204772R1801 | E 93/30s J | Active | 8012542355137 | 195.26 | 1 | 1 | stuk | E90 J | BE31320 | SA (Modulair+Plug&Socket) | stuk | E90 J zekeringhouder 3P 30A met melding | E90 J porte fusible 3P 30A avec indication | E90 J sicherungschalter 3P 30A mit indication | E90 J fuse holder 3P 30A with indication |  | 5.14
2CSM204782R1801 | E 92/30s J | Active | 8012542344933 | 132.58 | 1 | 1 | stuk | E90 J | BE31320 | SA (Modulair+Plug&Socket) | stuk | E90 J zekeringhouder 2P 30A met melding | E90 J porte fusible 2P 30A avec indication | E90 J sicherungschalter 2P 30A mit indication | E90 J fuse holder 2P 30A with indication |  | 5.14
2CSM204792R1801 | E 91/30s J | Active | 8012542355236 | 65.56 | 1 | 1 | stuk | E90 J | BE31320 | SA (Modulair+Plug&Socket) | stuk | E90 J zekeringhouder 1P 30A met melding | E90 J porte fusible 1P 30A avec indication | E90 J sicherungschalter 1P 30A mit indication | E90 J fuse holder 1P 30A with indication |  | 5.14
2CSM204802R1801 | E 93/30 J | Active | 8012542345039 | 172.38 | 1 | 1 | stuk | E90 J | BE31320 | SA (Modulair+Plug&Socket) | stuk | E90 J zekeringhouder 3P 30A | E90 J porte fusible 3P 30A | E90 J sicherungschalter 3P 30A | E90 J fuse holder 3P 30A |  | 5.14
2CSM204812R1801 | E 92/30 J | Active | 8012542355335 | 114.02 | 1 | 1 | stuk | E90 J | BE31320 | SA (Modulair+Plug&Socket) | stuk | E90 J zekeringhouder 2P 30A | E90 J porte fusible 2P 30A | E90 J sicherungschalter 2P 30A | E90 J fuse holder 2P 30A |  | 5.14
2CSM204822R1801 | E 91/30 J | Active | 8012542345138 | 57 | 1 | 1 | stuk | E90 J | BE31320 | SA (Modulair+Plug&Socket) | stuk | E90 J zekeringhouder 1P 30A | E90 J porte fusible 1P 30A | E90 J sicherungschalter 1P 30A | E90 J fuse holder 1P 30A |  | 5.14
2CSM204912R1801 | E 93N/125s | Active | 8012542574620 | 127.75 | 1 | 1 | stuk | E90 up to 125A | BE31320 | SA (Modulair+Plug&Socket) | stuk | E90 zekeringhouder 3P+N 125A met melding | E90 porte fusible 3P+N 125A avec indication | E90 sicherungschalter 3P+N 125A mit indication | E90 fuse holder 3P+N 125A with indication |  | 5.14
2CSM204922R1801 | E 93/125s | Active | 8012542586425 | 102.93 | 1 | 1 | stuk | E90 up to 125A | BE31320 | SA (Modulair+Plug&Socket) | stuk | E90 zekeringhouder 3P 125A met melding | E90 porte fusible 3P 125A avec indication | E90 sicherungschalter 3P 125A mit indication | E90 fuse holder 3P 125A with indication |  | 5.14
2CSM204932R1801 | E 92/125s | Active | 8012542563723 | 68.1 | 1 | 1 | stuk | E90 up to 125A | BE31320 | SA (Modulair+Plug&Socket) | stuk | E90 zekeringhouder 2P 125A met melding | E90 porte fusible 2P 125A avec indication | E90 sicherungschalter 2P 125A mit indication | E90 fuse holder 2P 125A with indication |  | 5.14
2CSM204942R1801 | E 91N/125s | Active | 8012542575528 | 56.05 | 1 | 1 | stuk | E90 up to 125A | BE31320 | SA (Modulair+Plug&Socket) | stuk | E90 zekeringhouder 1P+N 125A met melding | E90 porte fusible 1P+N 125A avec indication | E90 sicherungschalter 1P+N 125A mit indication | E90 fuse holder 1P+N 125A with indication |  | 5.14
2CSM204952R1801 | E 92/60s J | Active | 8012542344636 | 147.04 | 1 | 1 | stuk | E90 J | BE31320 | SA (Modulair+Plug&Socket) | stuk | E90 J zekeringhouder 2P 60A met melding | E90 J porte fusible 2P 60A avec indication | E90 J sicherungschalter 2P 60A mit indication | E90 J fuse holder 2P 60A with indication |  | 5.14
2CSM204962R1801 | E 91/60s J | Active | 8012542354932 | 74.13 | 1 | 1 | stuk | E90 J | BE31320 | SA (Modulair+Plug&Socket) | stuk | E90 J zekeringhouder 1P 60A met melding | E90 J porte fusible 1P 60A avec indication | E90 J sicherungschalter 1P 60A mit indication | E90 J fuse holder 1P 60A with indication |  | 5.14
2CSM204972R1801 | E 93/60 J | Active | 8012542344735 | 195.26 | 1 | 1 | stuk | E90 J | BE31320 | SA (Modulair+Plug&Socket) | stuk | E90 J zekeringhouder 3P 60A | E90 J porte fusible 3P 60A | E90 J sicherungschalter 3P 60A | E90 J fuse holder 3P 60A |  | 5.14
2CSM204982R1801 | E 92/60 J | Active | 8012542355038 | 132.58 | 1 | 1 | stuk | E90 J | BE31320 | SA (Modulair+Plug&Socket) | stuk | E90 J zekeringhouder 2P 60A | E90 J porte fusible 2P 60A | E90 J sicherungschalter 2P 60A | E90 J fuse holder 2P 60A |  | 5.14
2CSM207032R1801 | E 92/50s | Active | 8012542773429 | 41.36 | 1 | 1 | stuk | E90 up to 125A | BE31320 | SA (Modulair+Plug&Socket) | stuk | E90 zekeringhouder 2P 50A met melding | E90 porte fusible 2P 50A avec indication | E90 sicherungschalter 2P 50A mit indication | E90 fuse holder 2P 50A with indication |  | 5.14
2CSM207093R0801 | TM-C 250/12-24 | Active | 8012542070931 | 175.98 | 1 | 1 | stuk | TM-S, TM-I, TM-C | BE31320 | SA (Modulair+Plug&Socket) | stuk | TM-C 250VAPRi.230-400Vac sec.12-24Vac | Transformateur TM-C 250VA, pri. 230-400Vac sec. 12-24Vac | TM-C250/12-24 Steuertransformator Einphasig, 250VA, Sek. 12-24V AC | TM-C 250/12-24 Single phase control transformer |  | 5.14
2CSM207103R0801 | TM-C 100/12-24 | Active | 8012542071037 | 117.4 | 1 | 1 | stuk | TM-S, TM-I, TM-C | BE31320 | SA (Modulair+Plug&Socket) | stuk | TM-C 100VAPRi.230-400Vac sec.12-24Vac | Transformateur TM-C 100VA, pri. 230-400Vac sec. 12-24Vac | TM-C100/12-24 Steuertransformator Einphasig, 100VA, Sek. 12-24V AC | TM-C 100/12-24 Single phase control transformer |  | 5.14
2CSM207113R0801 | TM-C 50/12-24 | Active | 8012542071136 | 86.17 | 1 | 1 | stuk | TM-S, TM-I, TM-C | BE31320 | SA (Modulair+Plug&Socket) | stuk | TM-C 50VAPRi.230-400Vac sec.12-24Vac | Transformateur TM-C 50VA, pri. 230-400Vac sec. 12-24Vac | TM-C50/12-24 Steuertransformator Einphasig, 50VA, Sek. 12-24V AC | TM-C 50/12-24 Single phase control transformer |  | 5.14
2CSM207153R0801 | TM-C 250/115-230 | Active | 8012542071532 | 175.98 | 1 | 1 | stuk | TM-S, TM-I, TM-C | BE31320 | SA (Modulair+Plug&Socket) | stuk | TM-C 250VAPRi.230-400Vac sec.115-230Vac | Transformateur TM-C 250VA, pri. 230-400Vac sec. 115-230Vac | TM-C250/115-230 Steuertransformator Einphasig, 250VA, Sek. 115-230V AC | TM-C 250/115-230 Single phase control transformer |  | 5.14
2CSM207163R0801 | TM-S 100/12-24 P | Active | 8012542071631 | 155.49 | 1 | 1 | stuk | TM-S, TM-I, TM-C | BE31320 | SA (Modulair+Plug&Socket) | stuk | TM-S 100/12-24 P | Transformateur de sécurité TM-S 100VA, pri. 230-400Vac sec. 12-24Vac | TM-S100/12-24P Steuer/Sicherungstrafo Einphasig, 100VA, Sek. 12-24V AC | TM-S 100/12-24 P Single phase control and safety transformer |  | 5.14
2CSM207173R0801 | TM-C 2500/115-230 | Active | 8012542071730 | 1304.15 | 1 | 1 | stuk | TM-S, TM-I, TM-C | BE31320 | SA (Modulair+Plug&Socket) | stuk | TM-C 2500VAPRi.230-400Vac sec.115-230Vac | Transformateur TM-C 2500VA, pri. 230-400Vac sec. 115-230Vac | TM-C2500/115-230 Steuertransformator Einphasig, 2500VA, Sek. 115-230V AC | TM-C 2500/115-230 Single phase control transformer |  | 5.14
2CSM207183R0801 | TM-C 630/115-230 | Active | 8012542071839 | 415.84 | 1 | 1 | stuk | TM-S, TM-I, TM-C | BE31320 | SA (Modulair+Plug&Socket) | stuk | TM-C 630VAPRi.230-400Vac sec.115-230Vac | Transformateur TM-C 630VA, pri. 230-400Vac sec. 115-230Vac | TM-C630/115-230 Steuertransformator Einphasig, 630VA, Sek. 115-230V AC | TM-C 630/115-230 Single phase control transformer |  | 5.14
2CSM207193R0801 | TM-C 400/115-230 | Active | 8012542071938 | 280.84 | 1 | 1 | stuk | TM-S, TM-I, TM-C | BE31320 | SA (Modulair+Plug&Socket) | stuk | TM-C 400VAPRi.230-400Vac sec.115-230Vac | Transformateur TM-C 400VA, pri. 230-400Vac sec. 115-230Vac | TM-C400/115-230 Steuertransformator Einphasig, 400VA, Sek. 115-230V AC | TM-C 400/115-230 Single phase control transformer |  | 5.14
2CSM207203R0801 | TM-C 160/115-230 | Active | 8012542072034 | 145.82 | 1 | 1 | stuk | TM-S, TM-I, TM-C | BE31320 | SA (Modulair+Plug&Socket) | stuk | TM-C 160VAPRi.230-400Vac sec.115-230Vac | Transformateur TM-C 160VA, pri. 230-400Vac sec. 115-230Vac | TM-C160/115-230 Steuertransformator Einphasig, 160VA, Sek. 115-230V AC | TM-C 160/115-230 Single phase control transformer |  | 5.14
2CSM207213R0801 | TM-C 50/115-230 | Active | 8012542072133 | 86.17 | 1 | 1 | stuk | TM-S, TM-I, TM-C | BE31320 | SA (Modulair+Plug&Socket) | stuk | TM-C 50VAPRi.230-400Vac sec.115-230Vac | Transformateur TM-C 50VA, pri. 230-400Vac sec. 115-230Vac | TM-C50/115-230 Steuertransformator Einphasig, 50VA, Sek. 115-230V AC | TM-C 50/115-230 Single phase control transformer |  | 5.14
2CSM210000R0701 | M1170 | Active | 8012542027454 | 23.75 | 1 | 1 | stuk | M1170 | BE31320 | SA (Modulair+Plug&Socket) | stuk | Mod stopcontact grijs 10/16A (IT/DE) | Prise M1170 10/16A,Gris (Version Italien/Allemande d | SCHUKO Italien P11/P17 M1170 lichtgrau, RAL 1173 | M1170 Socket outlet |  | 5.14
2CSM210000R0721 | M1175 | Active | 8012542027850 | 20.14 | 1 | 1 | stuk | M1175 | BE31320 | SA (Modulair+Plug&Socket) | stuk | Mod stopcontact 10/16A (DE) | Prise M1175 10/16A, (Type allemande) | M1175 SCHUKO-Steckdose nach SCHUKO-Norm | M1175 Socket outlet |  | 5.14
2CSM211000R0721 | M1175-C | Active | 8012542029052 | 22.04 | 1 | 1 | stuk | M1175 | BE31320 | SA (Modulair+Plug&Socket) | stuk | Mod stopcontact m klapdeksel 10/16A (DE) | Prise M1175 10/16A, Gris, avec couvercle, (Version Allemande) | M1175-C SCHUKO-Steckdose mit Klappdeckel | M1175-C Socket outlet |  | 5.14
2CSM211000R1511 | SELVTESTER-24 | Active | 8012542884705 | 992.62 | 1 | 1 | stuk | ISOLTESTER, SELVTESTER, QSD, TI | BE31320 | SA (Modulair+Plug&Socket) | stuk | Selvtester 24Vac/dc | Controleur d'isolement Selvtester 24Vac/dc | Insulation monitors Selvtester 24Vac/dc | SELVTESTER-24 Insulation monitoring device for insulated network |  | 5.14
2CSM212000R0721 | M1175-L | Active | 8012542028253 | 24.7 | 1 | 1 | stuk | M1175 | BE31320 | SA (Modulair+Plug&Socket) | stuk | Mod stopcontact m lamp 10/16A (DE) | Prise M1175 10/16A, Gris, avec lampe, (Version Allem | SCHUKO-Steckdose M1175-L lichtgrau, RAL 1173 | M1175-L Socket outlet |  | 5.14
2CSM213536R1801 | E 9F10 PV | Active | 8012542135364 | 26.03 | 1 | 10 | stuk | E9F PV | BE31320 | SA (Modulair+Plug&Socket) | stuk | E9F PV zekering 10A 1000Vdc 10x38mm | E9F fusible PV 10A 1000Vcc 10x38mm | E9F sicherung PV 10A 1000Vcc 10x38mm | E9F fuse PV 10A 1000Vcc 10x38mm |  | 5.14
2CSM220685R0721 | 2CSM220685R0721 | Active | 8012542206859 | 18.91 | 1 | 1 | stuk | CH Standard | BE31320 | SA (Modulair+Plug&Socket) | stuk | Mod stopcontact 10A Swiss st | Prise M1011-T13 10A, Swiss standard | M1011-T13 Modulare Steckdose schweizer Standard T13 10 A | M1011-T13 Socket outlet |  | 5.14
2CSM228555R0812 | TS10/12-24 C | Active | 8012542285557 | 46.89 | 1 | 1 | stuk | TM, TS, TS-C | BE31320 | SA (Modulair+Plug&Socket) | stuk | VeiligheidsTransfo TS 12-24V 10 VA 3M | Transformateur de sécurité 12-24V 10 VA 3 modules | TS10/12-24 C Sicherheitstransformator 10VA, 12-24VAC | TS10/12-24 C Safety isolating transformer |  | 5.14
2CSM228565R0812 | TS16/12-24 C | Active | 8012542285656 | 71.56 | 1 | 1 | stuk | TM, TS, TS-C | BE31320 | SA (Modulair+Plug&Socket) | stuk | VeiligheidsTransfo TS 12-24V 16 VA 4M | Transformateur de sécurité 12-24V 16 VA 4 modules | TS16/12-24 C Sicherheitstransformator 16VA, 12-24VAC | TS16/12-24 C Safety isolating transformer |  | 5.14
2CSM228575R0812 | TS100/12-24 C | Active | 8012542285755 | 165.13 | 1 | 1 | stuk | TM, TS, TS-C | BE31320 | SA (Modulair+Plug&Socket) | stuk | VeiligheidsTransfo TS 12-24V 100 VA 6M | Transformateur de sécurité 12-24V 100 VA 6 modules | TS100/12-24 C Sicherheitstransformator 100VA, 12-24VAC | TS100/12-24 C Safety isolating transformer |  | 5.14
2CSM228585R0802 | TM 15/12 ES | Active | 8012542285854 | 51.95 | 1 | 1 | stuk | TM, TS, TS-C | BE31320 | SA (Modulair+Plug&Socket) | stuk | VeiligheidsTransfo TS 4-8-12V 15VAON-OFF | Transformateur de sonnerie à sécurité intrinsèque TM 4-8-12V, 15VA avec ON-OFF | Safety bell Transformer 4-8-12V, 15VA with ON-OFF | TM 15/12 ES Fail safe bell transformer |  | 5.14
2CSM228595R0812 | TS 8/8 ES | Active | 8012542285953 | 77.14 | 1 | 1 | stuk | TM, TS, TS-C | BE31320 | SA (Modulair+Plug&Socket) | stuk | BelTransfo TS 8V 8VAON-OFF | Transformateur sonnerie 8V, 8VA avec ON-OFF | TS 8/8 ES Klingeltransformator 8VA, 8VAC, Energy Saving | TS 8/8 ES Non-inherently short-circuit proof bell transformer |  | 5.14
2CSM228605R0812 | TS 16/8-12 ES | Active | 8012542286059 | 82.07 | 1 | 1 | stuk | TM, TS, TS-C | BE31320 | SA (Modulair+Plug&Socket) | stuk | BelTransfo TS 8-12V 16VAON-OFF | Transformateur sonnerie 8-12V, 16VA avec ON-OFF | TS 16/8-12 ES Klingeltransformator 16VA, 8-12VAC, Energy Saving | TS 16/8-12 ES Non-inherently short-circuit proof bell transformer |  | 5.14
2CSM228615R0812 | TS16/24 | Active | 8012542286158 | 57.49 | 1 | 1 | stuk | TM, TS, TS-C | BE31320 | SA (Modulair+Plug&Socket) | stuk | BelTransfo TS 24V 16VA | Transformateur sonnerie 24V, 16VA | TS16/24 Klingeltransformator 16VA, 24VAC | TS16/24 Non-inherently short-circuit proof bell transformer |  | 5.14
2CSM228625R0812 | TS16/4-8-12 | Active | 8012542286257 | 58.45 | 1 | 1 | stuk | TM, TS, TS-C | BE31320 | SA (Modulair+Plug&Socket) | stuk | BelTransfo TS 4-8-12V 16VA | Transformateur sonnerie 4-8-12V, 16VA | TS16/4-8-12 Klingeltransformator 16VA, 4-8-12VAC | TS16/4-8-12 Non-inherently short-circuit proof bell transformer |  | 5.14
2CSM228635R0812 | TS16/12 | Active | 8012542286356 | 57.49 | 1 | 1 | stuk | TM, TS, TS-C | BE31320 | SA (Modulair+Plug&Socket) | stuk | BelTransfo TS 12V 16VA | Transformateur sonnerie 12V, 16VA | TS16/12 Klingeltransformator 16VA, 12VAC | TS16/12 Non-inherently short-circuit proof bell transformer |  | 5.14
2CSM228645R0812 | TS16/8 | Active | 8012542286455 | 57.49 | 1 | 1 | stuk | TM, TS, TS-C | BE31320 | SA (Modulair+Plug&Socket) | stuk | BelTransfo TS 8V 16VA | Transformateur sonnerie 8V, 16VA | TS16/8 Klingeltransformator 16VA, 8VAC | TS16/8 Non-inherently short-circuit proof bell transformer |  | 5.14
2CSM228655R0812 | TS16/4-6-8 | Active | 8012542286554 | 58.45 | 1 | 1 | stuk | TM, TS, TS-C | BE31320 | SA (Modulair+Plug&Socket) | stuk | BelTransfo TS 4-6-8V 16VA | Transformateur sonnerie 4-6-8V, 16VA | TS16/4-6-8 Klingeltransformator 16VA, 4-6-8VAC | TS16/4-6-8 Non-inherently short-circuit proof bell transformer |  | 5.14
2CSM228665R0812 | TS8/8 | Active | 8012542286653 | 45.93 | 1 | 1 | stuk | TM, TS, TS-C | BE31320 | SA (Modulair+Plug&Socket) | stuk | BelTransfo TS 8V 8VA | Transformateur sonnerie 8V, 8VA | TS8/8 Klingeltransformator 8VA, 8VAC | TS8/8 Non-inherently short-circuit proof bell transformer |  | 5.14
2CSM228675R0812 | TS8/24 | Active | 8012542286752 | 45.93 | 1 | 1 | stuk | TM, TS, TS-C | BE31320 | SA (Modulair+Plug&Socket) | stuk | BelTransfo TS 24V 8VA | Transformateur sonnerie 24V, 8VA | TS8/24 Klingeltransformator 8VA, 24VAC | TS8/24 Non-inherently short-circuit proof bell transformer |  | 5.14
2CSM228685R0812 | TS8/12 | Active | 8012542286851 | 45.93 | 1 | 1 | stuk | TM, TS, TS-C | BE31320 | SA (Modulair+Plug&Socket) | stuk | BelTransfo TS 12V 8VA | Transformateur sonnerie 12V, 8VA | TS8/12 Klingeltransformator 8VA, 12VAC | TS8/12 Non-inherently short-circuit proof bell transformer |  | 5.14
2CSM228695R0812 | TS24/8-12-24 | Active | 8012542286950 | 60.49 | 1 | 1 | stuk | TM, TS, TS-C | BE31320 | SA (Modulair+Plug&Socket) | stuk | BelTransfo TS 8-12-24V 24VA | Transformateur sonnerie 8-12-24V, 24VA | TS24/8-12-24 Klingeltransformator 24VA, 8-12-24VAC | TS24/8-12-24 Non-inherently short-circuit proof bell transformer |  | 5.14
2CSM228705R0812 | TS24/4-8-12 | Active | 8012542287056 | 60.49 | 1 | 1 | stuk | TM, TS, TS-C | BE31320 | SA (Modulair+Plug&Socket) | stuk | BelTransfo TS 4-8-12V 24VA | Transformateur sonnerie 4-8-12V, 24VA | TS24/4-8-12 Klingeltransformator 24VA, 4-8-12VAC | TS24/4-8-12 Non-inherently short-circuit proof bell transformer |  | 5.14
2CSM228715R0802 | TM10/12 | Active | 8012542287155 | 40.66 | 1 | 1 | stuk | TM, TS, TS-C | BE31320 | SA (Modulair+Plug&Socket) | stuk | VeiligheidsTM 4-8-12V 10VA | Transformateur de sonnerie à sécurité in à sécurité iintrinsèque TM 4-8-12V, 10VA | TM10/12 Klingeltransformator 10VA, 12VAC | TM10/12 Fail safe bell transformer |  | 5.14
2CSM228725R0802 | TM10/24 | Active | 8012542287254 | 29.07 | 1 | 1 | stuk | TM, TS, TS-C | BE31320 | SA (Modulair+Plug&Socket) | stuk | VeiligheidsTM 12-24V 10VA | Transformateur de sonnerie à sécurité intrinsèque TM 12-24V, 10VA | Safety bell Transformer 12-24V, 10VA | TM10/24 Fail safe bell transformer |  | 5.14
2CSM228735R0802 | TM15/12 | Active | 8012542287353 | 48.27 | 1 | 1 | stuk | TM, TS, TS-C | BE31320 | SA (Modulair+Plug&Socket) | stuk | VeiligheidsTM 4-8-12V 15VA | Transformateur de sonnerie à sécurité in à sécurité intrinsèque TM 4-8-12V, 15VA | TM15/12 Klingeltransformator 15VA, 12VAC | TM15/12 Fail safe bell transformer |  | 5.14
2CSM228745R0802 | TM15/24 | Active | 8012542287452 | 48.27 | 1 | 1 | stuk | TM, TS, TS-C | BE31320 | SA (Modulair+Plug&Socket) | stuk | VeiligheidsTM 12-24V 15VA | Transformateur de sonnerie à sécurité TM 12-24V, 15VA | Safety bell Transformer 12-24V, 15VA | TM15/24 Fail safe bell transformer |  | 5.14
2CSM228755R0802 | TM30/12 | Active | 8012542287551 | 48.35 | 1 | 1 | stuk | TM, TS, TS-C | BE31320 | SA (Modulair+Plug&Socket) | stuk | VeiligheidsTM 4-8-12V 30VA | Transformateur de sonnerie à sécurité in à sécurité intrinsèque TM 4-8-12V, 30VA | Safety bell Transformer 4-8-12V, 30VA | TM30/12 Fail safe bell transformer |  | 5.14
2CSM228765R0802 | TM30/24 | Active | 8012542287650 | 67.66 | 1 | 1 | stuk | TM, TS, TS-C | BE31320 | SA (Modulair+Plug&Socket) | stuk | VeiligheidsTM 12-24V 30VA | Transformateur de sonnerie à sécurité in à sécurité intrinsèque TM 12-24V, 30VA | Safety bell Transformer 12-24V, 30VA | TM30/24 Fail safe bell transformer |  | 5.14
2CSM228775R0802 | TM40/12 | Active | 8012542287759 | 62.1 | 1 | 1 | stuk | TM, TS, TS-C | BE31320 | SA (Modulair+Plug&Socket) | stuk | VeiligheidsTM 4-8-12V 40VA | Transformateur de sonnerie à sécurité in à sécurité iintrinsèque TM 4-8-12V, 40VA | Safety bell Transformer 4-8-12V, 40VA | TM40/12 Fail safe bell transformer |  | 5.14
2CSM228785R0802 | TM40/24 | Active | 8012542287858 | 62.1 | 1 | 1 | stuk | TM, TS, TS-C | BE31320 | SA (Modulair+Plug&Socket) | stuk | VeiligheidsTM 12-24V 40VA | Transformateur de sonnerie à sécurité in à sécurité intrinsèque TM 12-24V, 30VA | Safety bell Transformer 12-24V, 40VA | TM40/24 Fail safe bell transformer |  | 5.14
2CSM229901R1311 | LCR | Active | 8012542299011 | 330.26 | 1 | 1 | stuk | LSS, LCR | BE31320 | SA (Modulair+Plug&Socket) | stuk | Belasting schak.LCR | Load management relay LCR | LCR Lastabwurfrelais mit beleuchtetem Display und LED | Load management relay LCR |  | 5.14
2CSM232335R0821 | RI230 | Active | 8012542323358 | 25.91 | 1 | 1 | stuk | SM, RM, TSR, TSM, BR, RI | BE31320 | SA (Modulair+Plug&Socket) | stuk | Mod.bel RI230 bell 230VAC 50/60Hz | RI230 bell 230VAC, 50/60Hz | RI230 Klingel 230VAC, 50/60Hz für Hutschiene, diskont. Betrieb | RI230 bell 230VAC, 50/60Hz |  | 5.14
2CSM232345R0821 | RI12 | Active | 8012542323457 | 25.91 | 1 | 1 | stuk | SM, RM, TSR, TSM, BR, RI | BE31320 | SA (Modulair+Plug&Socket) | stuk | Mod.bel RI12 bell 12VAC 50/60Hz | RI12 bell 12VAC, 50/60Hz | RI12 Klingel 12VAC, 50/60Hz für Hutschiene, diskont. Betrieb | RI12 bell 12VAC, 50/60Hz |  | 5.14
2CSM232355R0821 | BR230 | Active | 8012542323556 | 25.91 | 1 | 1 | stuk | SM, RM, TSR, TSM, BR, RI | BE31320 | SA (Modulair+Plug&Socket) | stuk | Mod.zoemer BR BR230 buzzer 230VAC 50/60Hz | BR230 buzzer 230VAC, 50/60Hz | BR230 Summer 230VAC, 50/60Hz für Hutschiene, diskont. Betrieb | BR230 buzzer 230VAC, 50/60Hz |  | 5.14
2CSM232365R0821 | BR12 | Active | 8012542323655 | 25.91 | 1 | 1 | stuk | SM, RM, TSR, TSM, BR, RI | BE31320 | SA (Modulair+Plug&Socket) | stuk | Mod.zoemer BR BR12 buzzer 12VAC 50/60Hz | BR12 buzzer 12VAC, 50/60Hz | BR12 Summer 12VAC, 50/60Hz für Hutschiene, diskont. Betrieb | BR12 buzzer 12VAC, 50/60Hz |  | 5.14
2CSM236813R0801 | TM-C 630/12-24 | Active | 8012542368137 | 415.84 | 1 | 1 | stuk | TM-S, TM-I, TM-C | BE31320 | SA (Modulair+Plug&Socket) | stuk | TM-C 630VAPRi.230-400Vac sec.12-24Vac | Transformateur TM-C 630VA, pri. 230-400Vac sec. 12-24Vac | TM-C630/12-24 Steuertransformator Einphasig, 630VA, Sek. 12-24V AC | TM-C 630/12-24 Single phase control transformer |  | 5.14
2CSM236823R0801 | TM-C 200/12-24 | Active | 8012542368236 | 153.08 | 1 | 1 | stuk | TM-S, TM-I, TM-C | BE31320 | SA (Modulair+Plug&Socket) | stuk | TM-C 200VAPRi.230-400Vac sec.12-24Vac | Transformateur TM-C 200VA, pri. 230-400Vac sec. 12-24Vac | TM-C200/12-24 Steuertransformator Einphasig, 200VA, Sek. 12-24V AC | TM-C 200/12-24 Single phase control transformer |  | 5.14
2CSM236843R0801 | TM-C 320/12-24 | Active | 8012542368434 | 225.39 | 1 | 1 | stuk | TM-S, TM-I, TM-C | BE31320 | SA (Modulair+Plug&Socket) | stuk | TM-C 320VAPRi.230-400Vac sec.12-24Vac | Transformateur TM-C 320VA, pri. 230-400Vac sec. 12-24Vac | TM-C320/12-24 Steuertransformator Einphasig, 320VA, Sek. 12-24V AC | TM-C 320/12-24 Single phase control transformer |  | 5.14
2CSM236853R0801 | TM-C 160/12-24 | Active | 8012542368533 | 145.82 | 1 | 1 | stuk | TM-S, TM-I, TM-C | BE31320 | SA (Modulair+Plug&Socket) | stuk | TM-C 160VAPRi.230-400Vac sec.12-24Vac | Transformateur TM-C 160VA, pri. 230-400Vac sec. 12-24Vac | TM-C160/12-24 Steuertransformator Einphasig, 160VA, Sek. 12-24V AC | TM-C 160/12-24 Single phase control transformer |  | 5.14
2CSM236883R0801 | TM-C 200/115-230 | Active | 8012542368830 | 153.08 | 1 | 1 | stuk | TM-S, TM-I, TM-C | BE31320 | SA (Modulair+Plug&Socket) | stuk | TM-C 200VAPRi.230-400Vac sec.115-230Vac | Transformateur TM-C 200VA, pri. 230-400Vac sec. 115-230Vac | TM-C200/115-230 Steuertransformator Einphasig, 200VA, Sek. 115-230V AC | TM-C 200/115-230 Single phase control transformer |  | 5.14
2CSM236893R0801 | TM-S 50/12-24 P | Active | 8012542368939 | 134.99 | 1 | 1 | stuk | TM-S, TM-I, TM-C | BE31320 | SA (Modulair+Plug&Socket) | stuk | TM-S 50/12-24 P | Transformateur de sécurité TM-S 50VA, pri. 230-400Vac sec. 12-24Vac | TM-S50/12-24P Steuer/Sicherungstrafo Einphasig, 50VA, Sek. 12-24V AC | TM-S 50/12-24 P Single phase control and safety transformer |  | 5.14
2CSM236903R0801 | TM-C 2000/115-230 | Active | 8012542369035 | 1079.97 | 1 | 1 | stuk | TM-S, TM-I, TM-C | BE31320 | SA (Modulair+Plug&Socket) | stuk | TM-C 2000VAPRi.230-400Vac sec.115-230Vac | Transformateur TM-C 2000VA, pri. 230-400Vac sec. 115-230Vac | TM-C2000/115-230 Steuertransformator Einphasig, 2000VA, Sek. 115-230V AC | TM-C 2000/115-230 Single phase control transformer |  | 5.14
2CSM236913R0801 | TM-C 1000/115-230 | Active | 8012542369134 | 564.08 | 1 | 1 | stuk | TM-S, TM-I, TM-C | BE31320 | SA (Modulair+Plug&Socket) | stuk | TM-C 1000VAPRi.230-400Vac sec.115-230Vac | Transformateur TM-C 1000VA, pri. 230-400Vac sec. 115-230Vac | TM-C1000/115-230 Steuertransformator Einphasig, 1000VA, Sek. 115-230V AC | TM-C 1000/115-230 Single phase control transformer |  | 5.14
2CSM236923R0801 | TM-C 320/115-230 | Active | 8012542369233 | 225.39 | 1 | 1 | stuk | TM-S, TM-I, TM-C | BE31320 | SA (Modulair+Plug&Socket) | stuk | TM-C 320VAPRi.230-400Vac sec.115-230Vac | Transformateur TM-C 320VA, pri. 230-400Vac sec. 115-230Vac | TM-C320/115-230 Steuertransformator Einphasig, 320VA, Sek. 115-230V AC | TM-C 320/115-230 Single phase control transformer |  | 5.14
2CSM236933R0801 | TM-C 100/115-230 | Active | 8012542369332 | 117.4 | 1 | 1 | stuk | TM-S, TM-I, TM-C | BE31320 | SA (Modulair+Plug&Socket) | stuk | TM-C 100VAPRi.230-400Vac sec.115-230Vac | Transformateur TM-C 100VA, pri. 230-400Vac sec. 115-230Vac | TM-C100/115-230 Steuertransformator Einphasig, 100VA, Sek. 115-230V AC | TM-C 100/115-230 Single phase control transformer |  | 5.14
2CSM236943R0801 | TM-C 2500/12-24 | Active | 8012542369431 | 1304.15 | 1 | 1 | stuk | TM-S, TM-I, TM-C | BE31320 | SA (Modulair+Plug&Socket) | stuk | TM-C 2500VAPRi.230-400Vac sec.12-24Vac | Transformateur TM-C 2500VA, pri. 230-400Vac sec. 12-24Vac | TM-C2500/12-24 Steuertransformator Einphasig, 2500VA, Sek. 12-24V AC | TM-C 2500/12-24 Single phase control transformer |  | 5.14
2CSM237202R1801 | E 91/50s | Active | 8012542562924 | 20.2 | 1 | 1 | stuk | E90 up to 125A | BE31320 | SA (Modulair+Plug&Socket) | stuk | E90 zekeringhouder 1P 50A met melding | E90 porte fusible 1P 50A avec indication | E90 sicherungschalter 1P 50A mit indication | E90 fuse holder 1P 50A with indication |  | 5.14
2CSM242120R1201 | RD2-48 | Active | 8012542537809 | 340.83 | 1 | 1 | stuk | RD2 | BE31320 | SA (Modulair+Plug&Socket) | stuk | Diff-relais 0.05..5sec, 0.03..2A, 1W | Relais différentiels Gamme RD 0.05..5sec, 0.03..2A, 1CO, 48-150Vac/dc | RD2-48 Differenzstromrelais 48-150VAC/DC | RD2-48 Residual Current Monitor |  | 5.14
2CSM244000R1501 | ISOLTESTER-DIG-RZ | Active | 8012542884507 | 1501.83 | 1 | 1 | stuk | ISOLTESTER, SELVTESTER, QSD, TI | BE31320 | SA (Modulair+Plug&Socket) | stuk | Isoltester 230Vac | Controleur d'isolement Isoltester 230Vac | Insulation monitors Isoltester 230Vac | ISOLTESTER-DIG-RZ Insulation monitoring device for insulated network |  | 5.14
2CSM251043R0811 | TS 25/12-24 C | Active | 8012542928508 | 92.45 | 1 | 1 | stuk | TM, TS, TS-C | BE31320 | SA (Modulair+Plug&Socket) | stuk | Bel Transfo TS 25VA 12-24V | Transformateur de sécurité 12-24V 25 VA VA 4 modules | TS 25/12-24 C Sicherheitstransformator 25 VA, 12-24 VAC Sek.spannung | TS 25/12-24 C Safety isolating transformer |  | 5.14
2CSM251503R1801 | E 91N/32s | Active | 8012542515036 | 25.41 | 1 | 1 | stuk | E90 up to 32 A, E90h | BE31320 | SA (Modulair+Plug&Socket) | stuk | E90 zekeringhouder 10,3x38mm | E90 Porte Fus 10,3x38mm | E90 Sicherungshalter 10,3x38mm | E 91N/32s Fuse switch disconnector
2CSM256243R1801 | E 9F22 AM10 | Active | 8012542562436 | 8.25 | 1 | 10 | stuk | E9F | BE31320 | SA (Modulair+Plug&Socket) | stuk | E90 zekering 22x58mm AM 10A | E90 fusible 22x58mm AM 10A | E90 sicherung 22x58mm AM 10A | E90 fuse 22x58mm AM 10A |  | 5.14
2CSM256253R1801 | E 9F14 AM50 | Active | 8012542562535 | 4.8 | 1 | 10 | stuk | E9F | BE31320 | SA (Modulair+Plug&Socket) | stuk | E90 zekering 14x51mm AM 50A | E90 fusible 14x51mm AM 50A | E90 sicherung 14x51mm AM 50A | E90 fuse 14x51mm AM 50A |  | 5.14
2CSM256263R1801 | E 9F14 AM8 | Active | 8012542562634 | 4.8 | 1 | 10 | stuk | E9F | BE31320 | SA (Modulair+Plug&Socket) | stuk | E90 zekering 14x51mm AM 8A | E90 fusible 14x51mm AM 8A | E90 sicherung 14x51mm AM 8A | E90 fuse 14x51mm AM 8A |  | 5.14
2CSM256273R1801 | E 9F10 GG12 | Active | 8012542562733 | 2.38 | 1 | 10 | stuk | E9F | BE31320 | SA (Modulair+Plug&Socket) | stuk | E90 zekering 10x38mm GG 12A | E90 fusible 10x38mm GG 12A | E90 sicherung 10x38mm GG 12A | E90 fuse 10x38mm GG 12A |  | 5.14
2CSM256283R1801 | E 9F10 AM25 | Active | 8012542562832 | 2.38 | 1 | 10 | stuk | E9F | BE31320 | SA (Modulair+Plug&Socket) | stuk | E90 zekering 10x38mm AM 25A | E90 fusible 10x38mm AM 25A | E90 sicherung 10x38mm AM 25A | E90 fuse 10x38mm AM 25A |  | 5.14
2CSM256293R1801 | E 9F10 AM1 | Active | 8012542562931 | 2.38 | 1 | 10 | stuk | E9F | BE31320 | SA (Modulair+Plug&Socket) | stuk | E90 zekering 10x38mm AM 1A | E90 fusible 10x38mm AM 1A | E90 sicherung 10x38mm AM 1A | E90 fuse 10x38mm AM 1A |  | 5.14
2CSM256302R1801 | E 93N/50s | Active | 8012542775522 | 85.08 | 1 | 1 | stuk | E90 up to 125A | BE31320 | SA (Modulair+Plug&Socket) | stuk | E90 zekeringhouder 3P+N 50A met melding | E90 porte fusible 3P+N 50A avec indication | E90 sicherungschalter 3P+N 50A mit indication | E90 fuse holder 3P+N 50A with indication |  | 5.14
2CSM256303R1801 | E 9F8 GG8 | Active | 8012542563037 | 2.38 | 1 | 10 | stuk | E9F | BE31320 | SA (Modulair+Plug&Socket) | stuk | E90 zekering 8 5x31 5mm GG 8A | E90 fusible 8 5x31 5mm GG 8A | E90 sicherung 8 5x31 5mm GG 8A | E90 fuse 8 5x31 5mm GG 8A |  | 5.14
2CSM256333R1801 | E 9F14 GG50 | Active | 8012542563334 | 4.8 | 1 | 10 | stuk | E9F | BE31320 | SA (Modulair+Plug&Socket) | stuk | E90 zekering 14x51mm GG 50A | E90 fusible 14x51mm GG 50A | E90 sicherung 14x51mm GG 50A | E90 fuse 14x51mm GG 50A |  | 5.14
2CSM256343R1801 | E 9F14 AM32 | Active | 8012542563433 | 4.8 | 1 | 10 | stuk | E9F | BE31320 | SA (Modulair+Plug&Socket) | stuk | E90 zekering 14x51mm AM 32A | E90 fusible 14x51mm AM 32A | E90 sicherung 14x51mm AM 32A | E90 fuse 14x51mm AM 32A |  | 5.14
2CSM256353R1801 | E 9F14 AM2 | Active | 8012542563532 | 4.8 | 1 | 10 | stuk | E9F | BE31320 | SA (Modulair+Plug&Socket) | stuk | E90 zekering 14x51mm AM 2A | E90 fusible 14x51mm AM 2A | E90 sicherung 14x51mm AM 2A | E90 fuse 14x51mm AM 2A |  | 5.14
2CSM256363R1801 | E 9F10 GG6 | Active | 8012542563631 | 2.38 | 1 | 10 | stuk | E9F | BE31320 | SA (Modulair+Plug&Socket) | stuk | E90 zekering 10x38mm GG 6A | E90 fusible 10x38mm GG 6A | E90 sicherung 10x38mm GG 6A | E90 fuse 10x38mm GG 6A |  | 5.14
2CSM256373R1801 | E 9F10 AM12 | Active | 8012542563730 | 2.38 | 1 | 10 | stuk | E9F | BE31320 | SA (Modulair+Plug&Socket) | stuk | E90 zekering 10x38mm AM 12A | E90 fusible 10x38mm AM 12A | E90 sicherung 10x38mm AM 12A | E90 fuse 10x38mm AM 12A |  | 5.14
2CSM256383R1801 | E 9F8 AM8 | Active | 8012542563839 | 2.38 | 1 | 10 | stuk | E9F | BE31320 | SA (Modulair+Plug&Socket) | stuk | E90 zekering 8 5x31 5mm AM 8A | E90 fusible 8 5x31 5mm AM 8A | E90 sicherung 8 5x31 5mm AM 8A | E90 fuse 8 5x31 5mm AM 8A |  | 5.14
2CSM256393R1801 | E 9F8 GG2 | Active | 8012542563938 | 2.38 | 1 | 10 | stuk | E9F | BE31320 | SA (Modulair+Plug&Socket) | stuk | E90 zekering 8 5x31 5mm GG 2A | E90 fusible 8 5x31 5mm GG 2A | E90 sicherung 8 5x31 5mm GG 2A | E90 fuse 8 5x31 5mm GG 2A |  | 5.14
2CSM256423R1801 | E 9F14 GG25 | Active | 8012542564232 | 4.8 | 1 | 10 | stuk | E9F | BE31320 | SA (Modulair+Plug&Socket) | stuk | E90 zekering 14x51mm GG 25A | E90 fusible 14x51mm GG 25A | E90 sicherung 14x51mm GG 25A | E90 fuse 14x51mm GG 25A |  | 5.14
2CSM256923R1801 | E 9F22 GG10 | Active | 8012542569237 | 7.78 | 1 | 10 | stuk | E9F | BE31320 | SA (Modulair+Plug&Socket) | stuk | E90 zekering 22x58mm GG 10A | E90 fusible 22x58mm GG 10A | E90 sicherung 22x58mm GG 10A | E90 fuse 22x58mm GG 10A |  | 5.14
2CSM257033R1801 | E 9F22 GG80 | Active | 8012542570332 | 7.78 | 1 | 10 | stuk | E9F | BE31320 | SA (Modulair+Plug&Socket) | stuk | E90 zekering 22x58mm GG 80A | E90 fusible 22x58mm GG 80A | E90 sicherung 22x58mm GG 80A | E90 fuse 22x58mm GG 80A |  | 5.14
2CSM257043R1801 | E 9F22 GG20 | Active | 8012542570431 | 7.78 | 1 | 10 | stuk | E9F | BE31320 | SA (Modulair+Plug&Socket) | stuk | E90 zekering 22x58mm GG 20A | E90 fusible 22x58mm GG 20A | E90 sicherung 22x58mm GG 20A | E90 fuse 22x58mm GG 20A |  | 5.14
2CSM257053R1801 | E 9F22 AM80 | Active | 8012542570530 | 8.25 | 1 | 10 | stuk | E9F | BE31320 | SA (Modulair+Plug&Socket) | stuk | E90 zekering 22x58mm AM 80A | E90 fusible 22x58mm AM 80A | E90 sicherung 22x58mm AM 80A | E90 fuse 22x58mm AM 80A |  | 5.14
2CSM257173R1801 | E 9F22 GG40 | Active | 8012542571735 | 7.78 | 1 | 10 | stuk | E9F | BE31320 | SA (Modulair+Plug&Socket) | stuk | E90 zekering 22x58mm GG 40A | E90 fusible 22x58mm GG 40A | E90 sicherung 22x58mm GG 40A | E90 fuse 22x58mm GG 40A |  | 5.14
2CSM257183R1801 | E 9F22 GG4 | Active | 8012542571834 | 7.78 | 1 | 10 | stuk | E9F | BE31320 | SA (Modulair+Plug&Socket) | stuk | E90 zekering 22x58mm GG 4A | E90 fusible 22x58mm GG 4A | E90 sicherung 22x58mm GG 4A | E90 fuse 22x58mm GG 4A |  | 5.14
2CSM257423R1801 | E 9F22 AM8 | Active | 8012542574231 | 8.25 | 1 | 10 | stuk | E9F | BE31320 | SA (Modulair+Plug&Socket) | stuk | E90 zekering 22x58mm AM 8A | E90 fusible 22x58mm AM 8A | E90 sicherung 22x58mm AM 8A | E90 fuse 22x58mm AM 8A |  | 5.14
2CSM257433R1801 | E 9F14 AM45 | Active | 8012542574330 | 4.8 | 1 | 10 | stuk | E9F | BE31320 | SA (Modulair+Plug&Socket) | stuk | E90 zekering 14x51mm AM 45A | E90 fusible 14x51mm AM 45A | E90 sicherung 14x51mm AM 45A | E90 fuse 14x51mm AM 45A |  | 5.14
2CSM257443R1801 | E 9F14 AM6 | Active | 8012542574439 | 4.8 | 1 | 10 | stuk | E9F | BE31320 | SA (Modulair+Plug&Socket) | stuk | E90 zekering 14x51mm AM 6A | E90 fusible 14x51mm AM 6A | E90 sicherung 14x51mm AM 6A | E90 fuse 14x51mm AM 6A |  | 5.14
2CSM257453R1801 | E 9F10 GG10 | Active | 8012542574538 | 2.38 | 1 | 10 | stuk | E9F | BE31320 | SA (Modulair+Plug&Socket) | stuk | E90 zekering 10x38mm GG 10A | E90 fusible 10x38mm GG 10A | E90 sicherung 10x38mm GG 10A | E90 fuse 10x38mm GG 10A |  | 5.14
2CSM257463R1801 | E 9F10 AM20 | Active | 8012542574637 | 2.38 | 1 | 10 | stuk | E9F | BE31320 | SA (Modulair+Plug&Socket) | stuk | E90 zekering 10x38mm AM 20A | E90 fusible 10x38mm AM 20A | E90 sicherung 10x38mm AM 20A | E90 fuse 10x38mm AM 20A |  | 5.14
2CSM257473R1801 | E 9F10 AM05 | Active | 8012542574736 | 4.8 | 1 | 10 | stuk | E9F | BE31320 | SA (Modulair+Plug&Socket) | stuk | E90 zekering 10x38mm AM 0 5A | E90 fusible 10x38mm AM 0 5A | E90 sicherung 10x38mm AM 0 5A | E90 fuse 10x38mm AM 0 5A |  | 5.14
2CSM257482R1801 | E 93/50s | Active | 8012542562825 | 70.14 | 1 | 1 | stuk | E90 up to 125A | BE31320 | SA (Modulair+Plug&Socket) | stuk | E90 zekeringhouder 3P 50A met melding | E90 porte fusible 3P 50A avec indication | E90 sicherungschalter 3P 50A mit indication | E90 fuse holder 3P 50A with indication |  | 5.14
2CSM257483R1801 | E 9F8 GG6 | Active | 8012542574835 | 2.38 | 1 | 10 | stuk | E9F | BE31320 | SA (Modulair+Plug&Socket) | stuk | E90 zekering 8 5x31 5mm GG 6A | E90 fusible 8 5x31 5mm GG 6A | E90 sicherung 8 5x31 5mm GG 6A | E90 fuse 8 5x31 5mm GG 6A |  | 5.14
2CSM257513R1801 | E 9F14 GG40 | Active | 8012542575139 | 4.8 | 1 | 10 | stuk | E9F | BE31320 | SA (Modulair+Plug&Socket) | stuk | E90 zekering 14x51mm GG 40A | E90 fusible 14x51mm GG 40A | E90 sicherung 14x51mm GG 40A | E90 fuse 14x51mm GG 40A |  | 5.14
2CSM257523R1801 | E 9F14 AM25 | Active | 8012542575238 | 4.8 | 1 | 10 | stuk | E9F | BE31320 | SA (Modulair+Plug&Socket) | stuk | E90 zekering 14x51mm AM 25A | E90 fusible 14x51mm AM 25A | E90 sicherung 14x51mm AM 25A | E90 fuse 14x51mm AM 25A |  | 5.14
2CSM257533R1801 | E 9F14 AM1 | Active | 8012542575337 | 4.8 | 1 | 10 | stuk | E9F | BE31320 | SA (Modulair+Plug&Socket) | stuk | E90 zekering 14x51mm AM 1A | E90 fusible 14x51mm AM 1A | E90 sicherung 14x51mm AM 1A | E90 fuse 14x51mm AM 1A |  | 5.14
2CSM257543R1801 | E 9F10 GG4 | Active | 8012542575436 | 2.38 | 1 | 10 | stuk | E9F | BE31320 | SA (Modulair+Plug&Socket) | stuk | E90 zekering 10x38mm GG 4A | E90 fusible 10x38mm GG 4A | E90 sicherung 10x38mm GG 4A | E90 fuse 10x38mm GG 4A |  | 5.14
2CSM257553R1801 | E 9F10 AM10 | Active | 8012542575535 | 2.38 | 1 | 10 | stuk | E9F | BE31320 | SA (Modulair+Plug&Socket) | stuk | E90 zekering 10x38mm AM 10A | E90 fusible 10x38mm AM 10A | E90 sicherung 10x38mm AM 10A | E90 fuse 10x38mm AM 10A |  | 5.14
2CSM257563R1801 | E 9F8 AM6 | Active | 8012542575634 | 2.38 | 1 | 10 | stuk | E9F | BE31320 | SA (Modulair+Plug&Socket) | stuk | E90 zekering 8 5x31 5mm AM 6A | E90 fusible 8 5x31 5mm AM 6A | E90 sicherung 8 5x31 5mm AM 6A | E90 fuse 8 5x31 5mm AM 6A |  | 5.14
2CSM257573R1801 | E 9F8 GG1 | Active | 8012542575733 | 2.38 | 1 | 10 | stuk | E9F | BE31320 | SA (Modulair+Plug&Socket) | stuk | E90 zekering 8 5x31 5mm GG 1A | E90 fusible 8 5x31 5mm GG 1A | E90 sicherung 8 5x31 5mm GG 1A | E90 fuse 8 5x31 5mm GG 1A |  | 5.14
2CSM257603R1801 | E 9F14 GG20 | Active | 8012542576037 | 4.8 | 1 | 10 | stuk | E9F | BE31320 | SA (Modulair+Plug&Socket) | stuk | E90 zekering 14x51mm GG 20A | E90 fusible 14x51mm GG 20A | E90 sicherung 14x51mm GG 20A | E90 fuse 14x51mm GG 20A |  | 5.14
2CSM258103R1801 | E 9F22 GG8 | Active | 8012542581031 | 7.78 | 1 | 10 | stuk | E9F | BE31320 | SA (Modulair+Plug&Socket) | stuk | E90 zekering 22x58mm GG 8A | E90 fusible 22x58mm GG 8A | E90 sicherung 22x58mm GG 8A | E90 fuse 22x58mm GG 8A |  | 5.14
2CSM258213R1801 | E 9F22 GG63 | Active | 8012542582137 | 7.78 | 1 | 10 | stuk | E9F | BE31320 | SA (Modulair+Plug&Socket) | stuk | E90 zekering 22x58mm GG 63A | E90 fusible 22x58mm GG 63A | E90 sicherung 22x58mm GG 63A | E90 fuse 22x58mm GG 63A |  | 5.14
2CSM258223R1801 | E 9F22 GG16 | Active | 8012542582236 | 7.78 | 1 | 10 | stuk | E9F | BE31320 | SA (Modulair+Plug&Socket) | stuk | E90 zekering 22x58mm GG 16A | E90 fusible 22x58mm GG 16A | E90 sicherung 22x58mm GG 16A | E90 fuse 22x58mm GG 16A |  | 5.14
2CSM258233R1801 | E 9F22 AM63 | Active | 8012542582335 | 8.25 | 1 | 10 | stuk | E9F | BE31320 | SA (Modulair+Plug&Socket) | stuk | E90 zekering 22x58mm AM 63A | E90 fusible 22x58mm AM 63A | E90 sicherung 22x58mm AM 63A | E90 fuse 22x58mm AM 63A |  | 5.14
2CSM258343R1801 | E 9F22 GG125 | Active | 8012542583431 | 7.78 | 1 | 10 | stuk | E9F | BE31320 | SA (Modulair+Plug&Socket) | stuk | E90 zekering 22x58mm GG 125A | E90 fusible 22x58mm GG 125A | E90 sicherung 22x58mm GG 125A | E90 fuse 22x58mm GG 125A |  | 5.14
2CSM258353R1801 | E 9F22 GG32 | Active | 8012542583530 | 7.78 | 1 | 10 | stuk | E9F | BE31320 | SA (Modulair+Plug&Socket) | stuk | E90 zekering 22x58mm GG 32A | E90 fusible 22x58mm GG 32A | E90 sicherung 22x58mm GG 32A | E90 fuse 22x58mm GG 32A |  | 5.14
2CSM258363R1801 | E 9F22 AM125 | Active | 8012542583639 | 8.25 | 1 | 10 | stuk | E9F | BE31320 | SA (Modulair+Plug&Socket) | stuk | E90 zekering 22x58mm AM 125A | E90 fusible 22x58mm AM 125A | E90 sicherung 22x58mm AM 125A | E90 fuse 22x58mm AM 125A |  | 5.14
2CSM258603R1801 | E 9F22 AM6 | Active | 8012542586036 | 8.25 | 1 | 10 | stuk | E9F | BE31320 | SA (Modulair+Plug&Socket) | stuk | E90 zekering 22x58mm AM 6A | E90 fusible 22x58mm AM 6A | E90 sicherung 22x58mm AM 6A | E90 fuse 22x58mm AM 6A |  | 5.14
2CSM258613R1801 | E 9F14 AM40 | Active | 8012542586135 | 4.8 | 1 | 10 | stuk | E9F | BE31320 | SA (Modulair+Plug&Socket) | stuk | E90 zekering 14x51mm AM 40A | E90 fusible 14x51mm AM 40A | E90 sicherung 14x51mm AM 40A | E90 fuse 14x51mm AM 40A |  | 5.14
2CSM258623R1801 | E 9F14 AM4 | Active | 8012542586234 | 4.8 | 1 | 10 | stuk | E9F | BE31320 | SA (Modulair+Plug&Socket) | stuk | E90 zekering 14x51mm AM 4A | E90 fusible 14x51mm AM 4A | E90 sicherung 14x51mm AM 4A | E90 fuse 14x51mm AM 4A |  | 5.14
2CSM258633R1801 | E 9F10 GG8 | Active | 8012542586333 | 2.38 | 1 | 10 | stuk | E9F | BE31320 | SA (Modulair+Plug&Socket) | stuk | E90 zekering 10x38mm GG 8A | E90 fusible 10x38mm GG 8A | E90 sicherung 10x38mm GG 8A | E90 fuse 10x38mm GG 8A |  | 5.14
2CSM258643R1801 | E 9F10 AM16 | Active | 8012542586432 | 2.38 | 1 | 10 | stuk | E9F | BE31320 | SA (Modulair+Plug&Socket) | stuk | E90 zekering 10x38mm AM 16A | E90 fusible 10x38mm AM 16A | E90 sicherung 10x38mm AM 16A | E90 fuse 10x38mm AM 16A |  | 5.14
2CSM258653R1801 | E 9F8 AM10 | Active | 8012542586531 | 2.38 | 1 | 10 | stuk | E9F | BE31320 | SA (Modulair+Plug&Socket) | stuk | E90 zekering 8 5x31 5mm AM 10A | E90 fusible 8 5x31 5mm AM 10A | E90 sicherung 8 5x31 5mm AM 10A | E90 fuse 8 5x31 5mm AM 10A |  | 5.14
2CSM258663R1801 | E 9F8 GG4 | Active | 8012542586630 | 2.38 | 1 | 10 | stuk | E9F | BE31320 | SA (Modulair+Plug&Socket) | stuk | E90 zekering 8 5x31 5mm GG 4A | E90 fusible 8 5x31 5mm GG 4A | E90 sicherung 8 5x31 5mm GG 4A | E90 fuse 8 5x31 5mm GG 4A |  | 5.14
2CSM258693R1801 | E 9F14 GG32 | Active | 8012542586937 | 4.8 | 1 | 10 | stuk | E9F | BE31320 | SA (Modulair+Plug&Socket) | stuk | E90 zekering 14x51mm GG 32A | E90 fusible 14x51mm GG 32A | E90 sicherung 14x51mm GG 32A | E90 fuse 14x51mm GG 32A |  | 5.14
2CSM258703R1801 | E 9F14 AM20 | Active | 8012542587033 | 4.8 | 1 | 10 | stuk | E9F | BE31320 | SA (Modulair+Plug&Socket) | stuk | E90 zekering 14x51mm AM 20A | E90 fusible 14x51mm AM 20A | E90 sicherung 14x51mm AM 20A | E90 fuse 14x51mm AM 20A |  | 5.14
2CSM258713R1801 | E 9F10 GG32 | Active | 8012542587132 | 2.38 | 1 | 10 | stuk | E9F | BE31320 | SA (Modulair+Plug&Socket) | stuk | E90 zekering 10x38mm GG 32A | E90 fusible 10x38mm GG 32A | E90 sicherung 10x38mm GG 32A | E90 fuse 10x38mm GG 32A |  | 5.14
2CSM258723R1801 | E 9F10 GG2 | Active | 8012542587231 | 2.38 | 1 | 10 | stuk | E9F | BE31320 | SA (Modulair+Plug&Socket) | stuk | E90 zekering 10x38mm GG 2A | E90 fusible 10x38mm GG 2A | E90 sicherung 10x38mm GG 2A | E90 fuse 10x38mm GG 2A |  | 5.14
2CSM258733R1801 | E 9F10 AM8 | Active | 8012542587330 | 2.38 | 1 | 10 | stuk | E9F | BE31320 | SA (Modulair+Plug&Socket) | stuk | E90 zekering 10x38mm AM 8A | E90 fusible 10x38mm AM 8A | E90 sicherung 10x38mm AM 8A | E90 fuse 10x38mm AM 8A |  | 5.14
2CSM258743R1801 | E 9F8 AM4 | Active | 8012542587439 | 2.38 | 1 | 10 | stuk | E9F | BE31320 | SA (Modulair+Plug&Socket) | stuk | E90 zekering 8 5x31 5mm AM 4A | E90 fusible 8 5x31 5mm AM 4A | E90 sicherung 8 5x31 5mm AM 4A | E90 fuse 8 5x31 5mm AM 4A |  | 5.14
2CSM258783R1801 | E 9F14 GG16 | Active | 8012542587835 | 4.8 | 1 | 10 | stuk | E9F | BE31320 | SA (Modulair+Plug&Socket) | stuk | E90 zekering 14x51mm GG 16A | E90 fusible 14x51mm GG 16A | E90 sicherung 14x51mm GG 16A | E90 fuse 14x51mm GG 16A |  | 5.14
2CSM259283R1801 | E 9F22 GG6 | Active | 8012542592839 | 7.78 | 1 | 10 | stuk | E9F | BE31320 | SA (Modulair+Plug&Socket) | stuk | E90 zekering 22x58mm GG 6A | E90 fusible 22x58mm GG 6A | E90 sicherung 22x58mm GG 6A | E90 fuse 22x58mm GG 6A |  | 5.14
2CSM259393R1801 | E 9F22 GG50 | Active | 8012542593935 | 7.78 | 1 | 10 | stuk | E9F | BE31320 | SA (Modulair+Plug&Socket) | stuk | E90 zekering 22x58mm GG 50A | E90 fusible 22x58mm GG 50A | E90 sicherung 22x58mm GG 50A | E90 fuse 22x58mm GG 50A |  | 5.14
2CSM259403R1801 | E 9F22 GG12 | Active | 8012542594031 | 7.78 | 1 | 10 | stuk | E9F | BE31320 | SA (Modulair+Plug&Socket) | stuk | E90 zekering 22x58mm GG 12A | E90 fusible 22x58mm GG 12A | E90 sicherung 22x58mm GG 12A | E90 fuse 22x58mm GG 12A |  | 5.14
2CSM259413R1801 | E 9F22 AM50 | Active | 8012542594130 | 8.25 | 1 | 10 | stuk | E9F | BE31320 | SA (Modulair+Plug&Socket) | stuk | E90 zekering 22x58mm AM 50A | E90 fusible 22x58mm AM 50A | E90 sicherung 22x58mm AM 50A | E90 fuse 22x58mm AM 50A |  | 5.14
2CSM259523R1801 | E 9F22 GG100 | Active | 8012542595236 | 7.78 | 1 | 10 | stuk | E9F | BE31320 | SA (Modulair+Plug&Socket) | stuk | E90 zekering 22x58mm GG 100A | E90 fusible 22x58mm GG 100A | E90 sicherung 22x58mm GG 100A | E90 fuse 22x58mm GG 100A |  | 5.14
2CSM259533R1801 | E 9F22 GG25 | Active | 8012542595335 | 7.78 | 1 | 10 | stuk | E9F | BE31320 | SA (Modulair+Plug&Socket) | stuk | E90 zekering 22x58mm GG 25A | E90 fusible 22x58mm GG 25A | E90 sicherung 22x58mm GG 25A | E90 fuse 22x58mm GG 25A |  | 5.14
2CSM259543R1801 | E 9F22 AM100 | Active | 8012542595434 | 8.25 | 1 | 10 | stuk | E9F | BE31320 | SA (Modulair+Plug&Socket) | stuk | E90 zekering 22x58mm AM 100A | E90 fusible 22x58mm AM 100A | E90 sicherung 22x58mm AM 100A | E90 fuse 22x58mm AM 100A |  | 5.14
2CSM260043R0801 | TM-S 200/12-24 P | Active | 8012542600435 | 207.3 | 1 | 1 | stuk | TM-S, TM-I, TM-C | BE31320 | SA (Modulair+Plug&Socket) | stuk | TM-S 200/12-24 P | Transformateur de sécurité TM-S 200VA, pri. 230-400Vac sec. 12-24Vac | TM-S200/12-24P Steuer/Sicherungstrafo Einphasig, 200VA, Sek. 12-24V AC | TM-S 200/12-24 P Single phase control and safety transformer |  | 5.14
2CSM260053R0801 | TM-S 630/12-24 P | Active | 8012542600534 | 503.81 | 1 | 1 | stuk | TM-S, TM-I, TM-C | BE31320 | SA (Modulair+Plug&Socket) | stuk | TM-S 630/12-24 P | Transformateur de sécurité TM-S 630VA, pri. 230-400Vac sec. 12-24Vac | TM-S630/12-24P Steuer/Sicherungstrafo Einphasig, 630VA, Sek. 12-24V AC | TM-S 630/12-24 P Single phase control and safety transformer |  | 5.14
2CSM260063R0801 | TM-S 320/12-24 P | Active | 8012542600633 | 286.86 | 1 | 1 | stuk | TM-S, TM-I, TM-C | BE31320 | SA (Modulair+Plug&Socket) | stuk | TM-S 320/12-24 P | Transformateur de sécurité TM-S 320VA, pri. 230-400Vac sec. 12-24Vac | TM-S320/12-24P Steuer/Sicherungstrafo Einphasig, 320VA, Sek. 12-24V AC | TM-S 320/12-24 P Single phase control and safety transformer |  | 5.14
2CSM260073R0801 | TM-S 2000/12-24 P | Active | 8012542600732 | 1189.65 | 1 | 1 | stuk | TM-S, TM-I, TM-C | BE31320 | SA (Modulair+Plug&Socket) | stuk | TM-S 2000/12-24 P | Transformateur de sécurité TM-S 2000VA, pri. 230-400Vac sec. 12-24Vac | TM-S2000/12-24P Steuer/Sicherungstrafo Einphasig, 2000VA, Sek. 12-24V AC | TM-S 2000/12-24 P Single phase control and safety transformer |  | 5.14
2CSM260083R0801 | TM-S 1600/12-24 P | Active | 8012542600831 | 1006.44 | 1 | 1 | stuk | TM-S, TM-I, TM-C | BE31320 | SA (Modulair+Plug&Socket) | stuk | TM-S 1600/12-24 P | Transformateur de sécurité TM-S 1600VA, pri. 230-400Vac sec. 12-24Vac | TM-S1600/12-24P Steuer/Sicherungstrafo Einphasig, 1600VA, Sek. 12-24V AC | TM-S 1600/12-24 P Single phase control and safety transformer |  | 5.14
2CSM260093R0801 | TM-S 1000/12-24 P | Active | 8012542600930 | 749.7 | 1 | 1 | stuk | TM-S, TM-I, TM-C | BE31320 | SA (Modulair+Plug&Socket) | stuk | TM-S 1000/12-24 P | Transformateur de sécurité TM-S 1000VA, pri. 230-400Vac sec. 12-24Vac | TM-S1000/12-24P Steuer/Sicherungstrafo Einphasig, 1000VA, Sek. 12-24V AC | TM-S 1000/12-24 P Single phase control and safety transformer |  | 5.14
2CSM260103R0801 | TM-S 400/12-24 P | Active | 8012542601036 | 342.31 | 1 | 1 | stuk | TM-S, TM-I, TM-C | BE31320 | SA (Modulair+Plug&Socket) | stuk | TM-S 400/12-24 P | Transformateur de sécurité TM-S 400VA, pri. 230-400Vac sec. 12-24Vac | TM-S400/12-24P Steuer/Sicherungstrafo Einphasig, 400VA, Sek. 12-24V AC | TM-S 400/12-24 P Single phase control and safety transformer |  | 5.14
2CSM260113R0801 | TM-S 250/12-24 P | Active | 8012542601135 | 227.8 | 1 | 1 | stuk | TM-S, TM-I, TM-C | BE31320 | SA (Modulair+Plug&Socket) | stuk | TM-S 250/12-24 P | Transformateur de sécurité TM-S 250VA, pri. 230-400Vac sec. 12-24Vac | TM-S250/12-24P Steuer/Sicherungstrafo Einphasig, 250VA, Sek. 12-24V AC | TM-S 250/12-24 P Single phase control and safety transformer |  | 5.14
2CSM273882R1801 | E 93/60s J | Active | 8012542354833 | 221.78 | 1 | 1 | stuk | E90 J | BE31320 | SA (Modulair+Plug&Socket) | stuk | E90 J zekeringhouder 3P 60A met melding | E90 J porte fusible 3P 60A avec indication | E90 J sicherungschalter 3P 60A mit indication | E90 J fuse holder 3P 60A with indication |  | 5.14
2CSM274343R1801 | E 93hN/32s | Active | 8012542743439 | 70.09 | 1 | 1 | stuk | E90 up to 32 A, E90h | BE31320 | SA (Modulair+Plug&Socket) | stuk | E90h zekeringhouder 10,3x38mm | E90h Porte Fus 10,3x38mm | E90h Sicherungshalter 10,3x38mm | E 93hN/32s Fuse holder
2CSM274773R1011 | AMTD-1-R | Active | 8012542747734 | 459.24 | 1 | 1 | stuk | Digital instruments AMTD, VLMD, FRZ, TMD | BE31320 | SA (Modulair+Plug&Socket) | stuk | AMT digitaal A-meter met alarmcontact | Ampèremètre AMT Digital, CT's, ac, avec contacte alarme | AC Digital-Amperemeter mit Alarmrelais für Hutschienenmontage | AMTD-1-R Digital Ammeter |  | 5.14
2CSM277053R1801 | E 9F22 AM40 | Active | 8012542770534 | 8.25 | 1 | 10 | stuk | E9F | BE31320 | SA (Modulair+Plug&Socket) | stuk | E90 zekering 22x58mm AM 40A | E90 fusible 22x58mm AM 40A | E90 sicherung 22x58mm AM 40A | E90 fuse 22x58mm AM 40A |  | 5.14
2CSM277063R1801 | E 9F8 AM2 | Active | 8012542770633 | 2.38 | 1 | 10 | stuk | E9F | BE31320 | SA (Modulair+Plug&Socket) | stuk | E90 zekering 8 5x31 5mm AM 2A | E90 fusible 8 5x31 5mm AM 2A | E90 sicherung 8 5x31 5mm AM 2A | E90 fuse 8 5x31 5mm AM 2A |  | 5.14
2CSM277073R1801 | E 9F22 AM20 | Active | 8012542770732 | 8.25 | 1 | 10 | stuk | E9F | BE31320 | SA (Modulair+Plug&Socket) | stuk | E90 zekering 22x58mm AM 20A | E90 fusible 22x58mm AM 20A | E90 sicherung 22x58mm AM 20A | E90 fuse 22x58mm AM 20A |  | 5.14
2CSM277083R1801 | E 9F14 GG6 | Active | 8012542770831 | 4.8 | 1 | 10 | stuk | E9F | BE31320 | SA (Modulair+Plug&Socket) | stuk | E90 zekering 14x51mm GG 6A | E90 fusible 14x51mm GG 6A | E90 sicherung 14x51mm GG 6A | E90 fuse 14x51mm GG 6A |  | 5.14
2CSM277093R1801 | E 9F14 AM16 | Active | 8012542770930 | 4.8 | 1 | 10 | stuk | E9F | BE31320 | SA (Modulair+Plug&Socket) | stuk | E90 zekering 14x51mm AM 16A | E90 fusible 14x51mm AM 16A | E90 sicherung 14x51mm AM 16A | E90 fuse 14x51mm AM 16A |  | 5.14
2CSM277103R1801 | E 9F10 GG25 | Active | 8012542771036 | 2.38 | 1 | 10 | stuk | E9F | BE31320 | SA (Modulair+Plug&Socket) | stuk | E90 zekering 10x38mm GG 25A | E90 fusible 10x38mm GG 25A | E90 sicherung 10x38mm GG 25A | E90 fuse 10x38mm GG 25A |  | 5.14
2CSM277113R1801 | E 9F10 GG1 | Active | 8012542771135 | 5.2 | 1 | 10 | stuk | E9F | BE31320 | SA (Modulair+Plug&Socket) | stuk | E90 zekering 10x38mm 1A gG | E90 fusible 10x38mm 1A gG | E90 sicherung 10x38mm 1A gG | E90 fuse 10x38mm 1A gG |  | 5.14
2CSM277123R1801 | E 9F10 AM6 | Active | 8012542771234 | 2.38 | 1 | 10 | stuk | E9F | BE31320 | SA (Modulair+Plug&Socket) | stuk | E90 zekering 10x38mm AM 6A | E90 fusible 10x38mm AM 6A | E90 sicherung 10x38mm AM 6A | E90 fuse 10x38mm AM 6A |  | 5.14
2CSM277132R1801 | E 92/125 | Active | 8012542587224 | 48.45 | 1 | 1 | stuk | E90 up to 125A | BE31320 | SA (Modulair+Plug&Socket) | stuk | E90 zekeringhouder 2P 125A | E90 porte fusible 2P 125A | E90 sicherungschalter 2P 125A | E90 fuse holder 2P 125A |  | 5.14
2CSM277133R1801 | E 9F8 GG16 | Active | 8012542771333 | 2.38 | 1 | 10 | stuk | E9F | BE31320 | SA (Modulair+Plug&Socket) | stuk | E90 zekering 8 5x31 5mm GG 16A | E90 fusible 8 5x31 5mm GG 16A | E90 sicherung 8 5x31 5mm GG 16A | E90 fuse 8 5x31 5mm GG 16A |  | 5.14
2CSM277273R1801 | E 9F22 AM32 | Active | 8012542772736 | 8.25 | 1 | 10 | stuk | E9F | BE31320 | SA (Modulair+Plug&Socket) | stuk | E90 zekering 22x58mm AM 32A | E90 fusible 22x58mm AM 32A | E90 sicherung 22x58mm AM 32A | E90 fuse 22x58mm AM 32A |  | 5.14
2CSM277283R1801 | E 9F8 AM1 | Active | 8012542772835 | 2.38 | 1 | 10 | stuk | E9F | BE31320 | SA (Modulair+Plug&Socket) | stuk | E90 zekering 8 5x31 5mm AM 1A | E90 fusible 8 5x31 5mm AM 1A | E90 sicherung 8 5x31 5mm AM 1A | E90 fuse 8 5x31 5mm AM 1A |  | 5.14
2CSM277293R1801 | E 9F22 AM16 | Active | 8012542772934 | 8.25 | 1 | 10 | stuk | E9F | BE31320 | SA (Modulair+Plug&Socket) | stuk | E90 zekering 22x58mm AM 16A | E90 fusible 22x58mm AM 16A | E90 sicherung 22x58mm AM 16A | E90 fuse 22x58mm AM 16A |  | 5.14
2CSM277303R1801 | E 9F14 GG4 | Active | 8012542773030 | 4.8 | 1 | 10 | stuk | E9F | BE31320 | SA (Modulair+Plug&Socket) | stuk | E90 zekering 14x51mm GG 4A | E90 fusible 14x51mm GG 4A | E90 sicherung 14x51mm GG 4A | E90 fuse 14x51mm GG 4A |  | 5.14
2CSM277313R1801 | E 9F14 AM12 | Active | 8012542773139 | 4.8 | 1 | 10 | stuk | E9F | BE31320 | SA (Modulair+Plug&Socket) | stuk | E90 zekering 14x51mm AM 12A | E90 fusible 14x51mm AM 12A | E90 sicherung 14x51mm AM 12A | E90 fuse 14x51mm AM 12A |  | 5.14
2CSM277323R1801 | E 9F10 GG20 | Active | 8012542773238 | 2.38 | 1 | 10 | stuk | E9F | BE31320 | SA (Modulair+Plug&Socket) | stuk | E90 zekering 10x38mm GG 20A | E90 fusible 10x38mm GG 20A | E90 sicherung 10x38mm GG 20A | E90 fuse 10x38mm GG 20A |  | 5.14
2CSM277333R1801 | E 9F10 GG05 | Active | 8012542773337 | 4.8 | 1 | 10 | stuk | E9F | BE31320 | SA (Modulair+Plug&Socket) | stuk | E90 zekering 10x38mm GG 0 5A | E90 fusible 10x38mm GG 0 5A | E90 sicherung 10x38mm GG 0 5A | E90 fuse 10x38mm GG 0 5A |  | 5.14
2CSM277343R1801 | E 9F10 AM4 | Active | 8012542773436 | 2.38 | 1 | 10 | stuk | E9F | BE31320 | SA (Modulair+Plug&Socket) | stuk | E90 zekering 10x38mm AM 4A | E90 fusible 10x38mm AM 4A | E90 sicherung 10x38mm AM 4A | E90 fuse 10x38mm AM 4A |  | 5.14
2CSM277352R1801 | E 91N/125 | Active | 8012542771128 | 54.12 | 1 | 1 | stuk | E90 up to 125A | BE31320 | SA (Modulair+Plug&Socket) | stuk | E90 zekeringhouder 1P+N 125A | E90 porte fusible 1P+N 125A | E90 sicherungschalter 1P+N 125A | E90 fuse holder 1P+N 125A |  | 5.14
2CSM277353R1801 | E 9F8 GG12 | Active | 8012542773535 | 2.38 | 1 | 10 | stuk | E9F | BE31320 | SA (Modulair+Plug&Socket) | stuk | E90 zekering 8 5x31 5mm GG 12A | E90 fusible 8 5x31 5mm GG 12A | E90 sicherung 8 5x31 5mm GG 12A | E90 fuse 8 5x31 5mm GG 12A |  | 5.14
2CSM277493R1801 | E 9F22 AM25 | Active | 8012542774938 | 8.25 | 1 | 10 | stuk | E9F | BE31320 | SA (Modulair+Plug&Socket) | stuk | E90 zekering 22x58mm AM 25A | E90 fusible 22x58mm AM 25A | E90 sicherung 22x58mm AM 25A | E90 fuse 22x58mm AM 25A |  | 5.14
2CSM277502R1801 | E 93/125 | Active | 8012542575429 | 72.8 | 1 | 1 | stuk | E90 up to 125A | BE31320 | SA (Modulair+Plug&Socket) | stuk | E90 zekeringhouder 3P 125A | E90 porte fusible 3P 125A | E90 sicherungschalter 3P 125A | E90 fuse holder 3P 125A |  | 5.14
2CSM277503R1801 | E 9F8 GG20 | Active | 8012542775034 | 2.38 | 1 | 10 | stuk | E9F | BE31320 | SA (Modulair+Plug&Socket) | stuk | E90 zekering 8 5x31 5mm GG 20A | E90 fusible 8 5x31 5mm GG 20A | E90 sicherung 8 5x31 5mm GG 20A | E90 fuse 8 5x31 5mm GG 20A |  | 5.14
2CSM277513R1801 | E 9F22 AM12 | Active | 8012542775133 | 8.25 | 1 | 10 | stuk | E9F | BE31320 | SA (Modulair+Plug&Socket) | stuk | E90 zekering 22x58mm AM 12A | E90 fusible 22x58mm AM 12A | E90 sicherung 22x58mm AM 12A | E90 fuse 22x58mm AM 12A |  | 5.14
2CSM277523R1801 | E 9F14 GG2 | Active | 8012542775232 | 4.8 | 1 | 10 | stuk | E9F | BE31320 | SA (Modulair+Plug&Socket) | stuk | E90 zekering 14x51mm GG 2A | E90 fusible 14x51mm GG 2A | E90 sicherung 14x51mm GG 2A | E90 fuse 14x51mm GG 2A |  | 5.14
2CSM277533R1801 | E 9F14 AM10 | Active | 8012542775331 | 4.8 | 1 | 10 | stuk | E9F | BE31320 | SA (Modulair+Plug&Socket) | stuk | E90 zekering 14x51mm AM 10A | E90 fusible 14x51mm AM 10A | E90 sicherung 14x51mm AM 10A | E90 fuse 14x51mm AM 10A |  | 5.14
2CSM277543R1801 | E 9F10 GG16 | Active | 8012542775430 | 2.38 | 1 | 10 | stuk | E9F | BE31320 | SA (Modulair+Plug&Socket) | stuk | E90 zekering 10x38mm GG 16A | E90 fusible 10x38mm GG 16A | E90 sicherung 10x38mm GG 16A | E90 fuse 10x38mm GG 16A |  | 5.14
2CSM277553R1801 | E 9F10 AM32 | Active | 8012542775539 | 2.38 | 1 | 10 | stuk | E9F | BE31320 | SA (Modulair+Plug&Socket) | stuk | E90 zekering 10x38mm AM 32A | E90 fusible 10x38mm AM 32A | E90 sicherung 10x38mm AM 32A | E90 fuse 10x38mm AM 32A |  | 5.14
2CSM277563R1801 | E 9F10 AM2 | Active | 8012542775638 | 2.38 | 1 | 10 | stuk | E9F | BE31320 | SA (Modulair+Plug&Socket) | stuk | E90 zekering 10x38mm AM 2A | E90 fusible 10x38mm AM 2A | E90 sicherung 10x38mm AM 2A | E90 fuse 10x38mm AM 2A |  | 5.14
2CSM277572R1801 | E 91/125 | Active | 8012542773320 | 23.99 | 1 | 1 | stuk | E90 up to 125A | BE31320 | SA (Modulair+Plug&Socket) | stuk | E90 zekeringhouder 1P 125A | E90 porte fusible 1P 125A | E90 sicherungschalter 1P 125A | E90 fuse holder 1P 125A |  | 5.14
2CSM277573R1801 | E 9F8 GG10 | Active | 8012542775737 | 2.38 | 1 | 10 | stuk | E9F | BE31320 | SA (Modulair+Plug&Socket) | stuk | E90 zekering 8 5x31 5mm GG 10A | E90 fusible 8 5x31 5mm GG 10A | E90 sicherung 8 5x31 5mm GG 10A | E90 fuse 8 5x31 5mm GG 10A |  | 5.14
2CSM277952R1801 | E 93N/50 | Active | 8012542574729 | 51.22 | 1 | 1 | stuk | E90 up to 125A | BE31320 | SA (Modulair+Plug&Socket) | stuk | E90 zekeringhouder 3P+N 50A | E90 porte fusible 3P+N 50A | E90 sicherungschalter 3P+N 50A | E90 fuse holder 3P+N 50A |  | 5.14
2CSM277962R1801 | E 93/50 | Active | 8012542586524 | 36.65 | 1 | 1 | stuk | E90 up to 125A | BE31320 | SA (Modulair+Plug&Socket) | stuk | E90 zekeringhouder 3P 50A | E90 porte fusible 3P 50A | E90 sicherungschalter 3P 50A | E90 fuse holder 3P 50A |  | 5.14
2CSM277972R1801 | E 92/50 | Active | 8012542563822 | 26.64 | 1 | 1 | stuk | E90 up to 125A | BE31320 | SA (Modulair+Plug&Socket) | stuk | E90 zekeringhouder 2P 50A | E90 porte fusible 2P 50A | E90 sicherungschalter 2P 50A | E90 fuse holder 2P 50A |  | 5.14
2CSM277982R1801 | E 91N/50 | Active | 8012542575627 | 28.69 | 1 | 1 | stuk | E90 up to 125A | BE31320 | SA (Modulair+Plug&Socket) | stuk | E90 zekeringhouder 1P+N 50A | E90 porte fusible 1P+N 50A | E90 sicherungschalter 1P+N 50A | E90 fuse holder 1P+N 50A |  | 5.14
2CSM279022R1801 | E 91/50 | Active | 8012542587422 | 12.12 | 1 | 1 | stuk | E90 up to 125A | BE31320 | SA (Modulair+Plug&Socket) | stuk | E90 zekeringhouder 1P 50A | E90 porte fusible 1P 50A | E90 sicherungschalter 1P 50A | E90 fuse holder 1P 50A |  | 5.14
2CSM289603R1801 | E 93hN/20s | Active | 8012542896036 | 70.09 | 1 | 1 | stuk | E90 up to 32 A, E90h | BE31320 | SA (Modulair+Plug&Socket) | stuk | E90h zekeringhouder 8,5x31,5mm | E90h Porte Fus 8,5x31,5mm | E90h Sicherungshalter 8,5x31,5mm | E 93hN/20s Fuse holder
2CSM289632R1801 | E 91/125s | Active | 8012542587323 | 33.37 | 1 | 1 | stuk | E90 up to 125A | BE31320 | SA (Modulair+Plug&Socket) | stuk | E90 zekeringhouder 1P 125A met melding | E90 porte fusible 1P 125A avec indication | E90 sicherungschalter 1P 125A mit indication | E90 fuse holder 1P 125A with indication |  | 5.14
2CSM289703R0801 | TM-C 400/12-24 | Active | 8012542897033 | 280.84 | 1 | 1 | stuk | TM-S, TM-I, TM-C | BE31320 | SA (Modulair+Plug&Socket) | stuk | TM-C 400VAPRi.230-400Vac sec.12-24Vac | Transformateur TM-C 400VA, pri. 230-400Vac sec. 12-24Vac | TM-C400/12-34 Steuertransformator Einphasig, 400VA, Sek. 12-24V AC | TM-C 400/12-24 Single phase control transformer |  | 5.14
2CSM290963R1801 | E 9F14 GG12 | Active | 8012542909637 | 4.8 | 1 | 10 | stuk | E9F | BE31320 | SA (Modulair+Plug&Socket) | stuk | E90 zekering 14x51mm GG 12A | E90 fusible 14x51mm GG 12A | E90 sicherung 14x51mm GG 12A | E90 fuse 14x51mm GG 12A |  | 5.14
2CSM290983R1801 | E 9F14 GG10 | Active | 8012542909835 | 4.8 | 1 | 10 | stuk | E9F | BE31320 | SA (Modulair+Plug&Socket) | stuk | E90 zekering 14x51mm GG 10A | E90 fusible 14x51mm GG 10A | E90 sicherung 14x51mm GG 10A | E90 fuse 14x51mm GG 10A |  | 5.14
2CSM291003R1801 | E 9F14 GG8 | Active | 8012542910039 | 4.8 | 1 | 10 | stuk | E9F | BE31320 | SA (Modulair+Plug&Socket) | stuk | E90 zekering 14x51mm GG 8A | E90 fusible 14x51mm GG 8A | E90 sicherung 14x51mm GG 8A | E90 fuse 14x51mm GG 8A |  | 5.14
2CSM292853R0801 | TM-C 2000/12-24 | Active | 8012542928539 | 1079.97 | 1 | 1 | stuk | TM-S, TM-I, TM-C | BE31320 | SA (Modulair+Plug&Socket) | stuk | TM-C 2000VAPRi.230-400Vac sec.12-24Vac | Transformateur TM-C 2000VA, pri. 230-400Vac sec. 12-24Vac | TM-C2000/12-24 Steuertransformator Einphasig, 2000VA, Sek. 12-24V AC | TM-C 2000/12-24 Single phase control transformer |  | 5.14
2CSM292863R0801 | TM-C 1600/12-24 | Active | 8012542928638 | 825.64 | 1 | 1 | stuk | TM-S, TM-I, TM-C | BE31320 | SA (Modulair+Plug&Socket) | stuk | TM-C 1600VAPRi.230-400Vac sec.12-24Vac | Transformateur TM-C 1600VA, pri. 230-400Vac sec. 12-24Vac | TM-C1600/12-24 Steuertransformator Einphasig, 1600VA, Sek. 12-24V AC | TM-C 1600/12-24 Single phase control transformer |  | 5.14
2CSM292873R0801 | TM-C 1000/12-24 | Active | 8012542928737 | 564.08 | 1 | 1 | stuk | TM-S, TM-I, TM-C | BE31320 | SA (Modulair+Plug&Socket) | stuk | TM-C 1000VAPRi.230-400Vac sec.12-24Vac | Transformateur TM-C 1000VA, pri. 230-400Vac sec. 12-24Vac | TM-C1000/12-24 Steuertransformator Einphasig, 1000VA, Sek. 12-24V AC | TM-C 1000/12-24 Single phase control transformer |  | 5.14
2CSM296532R1801 | E 93N/125 | Active | 8012542771227 | 99.81 | 1 | 1 | stuk | E90 up to 125A | BE31320 | SA (Modulair+Plug&Socket) | stuk | E90 zekeringhouder 3P+N 125A | E90 porte fusible 3P+N 125A | E90 sicherungschalter 3P+N 125A | E90 fuse holder 3P+N 125A |  | 5.14
2CSM299872R1801 | E 91/30 CC | Active | 8012542998723 | 12.12 | 1 | 1 | stuk | E90 CC | BE31320 | SA (Modulair+Plug&Socket) | stuk | E90 CC zekeringscheider 1P 30A | E90 CC interrupteur fusible 1P 30A | E90 CC sicherungstrennschalter 1P 30A | E90 CC fuse disconnector 1P 30A |  | 5.14
2CSM299912R1801 | E 92/30 CC | Active | 8012542999126 | 22.79 | 1 | 1 | stuk | E90 CC | BE31320 | SA (Modulair+Plug&Socket) | stuk | E90 CC zekeringscheider 2P 30A | E90 CC interrupteur fusible 2P 30A | E90 CC sicherungstrennschalter 2P 30A | E90 CC fuse disconnector 2P 30A |  | 5.14
2CSM299932R1801 | E 93/30 CC | Active | 8012542999324 | 37.97 | 1 | 1 | stuk | E90 CC | BE31320 | SA (Modulair+Plug&Socket) | stuk | E90 CC zekeringscheider 3P 30A | E90 CC interrupteur fusible 3P 30A | E90 CC sicherungstrennschalter 3P 30A | E90 CC fuse disconnector 3P 30A |  | 5.14
2CSM310030R1001 | AMT1/5 | Active | 8012542000709 | 128.96 | 1 | 1 | stuk | Analogue instruments AMT, VLM, FRZ, SCL | BE31320 | SA (Modulair+Plug&Socket) | stuk | Ameter AMT1 Direct analoog 5Aac | Ampèremètre AMT Direct, analogue, 5Aac | AMT1-5 Amperemeter analog Direktmessung,5A,Wechselstrom | AMT1/5 Analogue Ammeter |  | 5.14
2CSM310040R1001 | AMT1/10 | Active | 8012542000105 | 128.96 | 1 | 1 | stuk | Analogue instruments AMT, VLM, FRZ, SCL | BE31320 | SA (Modulair+Plug&Socket) | stuk | Ameter AMT1 Direct analoog 10Aac | Ampèremètre AMT Direct, analogue, 10Aac | AMT1-10 Amperemeter analog Direktmessung,10A,Wechselstrom | AMT1/10 Analogue Ammeter |  | 5.14
2CSM310050R1001 | AMT 1/15 | Active | 8012542000204 | 128.96 | 1 | 1 | stuk | Analogue instruments AMT, VLM, FRZ, SCL | BE31320 | SA (Modulair+Plug&Socket) | stuk | Ameter AMT1 Direct analoog 15Aac | Ampèremètre AMT Direct, analogue, 15Aac | AMT1-15 Amperemeter analog Direktmessung,15A,Wechselstrom | AMT 1/15 Analogue Ammeter |  | 5.14
2CSM310060R1001 | AMT1/20 | Active | 8012542000303 | 128.96 | 1 | 1 | stuk | Analogue instruments AMT, VLM, FRZ, SCL | BE31320 | SA (Modulair+Plug&Socket) | stuk | Ameter AMT1 Direct analoog 20Aac | Ampèremètre AMT Direct, analogue, 20Aac | AMT1-20 Amperemeter analog Direktmessung,20A,Wechselstrom | AMT1/20 Analogue Ammeter |  | 5.14
2CSM310070R1001 | AMT1/25 | Active | 8012542000402 | 128.96 | 1 | 1 | stuk | Analogue instruments AMT, VLM, FRZ, SCL | BE31320 | SA (Modulair+Plug&Socket) | stuk | Ameter AMT1 Direct analoog 25Aac | Ampèremètre AMT Direct, analogue, 25Aac | AMT1-25 Amperemeter analog Direktmessung,25A,Wechselstrom | AMT1/25 Analogue Ammeter |  | 5.14
2CSM310080R1001 | AMT1/30 | Active | 8012542000501 | 132.58 | 1 | 1 | stuk | Analogue instruments AMT, VLM, FRZ, SCL | BE31320 | SA (Modulair+Plug&Socket) | stuk | Ameter AMT1 Direct analoog 30Aac | Ampèremètre AMT Direct, analogue, 30Aac | AMT1-30 Amperemeter analog Direktmessung,30A,Wechselstrom | AMT1/30 Analogue Ammeter |  | 5.14
2CSM320000R1011 | AMTD-1 | Active | 8012542620501 | 355.57 | 1 | 1 | stuk | Digital instruments AMTD, VLMD, FRZ, TMD | BE31320 | SA (Modulair+Plug&Socket) | stuk | AMTD CT's digital ac | Ampèremètre AMT CT's, digital, ac | AMTD-1 Amperemeter digital Wandlermessung,15-999A,Wechselstrom | AMTD-1 Digital Ammeter |  | 5.14
2CSM320250R1001 | AMT1/A1 | Active | 8012542000600 | 119.32 | 1 | 1 | stuk | Analogue instruments AMT, VLM, FRZ, SCL | BE31320 | SA (Modulair+Plug&Socket) | stuk | AmeterCT's analoog zonder schaal | Ampèremètre AMT CT's, analogue, sans echelle | AMT1-A1 Amperemeter analog Wandlermessung,Wechselstrom | AMT1/A1 Analogue Ammeter |  | 5.14
2CSM401043R0811 | TS 40/12-24 C | Active | 8012542928607 | 136.52 | 1 | 1 | stuk | TM, TS, TS-C | BE31320 | SA (Modulair+Plug&Socket) | stuk | Bel Transfo TS-C 40VA 12-24V | Transformateur de sécurité 12-24V 40 VA 4 modules | TS 40/12-24 C Sicherheitstransformator 40 VA, 12-24 VAC Sek.spannung | TS 40/12-24 C Safety isolating transformer |  | 5.14
2CSM631043R0811 | TS 63/12-24 C | Active | 8012542928706 | 161.49 | 1 | 1 | stuk | TM, TS, TS-C | BE31320 | SA (Modulair+Plug&Socket) | stuk | Bel Transfo TS-C 63VA 12-24V | Transformateur de sécurité 12-24V 63 VA 5 modules | TS 63/12-24 C Sicherheitstransformator 63 VA, 12-24 VAC Sek.spannung | TS 63/12-24 C Safety isolating transformer |  | 5.14
2CSR155117R1134 | DS951 C13 A30 UL | Limited | 8012542235354 | 199.3 | 1 | 1 | stuk | DS951 UL | BE31320 | SB (MCB&RCD Cat.B) | stuk | Diff-auto DS951 1P+N 13A 30mA UL | Disj. différentiel DS951 1P+N 13A 30mA UL | FI/LS-Kombination DS951 1P+N 13A 30mA UL | RCBO DS951 1P+N 13A 30mA UL |  | 5.14
2CSR246040R1064 | DS203NC L C6 AC30 | Active | 8012542353928 | 282.83 | 1 | 1 | stuk | DS203NC L | BE31320 | SB (MCB&RCD Cat.B) | stuk | Diff-auto DS203NC 3P+N C6 30mA 4 5kA AC | Disj. différentiel DS203NC 3P+N C6 30mA 4 5kA AC | FI/LS-Kombination DS203NC 3P+N C6 30mA 4 5kA AC | RCBO DS203NC 3P+N C6 30mA 4 5kA AC |  | 5.14
2CSR246040R1084 | DS203NC L C8 AC30 | Active | 8012542343622 | 282.83 | 1 | 1 | stuk | DS203NC L | BE31320 | SB (MCB&RCD Cat.B) | stuk | Diff-auto DS203NC 3P+N C8 30mA 4 5kA AC | Disj. différentiel DS203NC 3P+N C8 30mA 4 5kA AC | FI/LS-Kombination DS203NC 3P+N C8 30mA 4 5kA AC | RCBO DS203NC 3P+N C8 30mA 4 5kA AC |  | 5.14
2CSR246040R1104 | DS203NC L C10 AC30 | Active | 8012542353829 | 280.44 | 1 | 1 | stuk | DS203NC L | BE31320 | SB (MCB&RCD Cat.B) | stuk | Diff-auto DS203NC 3P+N C10 30mA 4 5kA AC | Disj. différentiel DS203NC 3P+N C10 30mA 4 5kA AC | FI/LS-Kombination DS203NC 3P+N C10 30mA 4 5kA AC | RCBO DS203NC 3P+N C10 30mA 4 5kA AC |  | 5.14
2CSR246040R1134 | DS203NC L C13 AC30 | Active | 8012542343523 | 280.44 | 1 | 1 | stuk | DS203NC L | BE31320 | SB (MCB&RCD Cat.B) | stuk | Diff-auto DS203NC 3P+N C13 30mA 4 5kA AC | Disj. différentiel DS203NC 3P+N C13 30mA 4 5kA AC | FI/LS-Kombination DS203NC 3P+N C13 30mA 4 5kA AC | RCBO DS203NC 3P+N C13 30mA 4 5kA AC |  | 5.14
2CSR246040R1164 | DS203NC L C16 AC30 | Active | 8012542353720 | 248.22 | 1 | 1 | stuk | DS203NC L | BE31320 | SB (MCB&RCD Cat.B) | stuk | Diff-auto DS203NC 3P+N C16 30mA 4 5kA AC | Disj. différentiel DS203NC 3P+N C16 30mA 4 5kA AC | FI/LS-Kombination DS203NC 3P+N C16 30mA 4 5kA AC | RCBO DS203NC 3P+N C16 30mA 4 5kA AC |  | 5.14
2CSR246040R1204 | DS203NC L C20 AC30 | Active | 8012542343424 | 248.22 | 1 | 1 | stuk | DS203NC L | BE31320 | SB (MCB&RCD Cat.B) | stuk | Diff-auto DS203NC 3P+N C20 30mA 4 5kA AC | Disj. différentiel DS203NC 3P+N C20 30mA 4 5kA AC | FI/LS-Kombination DS203NC 3P+N C20 30mA 4 5kA AC | RCBO DS203NC 3P+N C20 30mA 4 5kA AC |  | 5.14
2CSR246040R1254 | DS203NC L C25 AC30 | Active | 8012542353621 | 248.22 | 1 | 1 | stuk | DS203NC L | BE31320 | SB (MCB&RCD Cat.B) | stuk | Diff-auto DS203NC 3P+N C25 30mA 4 5kA AC | Disj. différentiel DS203NC 3P+N C25 30mA 4 5kA AC | FI/LS-Kombination DS203NC 3P+N C25 30mA 4 5kA AC | RCBO DS203NC 3P+N C25 30mA 4 5kA AC |  | 5.14
2CSR246040R1324 | DS203NC L C32 AC30 | Active | 8012542343325 | 280.44 | 1 | 1 | stuk | DS203NC L | BE31320 | SB (MCB&RCD Cat.B) | stuk | Diff-auto DS203NC 3P+N C32 30mA 4 5kA AC | Disj. différentiel DS203NC 3P+N C32 30mA 4 5kA AC | FI/LS-Kombination DS203NC 3P+N C32 30mA 4 5kA AC | RCBO DS203NC 3P+N C32 30mA 4 5kA AC |  | 5.14
2CSR246040R3064 | DS203NC L C6 AC300 | Active | 8012542343226 | 288.81 | 1 | 1 | stuk | DS203NC L | BE31320 | SB (MCB&RCD Cat.B) | stuk | Diff-auto DS203NC 3P+N C6 300mA 4 5kA AC | Disj. différentiel DS203NC 3P+N C6 300mA 4 5kA AC | FI/LS-Kombination DS203NC 3P+N C6 300mA 4 5kA AC | RCBO DS203NC 3P+N C6 300mA 4 5kA AC |  | 5.14
2CSR246040R3084 | DS203NC L C8 AC300 | Active | 8012542343127 | 288.81 | 1 | 1 | stuk | DS203NC L | BE31320 | SB (MCB&RCD Cat.B) | stuk | Diff-auto DS203NC 3P+N C8 300mA 4 5kA AC | Disj. différentiel DS203NC 3P+N C8 300mA 4 5kA AC | FI/LS-Kombination DS203NC 3P+N C8 300mA 4 5kA AC | RCBO DS203NC 3P+N C8 300mA 4 5kA AC |  | 5.14
2CSR246040R3104 | DS203NC L C10 AC300 | Active | 8012542343028 | 287.61 | 1 | 1 | stuk | DS203NC L | BE31320 | SB (MCB&RCD Cat.B) | stuk | Diff-auto DS203NC 3P+N C10 300mA 4 5kA AC | Disj. différentiel DS203NC 3P+N C10 300mA 4 5kA AC | FI/LS-Kombination DS203NC 3P+N C10 300mA 4 5kA AC | RCBO DS203NC 3P+N C10 300mA 4 5kA AC |  | 5.14
2CSR246040R3134 | DS203NC L C13 AC300 | Active | 8012542342922 | 287.61 | 1 | 1 | stuk | DS203NC L | BE31320 | SB (MCB&RCD Cat.B) | stuk | Diff-auto DS203NC 3P+N C13 300mA 4 5kA AC | Disj. différentiel DS203NC 3P+N C13 300mA 4 5kA AC | FI/LS-Kombination DS203NC 3P+N C13 300mA 4 5kA AC | RCBO DS203NC 3P+N C13 300mA 4 5kA AC |  | 5.14
2CSR246040R3164 | DS203NC L C16 AC300 | Active | 8012542776727 | 282.83 | 1 | 1 | stuk | DS203NC L | BE31320 | SB (MCB&RCD Cat.B) | stuk | Diff-auto DS203NC 3P+N C16 300mA 4 5kA AC | Disj. différentiel DS203NC 3P+N C16 300mA 4 5kA AC | FI/LS-Kombination DS203NC 3P+N C16 300mA 4 5kA AC | RCBO DS203NC 3P+N C16 300mA 4 5kA AC |  | 5.14
2CSR246040R3204 | DS203NC L C20 AC300 | Active | 8012542342823 | 282.83 | 1 | 1 | stuk | DS203NC L | BE31320 | SB (MCB&RCD Cat.B) | stuk | Diff-auto DS203NC 3P+N C20 300mA 4 5kA AC | Disj. différentiel DS203NC 3P+N C20 300mA 4 5kA AC | FI/LS-Kombination DS203NC 3P+N C20 300mA 4 5kA AC | RCBO DS203NC 3P+N C20 300mA 4 5kA AC |  | 5.14
2CSR246040R3254 | DS203NC L C25 AC300 | Active | 8012542342724 | 282.83 | 1 | 1 | stuk | DS203NC L | BE31320 | SB (MCB&RCD Cat.B) | stuk | Diff-auto DS203NC 3P+N C25 300mA 4 5kA AC | Disj. différentiel DS203NC 3P+N C25 300mA 4 5kA AC | FI/LS-Kombination DS203NC 3P+N C25 300mA 4 5kA AC | RCBO DS203NC 3P+N C25 300mA 4 5kA AC |  | 5.14
2CSR246040R3324 | DS203NC L C32 AC300 | Active | 8012542358428 | 287.61 | 1 | 1 | stuk | DS203NC L | BE31320 | SB (MCB&RCD Cat.B) | stuk | Diff-auto DS203NC 3P+N C32 300mA 4 5kA AC | Disj. différentiel DS203NC 3P+N C32 300mA 4 5kA AC | FI/LS-Kombination DS203NC 3P+N C32 300mA 4 5kA AC | RCBO DS203NC 3P+N C32 300mA 4 5kA AC |  | 5.14
2CSR246140R1064 | DS203NC L C6 A30 | Active | 8012542354628 | 269.7 | 1 | 1 | stuk | DS203NC L | BE31320 | SB (MCB&RCD Cat.B) | stuk | Diff-auto DS203NC 3P+N C6 30mA 4 5kA A | Disj. différentiel DS203NC 3P+N C6 30mA 4 5kA A | FI/LS-Kombination DS203NC 3P+N C6 30mA 4 5kA A | RCBO DS203NC 3P+N C6 30mA 4 5kA A |  | 5.14
2CSR246140R1084 | DS203NC L C8 A30 | Active | 8012542344322 | 269.7 | 1 | 1 | stuk | DS203NC L | BE31320 | SB (MCB&RCD Cat.B) | stuk | Diff-auto DS203NC 3P+N C8 30mA 4 5kA A | Disj. différentiel DS203NC 3P+N C8 30mA 4 5kA A | FI/LS-Kombination DS203NC 3P+N C8 30mA 4 5kA A | RCBO DS203NC 3P+N C8 30mA 4 5kA A |  | 5.14
2CSR246140R1104 | DS203NC L C10 A30 | Active | 8012542354529 | 266.12 | 1 | 1 | stuk | DS203NC L | BE31320 | SB (MCB&RCD Cat.B) | stuk | Diff-auto DS203NC 3P+N C10 30mA 4 5kA A | Disj. différentiel DS203NC 3P+N C10 30mA 4 5kA A | FI/LS-Kombination DS203NC 3P+N C10 30mA 4 5kA A | RCBO DS203NC 3P+N C10 30mA 4 5kA A |  | 5.14
2CSR246140R1134 | DS203NC L C13 A30 | Active | 8012542344223 | 266.12 | 1 | 1 | stuk | DS203NC L | BE31320 | SB (MCB&RCD Cat.B) | stuk | Diff-auto DS203NC 3P+N C13 30mA 4 5kA A | Disj. différentiel DS203NC 3P+N C13 30mA 4 5kA A | FI/LS-Kombination DS203NC 3P+N C13 30mA 4 5kA A | RCBO DS203NC 3P+N C13 30mA 4 5kA A |  | 5.14
2CSR246140R1164 | DS203NC L C16 A30 | Active | 8012542354420 | 263.74 | 1 | 1 | stuk | DS203NC L | BE31320 | SB (MCB&RCD Cat.B) | stuk | Diff-auto DS203NC 3P+N C16 30mA 4 5kA A | Disj. différentiel DS203NC 3P+N C16 30mA 4 5kA A | FI/LS-Kombination DS203NC 3P+N C16 30mA 4 5kA A | RCBO DS203NC 3P+N C16 30mA 4 5kA A |  | 5.14
2CSR246140R1204 | DS203NC L C20 A30 | Active | 8012542344124 | 263.74 | 1 | 1 | stuk | DS203NC L | BE31320 | SB (MCB&RCD Cat.B) | stuk | Diff-auto DS203NC 3P+N C20 30mA 4 5kA A | Disj. différentiel DS203NC 3P+N C20 30mA 4 5kA A | FI/LS-Kombination DS203NC 3P+N C20 30mA 4 5kA A | RCBO DS203NC 3P+N C20 30mA 4 5kA A |  | 5.14
2CSR246140R1254 | DS203NC L C25 A30 | Active | 8012542354321 | 263.74 | 1 | 1 | stuk | DS203NC L | BE31320 | SB (MCB&RCD Cat.B) | stuk | Diff-auto DS203NC 3P+N C25 30mA 4 5kA A | Disj. différentiel DS203NC 3P+N C25 30mA 4 5kA A | FI/LS-Kombination DS203NC 3P+N C25 30mA 4 5kA A | RCBO DS203NC 3P+N C25 30mA 4 5kA A |  | 5.14
2CSR246140R1324 | DS203NC L C32 A30 | Active | 8012542498025 | 268.52 | 1 | 1 | stuk | DS203NC L | BE31320 | SB (MCB&RCD Cat.B) | stuk | Diff-auto DS203NC 3P+N C32 30mA 4 5kA A | Disj. différentiel DS203NC 3P+N C32 30mA 4 5kA A | FI/LS-Kombination DS203NC 3P+N C32 30mA 4 5kA A | RCBO DS203NC 3P+N C32 30mA 4 5kA A |  | 5.14
2CSR246140R3064 | DS203NC L C6 A300 | Active | 8012542499220 | 269.7 | 1 | 1 | stuk | DS203NC L | BE31320 | SB (MCB&RCD Cat.B) | stuk | Diff-auto DS203NC 3P+N C6 300mA 4 5kA A | Disj. différentiel DS203NC 3P+N C6 300mA 4 5kA A | FI/LS-Kombination DS203NC 3P+N C6 300mA 4 5kA A | RCBO DS203NC 3P+N C6 300mA 4 5kA A |  | 5.14
2CSR246140R3084 | DS203NC L C8 A300 | Active | 8012542344025 | 269.7 | 1 | 1 | stuk | DS203NC L | BE31320 | SB (MCB&RCD Cat.B) | stuk | Diff-auto DS203NC 3P+N C8 300mA 4 5kA A | Disj. différentiel DS203NC 3P+N C8 300mA 4 5kA A | FI/LS-Kombination DS203NC 3P+N C8 300mA 4 5kA A | RCBO DS203NC 3P+N C8 300mA 4 5kA A |  | 5.14
2CSR246140R3104 | DS203NC L C10 A300 | Active | 8012542354222 | 267.31 | 1 | 1 | stuk | DS203NC L | BE31320 | SB (MCB&RCD Cat.B) | stuk | Diff-auto DS203NC 3P+N C10 300mA 4 5kA A | Disj. différentiel DS203NC 3P+N C10 300mA 4 5kA A | FI/LS-Kombination DS203NC 3P+N C10 300mA 4 5kA A | RCBO DS203NC 3P+N C10 300mA 4 5kA A |  | 5.14
2CSR246140R3134 | DS203NC L C13 A300 | Active | 8012542343929 | 267.31 | 1 | 1 | stuk | DS203NC L | BE31320 | SB (MCB&RCD Cat.B) | stuk | Diff-auto DS203NC 3P+N C13 300mA 4 5kA A | Disj. différentiel DS203NC 3P+N C13 300mA 4 5kA A | FI/LS-Kombination DS203NC 3P+N C13 300mA 4 5kA A | RCBO DS203NC 3P+N C13 300mA 4 5kA A |  | 5.14
2CSR246140R3164 | DS203NC L C16 A300 | Active | 8012542354123 | 263.74 | 1 | 1 | stuk | DS203NC L | BE31320 | SB (MCB&RCD Cat.B) | stuk | Diff-auto DS203NC 3P+N C16 300mA 4 5kA A | Disj. différentiel DS203NC 3P+N C16 300mA 4 5kA A | FI/LS-Kombination DS203NC 3P+N C16 300mA 4 5kA A | RCBO DS203NC 3P+N C16 300mA 4 5kA A |  | 5.14
2CSR246140R3204 | DS203NC L C20 A300 | Active | 8012542343820 | 263.74 | 1 | 1 | stuk | DS203NC L | BE31320 | SB (MCB&RCD Cat.B) | stuk | Diff-auto DS203NC 3P+N C20 300mA 4 5kA A | Disj. différentiel DS203NC 3P+N C20 300mA 4 5kA A | FI/LS-Kombination DS203NC 3P+N C20 300mA 4 5kA A | RCBO DS203NC 3P+N C20 300mA 4 5kA A |  | 5.14
2CSR246140R3254 | DS203NC L C25 A300 | Active | 8012542354024 | 263.74 | 1 | 1 | stuk | DS203NC L | BE31320 | SB (MCB&RCD Cat.B) | stuk | Diff-auto DS203NC 3P+N C25 300mA 4 5kA A | Disj. différentiel DS203NC 3P+N C25 300mA 4 5kA A | FI/LS-Kombination DS203NC 3P+N C25 300mA 4 5kA A | RCBO DS203NC 3P+N C25 300mA 4 5kA A |  | 5.14
2CSR246140R3324 | DS203NC L C32 A300 | Active | 8012542343721 | 268.52 | 1 | 1 | stuk | DS203NC L | BE31320 | SB (MCB&RCD Cat.B) | stuk | Diff-auto DS203NC 3P+N C32 300mA 4 5kA A | Disj. différentiel DS203NC 3P+N C32 300mA 4 5kA A | FI/LS-Kombination DS203NC 3P+N C32 300mA 4 5kA A | RCBO DS203NC 3P+N C32 300mA 4 5kA A |  | 5.14
2CSR246440R1064 | DS203NC L C6 APR30 | Active | 8012542079125 | 349.67 | 1 | 1 | stuk | DS203NC L | BE31320 | SB (MCB&RCD Cat.B) | stuk | Diff-auto DS203NC 3P+N C6 30mA 4 5kA AP-R | Disj. différentiel DS203NC 3P+N C6 30mA 4 5kA AP-R | FI/LS-Kombination DS203NC 3P+N C6 30mA 4 5kA AP-R | RCBO DS203NC 3P+N C6 30mA 4 5kA AP-R |  | 5.14
2CSR246440R1084 | DS203NC L C8 APR30 | Active | 8012542079026 | 349.67 | 1 | 1 | stuk | DS203NC L | BE31320 | SB (MCB&RCD Cat.B) | stuk | Diff-auto DS203NC 3P+N C8 30mA 4 5kA AP-R | Disj. différentiel DS203NC 3P+N C8 30mA 4 5kA AP-R | FI/LS-Kombination DS203NC 3P+N C8 30mA 4 5kA AP-R | RCBO DS203NC 3P+N C8 30mA 4 5kA AP-R |  | 5.14
2CSR246440R1104 | DS203NC L C10 APR30 | Active | 8012542078920 | 348.47 | 1 | 1 | stuk | DS203NC L | BE31320 | SB (MCB&RCD Cat.B) | stuk | Diff-auto DS203NC 3P+N C10 30mA 4 5kA AP-R | Disj. Différentiel DS203NC 3P+N C10 30mA 4 5kA AP-R | FI/LS-Kombination DS203NC 3P+N C10 30mA 4 5kA AP-R | RCBO DS203NC 3P+N C10 30mA 4 5kA AP-R |  | 5.14
2CSR246440R1134 | DS203NC L C13 APR30 | Active | 8012542078821 | 348.47 | 1 | 1 | stuk | DS203NC L | BE31320 | SB (MCB&RCD Cat.B) | stuk | Diff-auto DS203NC 3P+N C13 30mA 4 5kA AP-R | Disj. Différentiel DS203NC 3P+N C13 30mA 4 5kA AP-R | FI/LS-Kombination DS203NC 3P+N C13 30mA 4 5kA AP-R | RCBO DS203NC 3P+N C13 30mA 4 5kA AP-R |  | 5.14
2CSR246440R1164 | DS203NC L C16 APR30 | Active | 8012542078722 | 346.09 | 1 | 1 | stuk | DS203NC L | BE31320 | SB (MCB&RCD Cat.B) | stuk | Diff-auto DS203NC 3P+N C16 30mA 4 5kA AP-R | Disj. Différentiel DS203NC 3P+N C16 30mA 4 5kA AP-R | FI/LS-Kombination DS203NC 3P+N C16 30mA 4 5kA AP-R | RCBO DS203NC 3P+N C16 30mA 4 5kA AP-R |  | 5.14
2CSR246440R1204 | DS203NC L C20 APR30 | Active | 8012542078623 | 346.09 | 1 | 1 | stuk | DS203NC L | BE31320 | SB (MCB&RCD Cat.B) | stuk | Diff-auto DS203NC 3P+N C20 30mA 4 5kA AP-R | Disj. Différentiel DS203NC 3P+N C20 30mA 4 5kA AP-R | FI/LS-Kombination DS203NC 3P+N C20 30mA 4 5kA AP-R | RCBO DS203NC 3P+N C20 30mA 4 5kA AP-R |  | 5.14
2CSR246440R1254 | DS203NC L C25 APR30 | Active | 8012542078524 | 346.09 | 1 | 1 | stuk | DS203NC L | BE31320 | SB (MCB&RCD Cat.B) | stuk | Diff-auto DS203NC 3P+N C25 30mA 4 5kA AP-R | Disj. Différentiel DS203NC 3P+N C25 30mA 4 5kA AP-R | FI/LS-Kombination DS203NC 3P+N C25 30mA 4 5kA AP-R | RCBO DS203NC 3P+N C25 30mA 4 5kA AP-R |  | 5.14
2CSR246440R1324 | DS203NC L C32 APR30 | Active | 8012542078425 | 348.47 | 1 | 1 | stuk | DS203NC L | BE31320 | SB (MCB&RCD Cat.B) | stuk | Diff-auto DS203NC 3P+N C32 30mA 4 5kA AP-R | Disj. Différentiel DS203NC 3P+N C32 30mA 4 5kA AP-R | FI/LS-Kombination DS203NC 3P+N C32 30mA 4 5kA AP-R | RCBO DS203NC 3P+N C32 30mA 4 5kA AP-R |  | 5.14
2CSR252140R1064 | DS202C C6 A30 | Limited | 8012542122357 | 168.26 | 1 | 1 | stuk | DS202C | BE31320 | SB (MCB&RCD Cat.B) | stuk | Diff-auto DS202C 2P C6 30mA 6kA A | Disj. différentiel DS202C 2P C6 30mA 6kA A | FI/LS-Kombination DS202C 2P C6 30mA 6kA A | RCBO DS202C 2P C6 30mA 6kA A |  | 5.14
2CSR252140R1065 | DS202C B6 A30 | Limited | 8012542132257 | 183.77 | 1 | 1 | stuk | DS202C | BE31320 | SB (MCB&RCD Cat.B) | stuk | Diff-auto DS202C 2P B6 30mA 6kA A | Disj. différentiel DS202C 2P B6 30mA 6kA A | FI/LS-Kombination DS202C 2P B6 30mA 6kA A | RCBO DS202C 2P B6 30mA 6kA A |  | 5.14
2CSR252140R1104 | DS202C C10 A30 | Limited | 8012542122456 | 168.26 | 1 | 1 | stuk | DS202C | BE31320 | SB (MCB&RCD Cat.B) | stuk | Diff-auto DS202C 2P C10 30mA 6kA A | Disj. différentiel DS202C 2P C10 30mA 6kA A | FI/LS-Kombination DS202C 2P C10 30mA 6kA A | RCBO DS202C 2P C10 30mA 6kA A |  | 5.14
2CSR252140R1105 | DS202C B10 A30 | Limited | 8012542132356 | 183.77 | 1 | 1 | stuk | DS202C | BE31320 | SB (MCB&RCD Cat.B) | stuk | Diff-auto DS202C 2P B10 30mA 6kA A | Disj. différentiel DS202C 2P B10 30mA 6kA A | FI/LS-Kombination DS202C 2P B10 30mA 6kA A | RCBO DS202C 2P B10 30mA 6kA A |  | 5.14
2CSR252140R1134 | DS202C C13 A30 | Limited | 8012542122555 | 168.26 | 1 | 1 | stuk | DS202C | BE31320 | SB (MCB&RCD Cat.B) | stuk | Diff-auto DS202C 2P C13 30mA 6kA A | Disj. différentiel DS202C 2P C13 30mA 6kA A | FI/LS-Kombination DS202C 2P C13 30mA 6kA A | RCBO DS202C 2P C13 30mA 6kA A |  | 5.14
2CSR252140R1135 | DS202C B13 A30 | Limited | 8012542132455 | 183.77 | 1 | 1 | stuk | DS202C | BE31320 | SB (MCB&RCD Cat.B) | stuk | Diff-auto DS202C 2P B13 30mA 6kA A | Disj. différentiel DS202C 2P B13 30mA 6kA A | FI/LS-Kombination DS202C 2P B13 30mA 6kA A | RCBO DS202C 2P B13 30mA 6kA A |  | 5.14
2CSR252140R1164 | DS202C C16 A30 | Limited | 8012542122654 | 168.26 | 1 | 1 | stuk | DS202C | BE31320 | SB (MCB&RCD Cat.B) | stuk | Diff-auto DS202C 2P C16 30mA 6kA A | Disj. différentiel DS202C 2P C16 30mA 6kA A | FI/LS-Kombination DS202C 2P C16 30mA 6kA A | RCBO DS202C 2P C16 30mA 6kA A |  | 5.14
2CSR252140R1165 | DS202C B16 A30 | Limited | 8012542132554 | 183.77 | 1 | 1 | stuk | DS202C | BE31320 | SB (MCB&RCD Cat.B) | stuk | Diff-auto DS202C 2P B16 30mA 6kA A | Disj. différentiel DS202C 2P B16 30mA 6kA A | FI/LS-Kombination DS202C 2P B16 30mA 6kA A | RCBO DS202C 2P B16 30mA 6kA A |  | 5.14
2CSR252140R1204 | DS202C C20 A30 | Limited | 8012542122753 | 168.26 | 1 | 1 | stuk | DS202C | BE31320 | SB (MCB&RCD Cat.B) | stuk | Diff-auto DS202C 2P C20 30mA 6kA A | Disj. différentiel DS202C 2P C20 30mA 6kA A | FI/LS-Kombination DS202C 2P C20 30mA 6kA A | RCBO DS202C 2P C20 30mA 6kA A |  | 5.14
2CSR252140R1205 | DS202C B20 A30 | Limited | 8012542132653 | 183.77 | 1 | 1 | stuk | DS202C | BE31320 | SB (MCB&RCD Cat.B) | stuk | Diff-auto DS202C 2P B20 30mA 6kA A | Disj. différentiel DS202C 2P B20 30mA 6kA A | FI/LS-Kombination DS202C 2P B20 30mA 6kA A | RCBO DS202C 2P B20 30mA 6kA A |  | 5.14
2CSR252140R1254 | DS202C C25 A30 | Limited | 8012542122852 | 168.26 | 1 | 1 | stuk | DS202C | BE31320 | SB (MCB&RCD Cat.B) | stuk | Diff-auto DS202C 2P C25 30mA 6kA A | Disj. différentiel DS202C 2P C25 30mA 6kA A | FI/LS-Kombination DS202C 2P C25 30mA 6kA A | RCBO DS202C 2P C25 30mA 6kA A |  | 5.14
2CSR252140R1255 | DS202C B25 A30 | Limited | 8012542132752 | 183.77 | 1 | 1 | stuk | DS202C | BE31320 | SB (MCB&RCD Cat.B) | stuk | Diff-auto DS202C 2P B25 30mA 6kA A | Disj. différentiel DS202C 2P B25 30mA 6kA A | FI/LS-Kombination DS202C 2P B25 30mA 6kA A | RCBO DS202C 2P B25 30mA 6kA A |  | 5.14
2CSR252140R1324 | DS202C C32 A30 | Limited | 8012542122951 | 171.62 | 1 | 1 | stuk | DS202C | BE31320 | SB (MCB&RCD Cat.B) | stuk | Diff-auto DS202C 2P C32 30mA 6kA A | Disj. différentiel DS202C 2P C32 30mA 6kA A | FI/LS-Kombination DS202C 2P C32 30mA 6kA A | RCBO DS202C 2P C32 30mA 6kA A |  | 5.14
2CSR252140R1325 | DS202C B32 A30 | Limited | 8012542132851 | 187.45 | 1 | 1 | stuk | DS202C | BE31320 | SB (MCB&RCD Cat.B) | stuk | Diff-auto DS202C 2P B32 30mA 6kA A | Disj. différentiel DS202C 2P B32 30mA 6kA A | FI/LS-Kombination DS202C 2P B32 30mA 6kA A | RCBO DS202C 2P B32 30mA 6kA A |  | 5.14
2CSR252140R3064 | DS202C C6 A300 | Limited | 8012542123057 | 163.11 | 1 | 1 | stuk | DS202C | BE31320 | SB (MCB&RCD Cat.B) | stuk | Diff-auto DS202C 2P C6 30mA 6kA A | Disj. différentiel DS202C 2P C6 30mA 6kA A | FI/LS-Kombination DS202C 2P C6 30mA 6kA A | RCBO DS202C 2P C6 30mA 6kA A |  | 5.14
2CSR252140R3065 | DS202C B6 A300 | Limited | 8012542132950 | 178.94 | 1 | 1 | stuk | DS202C | BE31320 | SB (MCB&RCD Cat.B) | stuk | Diff-auto DS202C 2P B6 30mA 6kA A | Disj. différentiel DS202C 2P B6 30mA 6kA A | FI/LS-Kombination DS202C 2P B6 30mA 6kA A | RCBO DS202C 2P B6 30mA 6kA A |  | 5.14
2CSR252140R3104 | DS202C C10 A300 | Limited | 8012542123156 | 163.11 | 1 | 1 | stuk | DS202C | BE31320 | SB (MCB&RCD Cat.B) | stuk | Diff-auto DS202C 2P C10 30mA 6kA A | Disj. différentiel DS202C 2P C10 30mA 6kA A | FI/LS-Kombination DS202C 2P C10 30mA 6kA A | RCBO DS202C 2P C10 30mA 6kA A |  | 5.14
2CSR252140R3105 | DS202C B10 A300 | Limited | 8012542133056 | 178.94 | 1 | 1 | stuk | DS202C | BE31320 | SB (MCB&RCD Cat.B) | stuk | Diff-auto DS202C 2P B10 30mA 6kA A | Disj. différentiel DS202C 2P B10 30mA 6kA A | FI/LS-Kombination DS202C 2P B10 30mA 6kA A | RCBO DS202C 2P B10 30mA 6kA A |  | 5.14
2CSR252140R3134 | DS202C C13 A300 | Limited | 8012542123255 | 163.11 | 1 | 1 | stuk | DS202C | BE31320 | SB (MCB&RCD Cat.B) | stuk | Diff-auto DS202C 2P C13 30mA 6kA A | Disj. différentiel DS202C 2P C13 30mA 6kA A | FI/LS-Kombination DS202C 2P C13 30mA 6kA A | RCBO DS202C 2P C13 30mA 6kA A |  | 5.14
2CSR252140R3135 | DS202C B13 A300 | Limited | 8012542133155 | 178.94 | 1 | 1 | stuk | DS202C | BE31320 | SB (MCB&RCD Cat.B) | stuk | Diff-auto DS202C 2P B13 30mA 6kA A | Disj. différentiel DS202C 2P B13 30mA 6kA A | FI/LS-Kombination DS202C 2P B13 30mA 6kA A | RCBO DS202C 2P B13 30mA 6kA A |  | 5.14
2CSR252140R3164 | DS202C C16 A300 | Limited | 8012542123354 | 163.11 | 1 | 1 | stuk | DS202C | BE31320 | SB (MCB&RCD Cat.B) | stuk | Diff-auto DS202C 2P C16 30mA 6kA A | Disj. différentiel DS202C 2P C16 30mA 6kA A | FI/LS-Kombination DS202C 2P C16 30mA 6kA A | RCBO DS202C 2P C16 30mA 6kA A |  | 5.14
2CSR252140R3165 | DS202C B16 A300 | Limited | 8012542133254 | 178.94 | 1 | 1 | stuk | DS202C | BE31320 | SB (MCB&RCD Cat.B) | stuk | Diff-auto DS202C 2P B16 30mA 6kA A | Disj. différentiel DS202C 2P B16 30mA 6kA A | FI/LS-Kombination DS202C 2P B16 30mA 6kA A | RCBO DS202C 2P B16 30mA 6kA A |  | 5.14
2CSR252140R3204 | DS202C C20 A300 | Limited | 8012542123453 | 163.11 | 1 | 1 | stuk | DS202C | BE31320 | SB (MCB&RCD Cat.B) | stuk | Diff-auto DS202C 2P C20 30mA 6kA A | Disj. différentiel DS202C 2P C20 30mA 6kA A | FI/LS-Kombination DS202C 2P C20 30mA 6kA A | RCBO DS202C 2P C20 30mA 6kA A |  | 5.14
2CSR252140R3205 | DS202C B20 A300 | Limited | 8012542133353 | 178.94 | 1 | 1 | stuk | DS202C | BE31320 | SB (MCB&RCD Cat.B) | stuk | Diff-auto DS202C 2P B20 30mA 6kA A | Disj. différentiel DS202C 2P B20 30mA 6kA A | FI/LS-Kombination DS202C 2P B20 30mA 6kA A | RCBO DS202C 2P B20 30mA 6kA A |  | 5.14
2CSR252140R3254 | DS202C C25 A300 | Limited | 8012542123552 | 163.11 | 1 | 1 | stuk | DS202C | BE31320 | SB (MCB&RCD Cat.B) | stuk | Diff-auto DS202C 2P C25 30mA 6kA A | Disj. différentiel DS202C 2P C25 30mA 6kA A | FI/LS-Kombination DS202C 2P C25 30mA 6kA A | RCBO DS202C 2P C25 30mA 6kA A |  | 5.14
2CSR252140R3255 | DS202C B25 A300 | Limited | 8012542133452 | 178.94 | 1 | 1 | stuk | DS202C | BE31320 | SB (MCB&RCD Cat.B) | stuk | Diff-auto DS202C 2P B25 30mA 6kA A | Disj. différentiel DS202C 2P B25 30mA 6kA A | FI/LS-Kombination DS202C 2P B25 30mA 6kA A | RCBO DS202C 2P B25 30mA 6kA A |  | 5.14
2CSR252140R3324 | DS202C C32 A300 | Limited | 8012542123651 | 163.11 | 1 | 1 | stuk | DS202C | BE31320 | SB (MCB&RCD Cat.B) | stuk | Diff-auto DS202C 2P C32 30mA 6kA A | Disj. différentiel DS202C 2P C32 30mA 6kA A | FI/LS-Kombination DS202C 2P C32 30mA 6kA A | RCBO DS202C 2P C32 30mA 6kA A |  | 5.14
2CSR252140R3325 | DS202C B32 A300 | Limited | 8012542133551 | 178.94 | 1 | 1 | stuk | DS202C | BE31320 | SB (MCB&RCD Cat.B) | stuk | Diff-auto DS202C 2P B32 30mA 6kA A | Disj. différentiel DS202C 2P B32 30mA 6kA A | FI/LS-Kombination DS202C 2P B32 30mA 6kA A | RCBO DS202C 2P B32 30mA 6kA A |  | 5.14
2CSR256040R1064 | DS203NC C6 AC30 | Active | 8012542265825 | 299.45 | 1 | 1 | stuk | DS203NC | BE31320 | SB (MCB&RCD Cat.B) | stuk | Diff-auto DS203NC 3P+N C6 30mA 6kA AC | Disj. différentiel DS203NC 3P+N C6 30mA 6kA AC | FI/LS-Kombination DS203NC 3P+N C6 30mA 6kA AC | RCBO DS203NC 3P+N C6 30mA 6kA AC |  | 5.14
2CSR256040R1065 | DS203NC B6 AC30 | Active | 8012542077428 | 288.48 | 1 | 1 | stuk | DS203NC | BE31320 | SB (MCB&RCD Cat.B) | stuk | Diff-auto DS203NC 3P+N B6 30mA 6kA AC | Disj. différentiel DS203NC 3P+N B6 30mA 6kA AC | FI/LS-Kombination DS203NC 3P+N B6 30mA 6kA AC | RCBO DS203NC 3P+N B6 30mA 6kA AC |  | 5.14
2CSR256040R1084 | DS203NC C8 AC30 | Active | 8012542353225 | 299.45 | 1 | 1 | stuk | DS203NC | BE31320 | SB (MCB&RCD Cat.B) | stuk | Diff-auto DS203NC 3P+N C8 30mA 6kA AC | Disj. différentiel DS203NC 3P+N C8 30mA 6kA AC | FI/LS-Kombination DS203NC 3P+N C8 30mA 6kA AC | RCBO DS203NC 3P+N C8 30mA 6kA AC |  | 5.14
2CSR256040R1085 | DS203NC B8 AC30 | Active | 8012542077329 | 288.48 | 1 | 1 | stuk | DS203NC | BE31320 | SB (MCB&RCD Cat.B) | stuk | Diff-auto DS203NC 3P+N B8 30mA 6kA AC | Disj. différentiel DS203NC 3P+N B8 30mA 6kA AC | FI/LS-Kombination DS203NC 3P+N B8 30mA 6kA AC | RCBO DS203NC 3P+N B8 30mA 6kA AC |  | 5.14
2CSR256040R1104 | DS203NC C10 AC30 | Active | 8012542518228 | 299.45 | 1 | 1 | stuk | DS203NC | BE31320 | SB (MCB&RCD Cat.B) | stuk | Diff-auto DS203NC 3P+N C10 30mA 6kA AC | Disj. différentiel DS203NC 3P+N C10 30mA 6kA AC | FI/LS-Kombination DS203NC 3P+N C10 30mA 6kA AC | RCBO DS203NC 3P+N C10 30mA 6kA AC |  | 5.14
2CSR256040R1105 | DS203NC B10 AC30 | Active | 8012542077220 | 288.48 | 1 | 1 | stuk | DS203NC | BE31320 | SB (MCB&RCD Cat.B) | stuk | Diff-auto DS203NC 3P+N B10 30mA 6kA AC | Disj. différentiel DS203NC 3P+N B10 30mA 6kA AC | FI/LS-Kombination DS203NC 3P+N B10 30mA 6kA AC | RCBO DS203NC 3P+N B10 30mA 6kA AC |  | 5.14
2CSR256040R1134 | DS203NC C13 AC30 | Active | 8012542186823 | 299.45 | 1 | 1 | stuk | DS203NC | BE31320 | SB (MCB&RCD Cat.B) | stuk | Diff-auto DS203NC 3P+N C13 30mA 6kA AC | Disj. différentiel DS203NC 3P+N C13 30mA 6kA AC | FI/LS-Kombination DS203NC 3P+N C13 30mA 6kA AC | RCBO DS203NC 3P+N C13 30mA 6kA AC |  | 5.14
2CSR256040R1135 | DS203NC B13 AC30 | Active | 8012542077121 | 288.48 | 1 | 1 | stuk | DS203NC | BE31320 | SB (MCB&RCD Cat.B) | stuk | Diff-auto DS203NC 3P+N B13 30mA 6kA AC | Disj. différentiel DS203NC 3P+N B13 30mA 6kA AC | FI/LS-Kombination DS203NC 3P+N B13 30mA 6kA AC | RCBO DS203NC 3P+N B13 30mA 6kA AC |  | 5.14
2CSR256040R1164 | DS203NC C16 AC30 | Active | 8012542352228 | 297.01 | 1 | 1 | stuk | DS203NC | BE31320 | SB (MCB&RCD Cat.B) | stuk | Diff-auto DS203NC 3P+N C16 30mA 6kA AC | Disj. différentiel DS203NC 3P+N C16 30mA 6kA AC | FI/LS-Kombination DS203NC 3P+N C16 30mA 6kA AC | RCBO DS203NC 3P+N C16 30mA 6kA AC |  | 5.14
2CSR256040R1165 | DS203NC B16 AC30 | Active | 8012542077022 | 258.05 | 1 | 1 | stuk | DS203NC | BE31320 | SB (MCB&RCD Cat.B) | stuk | Diff-auto DS203NC 3P+N B16 30mA 6kA AC | Disj. différentiel DS203NC 3P+N B16 30mA 6kA AC | FI/LS-Kombination DS203NC 3P+N B16 30mA 6kA AC | RCBO DS203NC 3P+N B16 30mA 6kA AC |  | 5.14
2CSR256040R1204 | DS203NC C20 AC30 | Active | 8012542186724 | 299.45 | 1 | 1 | stuk | DS203NC | BE31320 | SB (MCB&RCD Cat.B) | stuk | Diff-auto DS203NC 3P+N C20 30mA 6kA AC | Disj. différentiel DS203NC 3P+N C20 30mA 6kA AC | FI/LS-Kombination DS203NC 3P+N C20 30mA 6kA AC | RCBO DS203NC 3P+N C20 30mA 6kA AC |  | 5.14
2CSR256040R1205 | DS203NC B20 AC30 | Active | 8012542076926 | 288.48 | 1 | 1 | stuk | DS203NC | BE31320 | SB (MCB&RCD Cat.B) | stuk | Diff-auto DS203NC 3P+N B20 30mA 6kA AC | Disj. différentiel DS203NC 3P+N B20 30mA 6kA AC | FI/LS-Kombination DS203NC 3P+N B20 30mA 6kA AC | RCBO DS203NC 3P+N B20 30mA 6kA AC |  | 5.14
2CSR256040R1254 | DS203NC C25 AC30 | Active | 8012542352129 | 297.01 | 1 | 1 | stuk | DS203NC | BE31320 | SB (MCB&RCD Cat.B) | stuk | Diff-auto DS203NC 3P+N C25 30mA 6kA AC | Disj. différentiel DS203NC 3P+N C25 30mA 6kA AC | FI/LS-Kombination DS203NC 3P+N C25 30mA 6kA AC | RCBO DS203NC 3P+N C25 30mA 6kA AC |  | 5.14
2CSR256040R1255 | DS203NC B25 AC30 | Active | 8012542790525 | 258.05 | 1 | 1 | stuk | DS203NC | BE31320 | SB (MCB&RCD Cat.B) | stuk | Diff-auto DS203NC 3P+N B25 30mA 6kA AC | Disj. différentiel DS203NC 3P+N B25 30mA 6kA AC | FI/LS-Kombination DS203NC 3P+N B25 30mA 6kA AC | RCBO DS203NC 3P+N B25 30mA 6kA AC |  | 5.14
2CSR256040R1324 | DS203NC C32 AC30 | Active | 8012542263920 | 299.45 | 1 | 1 | stuk | DS203NC | BE31320 | SB (MCB&RCD Cat.B) | stuk | Diff-auto DS203NC 3P+N C32 30mA 6kA AC | Disj. différentiel DS203NC 3P+N C32 30mA 6kA AC | FI/LS-Kombination DS203NC 3P+N C32 30mA 6kA AC | RCBO DS203NC 3P+N C32 30mA 6kA AC |  | 5.14
2CSR256040R1325 | DS203NC B32 AC30 | Active | 8012542076827 | 288.48 | 1 | 1 | stuk | DS203NC | BE31320 | SB (MCB&RCD Cat.B) | stuk | Diff-auto DS203NC 3P+N B32 30mA 6kA AC | Disj. différentiel DS203NC 3P+N B32 30mA 6kA AC | FI/LS-Kombination DS203NC 3P+N B32 30mA 6kA AC | RCBO DS203NC 3P+N B32 30mA 6kA AC |  | 5.14
2CSR256040R2064 | DS203NC C6 AC100 | Active | 8012542263821 | 314.06 | 1 | 1 | stuk | DS203NC | BE31320 | SB (MCB&RCD Cat.B) | stuk | Diff-auto DS203NC 3P+N C6 100mA 6kA AC | Disj. différentiel DS203NC 3P+N C6 100mA 6kA AC | FI/LS-Kombination DS203NC 3P+N C6 100mA 6kA AC | RCBO DS203NC 3P+N C6 100mA 6kA AC |  | 5.14
2CSR256040R2065 | DS203NC B6 AC100 | Active | 8012542076728 | 299.45 | 1 | 1 | stuk | DS203NC | BE31320 | SB (MCB&RCD Cat.B) | stuk | Diff-auto DS203NC 3P+N B6 100mA 6kA AC | Disj. différentiel DS203NC 3P+N B6 100mA 6kA AC | FI/LS-Kombination DS203NC 3P+N B6 100mA 6kA AC | RCBO DS203NC 3P+N B6 100mA 6kA AC |  | 5.14
2CSR256040R2084 | DS203NC C8 AC100 | Active | 8012542263722 | 314.06 | 1 | 1 | stuk | DS203NC | BE31320 | SB (MCB&RCD Cat.B) | stuk | Diff-auto DS203NC 3P+N C8 100mA 6kA AC | Disj. différentiel DS203NC 3P+N C8 100mA 6kA AC | FI/LS-Kombination DS203NC 3P+N C8 100mA 6kA AC | RCBO DS203NC 3P+N C8 100mA 6kA AC |  | 5.14
2CSR256040R2085 | DS203NC B8 AC100 | Active | 8012542076629 | 299.45 | 1 | 1 | stuk | DS203NC | BE31320 | SB (MCB&RCD Cat.B) | stuk | Diff-auto DS203NC 3P+N B8 100mA 6kA AC | Disj. différentiel DS203NC 3P+N B8 100mA 6kA AC | FI/LS-Kombination DS203NC 3P+N B8 100mA 6kA AC | RCBO DS203NC 3P+N B8 100mA 6kA AC |  | 5.14
2CSR256040R2104 | DS203NC C10 AC100 | Active | 8012542263623 | 314.06 | 1 | 1 | stuk | DS203NC | BE31320 | SB (MCB&RCD Cat.B) | stuk | Diff-auto DS203NC 3P+N C10 100mA 6kA AC | Disj. différentiel DS203NC 3P+N C10 100mA 6kA AC | FI/LS-Kombination DS203NC 3P+N C10 100mA 6kA AC | RCBO DS203NC 3P+N C10 100mA 6kA AC |  | 5.14
2CSR256040R2105 | DS203NC B10 AC100 | Active | 8012542076520 | 299.45 | 1 | 1 | stuk | DS203NC | BE31320 | SB (MCB&RCD Cat.B) | stuk | Diff-auto DS203NC 3P+N B10 100mA 6kA AC | Disj. différentiel DS203NC 3P+N B10 100mA 6kA AC | FI/LS-Kombination DS203NC 3P+N B10 100mA 6kA AC | RCBO DS203NC 3P+N B10 100mA 6kA AC |  | 5.14
2CSR256040R2134 | DS203NC C13 AC100 | Active | 8012542263524 | 314.06 | 1 | 1 | stuk | DS203NC | BE31320 | SB (MCB&RCD Cat.B) | stuk | Diff-auto DS203NC 3P+N C13 100mA 6kA AC | Disj. différentiel DS203NC 3P+N C13 100mA 6kA AC | FI/LS-Kombination DS203NC 3P+N C13 100mA 6kA AC | RCBO DS203NC 3P+N C13 100mA 6kA AC |  | 5.14
2CSR256040R2135 | DS203NC B13 AC100 | Active | 8012542076421 | 299.45 | 1 | 1 | stuk | DS203NC | BE31320 | SB (MCB&RCD Cat.B) | stuk | Diff-auto DS203NC 3P+N B13 100mA 6kA AC | Disj. différentiel DS203NC 3P+N B13 100mA 6kA AC | FI/LS-Kombination DS203NC 3P+N B13 100mA 6kA AC | RCBO DS203NC 3P+N B13 100mA 6kA AC |  | 5.14
2CSR256040R2164 | DS203NC C16 AC100 | Active | 8012542518327 | 312.83 | 1 | 1 | stuk | DS203NC | BE31320 | SB (MCB&RCD Cat.B) | stuk | Diff-auto DS203NC 3P+N C16 100mA 6kA AC | Disj. différentiel DS203NC 3P+N C16 100mA 6kA AC | FI/LS-Kombination DS203NC 3P+N C16 100mA 6kA AC | RCBO DS203NC 3P+N C16 100mA 6kA AC |  | 5.14
2CSR256040R2165 | DS203NC B16 AC100 | Active | 8012542076322 | 297.01 | 1 | 1 | stuk | DS203NC | BE31320 | SB (MCB&RCD Cat.B) | stuk | Diff-auto DS203NC 3P+N B16 100mA 6kA AC | Disj. différentiel DS203NC 3P+N B16 100mA 6kA AC | FI/LS-Kombination DS203NC 3P+N B16 100mA 6kA AC | RCBO DS203NC 3P+N B16 100mA 6kA AC |  | 5.14
2CSR256040R2204 | DS203NC C20 AC100 | Active | 8012542263425 | 314.06 | 1 | 1 | stuk | DS203NC | BE31320 | SB (MCB&RCD Cat.B) | stuk | Diff-auto DS203NC 3P+N C20 100mA 6kA AC | Disj. différentiel DS203NC 3P+N C20 100mA 6kA AC | FI/LS-Kombination DS203NC 3P+N C20 100mA 6kA AC | RCBO DS203NC 3P+N C20 100mA 6kA AC |  | 5.14
2CSR256040R2205 | DS203NC B20 AC100 | Active | 8012542076223 | 299.45 | 1 | 1 | stuk | DS203NC | BE31320 | SB (MCB&RCD Cat.B) | stuk | Diff-auto DS203NC 3P+N B20 100mA 6kA AC | Disj. différentiel DS203NC 3P+N B20 100mA 6kA AC | FI/LS-Kombination DS203NC 3P+N B20 100mA 6kA AC | RCBO DS203NC 3P+N B20 100mA 6kA AC |  | 5.14
2CSR256040R2254 | DS203NC C25 AC100 | Active | 8012542186021 | 312.83 | 1 | 1 | stuk | DS203NC | BE31320 | SB (MCB&RCD Cat.B) | stuk | Diff-auto DS203NC 3P+N C25 100mA 6kA AC | Disj. différentiel DS203NC 3P+N C25 100mA 6kA AC | FI/LS-Kombination DS203NC 3P+N C25 100mA 6kA AC | RCBO DS203NC 3P+N C25 100mA 6kA AC |  | 5.14
2CSR256040R2255 | DS203NC B25 AC100 | Active | 8012542076124 | 297.01 | 1 | 1 | stuk | DS203NC | BE31320 | SB (MCB&RCD Cat.B) | stuk | Diff-auto DS203NC 3P+N B25 100mA 6kA AC | Disj. différentiel DS203NC 3P+N B25 100mA 6kA AC | FI/LS-Kombination DS203NC 3P+N B25 100mA 6kA AC | RCBO DS203NC 3P+N B25 100mA 6kA AC |  | 5.14
2CSR256040R2324 | DS203NC C32 AC100 | Active | 8012542352020 | 314.06 | 1 | 1 | stuk | DS203NC | BE31320 | SB (MCB&RCD Cat.B) | stuk | Diff-auto DS203NC 3P+N C32 100mA 6kA AC | Disj. différentiel DS203NC 3P+N C32 100mA 6kA AC | FI/LS-Kombination DS203NC 3P+N C32 100mA 6kA AC | RCBO DS203NC 3P+N C32 100mA 6kA AC |  | 5.14
2CSR256040R2325 | DS203NC B32 AC100 | Active | 8012542076025 | 299.45 | 1 | 1 | stuk | DS203NC | BE31320 | SB (MCB&RCD Cat.B) | stuk | Diff-auto DS203NC 3P+N B32 100mA 6kA AC | Disj. différentiel DS203NC 3P+N B32 100mA 6kA AC | FI/LS-Kombination DS203NC 3P+N B32 100mA 6kA AC | RCBO DS203NC 3P+N B32 100mA 6kA AC |  | 5.14
2CSR256040R3064 | DS203NC C6 AC300 | Active | 8012542185925 | 314.06 | 1 | 1 | stuk | DS203NC | BE31320 | SB (MCB&RCD Cat.B) | stuk | Diff-auto DS203NC 3P+N C6 300mA 6kA AC | Disj. différentiel DS203NC 3P+N C6 300mA 6kA AC | FI/LS-Kombination DS203NC 3P+N C6 300mA 6kA AC | RCBO DS203NC 3P+N C6 300mA 6kA AC |  | 5.14
2CSR256040R3065 | DS203NC B6 AC300 | Active | 8012542353423 | 288.48 | 1 | 1 | stuk | DS203NC | BE31320 | SB (MCB&RCD Cat.B) | stuk | Diff-auto DS203NC 3P+N B6 300mA 6kA AC | Disj. différentiel DS203NC 3P+N B6 300mA 6kA AC | FI/LS-Kombination DS203NC 3P+N B6 300mA 6kA AC | RCBO DS203NC 3P+N B6 300mA 6kA AC |  | 5.14
2CSR256040R3084 | DS203NC C8 AC300 | Active | 8012542185826 | 314.06 | 1 | 1 | stuk | DS203NC | BE31320 | SB (MCB&RCD Cat.B) | stuk | Diff-auto DS203NC 3P+N C8 300mA 6kA AC | Disj. différentiel DS203NC 3P+N C8 300mA 6kA AC | FI/LS-Kombination DS203NC 3P+N C8 300mA 6kA AC | RCBO DS203NC 3P+N C8 300mA 6kA AC |  | 5.14
2CSR256040R3085 | DS203NC B8 AC300 | Active | 8012542353324 | 288.48 | 1 | 1 | stuk | DS203NC | BE31320 | SB (MCB&RCD Cat.B) | stuk | Diff-auto DS203NC 3P+N B8 300mA 6kA AC | Disj. différentiel DS203NC 3P+N B8 300mA 6kA AC | FI/LS-Kombination DS203NC 3P+N B8 300mA 6kA AC | RCBO DS203NC 3P+N B8 300mA 6kA AC |  | 5.14
2CSR256040R3104 | DS203NC C10 AC300 | Active | 8012542185727 | 314.06 | 1 | 1 | stuk | DS203NC | BE31320 | SB (MCB&RCD Cat.B) | stuk | Diff-auto DS203NC 3P+N C10 300mA 6kA AC | Disj. différentiel DS203NC 3P+N C10 300mA 6kA AC | FI/LS-Kombination DS203NC 3P+N C10 300mA 6kA AC | RCBO DS203NC 3P+N C10 300mA 6kA AC |  | 5.14
2CSR256040R3105 | DS203NC B10 AC300 | Active | 8012542266327 | 288.48 | 1 | 1 | stuk | DS203NC | BE31320 | SB (MCB&RCD Cat.B) | stuk | Diff-auto DS203NC 3P+N B10 300mA 6kA AC | Disj. différentiel DS203NC 3P+N B10 300mA 6kA AC | FI/LS-Kombination DS203NC 3P+N B10 300mA 6kA AC | RCBO DS203NC 3P+N B10 300mA 6kA AC |  | 5.14
2CSR256040R3134 | DS203NC C13 AC300 | Active | 8012542185628 | 314.06 | 1 | 1 | stuk | DS203NC | BE31320 | SB (MCB&RCD Cat.B) | stuk | Diff-auto DS203NC 3P+N C13 300mA 6kA AC | Disj. différentiel DS203NC 3P+N C13 300mA 6kA AC | FI/LS-Kombination DS203NC 3P+N C13 300mA 6kA AC | RCBO DS203NC 3P+N C13 300mA 6kA AC |  | 5.14
2CSR256040R3135 | DS203NC B13 AC300 | Active | 8012542266228 | 288.48 | 1 | 1 | stuk | DS203NC | BE31320 | SB (MCB&RCD Cat.B) | stuk | Diff-auto DS203NC 3P+N B13 300mA 6kA AC | Disj. différentiel DS203NC 3P+N B13 300mA 6kA AC | FI/LS-Kombination DS203NC 3P+N B13 300mA 6kA AC | RCBO DS203NC 3P+N B13 300mA 6kA AC |  | 5.14
2CSR256040R3164 | DS203NC C16 AC300 | Active | 8012542185529 | 312.83 | 1 | 1 | stuk | DS203NC | BE31320 | SB (MCB&RCD Cat.B) | stuk | Diff-auto DS203NC 3P+N C16 300mA 6kA AC | Disj. différentiel DS203NC 3P+N C16 300mA 6kA AC | FI/LS-Kombination DS203NC 3P+N C16 300mA 6kA AC | RCBO DS203NC 3P+N C16 300mA 6kA AC |  | 5.14
2CSR256040R3165 | DS203NC B16 AC300 | Active | 8012542266129 | 258.05 | 1 | 1 | stuk | DS203NC | BE31320 | SB (MCB&RCD Cat.B) | stuk | Diff-auto DS203NC 3P+N B16 300mA 6kA AC | Disj. différentiel DS203NC 3P+N B16 300mA 6kA AC | FI/LS-Kombination DS203NC 3P+N B16 300mA 6kA AC | RCBO DS203NC 3P+N B16 300mA 6kA AC |  | 5.14
2CSR256040R3204 | DS203NC C20 AC300 | Active | 8012542185420 | 314.06 | 1 | 1 | stuk | DS203NC | BE31320 | SB (MCB&RCD Cat.B) | stuk | Diff-auto DS203NC 3P+N C20 300mA 6kA AC | Disj. différentiel DS203NC 3P+N C20 300mA 6kA AC | FI/LS-Kombination DS203NC 3P+N C20 300mA 6kA AC | RCBO DS203NC 3P+N C20 300mA 6kA AC |  | 5.14
2CSR256040R3205 | DS203NC B20 AC300 | Active | 8012542266020 | 288.48 | 1 | 1 | stuk | DS203NC | BE31320 | SB (MCB&RCD Cat.B) | stuk | Diff-auto DS203NC 3P+N B20 300mA 6kA AC | Disj. différentiel DS203NC 3P+N B20 300mA 6kA AC | FI/LS-Kombination DS203NC 3P+N B20 300mA 6kA AC | RCBO DS203NC 3P+N B20 300mA 6kA AC |  | 5.14
2CSR256040R3254 | DS203NC C25 AC300 | Active | 8012542517825 | 312.83 | 1 | 1 | stuk | DS203NC | BE31320 | SB (MCB&RCD Cat.B) | stuk | Diff-auto DS203NC 3P+N C25 300mA 6kA AC | Disj. différentiel DS203NC 3P+N C25 300mA 6kA AC | FI/LS-Kombination DS203NC 3P+N C25 300mA 6kA AC | RCBO DS203NC 3P+N C25 300mA 6kA AC |  | 5.14
2CSR256040R3255 | DS203NC B25 AC300 | Active | 8012542265924 | 258.05 | 1 | 1 | stuk | DS203NC | BE31320 | SB (MCB&RCD Cat.B) | stuk | Diff-auto DS203NC 3P+N B25 300mA 6kA AC | Disj. différentiel DS203NC 3P+N B25 300mA 6kA AC | FI/LS-Kombination DS203NC 3P+N B25 300mA 6kA AC | RCBO DS203NC 3P+N B25 300mA 6kA AC |  | 5.14
2CSR256040R3324 | DS203NC C32 AC300 | Active | 8012542180821 | 314.06 | 1 | 1 | stuk | DS203NC | BE31320 | SB (MCB&RCD Cat.B) | stuk | Diff-auto DS203NC 3P+N C32 300mA 6kA AC | Disj. différentiel DS203NC 3P+N C32 300mA 6kA AC | FI/LS-Kombination DS203NC 3P+N C32 300mA 6kA AC | RCBO DS203NC 3P+N C32 300mA 6kA AC |  | 5.14
2CSR256040R3325 | DS203NC B32 AC300 | Active | 8012542790822 | 288.48 | 1 | 1 | stuk | DS203NC | BE31320 | SB (MCB&RCD Cat.B) | stuk | Diff-auto DS203NC 3P+N B32 300mA 6kA AC | Disj. différentiel DS203NC 3P+N B32 300mA 6kA AC | FI/LS-Kombination DS203NC 3P+N B32 300mA 6kA AC | RCBO DS203NC 3P+N B32 300mA 6kA AC |  | 5.14
2CSR256140R1064 | DS203NC C6 A30 | Active | 8012542400127 | 288.48 | 1 | 1 | stuk | DS203NC | BE31320 | SB (MCB&RCD Cat.B) | stuk | Diff-auto DS203NC 3P+N C6 30mA 6kA A | Disj. différentiel DS203NC 3P+N C6 30mA 6kA A | FI/LS-Kombination DS203NC 3P+N C6 30mA 6kA A | RCBO DS203NC 3P+N C6 30mA 6kA A |  | 5.14
2CSR256140R1065 | DS203NC B6 A30 | Active | 8012542078326 | 288.48 | 1 | 1 | stuk | DS203NC | BE31320 | SB (MCB&RCD Cat.B) | stuk | Diff-auto DS203NC 3P+N B6 30mA 6kA A | Disj. différentiel DS203NC 3P+N B6 30mA 6kA A | FI/LS-Kombination DS203NC 3P+N B6 30mA 6kA A | RCBO DS203NC 3P+N B6 30mA 6kA A |  | 5.14
2CSR256140R1067 | DS203NC K6 A30 | Active | 8012542376026 | 435.77 | 1 | 1 | stuk | DS203NC | BE31320 | SB (MCB&RCD Cat.B) | stuk | Diff-auto DS203NC 3P+N K6 30mA 6kA A | Disj. différentiel DS203NC 3P+N K6 30mA 6kA A | FI/LS-Kombination DS203NC 3P+N K6 30mA 6kA A | RCBO DS203NC 3P+N K6 30mA 6kA A |  | 5.14
2CSR256140R1084 | DS203NC C8 A30 | Active | 8012542058823 | 288.48 | 1 | 1 | stuk | DS203NC | BE31320 | SB (MCB&RCD Cat.B) | stuk | Diff-auto DS203NC 3P+N C8 30mA 6kA A | Disj. différentiel DS203NC 3P+N C8 30mA 6kA A | FI/LS-Kombination DS203NC 3P+N C8 30mA 6kA A | RCBO DS203NC 3P+N C8 30mA 6kA A |  | 5.14
2CSR256140R1085 | DS203NC B8 A30 | Active | 8012542078227 | 288.48 | 1 | 1 | stuk | DS203NC | BE31320 | SB (MCB&RCD Cat.B) | stuk | Diff-auto DS203NC 3P+N B8 30mA 6kA A | Disj. différentiel DS203NC 3P+N B8 30mA 6kA A | FI/LS-Kombination DS203NC 3P+N B8 30mA 6kA A | RCBO DS203NC 3P+N B8 30mA 6kA A |  | 5.14
2CSR256140R1087 | DS203NC K8 A30 | Active | 8012542629726 | 435.77 | 1 | 1 | stuk | DS203NC | BE31320 | SB (MCB&RCD Cat.B) | stuk | Diff-auto DS203NC 3P+N K8 30mA 6kA A | Disj. différentiel DS203NC 3P+N K8 30mA 6kA A | FI/LS-Kombination DS203NC 3P+N K8 30mA 6kA A | RCBO DS203NC 3P+N K8 30mA 6kA A |  | 5.14
2CSR256140R1104 | DS203NC C10 A30 | Active | 8012542896524 | 286.05 | 1 | 1 | stuk | DS203NC | BE31320 | SB (MCB&RCD Cat.B) | stuk | Diff-auto DS203NC 3P+N C10 30mA 6kA A | Disj. différentiel DS203NC 3P+N C10 30mA 6kA A | FI/LS-Kombination DS203NC 3P+N C10 30mA 6kA A | RCBO DS203NC 3P+N C10 30mA 6kA A |  | 5.14
2CSR256140R1105 | DS203NC B10 A30 | Active | 8012542078128 | 286.05 | 1 | 1 | stuk | DS203NC | BE31320 | SB (MCB&RCD Cat.B) | stuk | Diff-auto DS203NC 3P+N B10 30mA 6kA A | Disj. différentiel DS203NC 3P+N B10 30mA 6kA A | FI/LS-Kombination DS203NC 3P+N B10 30mA 6kA A | RCBO DS203NC 3P+N B10 30mA 6kA A |  | 5.14
2CSR256140R1107 | DS203NC K10 A30 | Active | 8012542375920 | 433.35 | 1 | 1 | stuk | DS203NC | BE31320 | SB (MCB&RCD Cat.B) | stuk | Diff-auto DS203NC 3P+N K10 30mA 6kA A | Disj. différentiel DS203NC 3P+N K10 30mA 6kA A | FI/LS-Kombination DS203NC 3P+N K10 30mA 6kA A | RCBO DS203NC 3P+N K10 30mA 6kA A |  | 5.14
2CSR256140R1134 | DS203NC C13 A30 | Active | 8012542768227 | 286.05 | 1 | 1 | stuk | DS203NC | BE31320 | SB (MCB&RCD Cat.B) | stuk | Diff-auto DS203NC 3P+N C13 30mA 6kA A | Disj. différentiel DS203NC 3P+N C13 30mA 6kA A | FI/LS-Kombination DS203NC 3P+N C13 30mA 6kA A | RCBO DS203NC 3P+N C13 30mA 6kA A |  | 5.14
2CSR256140R1135 | DS203NC B13 A30 | Active | 8012542078029 | 286.05 | 1 | 1 | stuk | DS203NC | BE31320 | SB (MCB&RCD Cat.B) | stuk | Diff-auto DS203NC 3P+N B13 30mA 6kA A | Disj. différentiel DS203NC 3P+N B13 30mA 6kA A | FI/LS-Kombination DS203NC 3P+N B13 30mA 6kA A | RCBO DS203NC 3P+N B13 30mA 6kA A |  | 5.14
2CSR256140R1137 | DS203NC K13 A30 | Active | 8012542779322 | 433.35 | 1 | 1 | stuk | DS203NC | BE31320 | SB (MCB&RCD Cat.B) | stuk | Diff-auto DS203NC 3P+N K13 30mA 6kA A | Disj. différentiel DS203NC 3P+N K13 30mA 6kA A | FI/LS-Kombination DS203NC 3P+N K13 30mA 6kA A | RCBO DS203NC 3P+N K13 30mA 6kA A |  | 5.14
2CSR256140R1164 | DS203NC C16 A30 | Active | 8012542830924 | 253.18 | 1 | 1 | stuk | DS203NC | BE31320 | SB (MCB&RCD Cat.B) | stuk | Diff-auto DS203NC 3P+N C16 30mA 6kA A | Disj. différentiel DS203NC 3P+N C16 30mA 6kA A | FI/LS-Kombination DS203NC 3P+N C16 30mA 6kA A | RCBO DS203NC 3P+N C16 30mA 6kA A |  | 5.14
2CSR256140R1165 | DS203NC B16 A30 | Active | 8012542077923 | 253.18 | 1 | 1 | stuk | DS203NC | BE31320 | SB (MCB&RCD Cat.B) | stuk | Diff-auto DS203NC 3P+N B16 30mA 6kA A | Disj. différentiel DS203NC 3P+N B16 30mA 6kA A | FI/LS-Kombination DS203NC 3P+N B16 30mA 6kA A | RCBO DS203NC 3P+N B16 30mA 6kA A |  | 5.14
2CSR256140R1167 | DS203NC K16 A30 | Active | 8012542769323 | 433.35 | 1 | 1 | stuk | DS203NC | BE31320 | SB (MCB&RCD Cat.B) | stuk | Diff-auto DS203NC 3P+N K16 30mA 6kA A | Disj. différentiel DS203NC 3P+N K16 30mA 6kA A | FI/LS-Kombination DS203NC 3P+N K16 30mA 6kA A | RCBO DS203NC 3P+N K16 30mA 6kA A |  | 5.14
2CSR256140R1204 | DS203NC C20 A30 | Active | 8012542839927 | 253.18 | 1 | 1 | stuk | DS203NC | BE31320 | SB (MCB&RCD Cat.B) | stuk | Diff-auto DS203NC 3P+N C20 30mA 6kA A | Disj. différentiel DS203NC 3P+N C20 30mA 6kA A | FI/LS-Kombination DS203NC 3P+N C20 30mA 6kA A | RCBO DS203NC 3P+N C20 30mA 6kA A |  | 5.14
2CSR256140R1205 | DS203NC B20 A30 | Active | 8012542077824 | 286.05 | 1 | 1 | stuk | DS203NC | BE31320 | SB (MCB&RCD Cat.B) | stuk | Diff-auto DS203NC 3P+N B20 30mA 6kA A | Disj. différentiel DS203NC 3P+N B20 30mA 6kA A | FI/LS-Kombination DS203NC 3P+N B20 30mA 6kA A | RCBO DS203NC 3P+N B20 30mA 6kA A |  | 5.14
2CSR256140R1207 | DS203NC K20 A30 | Active | 8012542631521 | 433.35 | 1 | 1 | stuk | DS203NC | BE31320 | SB (MCB&RCD Cat.B) | stuk | Diff-auto DS203NC 3P+N K20 30mA 6kA A | Disj. différentiel DS203NC 3P+N K20 30mA 6kA A | FI/LS-Kombination DS203NC 3P+N K20 30mA 6kA A | RCBO DS203NC 3P+N K20 30mA 6kA A |  | 5.14
2CSR256140R1254 | DS203NC C25 A30 | Active | 8012542768524 | 253.18 | 1 | 1 | stuk | DS203NC | BE31320 | SB (MCB&RCD Cat.B) | stuk | Diff-auto DS203NC 3P+N C25 30mA 6kA A | Disj. différentiel DS203NC 3P+N C25 30mA 6kA A | FI/LS-Kombination DS203NC 3P+N C25 30mA 6kA A | RCBO DS203NC 3P+N C25 30mA 6kA A |  | 5.14
2CSR256140R1255 | DS203NC B25 A30 | Active | 8012542077725 | 253.18 | 1 | 1 | stuk | DS203NC | BE31320 | SB (MCB&RCD Cat.B) | stuk | Diff-auto DS203NC 3P+N B25 30mA 6kA A | Disj. différentiel DS203NC 3P+N B25 30mA 6kA A | FI/LS-Kombination DS203NC 3P+N B25 30mA 6kA A | RCBO DS203NC 3P+N B25 30mA 6kA A |  | 5.14
2CSR256140R1257 | DS203NC K25 A30 | Active | 8012542375821 | 433.35 | 1 | 1 | stuk | DS203NC | BE31320 | SB (MCB&RCD Cat.B) | stuk | Diff-auto DS203NC 3P+N K25 30mA 6kA A | Disj. différentiel DS203NC 3P+N K25 30mA 6kA A | FI/LS-Kombination DS203NC 3P+N K25 30mA 6kA A | RCBO DS203NC 3P+N K25 30mA 6kA A |  | 5.14
2CSR256140R1324 | DS203NC C32 A30 | Active | 8012542831228 | 286.05 | 1 | 1 | stuk | DS203NC | BE31320 | SB (MCB&RCD Cat.B) | stuk | Diff-auto DS203NC 3P+N C32 30mA 6kA A | Disj. différentiel DS203NC 3P+N C32 30mA 6kA A | FI/LS-Kombination DS203NC 3P+N C32 30mA 6kA A | RCBO DS203NC 3P+N C32 30mA 6kA A |  | 5.14
2CSR256140R1325 | DS203NC B32 A30 | Active | 8012542077626 | 286.05 | 1 | 1 | stuk | DS203NC | BE31320 | SB (MCB&RCD Cat.B) | stuk | Diff-auto DS203NC 3P+N B32 30mA 6kA A | Disj. différentiel DS203NC 3P+N B32 30mA 6kA A | FI/LS-Kombination DS203NC 3P+N B32 30mA 6kA A | RCBO DS203NC 3P+N B32 30mA 6kA A |  | 5.14
2CSR256140R1327 | DS203NC K32 A30 | Active | 8012542779223 | 433.35 | 1 | 1 | stuk | DS203NC | BE31320 | SB (MCB&RCD Cat.B) | stuk | Diff-auto DS203NC 3P+N K32 30mA 6kA A | Disj. différentiel DS203NC 3P+N K32 30mA 6kA A | FI/LS-Kombination DS203NC 3P+N K32 30mA 6kA A | RCBO DS203NC 3P+N K32 30mA 6kA A |  | 5.14
2CSR256140R2064 | DS203NC C6 A100 | Active | 8012542840220 | 277.54 | 1 | 1 | stuk | DS203NC | BE31320 | SB (MCB&RCD Cat.B) | stuk | Diff-auto DS203NC 3P+N C6 100mA 6kA A | Disj. différentiel DS203NC 3P+N C6 100mA 6kA A | FI/LS-Kombination DS203NC 3P+N C6 100mA 6kA A | RCBO DS203NC 3P+N C6 100mA 6kA A |  | 5.14
2CSR256140R2065 | DS203NC B6 A100 | Active | 8012542080329 | 272.66 | 1 | 1 | stuk | DS203NC | BE31320 | SB (MCB&RCD Cat.B) | stuk | Diff-auto DS203NC 3P+N B6 100mA 6kA A | Disj. différentiel DS203NC 3P+N B6 100mA 6kA A | FI/LS-Kombination DS203NC 3P+N B6 100mA 6kA A | RCBO DS203NC 3P+N B6 100mA 6kA A |  | 5.14
2CSR256140R2084 | DS203NC C8 A100 | Active | 8012542896425 | 277.54 | 1 | 1 | stuk | DS203NC | BE31320 | SB (MCB&RCD Cat.B) | stuk | Diff-auto DS203NC 3P+N C8 100mA 6kA A | Disj. différentiel DS203NC 3P+N C8 100mA 6kA A | FI/LS-Kombination DS203NC 3P+N C8 100mA 6kA A | RCBO DS203NC 3P+N C8 100mA 6kA A |  | 5.14
2CSR256140R2085 | DS203NC B8 A100 | Active | 8012542080220 | 272.66 | 1 | 1 | stuk | DS203NC | BE31320 | SB (MCB&RCD Cat.B) | stuk | Diff-auto DS203NC 3P+N B8 100mA 6kA A | Disj. différentiel DS203NC 3P+N B8 100mA 6kA A | FI/LS-Kombination DS203NC 3P+N B8 100mA 6kA A | RCBO DS203NC 3P+N B8 100mA 6kA A |  | 5.14
2CSR256140R2104 | DS203NC C10 A100 | Active | 8012542768128 | 276.31 | 1 | 1 | stuk | DS203NC | BE31320 | SB (MCB&RCD Cat.B) | stuk | Diff-auto DS203NC 3P+N C10 100mA 6kA A | Disj. différentiel DS203NC 3P+N C10 100mA 6kA A | FI/LS-Kombination DS203NC 3P+N C10 100mA 6kA A | RCBO DS203NC 3P+N C10 100mA 6kA A |  | 5.14
2CSR256140R2105 | DS203NC B10 A100 | Active | 8012542080121 | 271.45 | 1 | 1 | stuk | DS203NC | BE31320 | SB (MCB&RCD Cat.B) | stuk | Diff-auto DS203NC 3P+N B10 100mA 6kA A | Disj. différentiel DS203NC 3P+N B10 100mA 6kA A | FI/LS-Kombination DS203NC 3P+N B10 100mA 6kA A | RCBO DS203NC 3P+N B10 100mA 6kA A |  | 5.14
2CSR256140R2134 | DS203NC C13 A100 | Active | 8012542830825 | 276.31 | 1 | 1 | stuk | DS203NC | BE31320 | SB (MCB&RCD Cat.B) | stuk | Diff-auto DS203NC 3P+N C13 100mA 6kA A | Disj. différentiel DS203NC 3P+N C13 100mA 6kA A | FI/LS-Kombination DS203NC 3P+N C13 100mA 6kA A | RCBO DS203NC 3P+N C13 100mA 6kA A |  | 5.14
2CSR256140R2135 | DS203NC B13 A100 | Active | 8012542080022 | 271.45 | 1 | 1 | stuk | DS203NC | BE31320 | SB (MCB&RCD Cat.B) | stuk | Diff-auto DS203NC 3P+N B13 100mA 6kA A | Disj. différentiel DS203NC 3P+N B13 100mA 6kA A | FI/LS-Kombination DS203NC 3P+N B13 100mA 6kA A | RCBO DS203NC 3P+N B13 100mA 6kA A |  | 5.14
2CSR256140R2164 | DS203NC C16 A100 | Active | 8012542839828 | 275.1 | 1 | 1 | stuk | DS203NC | BE31320 | SB (MCB&RCD Cat.B) | stuk | Diff-auto DS203NC 3P+N C16 100mA 6kA A | Disj. différentiel DS203NC 3P+N C16 100mA 6kA A | FI/LS-Kombination DS203NC 3P+N C16 100mA 6kA A | RCBO DS203NC 3P+N C16 100mA 6kA A |  | 5.14
2CSR256140R2165 | DS203NC B16 A100 | Active | 8012542079927 | 271.45 | 1 | 1 | stuk | DS203NC | BE31320 | SB (MCB&RCD Cat.B) | stuk | Diff-auto DS203NC 3P+N B16 100mA 6kA A | Disj. différentiel DS203NC 3P+N B16 100mA 6kA A | FI/LS-Kombination DS203NC 3P+N B16 100mA 6kA A | RCBO DS203NC 3P+N B16 100mA 6kA A |  | 5.14
2CSR256140R2204 | DS203NC C20 A100 | Active | 8012542896722 | 275.1 | 1 | 1 | stuk | DS203NC | BE31320 | SB (MCB&RCD Cat.B) | stuk | Diff-auto DS203NC 3P+N C20 100mA 6kA A | Disj. différentiel DS203NC 3P+N C20 100mA 6kA A | FI/LS-Kombination DS203NC 3P+N C20 100mA 6kA A | RCBO DS203NC 3P+N C20 100mA 6kA A |  | 5.14
2CSR256140R2205 | DS203NC B20 A100 | Active | 8012542079828 | 271.45 | 1 | 1 | stuk | DS203NC | BE31320 | SB (MCB&RCD Cat.B) | stuk | Diff-auto DS203NC 3P+N B20 100mA 6kA A | Disj. différentiel DS203NC 3P+N B20 100mA 6kA A | FI/LS-Kombination DS203NC 3P+N B20 100mA 6kA A | RCBO DS203NC 3P+N B20 100mA 6kA A |  | 5.14
2CSR256140R2254 | DS203NC C25 A100 | Active | 8012542768425 | 275.1 | 1 | 1 | stuk | DS203NC | BE31320 | SB (MCB&RCD Cat.B) | stuk | Diff-auto DS203NC 3P+N C25 100mA 6kA A | Disj. différentiel DS203NC 3P+N C25 100mA 6kA A | FI/LS-Kombination DS203NC 3P+N C25 100mA 6kA A | RCBO DS203NC 3P+N C25 100mA 6kA A |  | 5.14
2CSR256140R2255 | DS203NC B25 A100 | Active | 8012542079729 | 271.45 | 1 | 1 | stuk | DS203NC | BE31320 | SB (MCB&RCD Cat.B) | stuk | Diff-auto DS203NC 3P+N B25 100mA 6kA A | Disj. différentiel DS203NC 3P+N B25 100mA 6kA A | FI/LS-Kombination DS203NC 3P+N B25 100mA 6kA A | RCBO DS203NC 3P+N B25 100mA 6kA A |  | 5.14
2CSR256140R2324 | DS203NC C32 A100 | Active | 8012542831129 | 277.54 | 1 | 1 | stuk | DS203NC | BE31320 | SB (MCB&RCD Cat.B) | stuk | Diff-auto DS203NC 3P+N C32 100mA 6kA A | Disj. différentiel DS203NC 3P+N C32 100mA 6kA A | FI/LS-Kombination DS203NC 3P+N C32 100mA 6kA A | RCBO DS203NC 3P+N C32 100mA 6kA A |  | 5.14
2CSR256140R2325 | DS203NC B32 A100 | Active | 8012542079620 | 271.45 | 1 | 1 | stuk | DS203NC | BE31320 | SB (MCB&RCD Cat.B) | stuk | Diff-auto DS203NC 3P+N B32 100mA 6kA A | Disj. différentiel DS203NC 3P+N B32 100mA 6kA A | FI/LS-Kombination DS203NC 3P+N B32 100mA 6kA A | RCBO DS203NC 3P+N B32 100mA 6kA A |  | 5.14
2CSR256140R3064 | DS203NC C6 A300 | Active | 8012542840121 | 277.54 | 1 | 1 | stuk | DS203NC | BE31320 | SB (MCB&RCD Cat.B) | stuk | Diff-auto DS203NC 3P+N C6 300mA 6kA A | Disj. différentiel DS203NC 3P+N C6 300mA 6kA A | FI/LS-Kombination DS203NC 3P+N C6 300mA 6kA A | RCBO DS203NC 3P+N C6 300mA 6kA A |  | 5.14
2CSR256140R3065 | DS203NC B6 A300 | Active | 8012542079521 | 275.1 | 1 | 1 | stuk | DS203NC | BE31320 | SB (MCB&RCD Cat.B) | stuk | Diff-auto DS203NC 3P+N B6 300mA 6kA A | Disj. différentiel DS203NC 3P+N B6 300mA 6kA A | FI/LS-Kombination DS203NC 3P+N B6 300mA 6kA A | RCBO DS203NC 3P+N B6 300mA 6kA A |  | 5.14
2CSR256140R3084 | DS203NC C8 A300 | Active | 8012542830726 | 277.54 | 1 | 1 | stuk | DS203NC | BE31320 | SB (MCB&RCD Cat.B) | stuk | Diff-auto DS203NC 3P+N C8 300mA 6kA A | Disj. différentiel DS203NC 3P+N C8 300mA 6kA A | FI/LS-Kombination DS203NC 3P+N C8 300mA 6kA A | RCBO DS203NC 3P+N C8 300mA 6kA A |  | 5.14
2CSR256140R3085 | DS203NC B8 A300 | Active | 8012542079422 | 275.1 | 1 | 1 | stuk | DS203NC | BE31320 | SB (MCB&RCD Cat.B) | stuk | Diff-auto DS203NC 3P+N B8 300mA 6kA A | Disj. différentiel DS203NC 3P+N B8 300mA 6kA A | FI/LS-Kombination DS203NC 3P+N B8 300mA 6kA A | RCBO DS203NC 3P+N B8 300mA 6kA A |  | 5.14
2CSR256140R3104 | DS203NC C10 A300 | Active | 8012542839729 | 275.1 | 1 | 1 | stuk | DS203NC | BE31320 | SB (MCB&RCD Cat.B) | stuk | Diff-auto DS203NC 3P+N C10 300mA 6kA A | Disj. différentiel DS203NC 3P+N C10 300mA 6kA A | FI/LS-Kombination DS203NC 3P+N C10 300mA 6kA A | RCBO DS203NC 3P+N C10 300mA 6kA A |  | 5.14
2CSR256140R3105 | DS203NC B10 A300 | Active | 8012542079323 | 272.66 | 1 | 1 | stuk | DS203NC | BE31320 | SB (MCB&RCD Cat.B) | stuk | Diff-auto DS203NC 3P+N B10 300mA 6kA A | Disj. différentiel DS203NC 3P+N B10 300mA 6kA A | FI/LS-Kombination DS203NC 3P+N B10 300mA 6kA A | RCBO DS203NC 3P+N B10 300mA 6kA A |  | 5.14
2CSR256140R3134 | DS203NC C13 A300 | Active | 8012542896623 | 275.1 | 1 | 1 | stuk | DS203NC | BE31320 | SB (MCB&RCD Cat.B) | stuk | Diff-auto DS203NC 3P+N C13 300mA 6kA A | Disj. différentiel DS203NC 3P+N C13 300mA 6kA A | FI/LS-Kombination DS203NC 3P+N C13 300mA 6kA A | RCBO DS203NC 3P+N C13 300mA 6kA A |  | 5.14
2CSR256140R3135 | DS203NC B13 A300 | Active | 8012542079224 | 272.66 | 1 | 1 | stuk | DS203NC | BE31320 | SB (MCB&RCD Cat.B) | stuk | Diff-auto DS203NC 3P+N B13 300mA 6kA A | Disj. différentiel DS203NC 3P+N B13 300mA 6kA A | FI/LS-Kombination DS203NC 3P+N B13 300mA 6kA A | RCBO DS203NC 3P+N B13 300mA 6kA A |  | 5.14
2CSR256140R3164 | DS203NC C16 A300 | Active | 8012542768326 | 312.83 | 1 | 1 | stuk | DS203NC | BE31320 | SB (MCB&RCD Cat.B) | stuk | Diff-auto DS203NC 3P+N C16 300mA 6kA A | Disj. différentiel DS203NC 3P+N C16 300mA 6kA A | FI/LS-Kombination DS203NC 3P+N C16 300mA 6kA A | RCBO DS203NC 3P+N C16 300mA 6kA A |  | 5.14
2CSR256140R3165 | DS203NC B16 A300 | Active | 8012542305026 | 294.59 | 1 | 1 | stuk | DS203NC | BE31320 | SB (MCB&RCD Cat.B) | stuk | Diff-auto DS203NC 3P+N B16 300mA 6kA A | Disj. différentiel DS203NC 3P+N B16 300mA 6kA A | FI/LS-Kombination DS203NC 3P+N B16 300mA 6kA A | RCBO DS203NC 3P+N B16 300mA 6kA A |  | 5.14
2CSR256140R3204 | DS203NC C20 A300 | Active | 8012542831020 | 328.67 | 1 | 1 | stuk | DS203NC | BE31320 | SB (MCB&RCD Cat.B) | stuk | Diff-auto DS203NC 3P+N C20 300mA 6kA A | Disj. différentiel DS203NC 3P+N C20 300mA 6kA A | FI/LS-Kombination DS203NC 3P+N C20 300mA 6kA A | RCBO DS203NC 3P+N C20 300mA 6kA A |  | 5.14
2CSR256140R3205 | DS203NC B20 A300 | Active | 8012542305125 | 348.13 | 1 | 1 | stuk | DS203NC | BE31320 | SB (MCB&RCD Cat.B) | stuk | Diff-auto DS203NC 3P+N B20 300mA 6kA A | Disj. différentiel DS203NC 3P+N B20 300mA 6kA A | FI/LS-Kombination DS203NC 3P+N B20 300mA 6kA A | RCBO DS203NC 3P+N B20 300mA 6kA A |  | 5.14
2CSR256140R3254 | DS203NC C25 A300 | Active | 8012542840022 | 325.02 | 1 | 1 | stuk | DS203NC | BE31320 | SB (MCB&RCD Cat.B) | stuk | Diff-auto DS203NC 3P+N C25 300mA 6kA A | Disj. différentiel DS203NC 3P+N C25 300mA 6kA A | FI/LS-Kombination DS203NC 3P+N C25 300mA 6kA A | RCBO DS203NC 3P+N C25 300mA 6kA A |  | 5.14
2CSR256140R3255 | DS203NC B25 A300 | Active | 8012542400226 | 348.13 | 1 | 1 | stuk | DS203NC | BE31320 | SB (MCB&RCD Cat.B) | stuk | Diff-auto DS203NC 3P+N B25 300mA 6kA A | Disj. différentiel DS203NC 3P+N B25 300mA 6kA A | FI/LS-Kombination DS203NC 3P+N B25 300mA 6kA A | RCBO DS203NC 3P+N B25 300mA 6kA A |  | 5.14
2CSR256140R3324 | DS203NC C32 A300 | Active | 8012542631620 | 328.67 | 1 | 1 | stuk | DS203NC | BE31320 | SB (MCB&RCD Cat.B) | stuk | Diff-auto DS203NC 3P+N C32 300mA 6kA A | Disj. différentiel DS203NC 3P+N C32 300mA 6kA A | FI/LS-Kombination DS203NC 3P+N C32 300mA 6kA A | RCBO DS203NC 3P+N C32 300mA 6kA A |  | 5.14
2CSR256140R3325 | DS203NC B32 A300 | Active | 8012542400028 | 350.56 | 1 | 1 | stuk | DS203NC | BE31320 | SB (MCB&RCD Cat.B) | stuk | Diff-auto DS203NC 3P+N B32 300mA 6kA A | Disj. différentiel DS203NC 3P+N B32 300mA 6kA A | FI/LS-Kombination DS203NC 3P+N B32 300mA 6kA A | RCBO DS203NC 3P+N B32 300mA 6kA A |  | 5.14
2CSR256240R2164 | DS203NC C16 A S100 | Active | 8012542021827 | 443.08 | 1 | 1 | stuk | DS203NC | BE31320 | SB (MCB&RCD Cat.B) | stuk | Diff-auto DS203NC 3P+N C16 100mA 6kA S | Disj. différentiel DS203NC 3P+N C16 100mA 6kA S | FI/LS-Kombination DS203NC 3P+N C16 100mA 6kA S | RCBO DS203NC 3P+N C16 100mA 6kA S |  | 5.14
2CSR256240R2204 | DS203NC C20 A S100 | Active | 8012542021728 | 443.08 | 1 | 1 | stuk | DS203NC | BE31320 | SB (MCB&RCD Cat.B) | stuk | Diff-auto DS203NC 3P+N C20 100mA 6kA S | Disj. différentiel DS203NC 3P+N C20 100mA 6kA S | FI/LS-Kombination DS203NC 3P+N C20 100mA 6kA S | RCBO DS203NC 3P+N C20 100mA 6kA S |  | 5.14
2CSR256240R2254 | DS203NC C25 A S100 | Active | 8012542021629 | 441.86 | 1 | 1 | stuk | DS203NC | BE31320 | SB (MCB&RCD Cat.B) | stuk | Diff-auto DS203NC 3P+N C25 100mA 6kA S | Disj. différentiel DS203NC 3P+N C25 100mA 6kA S | FI/LS-Kombination DS203NC 3P+N C25 100mA 6kA S | RCBO DS203NC 3P+N C25 100mA 6kA S |  | 5.14
2CSR256240R2324 | DS203NC C32 A S100 | Active | 8012542021520 | 441.86 | 1 | 1 | stuk | DS203NC | BE31320 | SB (MCB&RCD Cat.B) | stuk | Diff-auto DS203NC 3P+N C32 100mA 6kA S | Disj. différentiel DS203NC 3P+N C32 100mA 6kA S | FI/LS-Kombination DS203NC 3P+N C32 100mA 6kA S | RCBO DS203NC 3P+N C32 100mA 6kA S |  | 5.14
2CSR256240R3164 | DS203NC C16 A S300 | Active | 8012542297727 | 441.86 | 1 | 1 | stuk | DS203NC | BE31320 | SB (MCB&RCD Cat.B) | stuk | Diff-auto DS203NC 3P+N C16 300mA 6kA S | Disj. différentiel DS203NC 3P+N C16 300mA 6kA S | FI/LS-Kombination DS203NC 3P+N C16 300mA 6kA S | RCBO DS203NC 3P+N C16 300mA 6kA S |  | 5.14
2CSR256240R3204 | DS203NC C20 A S300 | Active | 8012542373223 | 441.86 | 1 | 1 | stuk | DS203NC | BE31320 | SB (MCB&RCD Cat.B) | stuk | Diff-auto DS203NC 3P+N C20 300mA 6kA S | Disj. différentiel DS203NC 3P+N C20 300mA 6kA S | FI/LS-Kombination DS203NC 3P+N C20 300mA 6kA S | RCBO DS203NC 3P+N C20 300mA 6kA S |  | 5.14
2CSR256240R3254 | DS203NC C25 A S300 | Active | 8012542373124 | 441.86 | 1 | 1 | stuk | DS203NC | BE31320 | SB (MCB&RCD Cat.B) | stuk | Diff-auto DS203NC 3P+N C25 300mA 6kA S | Disj. différentiel DS203NC 3P+N C25 300mA 6kA S | FI/LS-Kombination DS203NC 3P+N C25 300mA 6kA S | RCBO DS203NC 3P+N C25 300mA 6kA S |  | 5.14
2CSR256240R3324 | DS203NC C32 A S300 | Active | 8012542077527 | 441.86 | 1 | 1 | stuk | DS203NC | BE31320 | SB (MCB&RCD Cat.B) | stuk | Diff-auto DS203NC 3P+N C32 300mA 6kA S | Disj. différentiel DS203NC 3P+N C32 300mA 6kA S | FI/LS-Kombination DS203NC 3P+N C32 300mA 6kA S | RCBO DS203NC 3P+N C32 300mA 6kA S |  | 5.14
2CSR256440R1064 | DS203NC C6 APR30 | Active | 8012542349822 | 436.99 | 1 | 1 | stuk | DS203NC | BE31320 | SB (MCB&RCD Cat.B) | stuk | Diff-auto DS203NC 3P+N C6 30mA 6kA A-PR | Disj. différentiel DS203NC 3P+N C6 30mA 6kA A-PR | FI/LS-Kombination DS203NC 3P+N C6 30mA 6kA A-PR | RCBO DS203NC 3P+N C6 30mA 6kA A-PR |  | 5.14
2CSR256440R1084 | DS203NC C8 APR30 | Active | 8012542180722 | 436.99 | 1 | 1 | stuk | DS203NC | BE31320 | SB (MCB&RCD Cat.B) | stuk | Diff-auto DS203NC 3P+N C8 30mA 6kA A-PR | Disj. différentiel DS203NC 3P+N C8 30mA 6kA A-PR | FI/LS-Kombination DS203NC 3P+N C8 30mA 6kA A-PR | RCBO DS203NC 3P+N C8 30mA 6kA A-PR |  | 5.14
2CSR256440R1104 | DS203NC C10 APR30 | Active | 8012542349723 | 434.56 | 1 | 1 | stuk | DS203NC | BE31320 | SB (MCB&RCD Cat.B) | stuk | Diff-auto DS203NC 3P+N C10 30mA 6kA A-PR | Disj. différentiel DS203NC 3P+N C10 30mA 6kA A-PR | FI/LS-Kombination DS203NC 3P+N C10 30mA 6kA A-PR | RCBO DS203NC 3P+N C10 30mA 6kA A-PR |  | 5.14
2CSR256440R1134 | DS203NC C13 APR30 | Active | 8012542261520 | 434.56 | 1 | 1 | stuk | DS203NC | BE31320 | SB (MCB&RCD Cat.B) | stuk | Diff-auto DS203NC 3P+N C13 30mA 6kA A-PR | Disj. différentiel DS203NC 3P+N C13 30mA 6kA A-PR | FI/LS-Kombination DS203NC 3P+N C13 30mA 6kA A-PR | RCBO DS203NC 3P+N C13 30mA 6kA A-PR |  | 5.14
2CSR256440R1164 | DS203NC C16 APR30 | Active | 8012542261421 | 434.56 | 1 | 1 | stuk | DS203NC | BE31320 | SB (MCB&RCD Cat.B) | stuk | Diff-auto DS203NC 3P+N C16 30mA 6kA A-PR | Disj. différentiel DS203NC 3P+N C16 30mA 6kA A-PR | FI/LS-Kombination DS203NC 3P+N C16 30mA 6kA A-PR | RCBO DS203NC 3P+N C16 30mA 6kA A-PR |  | 5.14
2CSR256440R1204 | DS203NC C20 APR30 | Active | 8012542261322 | 434.56 | 1 | 1 | stuk | DS203NC | BE31320 | SB (MCB&RCD Cat.B) | stuk | Diff-auto DS203NC 3P+N C20 30mA 6kA A-PR | Disj. différentiel DS203NC 3P+N C20 30mA 6kA A-PR | FI/LS-Kombination DS203NC 3P+N C20 30mA 6kA A-PR | RCBO DS203NC 3P+N C20 30mA 6kA A-PR |  | 5.14
2CSR256440R1254 | DS203NC C25 APR30 | Active | 8012542261223 | 434.56 | 1 | 1 | stuk | DS203NC | BE31320 | SB (MCB&RCD Cat.B) | stuk | Diff-auto DS203NC 3P+N C25 30mA 6kA A-PR | Disj. différentiel DS203NC 3P+N C25 30mA 6kA A-PR | FI/LS-Kombination DS203NC 3P+N C25 30mA 6kA A-PR | RCBO DS203NC 3P+N C25 30mA 6kA A-PR |  | 5.14
2CSR256440R1324 | DS203NC C32 APR30 | Active | 8012542261124 | 434.56 | 1 | 1 | stuk | DS203NC | BE31320 | SB (MCB&RCD Cat.B) | stuk | Diff-auto DS203NC 3P+N C32 30mA 6kA A-PR | Disj. différentiel DS203NC 3P+N C32 30mA 6kA A-PR | FI/LS-Kombination DS203NC 3P+N C32 30mA 6kA A-PR | RCBO DS203NC 3P+N C32 30mA 6kA A-PR |  | 5.14
2CSR256440R2064 | DS203NC C6 APR100 | Active | 8012542274223 | 480.82 | 1 | 1 | stuk | DS203NC | BE31320 | SB (MCB&RCD Cat.B) | stuk | Diff-auto DS203NC 3P+N C6 100mA 6kA A-PR | Disj. différentiel DS203NC 3P+N C6 100mA 6kA A-PR | FI/LS-Kombination DS203NC 3P+N C6 100mA 6kA A-PR | RCBO DS203NC 3P+N C6 100mA 6kA A-PR |  | 5.14
2CSR256440R2084 | DS203NC C8 APR100 | Active | 8012542517924 | 480.82 | 1 | 1 | stuk | DS203NC | BE31320 | SB (MCB&RCD Cat.B) | stuk | Diff-auto DS203NC 3P+N C8 100mA 6kA A-PR | Disj. différentiel DS203NC 3P+N C8 100mA 6kA A-PR | FI/LS-Kombination DS203NC 3P+N C8 100mA 6kA A-PR | RCBO DS203NC 3P+N C8 100mA 6kA A-PR |  | 5.14
2CSR256440R2104 | DS203NC C10 APR100 | Active | 8012542261025 | 479.6 | 1 | 1 | stuk | DS203NC | BE31320 | SB (MCB&RCD Cat.B) | stuk | Diff-auto DS203NC 3P+N C10 100mA 6kA A-PR | Disj. différentiel DS203NC 3P+N C10 100mA 6kA A-PR | FI/LS-Kombination DS203NC 3P+N C10 100mA 6kA A-PR | RCBO DS203NC 3P+N C10 100mA 6kA A-PR |  | 5.14
2CSR256440R2134 | DS203NC C13 APR100 | Active | 8012542180029 | 479.6 | 1 | 1 | stuk | DS203NC | BE31320 | SB (MCB&RCD Cat.B) | stuk | Diff-auto DS203NC 3P+N C13 100mA 6kA A-PR | Disj. différentiel DS203NC 3P+N C13 100mA 6kA A-PR | FI/LS-Kombination DS203NC 3P+N C13 100mA 6kA A-PR | RCBO DS203NC 3P+N C13 100mA 6kA A-PR |  | 5.14
2CSR256440R2164 | DS203NC C16 APR100 | Active | 8012542349624 | 479.6 | 1 | 1 | stuk | DS203NC | BE31320 | SB (MCB&RCD Cat.B) | stuk | Diff-auto DS203NC 3P+N C16 100mA 6kA A-PR | Disj. différentiel DS203NC 3P+N C16 100mA 6kA A-PR | FI/LS-Kombination DS203NC 3P+N C16 100mA 6kA A-PR | RCBO DS203NC 3P+N C16 100mA 6kA A-PR |  | 5.14
2CSR256440R2204 | DS203NC C20 APR100 | Active | 8012542179924 | 479.6 | 1 | 1 | stuk | DS203NC | BE31320 | SB (MCB&RCD Cat.B) | stuk | Diff-auto DS203NC 3P+N C20 100mA 6kA A-PR | Disj. différentiel DS203NC 3P+N C20 100mA 6kA A-PR | FI/LS-Kombination DS203NC 3P+N C20 100mA 6kA A-PR | RCBO DS203NC 3P+N C20 100mA 6kA A-PR |  | 5.14
2CSR256440R2254 | DS203NC C25 APR100 | Active | 8012542179825 | 479.6 | 1 | 1 | stuk | DS203NC | BE31320 | SB (MCB&RCD Cat.B) | stuk | Diff-auto DS203NC 3P+N C25 100mA 6kA A-PR | Disj. différentiel DS203NC 3P+N C25 100mA 6kA A-PR | FI/LS-Kombination DS203NC 3P+N C25 100mA 6kA A-PR | RCBO DS203NC 3P+N C25 100mA 6kA A-PR |  | 5.14
2CSR256440R2324 | DS203NC C32 APR100 | Active | 8012542179726 | 479.6 | 1 | 1 | stuk | DS203NC | BE31320 | SB (MCB&RCD Cat.B) | stuk | Diff-auto DS203NC 3P+N C32 100mA 6kA A-PR | Disj. différentiel DS203NC 3P+N C32 100mA 6kA A-PR | FI/LS-Kombination DS203NC 3P+N C32 100mA 6kA A-PR | RCBO DS203NC 3P+N C32 100mA 6kA A-PR |  | 5.14
2CSR256440R3064 | DS203NC C6 APR300 | Active | 8012542179627 | 479.6 | 1 | 1 | stuk | DS203NC | BE31320 | SB (MCB&RCD Cat.B) | stuk | Diff-auto DS203NC 3P+N C6 300mA 6kA A-PR | Disj. différentiel DS203NC 3P+N C6 300mA 6kA A-PR | FI/LS-Kombination DS203NC 3P+N C6 300mA 6kA A-PR | RCBO DS203NC 3P+N C6 300mA 6kA A-PR |  | 5.14
2CSR256440R3084 | DS203NC C8 APR300 | Active | 8012542179528 | 479.6 | 1 | 1 | stuk | DS203NC | BE31320 | SB (MCB&RCD Cat.B) | stuk | Diff-auto DS203NC 3P+N C8 300mA 6kA A-PR | Disj. différentiel DS203NC 3P+N C8 300mA 6kA A-PR | FI/LS-Kombination DS203NC 3P+N C8 300mA 6kA A-PR | RCBO DS203NC 3P+N C8 300mA 6kA A-PR |  | 5.14
2CSR256440R3104 | DS203NC C10 APR300 | Active | 8012542179429 | 477.17 | 1 | 1 | stuk | DS203NC | BE31320 | SB (MCB&RCD Cat.B) | stuk | Diff-auto DS203NC 3P+N C10 300mA 6kA A-PR | Disj. différentiel DS203NC 3P+N C10 300mA 6kA A-PR | FI/LS-Kombination DS203NC 3P+N C10 300mA 6kA A-PR | RCBO DS203NC 3P+N C10 300mA 6kA A-PR |  | 5.14
2CSR256440R3134 | DS203NC C13 APR300 | Active | 8012542518020 | 477.17 | 1 | 1 | stuk | DS203NC | BE31320 | SB (MCB&RCD Cat.B) | stuk | Diff-auto DS203NC 3P+N C13 300mA 6kA A-PR | Disj. différentiel DS203NC 3P+N C13 300mA 6kA A-PR | FI/LS-Kombination DS203NC 3P+N C13 300mA 6kA A-PR | RCBO DS203NC 3P+N C13 300mA 6kA A-PR |  | 5.14
2CSR256440R3164 | DS203NC C16 APR300 | Active | 8012542176329 | 477.17 | 1 | 1 | stuk | DS203NC | BE31320 | SB (MCB&RCD Cat.B) | stuk | Diff-auto DS203NC 3P+N C16 300mA 6kA A-PR | Disj. différentiel DS203NC 3P+N C16 300mA 6kA A-PR | FI/LS-Kombination DS203NC 3P+N C16 300mA 6kA A-PR | RCBO DS203NC 3P+N C16 300mA 6kA A-PR |  | 5.14
2CSR256440R3204 | DS203NC C20 APR300 | Active | 8012542351023 | 477.17 | 1 | 1 | stuk | DS203NC | BE31320 | SB (MCB&RCD Cat.B) | stuk | Diff-auto DS203NC 3P+N C20 300mA 6kA A-PR | Disj. différentiel DS203NC 3P+N C20 300mA 6kA A-PR | FI/LS-Kombination DS203NC 3P+N C20 300mA 6kA A-PR | RCBO DS203NC 3P+N C20 300mA 6kA A-PR |  | 5.14
2CSR256440R3254 | DS203NC C25 APR300 | Active | 8012542176220 | 477.17 | 1 | 1 | stuk | DS203NC | BE31320 | SB (MCB&RCD Cat.B) | stuk | Diff-auto DS203NC 3P+N C25 300mA 6kA A-PR | Disj. différentiel DS203NC 3P+N C25 300mA 6kA A-PR | FI/LS-Kombination DS203NC 3P+N C25 300mA 6kA A-PR | RCBO DS203NC 3P+N C25 300mA 6kA A-PR |  | 5.14
2CSR256440R3324 | DS203NC C32 APR300 | Active | 8012542350927 | 477.17 | 1 | 1 | stuk | DS203NC | BE31320 | SB (MCB&RCD Cat.B) | stuk | Diff-auto DS203NC 3P+N C32 300mA 6kA A-PR | Disj. différentiel DS203NC 3P+N C32 300mA 6kA A-PR | FI/LS-Kombination DS203NC 3P+N C32 300mA 6kA A-PR | RCBO DS203NC 3P+N C32 300mA 6kA A-PR |  | 5.14
2CSR272140R0105 | DS202C M B10 A10 | Limited | 8012542124856 | 303.09 | 1 | 1 | stuk | DS202C M | BE31320 | SB (MCB&RCD Cat.B) | stuk | Diff-auto DS202C 2P B10 10mA 10kA A | Disj. différentiel DS202C 2P B10 10mA 10kA A | FI/LS-Kombination DS202C 2P B10 10mA 10kA A | RCBO DS202C 2P B10 10mA 10kA A |  | 5.14
2CSR272140R0134 | DS202C M C13 A10 | Limited | 8012542117957 | 259.28 | 1 | 1 | stuk | DS202C M | BE31320 | SB (MCB&RCD Cat.B) | stuk | Diff-auto DS202C 2P C13 10mA 10kA A | Disj. différentiel DS202C 2P C13 10mA 10kA A | FI/LS-Kombination DS202C 2P C13 10mA 10kA A | RCBO DS202C 2P C13 10mA 10kA A |  | 5.14
2CSR272140R0135 | DS202C M B13 A10 | Limited | 8012542117759 | 284.84 | 1 | 1 | stuk | DS202C M | BE31320 | SB (MCB&RCD Cat.B) | stuk | Diff-auto DS202C 2P B13 10mA 10kA A | Disj. différentiel DS202C 2P B13 10mA 10kA A | FI/LS-Kombination DS202C 2P B13 10mA 10kA A | RCBO DS202C 2P B13 10mA 10kA A |  | 5.14
2CSR272140R0164 | DS202C M C16 A10 | Limited | 8012542118053 | 259.28 | 1 | 1 | stuk | DS202C M | BE31320 | SB (MCB&RCD Cat.B) | stuk | Diff-auto DS202C 2P C16 10mA 10kA A | Disj. différentiel DS202C 2P C16 10mA 10kA A | FI/LS-Kombination DS202C 2P C16 10mA 10kA A | RCBO DS202C 2P C16 10mA 10kA A |  | 5.14
2CSR272140R0165 | DS202C M B16 A10 | Limited | 8012542117858 | 284.84 | 1 | 1 | stuk | DS202C M | BE31320 | SB (MCB&RCD Cat.B) | stuk | Diff-auto DS202C 2P B16 10mA 10kA A | Disj. différentiel DS202C 2P B16 10mA 10kA A | FI/LS-Kombination DS202C 2P B16 10mA 10kA A | RCBO DS202C 2P B16 10mA 10kA A |  | 5.14
2CSR272140R1064 | DS202C M C6 A30 | Limited | 8012542118855 | 197.19 | 1 | 1 | stuk | DS202C M | BE31320 | SB (MCB&RCD Cat.B) | stuk | Diff-auto DS202C 2P C6 30mA 10kA A | Disj. différentiel DS202C 2P C6 30mA 10kA A | FI/LS-Kombination DS202C 2P C6 30mA 10kA A | RCBO DS202C 2P C6 30mA 10kA A |  | 5.14
2CSR272140R1065 | DS202C M B6 A30 | Limited | 8012542118152 | 219.11 | 1 | 1 | stuk | DS202C M | BE31320 | SB (MCB&RCD Cat.B) | stuk | Diff-auto DS202C 2P B6 30mA 10kA A | Disj. différentiel DS202C 2P B6 30mA 10kA A | FI/LS-Kombination DS202C 2P B6 30mA 10kA A | RCBO DS202C 2P B6 30mA 10kA A |  | 5.14
2CSR272140R1104 | DS202C M C10 A30 | Limited | 8012542118954 | 197.19 | 1 | 1 | stuk | DS202C M | BE31320 | SB (MCB&RCD Cat.B) | stuk | Diff-auto DS202C 2P C10 30mA 10kA A | Disj. différentiel DS202C 2P C10 30mA 10kA A | FI/LS-Kombination DS202C 2P C10 30mA 10kA A | RCBO DS202C 2P C10 30mA 10kA A |  | 5.14
2CSR272140R1105 | DS202C M B10 A30 | Limited | 8012542118251 | 219.11 | 1 | 1 | stuk | DS202C M | BE31320 | SB (MCB&RCD Cat.B) | stuk | Diff-auto DS202C 2P B10 30mA 10kA A | Disj. différentiel DS202C 2P B10 30mA 10kA A | FI/LS-Kombination DS202C 2P B10 30mA 10kA A | RCBO DS202C 2P B10 30mA 10kA A |  | 5.14
2CSR272140R1134 | DS202C M C13 A30 | Limited | 8012542119050 | 197.19 | 1 | 1 | stuk | DS202C M | BE31320 | SB (MCB&RCD Cat.B) | stuk | Diff-auto DS202C 2P C13 30mA 10kA A | Disj. différentiel DS202C 2P C13 30mA 10kA A | FI/LS-Kombination DS202C 2P C13 30mA 10kA A | RCBO DS202C 2P C13 30mA 10kA A |  | 5.14
2CSR272140R1135 | DS202C M B13 A30 | Limited | 8012542118350 | 219.11 | 1 | 1 | stuk | DS202C M | BE31320 | SB (MCB&RCD Cat.B) | stuk | Diff-auto DS202C 2P B13 30mA 10kA A | Disj. différentiel DS202C 2P B13 30mA 10kA A | FI/LS-Kombination DS202C 2P B13 30mA 10kA A | RCBO DS202C 2P B13 30mA 10kA A |  | 5.14
2CSR272140R1164 | DS202C M C16 A30 | Limited | 8012542119159 | 197.19 | 1 | 1 | stuk | DS202C M | BE31320 | SB (MCB&RCD Cat.B) | stuk | Diff-auto DS202C 2P C16 30mA 10kA A | Disj. différentiel DS202C 2P C16 30mA 10kA A | FI/LS-Kombination DS202C 2P C16 30mA 10kA A | RCBO DS202C 2P C16 30mA 10kA A |  | 5.14
2CSR272140R1165 | DS202C M B16 A30 | Limited | 8012542118459 | 219.11 | 1 | 1 | stuk | DS202C M | BE31320 | SB (MCB&RCD Cat.B) | stuk | Diff-auto DS202C 2P B16 30mA 10kA A | Disj. différentiel DS202C 2P B16 30mA 10kA A | FI/LS-Kombination DS202C 2P B16 30mA 10kA A | RCBO DS202C 2P B16 30mA 10kA A |  | 5.14
2CSR272140R1204 | DS202C M C20 A30 | Limited | 8012542119258 | 197.19 | 1 | 1 | stuk | DS202C M | BE31320 | SB (MCB&RCD Cat.B) | stuk | Diff-auto DS202C 2P C20 30mA 10kA A | Disj. différentiel DS202C 2P C20 30mA 10kA A | FI/LS-Kombination DS202C 2P C20 30mA 10kA A | RCBO DS202C 2P C20 30mA 10kA A |  | 5.14
2CSR272140R1205 | DS202C M B20 A30 | Limited | 8012542118558 | 219.11 | 1 | 1 | stuk | DS202C M | BE31320 | SB (MCB&RCD Cat.B) | stuk | Diff-auto DS202C 2P B20 30mA 10kA A | Disj. différentiel DS202C 2P B20 30mA 10kA A | FI/LS-Kombination DS202C 2P B20 30mA 10kA A | RCBO DS202C 2P B20 30mA 10kA A |  | 5.14
2CSR272140R1254 | DS202C M C25 A30 | Limited | 8012542119357 | 197.19 | 1 | 1 | stuk | DS202C M | BE31320 | SB (MCB&RCD Cat.B) | stuk | Diff-auto DS202C 2P C25 30mA 10kA A | Disj. différentiel DS202C 2P C25 30mA 10kA A | FI/LS-Kombination DS202C 2P C25 30mA 10kA A | RCBO DS202C 2P C25 30mA 10kA A |  | 5.14
2CSR272140R1255 | DS202C M B25 A30 | Limited | 8012542118657 | 219.11 | 1 | 1 | stuk | DS202C M | BE31320 | SB (MCB&RCD Cat.B) | stuk | Diff-auto DS202C 2P B25 30mA 10kA A | Disj. différentiel DS202C 2P B25 30mA 10kA A | FI/LS-Kombination DS202C 2P B25 30mA 10kA A | RCBO DS202C 2P B25 30mA 10kA A |  | 5.14
2CSR272140R1324 | DS202C M C32 A30 | Limited | 8012542119456 | 197.19 | 1 | 1 | stuk | DS202C M | BE31320 | SB (MCB&RCD Cat.B) | stuk | Diff-auto DS202C 2P C32 30mA 10kA A | Disj. différentiel DS202C 2P C32 30mA 10kA A | FI/LS-Kombination DS202C 2P C32 30mA 10kA A | RCBO DS202C 2P C32 30mA 10kA A |  | 5.14
2CSR272140R1325 | DS202C M B32 A30 | Limited | 8012542118756 | 219.11 | 1 | 1 | stuk | DS202C M | BE31320 | SB (MCB&RCD Cat.B) | stuk | Diff-auto DS202C 2P B32 30mA 10kA A | Disj. différentiel DS202C 2P B32 30mA 10kA A | FI/LS-Kombination DS202C 2P B32 30mA 10kA A | RCBO DS202C 2P B32 30mA 10kA A |  | 5.14
2CSR272140R3064 | DS202C M C6 A300 | Limited | 8012542120254 | 186.24 | 1 | 1 | stuk | DS202C M | BE31320 | SB (MCB&RCD Cat.B) | stuk | Diff-auto DS202C 2P C6 300mA 10kA A | Disj. différentiel DS202C 2P C6 300mA 10kA A | FI/LS-Kombination DS202C 2P C6 300mA 10kA A | RCBO DS202C 2P C6 300mA 10kA A |  | 5.14
2CSR272140R3065 | DS202C M B6 A300 | Limited | 8012542119555 | 206.94 | 1 | 1 | stuk | DS202C M | BE31320 | SB (MCB&RCD Cat.B) | stuk | Diff-auto DS202C 2P B6 300mA 10kA A | Disj. différentiel DS202C 2P B6 300mA 10kA A | FI/LS-Kombination DS202C 2P B6 300mA 10kA A | RCBO DS202C 2P B6 300mA 10kA A |  | 5.14
2CSR272140R3104 | DS202C M C10 A300 | Limited | 8012542120353 | 186.24 | 1 | 1 | stuk | DS202C M | BE31320 | SB (MCB&RCD Cat.B) | stuk | Diff-auto DS202C 2P C10 300mA 10kA A | Disj. différentiel DS202C 2P C10 300mA 10kA A | FI/LS-Kombination DS202C 2P C10 300mA 10kA A | RCBO DS202C 2P C10 300mA 10kA A |  | 5.14
2CSR272140R3105 | DS202C M B10 A300 | Limited | 8012542119654 | 206.94 | 1 | 1 | stuk | DS202C M | BE31320 | SB (MCB&RCD Cat.B) | stuk | Diff-auto DS202C 2P B10 300mA 10kA A | Disj. différentiel DS202C 2P B10 300mA 10kA A | FI/LS-Kombination DS202C 2P B10 300mA 10kA A | RCBO DS202C 2P B10 300mA 10kA A |  | 5.14
2CSR272140R3134 | DS202C M C13 A300 | Limited | 8012542120452 | 186.24 | 1 | 1 | stuk | DS202C M | BE31320 | SB (MCB&RCD Cat.B) | stuk | Diff-auto DS202C 2P C13 300mA 10kA A | Disj. différentiel DS202C 2P C13 300mA 10kA A | FI/LS-Kombination DS202C 2P C13 300mA 10kA A | RCBO DS202C 2P C13 300mA 10kA A |  | 5.14
2CSR272140R3135 | DS202C M B13 A300 | Limited | 8012542119753 | 206.94 | 1 | 1 | stuk | DS202C M | BE31320 | SB (MCB&RCD Cat.B) | stuk | Diff-auto DS202C 2P B13 300mA 10kA A | Disj. différentiel DS202C 2P B13 300mA 10kA A | FI/LS-Kombination DS202C 2P B13 300mA 10kA A | RCBO DS202C 2P B13 300mA 10kA A |  | 5.14
2CSR272140R3164 | DS202C M C16 A300 | Limited | 8012542120551 | 186.24 | 1 | 1 | stuk | DS202C M | BE31320 | SB (MCB&RCD Cat.B) | stuk | Diff-auto DS202C 2P C16 300mA 10kA A | Disj. différentiel DS202C 2P C16 300mA 10kA A | FI/LS-Kombination DS202C 2P C16 300mA 10kA A | RCBO DS202C 2P C16 300mA 10kA A |  | 5.14
2CSR272140R3165 | DS202C M B16 A300 | Limited | 8012542119852 | 206.94 | 1 | 1 | stuk | DS202C M | BE31320 | SB (MCB&RCD Cat.B) | stuk | Diff-auto DS202C 2P B16 300mA 10kA A | Disj. différentiel DS202C 2P B16 300mA 10kA A | FI/LS-Kombination DS202C 2P B16 300mA 10kA A | RCBO DS202C 2P B16 300mA 10kA A |  | 5.14
2CSR272140R3204 | DS202C M C20 A300 | Limited | 8012542120650 | 186.24 | 1 | 1 | stuk | DS202C M | BE31320 | SB (MCB&RCD Cat.B) | stuk | Diff-auto DS202C 2P C20 300mA 10kA A | Disj. différentiel DS202C 2P C20 300mA 10kA A | FI/LS-Kombination DS202C 2P C20 300mA 10kA A | RCBO DS202C 2P C20 300mA 10kA A |  | 5.14
2CSR272140R3205 | DS202C M B20 A300 | Limited | 8012542119951 | 206.94 | 1 | 1 | stuk | DS202C M | BE31320 | SB (MCB&RCD Cat.B) | stuk | Diff-auto DS202C 2P B20 300mA 10kA A | Disj. différentiel DS202C 2P B20 300mA 10kA A | FI/LS-Kombination DS202C 2P B20 300mA 10kA A | RCBO DS202C 2P B20 300mA 10kA A |  | 5.14
2CSR272140R3254 | DS202C M C25 A300 | Limited | 8012542120759 | 186.24 | 1 | 1 | stuk | DS202C M | BE31320 | SB (MCB&RCD Cat.B) | stuk | Diff-auto DS202C 2P C25 300mA 10kA A | Disj. différentiel DS202C 2P C25 300mA 10kA A | FI/LS-Kombination DS202C 2P C25 300mA 10kA A | RCBO DS202C 2P C25 300mA 10kA A |  | 5.14
2CSR272140R3255 | DS202C M B25 A300 | Limited | 8012542120056 | 206.94 | 1 | 1 | stuk | DS202C M | BE31320 | SB (MCB&RCD Cat.B) | stuk | Diff-auto DS202C 2P B25 300mA 10kA A | Disj. différentiel DS202C 2P B25 300mA 10kA A | FI/LS-Kombination DS202C 2P B25 300mA 10kA A | RCBO DS202C 2P B25 300mA 10kA A |  | 5.14
2CSR272140R3324 | DS202C M C32 A300 | Limited | 8012542120858 | 186.24 | 1 | 1 | stuk | DS202C M | BE31320 | SB (MCB&RCD Cat.B) | stuk | Diff-auto DS202C 2P C32 300mA 10kA A | Disj. différentiel DS202C 2P C32 300mA 10kA A | FI/LS-Kombination DS202C 2P C32 300mA 10kA A | RCBO DS202C 2P C32 300mA 10kA A |  | 5.14
2CSR272140R3325 | DS202C M B32 A300 | Limited | 8012542120155 | 206.94 | 1 | 1 | stuk | DS202C M | BE31320 | SB (MCB&RCD Cat.B) | stuk | Diff-auto DS202C 2P B32 300mA 10kA A | Disj. différentiel DS202C 2P B32 300mA 10kA A | FI/LS-Kombination DS202C 2P B32 300mA 10kA A | RCBO DS202C 2P B32 300mA 10kA A |  | 5.14
2CSR272199R1164 | DS202C M C16 A30 110V | Limited | 8012542079736 | 321.35 | 1 | 1 | stuk | DS202C M | BE31320 | SB (MCB&RCD Cat.B) | stuk | Diff-auto DS202C 2P C16 300mA 10kA 110V A | Disj. différentiel DS202C 2P C16 300mA 10kA 110V A | FI/LS-Kombination DS202C 2P C16 300mA 10kA 110V A | RCBO DS202C 2P C16 300mA 10kA 110V A |  | 5.14
2CSR272440R1064 | DS202C M C6 APR30 | Limited | 8012542121657 | 238.58 | 1 | 1 | stuk | DS202C M | BE31320 | SB (MCB&RCD Cat.B) | stuk | Diff-auto DS202C 2P C6 30mA 10kA A-PR | Disj. différentiel DS202C 2P C6 30mA 10kA A-PR | FI/LS-Kombination DS202C 2P C6 30mA 10kA A-PR | RCBO DS202C 2P C6 30mA 10kA A-PR |  | 5.14
2CSR272440R1065 | DS202C M B6 APR30 | Limited | 8012542120957 | 262.92 | 1 | 1 | stuk | DS202C M | BE31320 | SB (MCB&RCD Cat.B) | stuk | Diff-auto DS202C 2P B6 30mA 10kA A-PR | Disj. différentiel DS202C 2P B6 30mA 10kA A-PR | FI/LS-Kombination DS202C 2P B6 30mA 10kA A-PR | RCBO DS202C 2P B6 30mA 10kA A-PR |  | 5.14
2CSR272440R1104 | DS202C M C10 APR30 | Limited | 8012542121756 | 238.58 | 1 | 1 | stuk | DS202C M | BE31320 | SB (MCB&RCD Cat.B) | stuk | Diff-auto DS202C 2P C10 30mA 10kA A-PR | Disj. différentiel DS202C 2P C10 30mA 10kA A-PR | FI/LS-Kombination DS202C 2P C10 30mA 10kA A-PR | RCBO DS202C 2P C10 30mA 10kA A-PR |  | 5.14
2CSR272440R1105 | DS202C M B10 APR30 | Limited | 8012542121053 | 262.92 | 1 | 1 | stuk | DS202C M | BE31320 | SB (MCB&RCD Cat.B) | stuk | Diff-auto DS202C 2P B10 30mA 10kA A-PR | Disj. différentiel DS202C 2P B10 30mA 10kA A-PR | FI/LS-Kombination DS202C 2P B10 30mA 10kA A-PR | RCBO DS202C 2P B10 30mA 10kA A-PR |  | 5.14
2CSR272440R1134 | DS202C M C13 APR30 | Limited | 8012542121855 | 238.58 | 1 | 1 | stuk | DS202C M | BE31320 | SB (MCB&RCD Cat.B) | stuk | Diff-auto DS202C 2P C13 30mA 10kA A-PR | Disj. différentiel DS202C 2P C13 30mA 10kA A-PR | FI/LS-Kombination DS202C 2P C13 30mA 10kA A-PR | RCBO DS202C 2P C13 30mA 10kA A-PR |  | 5.14
2CSR272440R1135 | DS202C M B13 APR30 | Limited | 8012542121152 | 262.92 | 1 | 1 | stuk | DS202C M | BE31320 | SB (MCB&RCD Cat.B) | stuk | Diff-auto DS202C 2P B13 30mA 10kA A-PR | Disj. différentiel DS202C 2P B13 30mA 10kA A-PR | FI/LS-Kombination DS202C 2P B13 30mA 10kA A-PR | RCBO DS202C 2P B13 30mA 10kA A-PR |  | 5.14
2CSR272440R1164 | DS202C M C16 APR30 | Limited | 8012542121954 | 238.58 | 1 | 1 | stuk | DS202C M | BE31320 | SB (MCB&RCD Cat.B) | stuk | Diff-auto DS202C 2P C16 30mA 10kA A-PR | Disj. différentiel DS202C 2P C16 30mA 10kA A-PR | FI/LS-Kombination DS202C 2P C16 30mA 10kA A-PR | RCBO DS202C 2P C16 30mA 10kA A-PR |  | 5.14
2CSR272440R1165 | DS202C M B16 APR30 | Limited | 8012542121251 | 262.92 | 1 | 1 | stuk | DS202C M | BE31320 | SB (MCB&RCD Cat.B) | stuk | Diff-auto DS202C 2P B16 30mA 10kA A-PR | Disj. différentiel DS202C 2P B16 30mA 10kA A-PR | FI/LS-Kombination DS202C 2P B16 30mA 10kA A-PR | RCBO DS202C 2P B16 30mA 10kA A-PR |  | 5.14
2CSR272440R1204 | DS202C M C20 APR30 | Limited | 8012542122050 | 238.58 | 1 | 1 | stuk | DS202C M | BE31320 | SB (MCB&RCD Cat.B) | stuk | Diff-auto DS202C 2P C20 30mA 10kA A-PR | Disj. différentiel DS202C 2P C20 30mA 10kA A-PR | FI/LS-Kombination DS202C 2P C20 30mA 10kA A-PR | RCBO DS202C 2P C20 30mA 10kA A-PR |  | 5.14
2CSR272440R1205 | DS202C M B20 APR30 | Limited | 8012542121350 | 262.92 | 1 | 1 | stuk | DS202C M | BE31320 | SB (MCB&RCD Cat.B) | stuk | Diff-auto DS202C 2P B20 30mA 10kA A-PR | Disj. différentiel DS202C 2P B20 30mA 10kA A-PR | FI/LS-Kombination DS202C 2P B20 30mA 10kA A-PR | RCBO DS202C 2P B20 30mA 10kA A-PR |  | 5.14
2CSR272440R1254 | DS202C M C25 APR30 | Limited | 8012542122159 | 238.58 | 1 | 1 | stuk | DS202C M | BE31320 | SB (MCB&RCD Cat.B) | stuk | Diff-auto DS202C 2P C25 30mA 10kA A-PR | Disj. différentiel DS202C 2P C25 30mA 10kA A-PR | FI/LS-Kombination DS202C 2P C25 30mA 10kA A-PR | RCBO DS202C 2P C25 30mA 10kA A-PR |  | 5.14
2CSR272440R1255 | DS202C M B25 APR30 | Limited | 8012542121459 | 262.92 | 1 | 1 | stuk | DS202C M | BE31320 | SB (MCB&RCD Cat.B) | stuk | Diff-auto DS202C 2P B25 30mA 10kA A-PR | Disj. différentiel DS202C 2P B25 30mA 10kA A-PR | FI/LS-Kombination DS202C 2P B25 30mA 10kA A-PR | RCBO DS202C 2P B25 30mA 10kA A-PR |  | 5.14
2CSR272440R1324 | DS202C M C32 APR30 | Limited | 8012542122258 | 238.58 | 1 | 1 | stuk | DS202C M | BE31320 | SB (MCB&RCD Cat.B) | stuk | Diff-auto DS202C 2P C32 30mA 10kA A-PR | Disj. différentiel DS202C 2P C32 30mA 10kA A-PR | FI/LS-Kombination DS202C 2P C32 30mA 10kA A-PR | RCBO DS202C 2P C32 30mA 10kA A-PR |  | 5.14
2CSR272440R1325 | DS202C M B32 APR30 | Limited | 8012542121558 | 262.92 | 1 | 1 | stuk | DS202C M | BE31320 | SB (MCB&RCD Cat.B) | stuk | Diff-auto DS202C 2P B32 30mA 10kA A-PR | Disj. différentiel DS202C 2P B32 30mA 10kA A-PR | FI/LS-Kombination DS202C 2P B32 30mA 10kA A-PR | RCBO DS202C 2P B32 30mA 10kA A-PR |  | 5.14
2CSR272440R3065 | DS202C M B6 APR300 | Limited | 8012542124955 | 248.31 | 1 | 1 | stuk | DS202C M | BE31320 | SB (MCB&RCD Cat.B) | stuk | Diff-auto DS202C 2P B6 300mA 10kA A-PR | Disj. différentiel DS202C 2P B6 300mA 10kA A-PR | FI/LS-Kombination DS202C 2P B6 300mA 10kA A-PR | RCBO DS202C 2P B6 300mA 10kA A-PR |  | 5.14
2CSR272440R3105 | DS202C M B10 APR300 | Limited | 8012542125051 | 248.31 | 1 | 1 | stuk | DS202C M | BE31320 | SB (MCB&RCD Cat.B) | stuk | Diff-auto DS202C 2P B10 300mA 10kA A-PR | Disj. différentiel DS202C 2P B10 300mA 10kA A-PR | FI/LS-Kombination DS202C 2P B10 300mA 10kA A-PR | RCBO DS202C 2P B10 300mA 10kA A-PR |  | 5.14
2CSR272440R3135 | DS202C M B13 APR300 | Limited | 8012542125150 | 248.31 | 1 | 1 | stuk | DS202C M | BE31320 | SB (MCB&RCD Cat.B) | stuk | Diff-auto DS202C 2P B13 300mA 10kA A-PR | Disj. différentiel DS202C 2P B13 300mA 10kA A-PR | FI/LS-Kombination DS202C 2P B13 300mA 10kA A-PR | RCBO DS202C 2P B13 300mA 10kA A-PR |  | 5.14
2CSR272440R3165 | DS202C M B16 APR300 | Limited | 8012542125259 | 248.31 | 1 | 1 | stuk | DS202C M | BE31320 | SB (MCB&RCD Cat.B) | stuk | Diff-auto DS202C 2P B16 300mA 10kA A-PR | Disj. différentiel DS202C 2P B16 300mA 10kA A-PR | FI/LS-Kombination DS202C 2P B16 300mA 10kA A-PR | RCBO DS202C 2P B16 300mA 10kA A-PR |  | 5.14
2CSR272440R3205 | DS202C M B20 APR300 | Limited | 8012542125358 | 248.31 | 1 | 1 | stuk | DS202C M | BE31320 | SB (MCB&RCD Cat.B) | stuk | Diff-auto DS202C 2P B20 300mA 10kA A-PR | Disj. différentiel DS202C 2P B20 300mA 10kA A-PR | FI/LS-Kombination DS202C 2P B20 300mA 10kA A-PR | RCBO DS202C 2P B20 300mA 10kA A-PR |  | 5.14
2CSR272440R3255 | DS202C M B25 APR300 | Limited | 8012542125457 | 248.31 | 1 | 1 | stuk | DS202C M | BE31320 | SB (MCB&RCD Cat.B) | stuk | Diff-auto DS202C 2P B25 300mA 10kA A-PR | Disj. différentiel DS202C 2P B25 300mA 10kA A-PR | FI/LS-Kombination DS202C 2P B25 300mA 10kA A-PR | RCBO DS202C 2P B25 300mA 10kA A-PR |  | 5.14
2CSR272440R3325 | DS202C M B32 APR300 | Limited | 8012542125556 | 248.31 | 1 | 1 | stuk | DS202C M | BE31320 | SB (MCB&RCD Cat.B) | stuk | Diff-auto DS202C 2P B32 300mA 10kA A-PR | Disj. différentiel DS202C 2P B32 300mA 10kA A-PR | FI/LS-Kombination DS202C 2P B32 300mA 10kA A-PR | RCBO DS202C 2P B32 300mA 10kA A-PR |  | 5.14
2CSR274101R1324 | DS204 M A-C32/0,03 | Active | 8012542851103 | 508.82 | 1 | 1 | stuk | DS200 M | BE31320 | SB (MCB&RCD Cat.B) | stuk | Dif.Auto DS200 4P C32 30mA 10kA A | Dif.Auto DS200 4P C32 30mA 10kA A | Dif.Auto DS200 4P C32 30mA 10kA A | Dif.Auto DS200 4P C32 30mA 10kA A |  | 5.14
2CSS200933R0011 | F2C-A1 | Active | 8012542974901 | 97.99 | 1 | 1 | stuk | Shunt trip, F2C-A | BE31320 | SA (Modulair+Plug&Socket) | stuk | Uitschakelspoel F2C-A1 12-60Vac/dc F200 | Déclencheurs F200 série 12-60Vac/dc | F2C-A1 Arbeitsstromausl. F200 bis 100A AC/DC 12-60V | F2C-A1 Shunt trip |  | 5.14
2CSS200933R0012 | F2C-A2 | Active | 8012542975007 | 97.99 | 1 | 1 | stuk | Shunt trip, F2C-A | BE31320 | SA (Modulair+Plug&Socket) | stuk | Uitschakelspoel F2C-A2 110-415Vac 110-250Vdc | Déclencheurs F200 series 110-415Vac, 110-250Vdc | F2C-A2 Arbeitsstromausl. F200 bis 100A AC 110-415V/DC 110-250V | F2C-A2 Shunt trip |  | 5.14
2TAZ310002R1000 | E295-GM | Active | 7612270939466 | 57.37 | 1 | 10 | stuk | E290 | BE31320 | SA (Modulair+Plug&Socket) | stuk | E290 Groep module 250VAC 1A 18mm | E290 Module de groupe 250VAC 1A 18mm | E295-GM Gruppenmodul 250 VAC, 1A, 18mm | E295-GM Group Module |  | 5.14
2TAZ310003R1000 | E296-CP | Active | 7612270939473 | 43.27 | 1 | 10 | stuk | E290 | BE31320 | SA (Modulair+Plug&Socket) | stuk | E290 Compensator 250VAC 18mm | E290 Compensateur 250VAC, 18mm | E296-CP Kompensator 250 VAC, 18mm | E296-CP Compensator |  | 5.14
2TAZ311000R2011 | E297-16-10/230 | Active | 7612270940059 | 35.2 | 1 | 10 | stuk | E297 | BE31320 | SA (Modulair+Plug&Socket) | stuk | E297 relais 1NO 16A 230vac/ 110dc | E297 Relais d'installation 1NO 16A 230Vca/ 110dc | E297 installationrelais 1no 16A 230vac/ 110dc | E297 relay 1no 16A 230vac/ 110dc |  | 5.14
2TAZ311000R2012 | E297-16-20/230 | Active | 7612270940172 | 43.17 | 1 | 10 | stuk | E297 | BE31320 | SA (Modulair+Plug&Socket) | stuk | E297 relais 2NO 16A 230vac/ 110dc | E297 Relais d'installation 2NO 16A 230Vca/ 110dc | E297 installationrelais 2no 16A 230vac/ 110dc | E297 relay 2no 16A 230vac/ 110dc |  | 5.14
2TAZ311000R2013 | E297-16-11/230 | Active | 7612270940110 | 43.17 | 1 | 10 | stuk | E297 | BE31320 | SA (Modulair+Plug&Socket) | stuk | E297 relais 1NO+1NG 16A 230vac/ 110dc | E297 Relais d'installation 1NO+1NF 16A 230Vca/ 110dc | E297 installationrelais 1no+1nc 16A 230vac/ 110dc | E297 relay 1no+1nc 16A 230vac/ 110dc |  | 5.14
2TAZ311000R2021 | E297-16-10/115 | Active | 7612270940042 | 41.46 | 1 | 10 | stuk | E297 | BE31320 | SA (Modulair+Plug&Socket) | stuk | E297 relais 1NO 16A 115vac/ 60dc | E297 Relais d'installation 1NO 16A 115Vca/ 60dc | E297 installationrelais 1no 16A 115vac/ 60dc | E297 relay 1no 16A 115vac/ 60dc |  | 5.14
2TAZ311000R2022 | E297-16-20/115 | Active | 7612270940165 | 50.74 | 1 | 10 | stuk | E297 | BE31320 | SA (Modulair+Plug&Socket) | stuk | E297 relais 2NO 16A 115vac/ 60dc | E297 Relais d'installation 2NO 16A 115Vca/ 60dc | E297 installationrelais 2no 16A 115vac/ 60dc | E297 relay 2no 16A 115vac/ 60dc |  | 5.14
2TAZ311000R2023 | E297-16-11/115 | Active | 7612270940103 | 50.74 | 1 | 10 | stuk | E297 | BE31320 | SA (Modulair+Plug&Socket) | stuk | E297 relais 1NO+1NG 16A 115vac/ 60dc | E297 Relais d'installation 1NO+1NF 16A 115Vca/ 60dc | E297 installationrelais 1no+1nc 16A 115vac/ 60dc | E297 relay 1no+1nc 16A 115vac/ 60dc |  | 5.14
2TAZ311000R2031 | E297-16-10/48 | Active | 7612270940035 | 41.46 | 1 | 10 | stuk | E297 | BE31320 | SA (Modulair+Plug&Socket) | stuk | E297 relais 1NO 16A 48vac/ 24vdc | E297 Relais d'installation 1NO 16A 48Vca/ 24Vcc | E297 installationrelais 1no 16A 48vac/ 24vdc | E297 relay 1no 16A 48vac/ 24vdc |  | 5.14
2TAZ311000R2032 | E297-16-20/48 | Active | 7612270940158 | 50.74 | 1 | 10 | stuk | E297 | BE31320 | SA (Modulair+Plug&Socket) | stuk | E297 relais 2NO 16A 48vac/ 24vdc | E297 Relais d'installation 2NO 16A 48Vca/ 24Vcc | E297 installationrelais 2no 16A 48vac/ 24vdc | E297 relay 2no 16A 48vac/ 24vdc |  | 5.14
2TAZ311000R2033 | E297-16-11/48 | Active | 7612270940097 | 50.74 | 1 | 10 | stuk | E297 | BE31320 | SA (Modulair+Plug&Socket) | stuk | E297 relais 1NO+1NG 16A 48vac/ 24vdc | E297 Relais d'installation 1NO+1NF 16A 48Vca/ 24Vcc | E297 installationrelais 1no+1nc 16A 48vac/ 24vdc | E297 relay 1no+1nc 16A 48vac/ 24vdc |  | 5.14
2TAZ311000R2041 | E297-16-10/24 | Active | 7612270940028 | 39.29 | 1 | 10 | stuk | E297 | BE31320 | SA (Modulair+Plug&Socket) | stuk | E297 relais 1NO 16A 24vac/ 12vdc | E297 Relais d'installation 1NO 16A 24Vca/ 12Vcc | E297 installationrelais 1no 16A 24vac/ 12vdc | E297 relay 1no 16A 24vac/ 12vdc |  | 5.14
2TAZ311000R2042 | E297-16-20/24 | Active | 7612270940141 | 47.84 | 1 | 10 | stuk | E297 | BE31320 | SA (Modulair+Plug&Socket) | stuk | E297 relais 2NO 16A 24vac/ 12vdc | E297 Relais d'installation 2NO 16A 24Vca/ 12Vcc | E297 installationrelais 2no 16A 24vac/ 12vdc | E297 relay 2no 16A 24vac/ 12vdc |  | 5.14
2TAZ311000R2043 | E297-16-11/24 | Active | 7612270940080 | 47.84 | 1 | 10 | stuk | E297 | BE31320 | SA (Modulair+Plug&Socket) | stuk | E297 relais 1NO+1NG 16A 24vac/ 12vdc | E297 Relais d'installation 1NO+1NF 16A 24Vca/ 12Vcc | E297 installationrelais 1no+1nc 16A 24vac/ 12vdc | E297 relay 1no+1nc 16A 24vac/ 12vdc |  | 5.14
2TAZ311000R2051 | E297-16-10/12 | Active | 7612270940011 | 41.46 | 1 | 10 | stuk | E297 | BE31320 | SA (Modulair+Plug&Socket) | stuk | E297 relais 1NO 16A 12vac | E297 Relais d'installation 1NO 16A 12Vca | E297 installationrelais 1no 16A 12vac | E297 relay 1no 16A 12vac |  | 5.14
2TAZ311000R2052 | E297-16-20/12 | Active | 7612270940134 | 50.74 | 1 | 10 | stuk | E297 | BE31320 | SA (Modulair+Plug&Socket) | stuk | E297 relais 2NO 16A 12vac | E297 Relais d'installation 2NO 16A 12Vca | E297 installationrelais 2no 16A 12vac | E297 relay 2no 16A 12vac |  | 5.14
2TAZ311000R2053 | E297-16-11/12 | Active | 7612270940073 | 50.74 | 1 | 10 | stuk | E297 | BE31320 | SA (Modulair+Plug&Socket) | stuk | E297 relais 1NO+1NG 16A 12vac | E297 Relais d'installation 1NO+1NF 16A 12Vca | E297 installationrelais 1no+1nc 16A 12vac | E297 relay 1no+1nc 16A 12vac |  | 5.14
2TAZ311000R2061 | E297-16-10/8 | Active | 7612270940004 | 41.46 | 1 | 10 | stuk | E297 | BE31320 | SA (Modulair+Plug&Socket) | stuk | E297 relais 1NO 16A 8vac | E297 Relais d'installation 1NO 16A 8Vca | E297 installationrelais 1no 16A 8vac | E297 relay 1no 16A 8vac |  | 5.14
2TAZ311000R2062 | E297-16-20/8 | Active | 7612270940127 | 50.74 | 1 | 10 | stuk | E297 | BE31320 | SA (Modulair+Plug&Socket) | stuk | E297 relais 2NO 16A 8vac | E297 Relais d'installation 2NO 16A 8Vca | E297 installationrelais 2no 16A 8vac | E297 relay 2no 16A 8vac |  | 5.14
2TAZ311000R2063 | E297-16-11/8 | Active | 7612270940066 | 50.74 | 1 | 10 | stuk | E297 | BE31320 | SA (Modulair+Plug&Socket) | stuk | E297 relais 1NO+1NG 16A 8vac | E297 Relais d'installation 1NO+1NF 16A 8Vca | E297 installationrelais 1no+1nc 16A 8vac | E297 relay 1no+1nc 16A 8vac |  | 5.14
2TAZ312000R2011 | E290-16-10/230 | Active | 7612270939602 | 35.32 | 1 | 10 | stuk | E290 | BE31320 | SA (Modulair+Plug&Socket) | stuk | E290 impulsrelais 1NO 16A 230vac/110dc | E290 Télérupteur 1NO 16A 230Vca/ 110dc | E290 Stromstoßschalter 1no, 16A, 230vac/ 110dc | E290 impulsswitch 1no, 16A, 230vac/ 110dc |  | 5.14
2TAZ312000R2012 | E290-16-20/230 | Active | 7612270939725 | 38.34 | 1 | 10 | stuk | E290 | BE31320 | SA (Modulair+Plug&Socket) | stuk | E290 impulsrelais 2NO 16A 230vac/110dc | E290 Télérupteur 2NO 16A 230Vca/ 110dc | E290 Stromstoßschalter 2no, 16A, 230vac/ 110dc | E290 impulsswitch 2no, 16A, 230vac/ 110dc |  | 5.14
2TAZ312000R2013 | E290-16-11/230 | Active | 7612270939848 | 42.67 | 1 | 10 | stuk | E290 | BE31320 | SA (Modulair+Plug&Socket) | stuk | E290 impulsrelais 1NO+1NG 16A 230vac/110dc | E290 Télérupteur 1NO+1NF 16A 230Vca/ 110dc | E290 Stromstoßschalter 1no+1nf, 16A, 230vac/ 110dc | E290 impulsswitch 1no+1nf, 16A, 230vac/ 110dc |  | 5.14
2TAZ312000R2021 | E290-16-10/115 | Active | 7612270939596 | 31.47 | 1 | 10 | stuk | E290 | BE31320 | SA (Modulair+Plug&Socket) | stuk | E290 impulsrelais 1NO 16A 115vac/60dc | E290 Télérupteur 1NO 16A 115Vca/ 60dc | E290 Stromstoßschalter 1no, 16A, 115vac/ 60dc | E290 impulsswitch 1no, 16A, 115vac/ 60dc |  | 5.14
2TAZ312000R2022 | E290-16-20/115 | Active | 7612270939718 | 34.11 | 1 | 10 | stuk | E290 | BE31320 | SA (Modulair+Plug&Socket) | stuk | E290 impulsrelais 2NO 16A 115vac/60dc | E290 Télérupteur 2NO 16A 115Vca/ 60dc | E290 Stromstoßschalter 2no, 16A, 115vac/ 60dc | E290 impulsswitch 2no, 16A, 115vac/ 60dc |  | 5.14
2TAZ312000R2023 | E290-16-11/115 | Active | 7612270939831 | 36.39 | 1 | 10 | stuk | E290 | BE31320 | SA (Modulair+Plug&Socket) | stuk | E290 impulsrelais 1NO+1NG 16A 115vac/60dc | E290 Télérupteur 1NO+1NF 16A 115Vca/ 60dc | E290 Stromstoßschalter 1no+1nf, 16A, 115vac/ 60dc | E290 impulsswitch 1no+1nf, 16A, 115vac/ 60dc |  | 5.14
2TAZ312000R2031 | E290-16-10/48 | Active | 7612270939589 | 42.3 | 1 | 10 | stuk | E290 | BE31320 | SA (Modulair+Plug&Socket) | stuk | E290 impulsrelais 1NO 16A 48vac/24vdc | E290 Télérupteur 1NO 16A 48Vca/ 24Vcc | E290 Stromstoßschalter 1no, 16A, 48vac/ 24vdc | E290 impulsswitch 1no, 16A, 48vac/ 24vdc |  | 5.14
2TAZ312000R2032 | E290-16-20/48 | Active | 7612270939701 | 53.76 | 1 | 10 | stuk | E290 | BE31320 | SA (Modulair+Plug&Socket) | stuk | E290 impulsrelais 2NO 16A 48vac/24vdc | E290 Télérupteur 2NO 16A 48Vca/ 24Vcc | E290 Stromstoßschalter 2no, 16A, 48vac/ 24vdc | E290 impulsswitch 2no, 16A, 48vac/ 24vdc |  | 5.14
2TAZ312000R2033 | E290-16-11/48 | Active | 7612270939824 | 51.22 | 1 | 10 | stuk | E290 | BE31320 | SA (Modulair+Plug&Socket) | stuk | E290 impulsrelais 1NO+1NG 16A 48vac/24vdc | E290 Télérupteur 1NO+1NF 16A 48Vca/ 24Vcc | E290 Stromstoßschalter 1no+1nf, 16A, 48vac/ 24vdc | E290 impulsswitch 1no+1nf, 16A, 48vac/ 24vdc |  | 5.14
2TAZ312000R2041 | E290-16-10/24 | Active | 7612270939572 | 39.77 | 1 | 10 | stuk | E290 | BE31320 | SA (Modulair+Plug&Socket) | stuk | E290 impulsrelais 1NO 16A 24vac/12vdc | E290 Télérupteur 1NO 16A 24Vca/ 12Vcc | E290 Stromstoßschalter 1no, 16A, 24vac/ 12vdc | E290 impulsswitch 1no, 16A, 24vac/ 12vdc |  | 5.14
2TAZ312000R2042 | E290-16-20/24 | Active | 7612270939695 | 50.4 | 1 | 10 | stuk | E290 | BE31320 | SA (Modulair+Plug&Socket) | stuk | E290 impulsrelais 2NO 16A 24vac/12vdc | E290 Télérupteur 2NO 16A 24Vca/ 12Vcc | E290 Stromstoßschalter 2no, 16A, 24vac/ 12vdc | E290 impulsswitch 2no, 16A, 24vac/ 12vdc |  | 5.14
2TAZ312000R2043 | E290-16-11/24 | Active | 7612270939817 | 48.45 | 1 | 10 | stuk | E290 | BE31320 | SA (Modulair+Plug&Socket) | stuk | E290 impulsrelais 1NO+1NG 16A 24vac/12vdc | E290 Télérupteur 1NO+1NF 16A 24Vca/ 12Vcc | E290 Stromstoßschalter 1no+1nf, 16A, 24vac/ 12vdc | E290 impulsswitch 1no+1nf, 16A, 24vac/ 12vdc |  | 5.14
2TAZ312000R2051 | E290-16-10/12 | Active | 7612270939565 | 42.3 | 1 | 10 | stuk | E290 | BE31320 | SA (Modulair+Plug&Socket) | stuk | E290 impulsrelais 1NO 16A 12vac | E290 Télérupteur 1NO 16A 12Vca | E290 Stromstoßschalter 1no, 16A, 12vac | E290 impulsswitch 1no, 16A, 12vac |  | 5.14
2TAZ312000R2052 | E290-16-20/12 | Active | 7612270939688 | 51.22 | 1 | 10 | stuk | E290 | BE31320 | SA (Modulair+Plug&Socket) | stuk | E290 impulsrelais 2NO 16A 12vac | E290 Télérupteur 2NO 16A 12Vca | E290 Stromstoßschalter 2no, 16A, 12vac | E290 impulsswitch 2no, 16A, 12vac |  | 5.14
2TAZ312000R2053 | E290-16-11/12 | Active | 7612270939800 | 51.22 | 1 | 10 | stuk | E290 | BE31320 | SA (Modulair+Plug&Socket) | stuk | E290 impulsrelais 1NO+1NG 16A 12vac | E290 Télérupteur 1NO+1NF 16A 12Vca | E290 Stromstoßschalter 1no+1nf, 16A, 12vac | E290 impulsswitch 1no+1nf, 16A, 12vac |  | 5.14
2TAZ312000R2061 | E290-16-10/8 | Active | 7612270939558 | 42.3 | 1 | 10 | stuk | E290 | BE31320 | SA (Modulair+Plug&Socket) | stuk | E290 impulsrelais 1NO 16A 8vac | E290 Télérupteur 1NO 16A 8Vca | E290 Stromstoßschalter 1no, 16A, 8vac | E290 impulsswitch 1no, 16A, 8vac |  | 5.14
2TAZ312000R2062 | E290-16-20/8 | Active | 7612270939671 | 51.22 | 1 | 10 | stuk | E290 | BE31320 | SA (Modulair+Plug&Socket) | stuk | E290 impulsrelais 2NO 16A 8vac | E290 Télérupteur 2NO 16A 8Vca | E290 Stromstoßschalter 2no, 16A, 8vac | E290 impulsswitch 2no, 16A, 8vac |  | 5.14
2TAZ312000R2063 | E290-16-11/8 | Active | 7612270939794 | 51.22 | 1 | 10 | stuk | E290 | BE31320 | SA (Modulair+Plug&Socket) | stuk | E290 impulsrelais 1NO+1NG 16A 8vac | E290 Télérupteur 1NO+1NF 16A 8Vca | E290 Stromstoßschalter 1no+1nf, 16A, 8vac | E290 impulsswitch 1no+1nf, 16A, 8vac |  | 5.14
2TAZ312001R2013 | E294/230 | Active | 7612270939442 | 61.25 | 1 | 5 | stuk | E290 | BE31320 | SA (Modulair+Plug&Socket) | stuk | E290 Centrale bediening On-Off 230Vac | E290 Commande centralisée On-Off 230Vca | E294/230 Zentral Ein-Aus 230 VAC, 18mm | E294/230 Central on-off Switching Module |  | 5.14
2TAZ312001R2043 | E294/24 | Active | 7612270939411 | 61.25 | 1 | 5 | stuk | E290 | BE31320 | SA (Modulair+Plug&Socket) | stuk | E290 Centrale bediening On-Off 24vac | E290 Commande centralisée On-Off 24Vca | E294/24 Zentral Ein-Aus 24 VAC, 18mm | E294/24 Central on-off Switching Module |  | 5.14
2TAZ312005R1003 | E295-PS | Active | 7612270939459 | 41.7 | 1 | 10 | stuk | E290 | BE31320 | SA (Modulair+Plug&Socket) | stuk | E290 Permanente bekrachtigingsmodule 250Vac 1A | Module alimentation permanante série E290 Tension permanente, non impulsion | E295-PS Dauersignalmodul 250 VAC, 1A, 18mm | E295-PS Permanent Signal Module |  | 5.14
2TAZ322000R2011 | E290-32-10/230 | Active | 7612270939664 | 52.2 | 1 | 10 | stuk | E290 | BE31320 | SA (Modulair+Plug&Socket) | stuk | E290 impulsrelais 1NO 32A 230vac/110dc | E290 Télérupteur 1NO 32A 230Vca/ 110dc | E290 Stromstoßschalter 1no, 32A, 230vac/ 110dc | E290 impulsswitch 1no, 32A, 230vac/ 110dc |  | 5.14
2TAZ322000R2012 | E290-32-20/230 | Active | 7612270939787 | 61.58 | 1 | 10 | stuk | E290 | BE31320 | SA (Modulair+Plug&Socket) | stuk | E290 impulsrelais 2NO 32A 230vac/110dc | E290 Télérupteur 2NO 32A 230Vca/ 110dc | E290 Stromstoßschalter 2no, 32A, 230vac/ 110dc | E290 impulsswitch 2no, 32A, 230vac/ 110dc |  | 5.14
2TAZ322000R2013 | E290-32-11/230 | Active | 7612270939909 | 63.15 | 1 | 10 | stuk | E290 | BE31320 | SA (Modulair+Plug&Socket) | stuk | E290 impulsrelais 1NO+1NG 32A 230vac/110dc | E290 Télérupteur 1NO+1NF 32A 230Vca/ 110dc | E290 Stromstoßschalter 1no+1nf, 32A, 230vac/ 110dc | E290 impulsswitch 1no+1nf, 32A, 230vac/ 110dc |  | 5.14
2TAZ322000R2021 | E290-32-10/115 | Active | 7612270939657 | 60.49 | 1 | 10 | stuk | E290 | BE31320 | SA (Modulair+Plug&Socket) | stuk | E290 impulsrelais 1NO 32A 115vac/60dc | E290 Télérupteur 1NO 32A 115Vca/ 60dc | E290 Stromstoßschalter 1no, 32A, 115vac/ 60dc | E290 impulsswitch 1no, 32A, 115vac/ 60dc |  | 5.14
2TAZ322000R2022 | E290-32-20/115 | Active | 7612270939770 | 70.99 | 1 | 10 | stuk | E290 | BE31320 | SA (Modulair+Plug&Socket) | stuk | E290 impulsrelais 2NO 32A 115vac/60dc | E290 Télérupteur 2NO 32A 115Vca/ 60dc | E290 Stromstoßschalter 2no, 32A, 115vac/ 60dc | E290 impulsswitch 2no, 32A, 115vac/ 60dc |  | 5.14
2TAZ322000R2023 | E290-32-11/115 | Active | 7612270939893 | 73.52 | 1 | 10 | stuk | E290 | BE31320 | SA (Modulair+Plug&Socket) | stuk | E290 impulsrelais 1NO+1NG 32A 115vac/60dc | E290 Télérupteur 1NO+1NF 32A 115Vca/ 60dc | E290 Stromstoßschalter 1no+1nf, 32A, 115vac/ 60dc | E290 impulsswitch 1no+1nf, 32A, 115vac/ 60dc |  | 5.14
2TAZ322000R2031 | E290-32-10/48 | Active | 7612270939640 | 60.49 | 1 | 10 | stuk | E290 | BE31320 | SA (Modulair+Plug&Socket) | stuk | E290 impulsrelais 1NO 32A 48vac/24vdc | E290 Télérupteur 1NO 32A 48Vca/ 24Vcc | E290 Stromstoßschalter 1no, 32A, 48vac/ 24vdc | E290 impulsswitch 1no, 32A, 48vac/ 24vdc |  | 5.14
2TAZ322000R2032 | E290-32-20/48 | Active | 7612270939763 | 70.99 | 1 | 10 | stuk | E290 | BE31320 | SA (Modulair+Plug&Socket) | stuk | E290 impulsrelais 2NO 32A 48vac/24vdc | E290 Télérupteur 2NO 32A 48Vca/ 24Vcc | E290 Stromstoßschalter 2no, 32A, 48vac/ 24vdc | E290 impulsswitch 2no, 32A, 48vac/ 24vdc |  | 5.14
2TAZ322000R2033 | E290-32-11/48 | Active | 7612270939886 | 73.52 | 1 | 10 | stuk | E290 | BE31320 | SA (Modulair+Plug&Socket) | stuk | E290 impulsrelais 1NO+1NG 32A 48vac/24vdc | E290 Télérupteur 1NO+1NF 32A 48Vca/ 24Vcc | E290 Stromstoßschalter 1no+1nf, 32A, 48vac/ 24vdc | E290 impulsswitch 1no+1nf, 32A, 48vac/ 24vdc |  | 5.14
2TAZ322000R2041 | E290-32-10/24 | Active | 7612270939633 | 58.45 | 1 | 10 | stuk | E290 | BE31320 | SA (Modulair+Plug&Socket) | stuk | E290 impulsrelais 1NO 32A 24vac/12vdc | E290 Télérupteur 1NO 32A 24Vca/ 12Vcc | E290 Stromstoßschalter 1no, 32A, 24vac/ 12vdc | E290 impulsswitch 1no, 32A, 24vac/ 12vdc |  | 5.14
2TAZ322000R2042 | E290-32-20/24 | Active | 7612270939756 | 68.47 | 1 | 10 | stuk | E290 | BE31320 | SA (Modulair+Plug&Socket) | stuk | E290 impulsrelais 2NO 32A 24vac/12vdc | E290 Télérupteur 2NO 32A 24Vca/ 12Vcc | E290 Stromstoßschalter 2no, 32A, 24vac/ 12vdc | E290 impulsswitch 2no, 32A, 24vac/ 12vdc |  | 5.14
2TAZ322000R2043 | E290-32-11/24 | Active | 7612270939879 | 73.52 | 1 | 10 | stuk | E290 | BE31320 | SA (Modulair+Plug&Socket) | stuk | E290 impulsrelais 1NO+1NG 32A 24vac/12vdc | E290 Télérupteur 1NO+1NF 32A 24Vca/ 12Vcc | E290 Stromstoßschalter 1no+1nf, 32A, 24vac/ 12vdc | E290 impulsswitch 1no+1nf, 32A, 24vac/ 12vdc |  | 5.14
2TAZ322000R2051 | E290-32-10/12 | Active | 7612270939626 | 60.49 | 1 | 10 | stuk | E290 | BE31320 | SA (Modulair+Plug&Socket) | stuk | E290 impulsrelais 1NO 32A 12vac | E290 Télérupteur 1NO 32A 12Vca | E290 Stromstoßschalter 1no, 32A, 12vac | E290 impulsswitch 1no, 32A, 12vac |  | 5.14
2TAZ322000R2052 | E290-32-20/12 | Active | 7612270939749 | 70.99 | 1 | 10 | stuk | E290 | BE31320 | SA (Modulair+Plug&Socket) | stuk | E290 impulsrelais 2NO 32A 12vac | E290 Télérupteur 2NO 32A 12Vca | E290 Stromstoßschalter 2no, 32A, 12vac | E290 impulsswitch 2no, 32A, 12vac |  | 5.14
2TAZ322000R2053 | E290-32-11/12 | Active | 7612270939862 | 73.52 | 1 | 10 | stuk | E290 | BE31320 | SA (Modulair+Plug&Socket) | stuk | E290 impulsrelais 1NO+1NG 32A 12vac | E290 Télérupteur 1NO+1NF 32A 12Vca | E290 Stromstoßschalter 1no+1nf, 32A, 12vac | E290 impulsswitch 1no+1nf, 32A, 12vac |  | 5.14
2TAZ322000R2061 | E290-32-10/8 | Active | 7612270939619 | 60.49 | 1 | 10 | stuk | E290 | BE31320 | SA (Modulair+Plug&Socket) | stuk | E290 impulsrelais 1NO 32A 8vac | E290 Télérupteur 1NO 32A 8Vca | E290 Stromstoßschalter 1no, 32A, 8vac | E290 impulsswitch 1no, 32A, 8vac |  | 5.14
2TAZ322000R2062 | E290-32-20/8 | Active | 7612270939732 | 70.99 | 1 | 10 | stuk | E290 | BE31320 | SA (Modulair+Plug&Socket) | stuk | E290 impulsrelais 2NO 32A 8vac | E290 Télérupteur 2NO 32A 8Vca | E290 Stromstoßschalter 2no, 32A, 8vac | E290 impulsswitch 2no, 32A, 8vac |  | 5.14
2TAZ322000R2063 | E290-32-11/8 | Active | 7612270939855 | 73.52 | 1 | 10 | stuk | E290 | BE31320 | SA (Modulair+Plug&Socket) | stuk | E290 impulsrelais 1NO+1NG 32A 8vac | E290 Télérupteur 1NO+1NF 32A 8Vca | E290 Stromstoßschalter 1no+1nf, 32A, 8vac | E290 impulsswitch 1no+1nf, 32A, 8vac |  | 5.14
16021765 | FP1 | Active | 8012542061304 | 1.67 | 1 | 1 | stuk | DIN-Rail | BE31330 | SA (Modulair+Plug&Socket) | stuk | Valse pool - 1 module | Faux pôle - 1 module | Falscher Pol - 1 Modul | FP1 - False pole
16021773 | FP2 | Active | 8012542061403 | 1.84 | 1 | 1 | stuk | DIN-Rail | BE31330 | SA (Modulair+Plug&Socket) | stuk | Valse pool - 2 modules | Faux pôle - 2 modules | Falscher Pol - 2 Modul | FP2 - False pole
16021781 | FP4 | Active | 8012542061502 | 2.16 | 1 | 1 | stuk | DIN-Rail | BE31330 | SA (Modulair+Plug&Socket) | stuk | Valse pool - 4 modules | Faux pôle - 4 modules | Falscher Pol - 4 Modul | FP4 - False pole
16021799 | FP6 | Active | 8012542061601 | 2.51 | 1 | 1 | stuk | DIN-Rail | BE31330 | SA (Modulair+Plug&Socket) | stuk | Valse pool - 6 modules | Faux pôle - 6 modules | Falscher Pol - 6 Modul | FP6 - False pole
16021831 | SFP | Active | 8012542061700 | 0.49 | 1 | 1 | stuk | DIN-Rail | BE31330 | SA (Modulair+Plug&Socket) | stuk | Steun voor valse pool | Support pour faux pôle | Unterstützung für falschen Pool | SFP - Support for false pole
1SDA060151R0001 | S800-RHE-EM | Active | 8015644625771 | 77.58 | 1 | 1 | stuk | Accessories for HPMCB S800 | BE31330 | SB (MCB&RCD Cat.B) | stuk | S800 draaibediening rood voor deurmontage | S800-RHE-EM Red rotary handle | S800-RHE-H-EM Drehhebel Rot für die Türmontage | S800-RHE-EM Red rotary handle
1SDA060179R0001 | S800-RHE-S | Active | 8015644626242 | 37.62 | 1 | 1 | stuk | Accessories for HPMCB S800 | BE31330 | SB (MCB&RCD Cat.B) | stuk | S800-RHE-S Axial extension 500mm | S800-RHE-S Axial extension 500mm | S800-RHE-S Achsverlängerung 500mm Drehhebelantrieb zum Drehhebel | S800-RHE-S Axial extension 500mm
2CCA017429R0001 | ZLS519 | Active | 7612270054268 | 10.73 | 1 | 12 | stuk | Accessories for Plug-in Distribution Systems 125A | BE31330 | SB (MCB&RCD Cat.B) | stuk | CombinatieMSmissLine ZLS519 | Connection, Smissline, pour module de combination | Verbindungselement für Kombimodul ZLS840 und ZLS8403 | ZLS519 Combi module |  | 5.14
2CCA180081R0001 | ZLS741 | Active | 7612270019632 | 56.76 | 1 | 10 | stuk | Accessories for Plug-in Distribution Systems 125A | BE31330 | SB (MCB&RCD Cat.B) | stuk | Adapter SmissLine hoogte 22 5mm | Adaptateur SmissLine hauteur 22,5mm | ZLS741 Tragschienenadapter f. Höhenausg. | ZLS741 Height adapter |  | 5.14
2CCA180413R0001 | ZLS740 | Active | 7612270019625 | 2.47 | 1 | 1 | stuk | Accessories for Plug-in Distribution Systems 125A | BE31330 | SB (MCB&RCD Cat.B) | stuk | Adapter SmissLine hoogte 22 5mm | ZLS740 Height adapter | ZLS740 Height adaptor | ZLS740 Height adapter |  | 5.14
2CCA180545R1001 | ZLS965 | Active | 7612271501440 | 8.81 | 1 | 1 | stuk | Adapters and Combi modules | BE31330 | SB (MCB&RCD Cat.B) | stuk | ZLS965 Dummy housing | ZLS965 Dummy housing | ZLS965 Dummy housing | ZLS965 Dummy housing
2CCA180550R0001 | ZLS964 | Active | 7612271444556 | 8.43 | 1 | 1 | stuk | Adapters and Combi modules | BE31330 | SB (MCB&RCD Cat.B) | stuk | Smissline adapter dummy housing | Adapter 32A Smissline ZLS964 | Smissline Universaladapter dummy housing | ZLS964 Dummy housing |  | 5.14
2CCA180551R0001 | ZLS970 | Active | 7612271444563 | 12.66 | 1 | 1 | stuk | Adapters and Combi modules | BE31330 | SB (MCB&RCD Cat.B) | stuk | Smissline adapter voor L1-L2-L3 max 32A | Adapter 32A with 300mm wire Smissline L1/L2/L3 wire top ZLS970 | Smissline Universaladapter für L1-L2-L3 max 32A, | ZLS970 Universal aladapter |  | 5.14
2CCA180552R0001 | ZLS971 | Active | 7612271444570 | 12.66 | 1 | 1 | stuk | Adapters and Combi modules | BE31330 | SB (MCB&RCD Cat.B) | stuk | Smissline adapter voor L1-L2-L3 max 32A | Adapter 32A with 300mm wire Smissline L1/L2/L3 wire bottom ZLS971 | Smissline Universaladapter für L1-L2-L3 max 32A, | ZLS971 Universal aladapter |  | 5.14
2CCA180553R0001 | ZLS970N | Active | 7612271444587 | 12.66 | 1 | 1 | stuk | Adapters and Combi modules | BE31330 | SB (MCB&RCD Cat.B) | stuk | Smissline adapter voor N max. 32A | Adapter 32A with 300mm wire Smissline N wire top ZLS970N | Smissline Universaladapter für N-Leiter max. 32A, | ZLS970N Universal aladapter |  | 5.14
2CCA180554R0001 | ZLS971N | Active | 7612271444594 | 12.66 | 1 | 1 | stuk | Adapters and Combi modules | BE31330 | SB (MCB&RCD Cat.B) | stuk | Smissline adapter voor N max. 32A | Adapter 32A with 300mm wire Smissline N wire bottom ZLS971N | Smissline Universaladapter für N-Leiter max. 32A, | ZLS971N Universal aladapter |  | 5.14
2CCA180555R0001 | ZLS972 | Active | 7612271444709 | 15.18 | 1 | 1 | stuk | Adapters and Combi modules | BE31330 | SB (MCB&RCD Cat.B) | stuk | Smissline adapter voor L1-L2-L3 max 63A | Adapter 63A with 300mm wire Smissline L1/L2/L3 wire top ZLS972 | Smissline Universaladapter für L1-L2-L3 max 63A, | ZLS972 Universal aladapter |  | 5.14
2CCA180556R0001 | ZLS973 | Active | 7612271444716 | 15.18 | 1 | 1 | stuk | Adapters and Combi modules | BE31330 | SB (MCB&RCD Cat.B) | stuk | Smissline adapter voor L1-L2-L3 max 63A | Adapter 63A with 300mm wire Smissline L1/L2/L3 wire bottom ZLS973 | Smissline Universaladapter für L1-L2-L3 max 63A, | ZLS973 Universal aladapter |  | 5.14
2CCA180557R0001 | ZLS972N | Active | 7612271444723 | 15.18 | 1 | 1 | stuk | Adapters and Combi modules | BE31330 | SB (MCB&RCD Cat.B) | stuk | Smissline adapter voor N max. 63A | Adapter 63A with 300mm wire Smissline N wire top ZLS972N | Smissline Universaladapter für N-Leiter max. 63A, | ZLS972N Universal aladapter |  | 5.14
2CCA180558R0001 | ZLS973N | Active | 7612271444730 | 15.18 | 1 | 1 | stuk | Adapters and Combi modules | BE31330 | SB (MCB&RCD Cat.B) | stuk | Smissline adapter voor N max. 63A | Adapter 63A with 300mm wire Smissline N wire bottom ZLS973N | Smissline Universaladapter für N-Leiter max. 63A, | ZLS973N Universal aladapter |  | 5.14
2CCA180559R0001 | ZLS970300 | Active | 7612271444747 | 15.18 | 1 | 1 | stuk | Adapters and Combi modules | BE31330 | SB (MCB&RCD Cat.B) | stuk | Smissline adapter voor L1-L2-L3 max 32A | Adapter 32A Smissline L1/L2/L3 wire top ZLS970300 | Smissline Universaladapter für L1-L2-L3 max 32A, | ZLS970300 Universal aladapter |  | 5.14
2CCA180560R0001 | ZLS971300 | Active | 7612271444754 | 15.18 | 1 | 1 | stuk | Adapters and Combi modules | BE31330 | SB (MCB&RCD Cat.B) | stuk | Smissline adapter voor L1-L2-L3 max 32A | Adapter 32A Smissline L1/L2/L3 wire bottom ZLS971300 | Smissline Universaladapter für L1-L2-L3 max 32A, | ZLS971300 Universal aladapter |  | 5.14
2CCA180561R0001 | ZLS970N300 | Active | 7612271444761 | 15.18 | 1 | 1 | stuk | Adapters and Combi modules | BE31330 | SB (MCB&RCD Cat.B) | stuk | Smissline adapter voor N max. 32A | Universaldapter 25A/45A for use UL489 Smissline N wire top ZLS970N300 | Smissline Universaladapter für N-Leiter max. 32A, | ZLS970N300 Universal aladapter |  | 5.14
2CCA180562R0001 | ZLS971N300 | Active | 7612271444778 | 15.18 | 1 | 1 | stuk | Adapters and Combi modules | BE31330 | SB (MCB&RCD Cat.B) | stuk | Smissline adapter voor N max. 32A | Universaldapter 25A/45A for use UL489 Smissline N wire bottom ZLS971N300 | Smissline Universaladapter für N-Leiter max. 32A, | ZLS971N300 Universal aladapter |  | 5.14
2CCA180563R0001 | ZLS972300 | Active | 7612271444785 | 17.71 | 1 | 1 | stuk | Adapters and Combi modules | BE31330 | SB (MCB&RCD Cat.B) | stuk | Smissline adapter voor L1-L2-L3 max 63A | Adapter 63A Smissline L1/L2/L3 wire top ZLS972300 | Smissline Universaladapter für L1-L2-L3 max 63A, | ZLS972300 Universal aladapter |  | 5.14
2CCA180564R0001 | ZLS973300 | Active | 7612271444792 | 17.71 | 1 | 1 | stuk | Adapters and Combi modules | BE31330 | SB (MCB&RCD Cat.B) | stuk | Smissline adapter voor L1-L2-L3 max 63A | Adapter 63A Smissline L1/L2/L3 wire bottom ZLS973300 | Smissline Universaladapter für L1-L2-L3 max 63A, | ZLS973300 Universal aladapter |  | 5.14
2CCA180565R0001 | ZLS972N300 | Active | 7612271444808 | 17.71 | 1 | 1 | stuk | Adapters and Combi modules | BE31330 | SB (MCB&RCD Cat.B) | stuk | Smissline adapter voor N max. 63A | Adapter 45A UL489 Smissline N wire top ZLS972N300 | Smissline Universaladapter für N-Leiter max. 63A, | ZLS972N300 Universal aladapter |  | 5.14
2CCA180566R0001 | ZLS973N300 | Active | 7612271444815 | 17.71 | 1 | 1 | stuk | Adapters and Combi modules | BE31330 | SB (MCB&RCD Cat.B) | stuk | Smissline adapter voor N max. 63A | Adapter 45A UL489 Smissline N wire bottom ZLS973N300 | Smissline Universaladapter für N-Leiter max. 63A, | ZLS973N300 Universal aladapter |  | 5.14
2CCA182500R0001 | ZMS132-3L | Active | 7612271414641 | 52.92 | 1 | 1 | stuk | Adapters and Combi modules | BE31330 | SB (MCB&RCD Cat.B) | stuk | ZMS132-3L CombiModuleMotor starter | ZMS132-3L Combi module for motor starter | ZMS132-3L Kombimodul L1L2L3 Litzen oben | ZMS132-3L Combi module for motor starter |  | 5.14
2CCA182502R0001 | ZMS132-3LA | Active | 7612271414634 | 54.17 | 1 | 1 | stuk | Adapters and Combi modules | BE31330 | SB (MCB&RCD Cat.B) | stuk | ZMS132-3LA | ZMS132-3LA | ZMS132-3LA Kombimodul L1L2L3LA Li. o. | ZMS132-3LA |  | 5.14
2CCA182504R0001 | ZMS132-3LB | Active | 7612271414627 | 54.17 | 1 | 1 | stuk | Adapters and Combi modules | BE31330 | SB (MCB&RCD Cat.B) | stuk | ZMS132-3LB | ZMS132-3LB | ZMS132-3LB Kombimodul L1L2L3LB Li. o. | ZMS132-3LB |  | 5.14
2CCA182506R0001 | ZMS132-3LAB | Active | 7612271414610 | 55.29 | 1 | 1 | stuk | Adapters and Combi modules | BE31330 | SB (MCB&RCD Cat.B) | stuk | ZMS132-3LAB | ZMS132-3LAB | ZMS132-3LAB Kombimodul L1, L2, L3, LA, LB Anschluss oben | ZMS132-3LAB |  | 5.14
2CCA182508R0001 | ZMS137 | Active | 7612271414603 | 17.86 | 1 | 1 | stuk | Adapters and Combi modules | BE31330 | SB (MCB&RCD Cat.B) | stuk | ZMS137 CombiModuleMotor starter | ZMS137 Combi module for motor starter | ZMS137 Kombimodul leer ohne Litzen inkl. je 2 DIN Adapter MS/AF unten/oben | ZMS137 Combi module for motor starter |  | 5.14
2CCA182512R0001 | ZMS934 | Active | 7612271414559 | 13.37 | 1 | 1 | stuk | Adapters and Combi modules | BE31330 | SB (MCB&RCD Cat.B) | stuk | ZMS934 AdapterMotor starter | ZMS934 Adapter for motor starter | ZMS934 Adapter MS116/132 leer | ZMS934 Adapter for motor starter |  | 5.14
2CCA182520R0001 | ZMS930 | Active | 7612271414597 | 26.73 | 1 | 1 | stuk | Adapters and Combi modules | BE31330 | SB (MCB&RCD Cat.B) | stuk | ZMS930 AdapterMotor starter | ZMS930 Adapter for motor starter | ZMS930 Adapter MS116/132 Litzen unten | ZMS930 Adapter for motor starter |  | 5.14
2CCA182521R0001 | ZMS936 | Active | 7612271424619 | 31.19 | 1 | 1 | stuk | Adapters and Combi modules | BE31330 | SB (MCB&RCD Cat.B) | stuk | ZMS936 AdapterMotor starter | ZMS936 Adapter for motor starter | ZMS936 Adapter MS116/132 Litz. unten LA | ZMS936 Adapter for motor starter |  | 5.14
2CCA182522R0001 | ZMS931 | Active | 7612271414580 | 35.64 | 1 | 1 | stuk | Adapters and Combi modules | BE31330 | SB (MCB&RCD Cat.B) | stuk | ZMS931 AdapterMotor starter | ZMS931 Adapter for motor starter | ZMS931 Adapter MS116/132 Litz. unt. LALB | ZMS931 Adapter for motor starter |  | 5.14
2CCA182524R0001 | ZMS932 | Active | 7612271414573 | 26.73 | 1 | 1 | stuk | Adapters and Combi modules | BE31330 | SB (MCB&RCD Cat.B) | stuk | ZMS932 AdapterMotor starter | ZMS932 Adapter for motor starter | ZMS932 Adapter MS116/132 Litzen oben | ZMS932 Adapter for motor starter |  | 5.14
2CCA182525R0001 | ZMS937 | Active | 7612271424626 | 31.19 | 1 | 1 | stuk | Adapters and Combi modules | BE31330 | SB (MCB&RCD Cat.B) | stuk | ZMS937 AdapterMotor starter | ZMS937 Adapter for motor starter | ZMS937 Adapter MS116/132 Litzen oben LA | ZMS937 Adapter for motor starter |  | 5.14
2CCA182526R0001 | ZMS933 | Active | 7612271414566 | 35.64 | 1 | 1 | stuk | Adapters and Combi modules | BE31330 | SB (MCB&RCD Cat.B) | stuk | ZMS933 AdapterMotor starter | ZMS933 Adapter for motor starter | ZMS933 Adapter MS116/132 Litz. oben LALB | ZMS933 Adapter for motor starter |  | 5.14
2CCA182616R0001 | ZMS935 | Active | 7612271414412 | 5.06 | 1 | 1 | stuk | Adapters and Combi modules | BE31330 | SB (MCB&RCD Cat.B) | stuk | ZMS935 AdapterMotor starter | ZMS935 Adapter for motor starter | ZMS935 Ergänzungstück 9mm Smissline TP und Smissline TP Power Bar | ZMS935 Adapter for motor starter |  | 5.14
2CCA183017R0001 | ZLS920 | Active | 7612271415617 | 31.7 | 1 | 1 | stuk | Incoming blocks and Terminals, loose accessories | BE31330 | SB (MCB&RCD Cat.B) | stuk | Smissline Eindpen set van L+R | Butée d'arrêt Smissline | Set linkes und rechtes Endstück für Smissline TP | ZLS920 Socket end piece |  | 5.14
2CCA183030R0001 | ZLS908 | Active | 7612271413965 | 16.83 | 1 | 1 | stuk | Accessories for Plug-in Distribution Systems 125A | BE31330 | SB (MCB&RCD Cat.B) | stuk | Smissline Railhoud 8M | Support jeu de barre Smissline 8 modules, 144mm | Stecksockel 8 PLE Smissline TP, inkl. Ober- und Unterteil, | ZLS908 Socket base |  | 5.14
2CCA183035R0001 | ZLS906 | Active | 7612271413958 | 12.35 | 1 | 1 | stuk | Accessories for Plug-in Distribution Systems 125A | BE31330 | SB (MCB&RCD Cat.B) | stuk | Smissline Railhouder 6M | ZLS906 Socket base | Stecksockel 6 PLE Smissline TP, inkl. Ober- und Unterteil, | ZLS906 Socket base |  | 5.14
2CCA183100R0001 | ZLS905E20-3L | Active | 7612271413231 | 113.15 | 1 | 1 | stuk | Accessories for Plug-in Distribution Systems 125A | BE31330 | SB (MCB&RCD Cat.B) | stuk | ZLS905E20-3L Starter pack TouchPRoof | ZLS905E20-3L Starter pack Touch proof | Smissline TP Starterpaket 20 PLE, bestückt mit Schienen L1, L2, L3, | ZLS905E20-3L Starter pack Touch proof |  | 5.14
2CCA183101R0001 | ZLS905E20-3LN | Active | 7612271413248 | 123.17 | 1 | 1 | stuk | Accessories for Plug-in Distribution Systems 125A | BE31330 | SB (MCB&RCD Cat.B) | stuk | ZLS905E20-3LN Starter pack TouchPRoof | ZLS905E20-3LN Starter pack Touch proof | Smissline TP Starterpaket 20 PLE, bestückt mit Schienen L1, L2, L3, N, | ZLS905E20-3LN Starter pack Touch proof |  | 5.14
2CCA183102R0001 | ZLS905E22-3L | Active | 7612271413255 | 117.95 | 1 | 1 | stuk | Accessories for Plug-in Distribution Systems 125A | BE31330 | SB (MCB&RCD Cat.B) | stuk | ZLS905E22-3L Starter pack TouchPRoof | ZLS905E22-3L Starter pack Touch proof | Smissline TP Starterpaket 22 PLE, bestückt mit Schienen L1, L2, L3, | ZLS905E22-3L Starter pack Touch proof |  | 5.14
2CCA183103R0001 | ZLS905E22-3LN | Active | 7612271413262 | 132.58 | 1 | 1 | stuk | Accessories for Plug-in Distribution Systems 125A | BE31330 | SB (MCB&RCD Cat.B) | stuk | Smissline Starterspakket Smissline TP | Starterspakket Smissline TP | Smissline TP Starterpaket 22 PLE, bestückt mit Schienen L1, L2, L3, N, | ZLS905E22-3LN Starter pack Touch proof |  | 5.14
2CCA183104R0001 | ZLS905E24-3L | Active | 7612271413279 | 122.65 | 1 | 1 | stuk | Accessories for Plug-in Distribution Systems 125A | BE31330 | SB (MCB&RCD Cat.B) | stuk | ZLS905E24-3L Starter pack TouchPRoof | ZLS905E24-3L Starter pack Touch proof | Smissline TP Starterpaket 24 PLE, bestückt mit Schienen L1, L2, L3, | ZLS905E24-3L Starter pack Touch proof |  | 5.14
2CCA183105R0001 | ZLS905E24-3LN | Active | 7612271413286 | 101.47 | 1 | 1 | stuk | Accessories for Plug-in Distribution Systems 125A | BE31330 | SB (MCB&RCD Cat.B) | stuk | ZLS905E24-3LN Starter pack TouchPRoof | ZLS905E24-3LN Starter pack Touch proof | Smissline TP Starterpaket 24 PLE, bestückt mit Schienen L1, L2, L3, N, | ZLS905E24-3LN Starter pack Touch proof |  | 5.14
2CCA183106R0001 | ZLS905E26-3L | Active | 7612271413293 | 138.24 | 1 | 1 | stuk | Accessories for Plug-in Distribution Systems 125A | BE31330 | SB (MCB&RCD Cat.B) | stuk | ZLS905E26-3L Starter pack TouchPRoof | ZLS905E26-3L Starter pack Touch proof | Smissline TP Starterpaket 26 PLE, bestückt mit Schienen L1, L2, L3, | ZLS905E26-3L Starter pack Touch proof |  | 5.14
2CCA183107R0001 | ZLS905E26-3LN | Active | 7612271413408 | 151.23 | 1 | 1 | stuk | Accessories for Plug-in Distribution Systems 125A | BE31330 | SB (MCB&RCD Cat.B) | stuk | ZLS905E26-3LN Starter pack TouchPRoof | ZLS905E26-3LN Starter pack Touch proof | Smissline TP Starterpaket 26 PLE, bestückt mit Schienen L1, L2, L3, N, | ZLS905E26-3LN Starter pack Touch proof |  | 5.14
2CCA183108R0001 | ZLS905E28-3L | Active | 7612271413415 | 141.21 | 1 | 1 | stuk | Accessories for Plug-in Distribution Systems 125A | BE31330 | SB (MCB&RCD Cat.B) | stuk | ZLS905E28-3L Starter pack TouchPRoof | ZLS905E28-3L Starter pack Touch proof | Smissline TP Starterpaket 28 PLE, bestückt mit Schienen L1, L2, L3, | ZLS905E28-3L Starter pack Touch proof |  | 5.14
2CCA183109R0001 | ZLS905E28-3LN | Active | 7612271413422 | 155.2 | 1 | 1 | stuk | Accessories for Plug-in Distribution Systems 125A | BE31330 | SB (MCB&RCD Cat.B) | stuk | ZLS905E28-3LN Starter pack TouchPRoof | ZLS905E28-3LN Starter pack Touch proof | Smissline TP Starterpaket 28 PLE, bestückt mit Schienen L1, L2, L3, N, | ZLS905E28-3LN Starter pack Touch proof |  | 5.14
2CCA183110R0001 | ZLS905E30-3L | Active | 7612271413439 | 158.56 | 1 | 1 | stuk | Accessories for Plug-in Distribution Systems 125A | BE31330 | SB (MCB&RCD Cat.B) | stuk | ZLS905E30-3L Starter pack TouchPRoof | ZLS905E30-3L Starter pack Touch proof | Smissline TP Starterpaket 30 PLE, bestückt mit Schienen L1, L2, L3, | ZLS905E30-3L Starter pack Touch proof |  | 5.14
2CCA183111R0001 | ZLS905E30-3LN | Active | 7612271413446 | 173.57 | 1 | 1 | stuk | Accessories for Plug-in Distribution Systems 125A | BE31330 | SB (MCB&RCD Cat.B) | stuk | ZLS905E30-3LN Starter pack TouchPRoof | ZLS905E30-3LN Starter pack Touch proof | Smissline TP Starterpaket 30 PLE, bestückt mit Schienen L1, L2, L3, N, | ZLS905E30-3LN Starter pack Touch proof |  | 5.14
2CCA183112R0001 | ZLS905E32-3L | Active | 7612271413453 | 152.51 | 1 | 1 | stuk | Accessories for Plug-in Distribution Systems 125A | BE31330 | SB (MCB&RCD Cat.B) | stuk | ZLS905E32-3L Starter pack TouchPRoof | ZLS905E32-3L Starter pack Touch proof | Smissline TP Starterpaket 32 PLE, bestückt mit Schienen L1, L2, L3, | ZLS905E32-3L Starter pack Touch proof |  | 5.14
2CCA183113R0001 | ZLS905E32-3LN | Active | 7612271413460 | 168.46 | 1 | 1 | stuk | Accessories for Plug-in Distribution Systems 125A | BE31330 | SB (MCB&RCD Cat.B) | stuk | ZLS905E32-3LN Starter pack TouchPRoof | ZLS905E32-3LN Starter pack Touch proof | Smissline TP Starterpaket 32 PLE, bestückt mit Schienen L1, L2, L3, N, | ZLS905E32-3LN Starter pack Touch proof |  | 5.14
2CCA183114R0001 | ZLS905E34-3L | Active | 7612271413477 | 168.05 | 1 | 1 | stuk | Accessories for Plug-in Distribution Systems 125A | BE31330 | SB (MCB&RCD Cat.B) | stuk | ZLS905E34-3L Starter pack TouchPRoof | ZLS905E34-3L Starter pack Touch proof | Smissline TP Starterpaket 34 PLE, bestückt mit Schienen L1, L2, L3, | ZLS905E34-3L Starter pack Touch proof |  | 5.14
2CCA183115R0001 | ZLS905E34-3LN | Active | 7612271413484 | 185.06 | 1 | 1 | stuk | Accessories for Plug-in Distribution Systems 125A | BE31330 | SB (MCB&RCD Cat.B) | stuk | ZLS905E34-3LN Starter pack TouchPRoof | ZLS905E34-3LN Starter pack Touch proof | Smissline TP Starterpaket 34 PLE, bestückt mit Schienen L1, L2, L3, N, | ZLS905E34-3LN Starter pack Touch proof |  | 5.14
2CCA183116R0001 | ZLS905E36-3L | Active | 7612271413491 | 172.81 | 1 | 1 | stuk | Accessories for Plug-in Distribution Systems 125A | BE31330 | SB (MCB&RCD Cat.B) | stuk | ZLS905E36-3L Starter pack TouchPRoof | ZLS905E36-3L Starter pack Touch proof | Smissline TP Starterpaket 36 PLE, bestückt mit Schienen L1, L2, L3, | ZLS905E36-3L Starter pack Touch proof |  | 5.14
2CCA183117R0001 | ZLS905E36-3LN | Active | 7612271413507 | 190.77 | 1 | 1 | stuk | Accessories for Plug-in Distribution Systems 125A | BE31330 | SB (MCB&RCD Cat.B) | stuk | ZLS905E36-3LN Starter pack TouchPRoof | ZLS905E36-3LN Starter pack Touch proof | Smissline TP Starterpaket 36 PLE, bestückt mit Schienen L1, L2, L3, N, | ZLS905E36-3LN Starter pack Touch proof |  | 5.14
2CCA183118R0001 | ZLS905E38-3L | Active | 7612271413514 | 177.6 | 1 | 1 | stuk | Accessories for Plug-in Distribution Systems 125A | BE31330 | SB (MCB&RCD Cat.B) | stuk | ZLS905E38-3L Starter pack TouchPRoof | ZLS905E38-3L Starter pack Touch proof | Smissline TP Starterpaket 38 PLE, bestückt mit Schienen L1, L2, L3, | ZLS905E38-3L Starter pack Touch proof |  | 5.14
2CCA183119R0001 | ZLS905E38-3LN | Active | 7612271413521 | 196.58 | 1 | 1 | stuk | Accessories for Plug-in Distribution Systems 125A | BE31330 | SB (MCB&RCD Cat.B) | stuk | ZLS905E38-3LN Starter pack TouchPRoof | ZLS905E38-3LN Starter pack Touch proof | Smissline TP Starterpaket 38 PLE, bestückt mit Schienen L1, L2, L3, N, | ZLS905E38-3LN Starter pack Touch proof |  | 5.14
2CCA183120R0001 | ZLS905E40-3L | Active | 7612271413538 | 182.36 | 1 | 1 | stuk | Accessories for Plug-in Distribution Systems 125A | BE31330 | SB (MCB&RCD Cat.B) | stuk | ZLS905E40-3L Starter pack TouchPRoof | ZLS905E40-3L Starter pack Touch proof | Smissline TP Starterpaket 40 PLE, bestückt mit Schienen L1, L2, L3, | ZLS905E40-3L Starter pack Touch proof |  | 5.14
2CCA183121R0001 | ZLS905E40-3LN | Active | 7612271413545 | 179.58 | 1 | 1 | stuk | Accessories for Plug-in Distribution Systems 125A | BE31330 | SB (MCB&RCD Cat.B) | stuk | Smissline Starterspakket 3P+N 720mm | ZLS905E40-3LN Starter pack Touch proof | Smissline TP Starterpaket 40 PLE, bestückt mit Schienen L1, L2, L3, N, | ZLS905E40-3LN Starter pack Touch proof |  | 5.14
2CCA183122R0001 | ZLS905E42-3L | Active | 7612271413552 | 197.91 | 1 | 1 | stuk | Accessories for Plug-in Distribution Systems 125A | BE31330 | SB (MCB&RCD Cat.B) | stuk | ZLS905E42-3L Starter pack TouchPRoof | ZLS905E42-3L Starter pack Touch proof | Smissline TP Starterpaket 42 PLE, bestückt mit Schienen L1, L2, L3, | ZLS905E42-3L Starter pack Touch proof |  | 5.14
2CCA183123R0001 | ZLS905E42-3LN | Active | 7612271413569 | 218.85 | 1 | 1 | stuk | Accessories for Plug-in Distribution Systems 125A | BE31330 | SB (MCB&RCD Cat.B) | stuk | ZLS905E42-3LN Starter pack TouchPRoof | ZLS905E42-3LN Starter pack Touch proof | Smissline TP Starterpaket 42 PLE, bestückt mit Schienen L1, L2, L3, N, | ZLS905E42-3LN Starter pack Touch proof |  | 5.14
2CCA183124R0001 | ZLS905E44-3L | Active | 7612271413576 | 202.67 | 1 | 1 | stuk | Accessories for Plug-in Distribution Systems 125A | BE31330 | SB (MCB&RCD Cat.B) | stuk | ZLS905E44-3L Starter pack TouchPRoof | ZLS905E44-3L Starter pack Touch proof | Smissline TP Starterpaket 44 PLE, bestückt mit Schienen L1, L2, L3, | ZLS905E44-3L Starter pack Touch proof |  | 5.14
2CCA183125R0001 | ZLS905E44-3LN | Active | 7612271413583 | 224.65 | 1 | 1 | stuk | Accessories for Plug-in Distribution Systems 125A | BE31330 | SB (MCB&RCD Cat.B) | stuk | ZLS905E44-3LN Starter pack TouchPRoof | ZLS905E44-3LN Starter pack Touch proof | Smissline TP Starterpaket 44 PLE, bestückt mit Schienen L1, L2, L3, N, | ZLS905E44-3LN Starter pack Touch proof |  | 5.14
2CCA183126R0001 | ZLS905E46-3L | Active | 7612271413590 | 207.42 | 1 | 1 | stuk | Accessories for Plug-in Distribution Systems 125A | BE31330 | SB (MCB&RCD Cat.B) | stuk | ZLS905E46-3L Starter pack TouchPRoof | ZLS905E46-3L Starter pack Touch proof | Smissline TP Starterpaket 46 PLE, bestückt mit Schienen L1, L2, L3, | ZLS905E46-3L Starter pack Touch proof |  | 5.14
2CCA183127R0001 | ZLS905E46-3LN | Active | 7612271413606 | 230.37 | 1 | 1 | stuk | Accessories for Plug-in Distribution Systems 125A | BE31330 | SB (MCB&RCD Cat.B) | stuk | ZLS905E46-3LN Starter pack TouchPRoof | ZLS905E46-3LN Starter pack Touch proof | Smissline TP Starterpaket 46 PLE, bestückt mit Schienen L1, L2, L3, N, | ZLS905E46-3LN Starter pack Touch proof |  | 5.14
2CCA183128R0001 | ZLS905E48-3L | Active | 7612271413613 | 212.17 | 1 | 1 | stuk | Accessories for Plug-in Distribution Systems 125A | BE31330 | SB (MCB&RCD Cat.B) | stuk | ZLS905E48-3L Starter pack TouchPRoof | ZLS905E48-3L Starter pack Touch proof | Smissline TP Starterpaket 48 PLE, bestückt mit Schienen L1, L2, L3, | ZLS905E48-3L Starter pack Touch proof |  | 5.14
2CCA183129R0001 | ZLS905E48-3LN | Active | 7612271413620 | 236.15 | 1 | 1 | stuk | Accessories for Plug-in Distribution Systems 125A | BE31330 | SB (MCB&RCD Cat.B) | stuk | ZLS905E48-3LN Starter pack TouchPRoof | ZLS905E48-3LN Starter pack Touch proof | Smissline TP Starterpaket 48 PLE, bestückt mit Schienen L1, L2, L3, N, | ZLS905E48-3LN Starter pack Touch proof |  | 5.14
2CCA183130R0001 | ZLS905E50-3L | Active | 7612271413637 | 227.78 | 1 | 1 | stuk | Accessories for Plug-in Distribution Systems 125A | BE31330 | SB (MCB&RCD Cat.B) | stuk | ZLS905E50-3L Starter pack TouchPRoof | ZLS905E50-3L Starter pack Touch proof | Smissline TP Starterpaket 50 PLE, bestückt mit Schienen L1, L2, L3, | ZLS905E50-3L Starter pack Touch proof |  | 5.14
2CCA183131R0001 | ZLS905E50-3LN | Active | 7612271413644 | 252.76 | 1 | 1 | stuk | Accessories for Plug-in Distribution Systems 125A | BE31330 | SB (MCB&RCD Cat.B) | stuk | ZLS905E50-3LN Starter pack TouchPRoof | ZLS905E50-3LN Starter pack Touch proof | Smissline TP Starterpaket 50 PLE, bestückt mit Schienen L1, L2, L3, N, | ZLS905E50-3LN Starter pack Touch proof |  | 5.14
2CCA183132R0001 | ZLS905E52-3L | Active | 7612271413651 | 232.55 | 1 | 1 | stuk | Accessories for Plug-in Distribution Systems 125A | BE31330 | SB (MCB&RCD Cat.B) | stuk | ZLS905E52-3L Starter pack TouchPRoof | ZLS905E52-3L Starter pack Touch proof | Smissline TP Starterpaket 52 PLE, bestückt mit Schienen L1, L2, L3, | ZLS905E52-3L Starter pack Touch proof |  | 5.14
2CCA183133R0001 | ZLS905E52-3LN | Active | 7612271413668 | 258.49 | 1 | 1 | stuk | Accessories for Plug-in Distribution Systems 125A | BE31330 | SB (MCB&RCD Cat.B) | stuk | ZLS905E52-3LN Starter pack TouchPRoof | ZLS905E52-3LN Starter pack Touch proof | Smissline TP Starterpaket 52 PLE, bestückt mit Schienen L1, L2, L3, N, | ZLS905E52-3LN Starter pack Touch proof |  | 5.14
2CCA183134R0001 | ZLS905E54-3L | Active | 7612271413675 | 237.27 | 1 | 1 | stuk | Accessories for Plug-in Distribution Systems 125A | BE31330 | SB (MCB&RCD Cat.B) | stuk | ZLS905E54-3L Starter pack TouchPRoof | ZLS905E54-3L Starter pack Touch proof | Smissline TP Starterpaket 54 PLE, bestückt mit Schienen L1, L2, L3, | ZLS905E54-3L Starter pack Touch proof |  | 5.14
2CCA183135R0001 | ZLS905E54-3LN | Active | 7612271413682 | 264.21 | 1 | 1 | stuk | Accessories for Plug-in Distribution Systems 125A | BE31330 | SB (MCB&RCD Cat.B) | stuk | ZLS905E54-3LN Starter pack TouchPRoof | ZLS905E54-3LN Starter pack Touch proof | Smissline TP Starterpaket 54 PLE, bestückt mit Schienen L1, L2, L3, N, | ZLS905E54-3LN Starter pack Touch proof |  | 5.14
2CCA183136R0001 | ZLS905E56-3L | Active | 7612271413699 | 242.04 | 1 | 1 | stuk | Accessories for Plug-in Distribution Systems 125A | BE31330 | SB (MCB&RCD Cat.B) | stuk | ZLS905E56-3L Starter pack TouchPRoof | ZLS905E56-3L Starter pack Touch proof | Smissline TP Starterpaket 56 PLE, bestückt mit Schienen L1, L2, L3, | ZLS905E56-3L Starter pack Touch proof |  | 5.14
2CCA183137R0001 | ZLS905E56-3LN | Active | 7612271413705 | 269.99 | 1 | 1 | stuk | Accessories for Plug-in Distribution Systems 125A | BE31330 | SB (MCB&RCD Cat.B) | stuk | ZLS905E56-3LN Starter pack TouchPRoof | ZLS905E56-3LN Starter pack Touch proof | Smissline TP Starterpaket 56 PLE, bestückt mit Schienen L1, L2, L3, N, | ZLS905E56-3LN Starter pack Touch proof |  | 5.14
2CCA183138R0001 | ZLS905E58-3L | Active | 7612271413712 | 257.63 | 1 | 1 | stuk | Accessories for Plug-in Distribution Systems 125A | BE31330 | SB (MCB&RCD Cat.B) | stuk | ZLS905E58-3L Starter pack TouchPRoof | ZLS905E58-3L Starter pack Touch proof | Smissline TP Starterpaket 58 PLE, bestückt mit Schienen L1, L2, L3, | ZLS905E58-3L Starter pack Touch proof |  | 5.14
2CCA183139R0001 | ZLS905E58-3LN | Active | 7612271413729 | 286.56 | 1 | 1 | stuk | Accessories for Plug-in Distribution Systems 125A | BE31330 | SB (MCB&RCD Cat.B) | stuk | ZLS905E58-3LN Starter pack TouchPRoof | ZLS905E58-3LN Starter pack Touch proof | Smissline TP Starterpaket 58 PLE, bestückt mit Schienen L1, L2, L3, N, | ZLS905E58-3LN Starter pack Touch proof |  | 5.14
2CCA183140R0001 | ZLS905E60-3L | Active | 7612271413736 | 262.35 | 1 | 1 | stuk | Accessories for Plug-in Distribution Systems 125A | BE31330 | SB (MCB&RCD Cat.B) | stuk | ZLS905E60-3L Starter pack TouchPRoof | ZLS905E60-3L Starter pack Touch proof | Smissline TP Starterpaket 60 PLE, bestückt mit Schienen L1, L2, L3, | ZLS905E60-3L Starter pack Touch proof |  | 5.14
2CCA183141R0001 | ZLS905E60-3LN | Active | 7612271413743 | 292.33 | 1 | 1 | stuk | Accessories for Plug-in Distribution Systems 125A | BE31330 | SB (MCB&RCD Cat.B) | stuk | ZLS905E60-3LN Starter pack TouchPRoof | ZLS905E60-3LN Starter pack Touch proof | Smissline TP Starterpaket 60 PLE, bestückt mit Schienen L1, L2, L3, N, | ZLS905E60-3LN Starter pack Touch proof |  | 5.14
2CCA183142R0001 | ZLS905E62-3L | Active | 7612271413750 | 267.08 | 1 | 1 | stuk | Accessories for Plug-in Distribution Systems 125A | BE31330 | SB (MCB&RCD Cat.B) | stuk | ZLS905E62-3L Starter pack TouchPRoof | ZLS905E62-3L Starter pack Touch proof | Smissline TP Starterpaket 62 PLE, bestückt mit Schienen L1, L2, L3, | ZLS905E62-3L Starter pack Touch proof |  | 5.14
2CCA183143R0001 | ZLS905E62-3LN | Active | 7612271413767 | 298.06 | 1 | 1 | stuk | Accessories for Plug-in Distribution Systems 125A | BE31330 | SB (MCB&RCD Cat.B) | stuk | ZLS905E62-3LN Starter pack TouchPRoof | ZLS905E62-3LN Starter pack Touch proof | Smissline TP Starterpaket 62 PLE, bestückt mit Schienen L1, L2, L3, N, | ZLS905E62-3LN Starter pack Touch proof |  | 5.14
2CCA183144R0001 | ZLS905E64-3L | Active | 7612271413774 | 271.83 | 1 | 1 | stuk | Accessories for Plug-in Distribution Systems 125A | BE31330 | SB (MCB&RCD Cat.B) | stuk | ZLS905E64-3L Starter pack TouchPRoof | ZLS905E64-3L Starter pack Touch proof | Smissline TP Starterpaket 64 PLE, bestückt mit Schienen L1, L2, L3, | ZLS905E64-3L Starter pack Touch proof |  | 5.14
2CCA183145R0001 | ZLS905E64-3LN | Active | 7612271413781 | 303.83 | 1 | 1 | stuk | Accessories for Plug-in Distribution Systems 125A | BE31330 | SB (MCB&RCD Cat.B) | stuk | ZLS905E64-3LN Starter pack TouchPRoof | ZLS905E64-3LN Starter pack Touch proof | Smissline TP Starterpaket 64 PLE, bestückt mit Schienen L1, L2, L3, N, | ZLS905E64-3LN Starter pack Touch proof |  | 5.14
2CCA183146R0001 | ZLS905E66-3L | Active | 7612271413798 | 287.44 | 1 | 1 | stuk | Accessories for Plug-in Distribution Systems 125A | BE31330 | SB (MCB&RCD Cat.B) | stuk | ZLS905E66-3L Starter pack TouchPRoof | ZLS905E66-3L Starter pack Touch proof | Smissline TP Starterpaket 66 PLE, bestückt mit Schienen L1, L2, L3, | ZLS905E66-3L Starter pack Touch proof |  | 5.14
2CCA183147R0001 | ZLS905E66-3LN | Active | 7612271413804 | 320.4 | 1 | 1 | stuk | Accessories for Plug-in Distribution Systems 125A | BE31330 | SB (MCB&RCD Cat.B) | stuk | ZLS905E66-3LN Starter pack TouchPRoof | ZLS905E66-3LN Starter pack Touch proof | Smissline TP Starterpaket 66 PLE, bestückt mit Schienen L1, L2, L3, N, | ZLS905E66-3LN Starter pack Touch proof |  | 5.14
2CCA183148R0001 | ZLS905E68-3L | Active | 7612271413811 | 292.23 | 1 | 1 | stuk | Accessories for Plug-in Distribution Systems 125A | BE31330 | SB (MCB&RCD Cat.B) | stuk | ZLS905E68-3L Starter pack TouchPRoof | ZLS905E68-3L Starter pack Touch proof | Smissline TP Starterpaket 68 PLE, bestückt mit Schienen L1, L2, L3, | ZLS905E68-3L Starter pack Touch proof |  | 5.14
2CCA183149R0001 | ZLS905E68-3LN | Active | 7612271413828 | 326.17 | 1 | 1 | stuk | Accessories for Plug-in Distribution Systems 125A | BE31330 | SB (MCB&RCD Cat.B) | stuk | ZLS905E68-3LN Starter pack TouchPRoof | ZLS905E68-3LN Starter pack Touch proof | Smissline TP Starterpaket 68 PLE, bestückt mit Schienen L1, L2, L3, N, | ZLS905E68-3LN Starter pack Touch proof |  | 5.14
2CCA183150R0001 | ZLS905E70-3L | Active | 7612271413835 | 296.98 | 1 | 1 | stuk | Accessories for Plug-in Distribution Systems 125A | BE31330 | SB (MCB&RCD Cat.B) | stuk | ZLS905E70-3L Starter pack TouchPRoof | ZLS905E70-3L Starter pack Touch proof | Smissline TP Starterpaket 70 PLE, bestückt mit Schienen L1, L2, L3, | ZLS905E70-3L Starter pack Touch proof |  | 5.14
2CCA183151R0001 | ZLS905E70-3LN | Active | 7612271413842 | 331.89 | 1 | 1 | stuk | Accessories for Plug-in Distribution Systems 125A | BE31330 | SB (MCB&RCD Cat.B) | stuk | ZLS905E70-3LN Starter pack TouchPRoof | ZLS905E70-3LN Starter pack Touch proof | Smissline TP Starterpaket 70 PLE, bestückt mit Schienen L1, L2, L3, N, | ZLS905E70-3LN Starter pack Touch proof |  | 5.14
2CCA183152R0001 | ZLS905E72-3L | Active | 7612271413859 | 301.7 | 1 | 1 | stuk | Accessories for Plug-in Distribution Systems 125A | BE31330 | SB (MCB&RCD Cat.B) | stuk | ZLS905E72-3L Starter pack TouchPRoof | ZLS905E72-3L Starter pack Touch proof | Smissline TP Starterpaket 72 PLE, bestückt mit Schienen L1, L2, L3, | ZLS905E72-3L Starter pack Touch proof |  | 5.14
2CCA183153R0001 | ZLS905E72-3LN | Active | 7612271413866 | 337.62 | 1 | 1 | stuk | Accessories for Plug-in Distribution Systems 125A | BE31330 | SB (MCB&RCD Cat.B) | stuk | ZLS905E72-3LN Starter pack TouchPRoof | ZLS905E72-3LN Starter pack Touch proof | Smissline TP Starterpaket 72 PLE, bestückt mit Schienen L1, L2, L3, N, | ZLS905E72-3LN Starter pack Touch proof |  | 5.14
2CCA183154R0001 | ZLS905E74-3L | Active | 7612271413873 | 317.3 | 1 | 1 | stuk | Accessories for Plug-in Distribution Systems 125A | BE31330 | SB (MCB&RCD Cat.B) | stuk | ZLS905E74-3L Starter pack TouchPRoof | ZLS905E74-3L Starter pack Touch proof | Smissline TP Starterpaket 74 PLE, bestückt mit Schienen L1, L2, L3, | ZLS905E74-3L Starter pack Touch proof |  | 5.14
2CCA183155R0001 | ZLS905E74-3LN | Active | 7612271413880 | 354.25 | 1 | 1 | stuk | Accessories for Plug-in Distribution Systems 125A | BE31330 | SB (MCB&RCD Cat.B) | stuk | ZLS905E74-3LN Starter pack TouchPRoof | ZLS905E74-3LN Starter pack Touch proof | Smissline TP Starterpaket 74 PLE, bestückt mit Schienen L1, L2, L3, N, | ZLS905E74-3LN Starter pack Touch proof |  | 5.14
2CCA183156R0001 | ZLS905E76-3L | Active | 7612271413897 | 322.01 | 1 | 1 | stuk | Accessories for Plug-in Distribution Systems 125A | BE31330 | SB (MCB&RCD Cat.B) | stuk | ZLS905E76-3L Starter pack TouchPRoof | ZLS905E76-3L Starter pack Touch proof | Smissline TP Starterpaket 76 PLE, bestückt mit Schienen L1, L2, L3, | ZLS905E76-3L Starter pack Touch proof |  | 5.14
2CCA183157R0001 | ZLS905E76-3LN | Active | 7612271413903 | 359.97 | 1 | 1 | stuk | Accessories for Plug-in Distribution Systems 125A | BE31330 | SB (MCB&RCD Cat.B) | stuk | ZLS905E76-3LN Starter pack TouchPRoof | ZLS905E76-3LN Starter pack Touch proof | Smissline TP Starterpaket 76 PLE, bestückt mit Schienen L1, L2, L3, N, | ZLS905E76-3LN Starter pack Touch proof |  | 5.14
2CCA183158R0001 | ZLS905E78-3L | Active | 7612271413910 | 326.8 | 1 | 1 | stuk | Accessories for Plug-in Distribution Systems 125A | BE31330 | SB (MCB&RCD Cat.B) | stuk | ZLS905E78-3L Starter pack TouchPRoof | ZLS905E78-3L Starter pack Touch proof | Smissline TP Starterpaket 78 PLE, bestückt mit Schienen L1, L2, L3, | ZLS905E78-3L Starter pack Touch proof |  | 5.14
2CCA183159R0001 | ZLS905E78-3LN | Active | 7612271413927 | 365.75 | 1 | 1 | stuk | Accessories for Plug-in Distribution Systems 125A | BE31330 | SB (MCB&RCD Cat.B) | stuk | ZLS905E78-3LN Starter pack TouchPRoof | ZLS905E78-3LN Starter pack Touch proof | Smissline TP Starterpaket 78 PLE, bestückt mit Schienen L1, L2, L3, N, | ZLS905E78-3LN Starter pack Touch proof |  | 5.14
2CCA183160R0001 | ZLS905E80-3L | Active | 7612271413934 | 331.57 | 1 | 1 | stuk | Accessories for Plug-in Distribution Systems 125A | BE31330 | SB (MCB&RCD Cat.B) | stuk | ZLS905E80-3L Starter pack TouchPRoof | ZLS905E80-3L Starter pack Touch proof | Smissline TP Starterpaket 80 PLE, bestückt mit Schienen L1, L2, L3, | ZLS905E80-3L Starter pack Touch proof |  | 5.14
2CCA183161R0001 | ZLS905E80-3LN | Active | 7612271413941 | 371.48 | 1 | 1 | stuk | Accessories for Plug-in Distribution Systems 125A | BE31330 | SB (MCB&RCD Cat.B) | stuk | ZLS905E80-3LN Starter pack TouchPRoof | ZLS905E80-3LN Starter pack Touch proof | Smissline TP Starterpaket 80 PLE, bestückt mit Schienen L1, L2, L3, N, | ZLS905E80-3LN Starter pack Touch proof |  | 5.14
2CCA183162R0001 | ZLS905E20-3LLALB | Active | 7612271416904 | 125.34 | 1 | 1 | stuk | Accessories for Plug-in Distribution Systems 125A | BE31330 | SB (MCB&RCD Cat.B) | stuk | ZLS905E20-3LLALB | ZLS905E20-3LLALB | Smissline TP Starterpaket 20 PLE, bestückt mit Schienen L1, L2, L3, | ZLS905E20-3LLALB |  | 5.14
2CCA183163R0001 | ZLS905E20-3LNLALB | Active | 7612271417215 | 135.33 | 1 | 1 | stuk | Accessories for Plug-in Distribution Systems 125A | BE31330 | SB (MCB&RCD Cat.B) | stuk | ZLS905E20-3LNLALB | ZLS905E20-3LNLALB | Smissline TP Starterpaket 20 PLE, bestückt mit Schienen L1, L2, L3, N, | ZLS905E20-3LNLALB |  | 5.14
2CCA183164R0001 | ZLS905E22-3LLALB | Active | 7612271416911 | 131.36 | 1 | 1 | stuk | Accessories for Plug-in Distribution Systems 125A | BE31330 | SB (MCB&RCD Cat.B) | stuk | ZLS905E22-3LLALB | ZLS905E22-3LLALB | Smissline TP Starterpaket 22 PLE, bestückt mit Schienen L1, L2, L3, | ZLS905E22-3LLALB |  | 5.14
2CCA183165R0001 | ZLS905E22-3LNLALB | Active | 7612271417222 | 142.28 | 1 | 1 | stuk | Accessories for Plug-in Distribution Systems 125A | BE31330 | SB (MCB&RCD Cat.B) | stuk | ZLS905E22-3LNLALB | ZLS905E22-3LNLALB | Smissline TP Starterpaket 22 PLE, bestückt mit Schienen L1, L2, L3, N, | ZLS905E22-3LNLALB |  | 5.14
2CCA183166R0001 | ZLS905E24-3LLALB | Active | 7612271416928 | 104.17 | 1 | 1 | stuk | Accessories for Plug-in Distribution Systems 125A | BE31330 | SB (MCB&RCD Cat.B) | stuk | ZLS905E24-3LLALB | ZLS905E24-3LLALB | Smissline TP Starterpaket 24 PLE, bestückt mit Schienen L1, L2, L3, | ZLS905E24-3LLALB |  | 5.14
2CCA183167R0001 | ZLS905E24-3LNLALB | Active | 7612271417239 | 116.15 | 1 | 1 | stuk | Accessories for Plug-in Distribution Systems 125A | BE31330 | SB (MCB&RCD Cat.B) | stuk | ZLS905E24-3LNLALB | ZLS905E24-3LNLALB | Smissline TP Starterpaket 24 PLE, bestückt mit Schienen L1, L2, L3, N, | ZLS905E24-3LNLALB |  | 5.14
2CCA183168R0001 | ZLS905E26-3LLALB | Active | 7612271416935 | 154.08 | 1 | 1 | stuk | Accessories for Plug-in Distribution Systems 125A | BE31330 | SB (MCB&RCD Cat.B) | stuk | ZLS905E26-3LLALB | ZLS905E26-3LLALB | Smissline TP Starterpaket 26 PLE, bestückt mit Schienen L1, L2, L3, | ZLS905E26-3LLALB |  | 5.14
2CCA183169R0001 | ZLS905E26-3LNLALB | Active | 7612271417246 | 167.1 | 1 | 1 | stuk | Accessories for Plug-in Distribution Systems 125A | BE31330 | SB (MCB&RCD Cat.B) | stuk | ZLS905E26-3LNLALB | ZLS905E26-3LNLALB | Smissline TP Starterpaket 26 PLE, bestückt mit Schienen L1, L2, L3, N, | ZLS905E26-3LNLALB |  | 5.14
2CCA183170R0001 | ZLS905E28-3LLALB | Active | 7612271416942 | 158.3 | 1 | 1 | stuk | Accessories for Plug-in Distribution Systems 125A | BE31330 | SB (MCB&RCD Cat.B) | stuk | ZLS905E28-3LLALB | ZLS905E28-3LLALB | Smissline TP Starterpaket 28 PLE, bestückt mit Schienen L1, L2, L3, | ZLS905E28-3LLALB |  | 5.14
2CCA183171R0001 | ZLS905E28-3LNLALB | Active | 7612271417253 | 145.82 | 1 | 1 | stuk | Accessories for Plug-in Distribution Systems 125A | BE31330 | SB (MCB&RCD Cat.B) | stuk | Smissline starterspakket 28M 3LN LALB | ZLS905E28-3LNLALB | Smissline TP Starterpaket 28 PLE, bestückt mit Schienen L1, L2, L3, N, | ZLS905E28-3LNLALB |  | 5.14
2CCA183172R0001 | ZLS905E30-3LLALB | Active | 7612271416959 | 176.91 | 1 | 1 | stuk | Accessories for Plug-in Distribution Systems 125A | BE31330 | SB (MCB&RCD Cat.B) | stuk | ZLS905E30-3LLALB | ZLS905E30-3LLALB | Smissline TP Starterpaket 30 PLE, bestückt mit Schienen L1, L2, L3, | ZLS905E30-3LLALB |  | 5.14
2CCA183174R0001 | ZLS905E32-3LLALB | Active | 7612271416966 | 172.04 | 1 | 1 | stuk | Accessories for Plug-in Distribution Systems 125A | BE31330 | SB (MCB&RCD Cat.B) | stuk | ZLS905E32-3LLALB | ZLS905E32-3LLALB | Smissline TP Starterpaket 32 PLE, bestückt mit Schienen L1, L2, L3, | ZLS905E32-3LLALB |  | 5.14
2CCA183175R0001 | ZLS905E32-3LNLALB | Active | 7612271417277 | 187.98 | 1 | 1 | stuk | Accessories for Plug-in Distribution Systems 125A | BE31330 | SB (MCB&RCD Cat.B) | stuk | ZLS905E32-3LNLALB | ZLS905E32-3LNLALB | Smissline TP Starterpaket 32 PLE, bestückt mit Schienen L1, L2, L3, N, | ZLS905E32-3LNLALB |  | 5.14
2CCA183176R0001 | ZLS905E34-3LLALB | Active | 7612271416973 | 188.82 | 1 | 1 | stuk | Accessories for Plug-in Distribution Systems 125A | BE31330 | SB (MCB&RCD Cat.B) | stuk | ZLS905E34-3LLALB | ZLS905E34-3LLALB | Smissline TP Starterpaket 34 PLE, bestückt mit Schienen L1, L2, L3, | ZLS905E34-3LLALB |  | 5.14
2CCA183177R0001 | ZLS905E34-3LNLALB | Active | 7612271417284 | 195.26 | 1 | 1 | stuk | Accessories for Plug-in Distribution Systems 125A | BE31330 | SB (MCB&RCD Cat.B) | stuk | Smissline Start Pack ZLS905E34-3LNLALB | Start Package Smissline ZLS905E34-3LNLALB | Smissline TP Starterpaket 34 PLE, bestückt mit Schienen L1, L2, L3, N, | ZLS905E34-3LNLALB |  | 5.14
2CCA183178R0001 | ZLS905E36-3LLALB | Active | 7612271416980 | 194.84 | 1 | 1 | stuk | Accessories for Plug-in Distribution Systems 125A | BE31330 | SB (MCB&RCD Cat.B) | stuk | ZLS905E36-3LLALB | ZLS905E36-3LLALB | Smissline TP Starterpaket 36 PLE, bestückt mit Schienen L1, L2, L3, | ZLS905E36-3LLALB |  | 5.14
2CCA183179R0001 | ZLS905E36-3LNLALB | Active | 7612271417291 | 212.78 | 1 | 1 | stuk | Accessories for Plug-in Distribution Systems 125A | BE31330 | SB (MCB&RCD Cat.B) | stuk | ZLS905E36-3LNLALB | ZLS905E36-3LNLALB | Smissline TP Starterpaket 36 PLE, bestückt mit Schienen L1, L2, L3, N, | ZLS905E36-3LNLALB |  | 5.14
2CCA183180R0001 | ZLS905E38-3LLALB | Active | 7612271416997 | 200.78 | 1 | 1 | stuk | Accessories for Plug-in Distribution Systems 125A | BE31330 | SB (MCB&RCD Cat.B) | stuk | ZLS905E38-3LLALB | ZLS905E38-3LLALB | Smissline TP Starterpaket 38 PLE, bestückt mit Schienen L1, L2, L3, | ZLS905E38-3LLALB |  | 5.14
2CCA183181R0001 | ZLS905E38-3LNLALB | Active | 7612271417307 | 219.75 | 1 | 1 | stuk | Accessories for Plug-in Distribution Systems 125A | BE31330 | SB (MCB&RCD Cat.B) | stuk | ZLS905E38-3LNLALB | ZLS905E38-3LNLALB | Smissline TP Starterpaket 38 PLE, bestückt mit Schienen L1, L2, L3, N, | ZLS905E38-3LNLALB |  | 5.14
2CCA183182R0001 | ZLS905E40-3LLALB | Active | 7612271417000 | 206.72 | 1 | 1 | stuk | Accessories for Plug-in Distribution Systems 125A | BE31330 | SB (MCB&RCD Cat.B) | stuk | ZLS905E40-3LLALB | ZLS905E40-3LLALB | Smissline TP Starterpaket 40 PLE, bestückt mit Schienen L1, L2, L3, | ZLS905E40-3LLALB |  | 5.14
2CCA183183R0001 | ZLS905E40-3LNLALB | Active | 7612271417314 | 226.71 | 1 | 1 | stuk | Accessories for Plug-in Distribution Systems 125A | BE31330 | SB (MCB&RCD Cat.B) | stuk | ZLS905E40-3LNLALB | ZLS905E40-3LNLALB | Smissline TP Starterpaket 40 PLE, bestückt mit Schienen L1, L2, L3, N, | ZLS905E40-3LNLALB |  | 5.14
2CCA183184R0001 | ZLS905E42-3LLALB | Active | 7612271417017 | 223.57 | 1 | 1 | stuk | Accessories for Plug-in Distribution Systems 125A | BE31330 | SB (MCB&RCD Cat.B) | stuk | ZLS905E42-3LLALB | ZLS905E42-3LLALB | Smissline TP Starterpaket 42 PLE, bestückt mit Schienen L1, L2, L3, | ZLS905E42-3LLALB |  | 5.14
2CCA183185R0001 | ZLS905E42-3LNLALB | Active | 7612271417321 | 244.56 | 1 | 1 | stuk | Accessories for Plug-in Distribution Systems 125A | BE31330 | SB (MCB&RCD Cat.B) | stuk | ZLS905E42-3LNLALB | ZLS905E42-3LNLALB | Smissline TP Starterpaket 42 PLE, bestückt mit Schienen L1, L2, L3, N, | ZLS905E42-3LNLALB |  | 5.14
2CCA183186R0001 | ZLS905E44-3LLALB | Active | 7612271417024 | 229.51 | 1 | 1 | stuk | Accessories for Plug-in Distribution Systems 125A | BE31330 | SB (MCB&RCD Cat.B) | stuk | ZLS905E44-3LLALB | ZLS905E44-3LLALB | Smissline TP Starterpaket 44 PLE, bestückt mit Schienen L1, L2, L3, | ZLS905E44-3LLALB |  | 5.14
2CCA183187R0001 | ZLS905E44-3LNLALB | Active | 7612271417338 | 251.45 | 1 | 1 | stuk | Accessories for Plug-in Distribution Systems 125A | BE31330 | SB (MCB&RCD Cat.B) | stuk | ZLS905E44-3LNLALB | ZLS905E44-3LNLALB | Smissline TP Starterpaket 44 PLE, bestückt mit Schienen L1, L2, L3, N, | ZLS905E44-3LNLALB |  | 5.14
2CCA183188R0001 | ZLS905E46-3LLALB | Active | 7612271417031 | 235.53 | 1 | 1 | stuk | Accessories for Plug-in Distribution Systems 125A | BE31330 | SB (MCB&RCD Cat.B) | stuk | ZLS905E46-3LLALB | ZLS905E46-3LLALB | Smissline TP Starterpaket 46 PLE, bestückt mit Schienen L1, L2, L3, | ZLS905E46-3LLALB |  | 5.14
2CCA183189R0001 | ZLS905E46-3LNLALB | Active | 7612271417345 | 258.44 | 1 | 1 | stuk | Accessories for Plug-in Distribution Systems 125A | BE31330 | SB (MCB&RCD Cat.B) | stuk | ZLS905E46-3LNLALB | ZLS905E46-3LNLALB | Smissline TP Starterpaket 46 PLE, bestückt mit Schienen L1, L2, L3, N, | ZLS905E46-3LNLALB |  | 5.14
2CCA183190R0001 | ZLS905E48-3LLALB | Active | 7612271417048 | 241.47 | 1 | 1 | stuk | Accessories for Plug-in Distribution Systems 125A | BE31330 | SB (MCB&RCD Cat.B) | stuk | ZLS905E48-3LLALB | ZLS905E48-3LLALB | Smissline TP Starterpaket 48 PLE, bestückt mit Schienen L1, L2, L3, | ZLS905E48-3LLALB |  | 5.14
2CCA183191R0001 | ZLS905E48-3LNLALB | Active | 7612271417352 | 265.4 | 1 | 1 | stuk | Accessories for Plug-in Distribution Systems 125A | BE31330 | SB (MCB&RCD Cat.B) | stuk | ZLS905E48-3LNLALB | ZLS905E48-3LNLALB | Smissline TP Starterpaket 48 PLE, bestückt mit Schienen L1, L2, L3, N, | ZLS905E48-3LNLALB |  | 5.14
2CCA183192R0001 | ZLS905E50-3LLALB | Active | 7612271417055 | 258.32 | 1 | 1 | stuk | Accessories for Plug-in Distribution Systems 125A | BE31330 | SB (MCB&RCD Cat.B) | stuk | ZLS905E50-3LLALB | ZLS905E50-3LLALB | Smissline TP Starterpaket 50 PLE, bestückt mit Schienen L1, L2, L3, | ZLS905E50-3LLALB |  | 5.14
2CCA183193R0001 | ZLS905E50-3LNLALB | Active | 7612271417369 | 283.25 | 1 | 1 | stuk | Accessories for Plug-in Distribution Systems 125A | BE31330 | SB (MCB&RCD Cat.B) | stuk | ZLS905E50-3LNLALB | ZLS905E50-3LNLALB | Smissline TP Starterpaket 50 PLE, bestückt mit Schienen L1, L2, L3, N, | ZLS905E50-3LNLALB |  | 5.14
2CCA183194R0001 | ZLS905E52-3LLALB | Active | 7612271417062 | 264.27 | 1 | 1 | stuk | Accessories for Plug-in Distribution Systems 125A | BE31330 | SB (MCB&RCD Cat.B) | stuk | ZLS905E52-3LLALB | ZLS905E52-3LLALB | Smissline TP Starterpaket 52 PLE, bestückt mit Schienen L1, L2, L3, | ZLS905E52-3LLALB |  | 5.14
2CCA183195R0001 | ZLS905E52-3LNLALB | Active | 7612271417376 | 290.2 | 1 | 1 | stuk | Accessories for Plug-in Distribution Systems 125A | BE31330 | SB (MCB&RCD Cat.B) | stuk | ZLS905E52-3LNLALB | ZLS905E52-3LNLALB | Smissline TP Starterpaket 52 PLE, bestückt mit Schienen L1, L2, L3, N, | ZLS905E52-3LNLALB |  | 5.14
2CCA183196R0001 | ZLS905E54-3LLALB | Active | 7612271417079 | 270.23 | 1 | 1 | stuk | Accessories for Plug-in Distribution Systems 125A | BE31330 | SB (MCB&RCD Cat.B) | stuk | ZLS905E54-3LLALB | ZLS905E54-3LLALB | Smissline TP Starterpaket 54 PLE, bestückt mit Schienen L1, L2, L3, | ZLS905E54-3LLALB |  | 5.14
2CCA183197R0001 | ZLS905E54-3LNLALB | Active | 7612271417383 | 297.15 | 1 | 1 | stuk | Accessories for Plug-in Distribution Systems 125A | BE31330 | SB (MCB&RCD Cat.B) | stuk | ZLS905E54-3LNLALB | ZLS905E54-3LNLALB | Smissline TP Starterpaket 54 PLE, bestückt mit Schienen L1, L2, L3, N, | ZLS905E54-3LNLALB |  | 5.14
2CCA183198R0001 | ZLS905E56-3LLALB | Active | 7612271417086 | 276.16 | 1 | 1 | stuk | Accessories for Plug-in Distribution Systems 125A | BE31330 | SB (MCB&RCD Cat.B) | stuk | ZLS905E56-3LLALB | ZLS905E56-3LLALB | Smissline TP Starterpaket 56 PLE, bestückt mit Schienen L1, L2, L3, | ZLS905E56-3LLALB |  | 5.14
2CCA183199R0001 | ZLS905E56-3LNLALB | Active | 7612271417390 | 304.15 | 1 | 1 | stuk | Accessories for Plug-in Distribution Systems 125A | BE31330 | SB (MCB&RCD Cat.B) | stuk | ZLS905E56-3LNLALB | ZLS905E56-3LNLALB | Smissline TP Starterpaket 56 PLE, bestückt mit Schienen L1, L2, L3, N, | ZLS905E56-3LNLALB |  | 5.14
2CCA183200R0001 | ZLS905E58-3LLALB | Active | 7612271417093 | 293 | 1 | 1 | stuk | Accessories for Plug-in Distribution Systems 125A | BE31330 | SB (MCB&RCD Cat.B) | stuk | ZLS905E58-3LLALB | ZLS905E58-3LLALB | Smissline TP Starterpaket 58 PLE, bestückt mit Schienen L1, L2, L3, | ZLS905E58-3LLALB |  | 5.14
2CCA183201R0001 | ZLS905E58-3LNLALB | Active | 7612271417406 | 321.95 | 1 | 1 | stuk | Accessories for Plug-in Distribution Systems 125A | BE31330 | SB (MCB&RCD Cat.B) | stuk | ZLS905E58-3LNLALB | ZLS905E58-3LNLALB | Smissline TP Starterpaket 58 PLE, bestückt mit Schienen L1, L2, L3, N, | ZLS905E58-3LNLALB |  | 5.14
2CCA183202R0001 | ZLS905E60-3LLALB | Active | 7612271417109 | 298.96 | 1 | 1 | stuk | Accessories for Plug-in Distribution Systems 125A | BE31330 | SB (MCB&RCD Cat.B) | stuk | ZLS905E60-3LLALB | ZLS905E60-3LLALB | Smissline TP Starterpaket 60 PLE, bestückt mit Schienen L1, L2, L3, | ZLS905E60-3LLALB |  | 5.14
2CCA183203R0001 | ZLS905E60-3LNLALB | Active | 7612271417413 | 279.64 | 1 | 1 | stuk | Accessories for Plug-in Distribution Systems 125A | BE31330 | SB (MCB&RCD Cat.B) | stuk | ZLS905E60-3LNLALB | ZLS905E60-3LNLALB | Smissline TP Starterpaket 60 PLE, bestückt mit Schienen L1, L2, L3, N, | ZLS905E60-3LNLALB |  | 5.14
2CCA183204R0001 | ZLS905E62-3LLALB | Active | 7612271417116 | 304.95 | 1 | 1 | stuk | Accessories for Plug-in Distribution Systems 125A | BE31330 | SB (MCB&RCD Cat.B) | stuk | ZLS905E62-3LLALB | ZLS905E62-3LLALB | Smissline TP Starterpaket 62 PLE, bestückt mit Schienen L1, L2, L3, | ZLS905E62-3LLALB |  | 5.14
2CCA183205R0001 | ZLS905E62-3LNLALB | Active | 7612271417505 | 335.87 | 1 | 1 | stuk | Accessories for Plug-in Distribution Systems 125A | BE31330 | SB (MCB&RCD Cat.B) | stuk | ZLS905E62-3LNLALB | ZLS905E62-3LNLALB | Smissline TP Starterpaket 62 PLE, bestückt mit Schienen L1, L2, L3, N, | ZLS905E62-3LNLALB |  | 5.14
2CCA183206R0001 | ZLS905E64-3LLALB | Active | 7612271417123 | 310.89 | 1 | 1 | stuk | Accessories for Plug-in Distribution Systems 125A | BE31330 | SB (MCB&RCD Cat.B) | stuk | ZLS905E64-3LLALB | ZLS905E64-3LLALB | Smissline TP Starterpaket 64 PLE, bestückt mit Schienen L1, L2, L3, | ZLS905E64-3LLALB |  | 5.14
2CCA183207R0001 | ZLS905E64-3LNLALB | Active | 7612271419172 | 342.85 | 1 | 1 | stuk | Accessories for Plug-in Distribution Systems 125A | BE31330 | SB (MCB&RCD Cat.B) | stuk | ZLS905E64-3LNLALB | ZLS905E64-3LNLALB | Smissline TP Starterpaket 64 PLE, bestückt mit Schienen L1, L2, L3, N, | ZLS905E64-3LNLALB |  | 5.14
2CCA183208R0001 | ZLS905E66-3LLALB | Active | 7612271417130 | 327.73 | 1 | 1 | stuk | Accessories for Plug-in Distribution Systems 125A | BE31330 | SB (MCB&RCD Cat.B) | stuk | ZLS905E66-3LLALB | ZLS905E66-3LLALB | Smissline TP Starterpaket 66 PLE, bestückt mit Schienen L1, L2, L3, | ZLS905E66-3LLALB |  | 5.14
2CCA183209R0001 | ZLS905E66-3LNLALB | Active | 7612271417420 | 360.63 | 1 | 1 | stuk | Accessories for Plug-in Distribution Systems 125A | BE31330 | SB (MCB&RCD Cat.B) | stuk | ZLS905E66-3LNLALB | ZLS905E66-3LNLALB | Smissline TP Starterpaket 66 PLE, bestückt mit Schienen L1, L2, L3, N, | ZLS905E66-3LNLALB |  | 5.14
2CCA183210R0001 | ZLS905E68-3LLALB | Active | 7612271417147 | 333.68 | 1 | 1 | stuk | Accessories for Plug-in Distribution Systems 125A | BE31330 | SB (MCB&RCD Cat.B) | stuk | ZLS905E68-3LLALB | ZLS905E68-3LLALB | Smissline TP Starterpaket 68 PLE, bestückt mit Schienen L1, L2, L3, | ZLS905E68-3LLALB |  | 5.14
2CCA183211R0001 | ZLS905E68-3LNLALB | Active | 7612271417437 | 367.65 | 1 | 1 | stuk | Accessories for Plug-in Distribution Systems 125A | BE31330 | SB (MCB&RCD Cat.B) | stuk | ZLS905E68-3LNLALB | ZLS905E68-3LNLALB | Smissline TP Starterpaket 68 PLE, bestückt mit Schienen L1, L2, L3, N, | ZLS905E68-3LNLALB |  | 5.14
2CCA183212R0001 | ZLS905E70-3LLALB | Active | 7612271417154 | 339.63 | 1 | 1 | stuk | Accessories for Plug-in Distribution Systems 125A | BE31330 | SB (MCB&RCD Cat.B) | stuk | ZLS905E70-3LLALB | ZLS905E70-3LLALB | Smissline TP Starterpaket 70 PLE, bestückt mit Schienen L1, L2, L3, | ZLS905E70-3LLALB |  | 5.14
2CCA183213R0001 | ZLS905E70-3LNLALB | Active | 7612271417444 | 374.61 | 1 | 1 | stuk | Accessories for Plug-in Distribution Systems 125A | BE31330 | SB (MCB&RCD Cat.B) | stuk | ZLS905E70-3LNLALB | ZLS905E70-3LNLALB | Smissline TP Starterpaket 70 PLE, bestückt mit Schienen L1, L2, L3, N, | ZLS905E70-3LNLALB |  | 5.14
2CCA183214R0001 | ZLS905E72-3LLALB | Active | 7612271417161 | 345.67 | 1 | 1 | stuk | Accessories for Plug-in Distribution Systems 125A | BE31330 | SB (MCB&RCD Cat.B) | stuk | ZLS905E72-3LLALB | ZLS905E72-3LLALB | Smissline TP Starterpaket 72 PLE, bestückt mit Schienen L1, L2, L3, | ZLS905E72-3LLALB |  | 5.14
2CCA183215R0001 | ZLS905E72-3LNLALB | Active | 7612271417451 | 381.58 | 1 | 1 | stuk | Accessories for Plug-in Distribution Systems 125A | BE31330 | SB (MCB&RCD Cat.B) | stuk | ZLS905E72-3LNLALB | ZLS905E72-3LNLALB | Smissline TP Starterpaket 72 PLE, bestückt mit Schienen L1, L2, L3, N, | ZLS905E72-3LNLALB |  | 5.14
2CCA183216R0001 | ZLS905E74-3LLALB | Active | 7612271417178 | 362.45 | 1 | 1 | stuk | Accessories for Plug-in Distribution Systems 125A | BE31330 | SB (MCB&RCD Cat.B) | stuk | ZLS905E74-3LLALB | ZLS905E74-3LLALB | Smissline TP Starterpaket 74 PLE, bestückt mit Schienen L1, L2, L3, | ZLS905E74-3LLALB |  | 5.14
2CCA183217R0001 | ZLS905E74-3LNLALB | Active | 7612271417468 | 399.36 | 1 | 1 | stuk | Accessories for Plug-in Distribution Systems 125A | BE31330 | SB (MCB&RCD Cat.B) | stuk | ZLS905E74-3LNLALB | ZLS905E74-3LNLALB | Smissline TP Starterpaket 74 PLE, bestückt mit Schienen L1, L2, L3, N, | ZLS905E74-3LNLALB |  | 5.14
2CCA183218R0001 | ZLS905E76-3LLALB | Active | 7612271417185 | 368.43 | 1 | 1 | stuk | Accessories for Plug-in Distribution Systems 125A | BE31330 | SB (MCB&RCD Cat.B) | stuk | ZLS905E76-3LLALB | ZLS905E76-3LLALB | Smissline TP Starterpaket 76 PLE, bestückt mit Schienen L1, L2, L3, | ZLS905E76-3LLALB |  | 5.14
2CCA183219R0001 | ZLS905E76-3LNLALB | Active | 7612271417475 | 406.33 | 1 | 1 | stuk | Accessories for Plug-in Distribution Systems 125A | BE31330 | SB (MCB&RCD Cat.B) | stuk | ZLS905E76-3LNLALB | ZLS905E76-3LNLALB | Smissline TP Starterpaket 76 PLE, bestückt mit Schienen L1, L2, L3, N, | ZLS905E76-3LNLALB |  | 5.14
2CCA183220R0001 | ZLS905E78-3LLALB | Active | 7612271417192 | 374.4 | 1 | 1 | stuk | Accessories for Plug-in Distribution Systems 125A | BE31330 | SB (MCB&RCD Cat.B) | stuk | ZLS905E78-3LLALB | ZLS905E78-3LLALB | Smissline TP Starterpaket 78 PLE, bestückt mit Schienen L1, L2, L3, | ZLS905E78-3LLALB |  | 5.14
2CCA183221R0001 | ZLS905E78-3LNLALB | Active | 7612271417482 | 413.35 | 1 | 1 | stuk | Accessories for Plug-in Distribution Systems 125A | BE31330 | SB (MCB&RCD Cat.B) | stuk | ZLS905E78-3LNLALB | ZLS905E78-3LNLALB | Smissline TP Starterpaket 78 PLE, bestückt mit Schienen L1, L2, L3, N, | ZLS905E78-3LNLALB |  | 5.14
2CCA183222R0001 | ZLS905E80-3LLALB | Active | 7612271417208 | 380.39 | 1 | 1 | stuk | Accessories for Plug-in Distribution Systems 125A | BE31330 | SB (MCB&RCD Cat.B) | stuk | ZLS905E80-3LLALB | ZLS905E80-3LLALB | Smissline TP Starterpaket 80 PLE, bestückt mit Schienen L1, L2, L3, | ZLS905E80-3LLALB |  | 5.14
2CCA183223R0001 | ZLS905E80-3LNLALB | Active | 7612271417499 | 406.18 | 1 | 1 | stuk | Accessories for Plug-in Distribution Systems 125A | BE31330 | SB (MCB&RCD Cat.B) | stuk | ZLS905E80-3LNLALB | Plug-in Distribution Systems Smissline Starter pack ,80 Modules L1,L2,L3 N | Smissline TP Starterpaket 80 PLE, bestückt mit Schienen L1, L2, L3, N, | ZLS905E80-3LNLALB |  | 5.14
2CCA183232R0001 | ZLS905E18-3L | Active | 7612271426514 | 107.94 | 1 | 1 | stuk | Accessories for Plug-in Distribution Systems 125A | BE31330 | SB (MCB&RCD Cat.B) | stuk | ZLS905E18-3L Starter pack TouchPRoof | ZLS905E18-3L Starter pack Touch proof | ZLS905E18-3L Startpaket mit 18 Platzeinheiten 3L | ZLS905E18-3L Starter pack Touch proof |  | 5.14
2CCA183233R0001 | ZLS905E18-3L LA LB | Active | 7612271443498 | 112.89 | 1 | 1 | stuk | Accessories for Plug-in Distribution Systems 125A | BE31330 | SB (MCB&RCD Cat.B) | stuk | ZLS905E18-3L LA LB | ZLS905E18-3L LA LB | ZLS905E18-3L LA LB Startpaket mit 18 Platzeinheiten 3L LA LB | ZLS905E18-3L LA LB |  | 5.14
2CCA183234R0001 | ZLS905E18-3LN | Active | 7612271426521 | 117.89 | 1 | 1 | stuk | Accessories for Plug-in Distribution Systems 125A | BE31330 | SB (MCB&RCD Cat.B) | stuk | ZLS905E18-3LN Starter pack TouchPRoof | ZLS905E18-3LN Starter pack Touch proof | ZLS905E18-3LN Startpaket mit 18 Platzeinheiten 3LN | ZLS905E18-3LN Starter pack Touch proof |  | 5.14
2CCA183235R0001 | ZLS905E18-3LN LA LB | Active | 7612271426545 | 122.37 | 1 | 1 | stuk | Accessories for Plug-in Distribution Systems 125A | BE31330 | SB (MCB&RCD Cat.B) | stuk | ZLS905E18-3LN LA LB | ZLS905E18-3LN LA LB | ZLS905E18-3LN LA LB | ZLS905E18-3LN LA LB |  | 5.14
2CCA183387R0001 | ZLS929 | Active | 7612271486921 | 23.18 | 1 | 1 | stuk | Incoming blocks and Terminals, loose accessories | BE31330 | SB (MCB&RCD Cat.B) | stuk | ZLS929 rail system acc. | ZLS929 Busbar system accessory | ZLS929 Klemme 35mm² PE Smissline TP | ZLS929 Busbar system accessory |  | 5.14
2CCA183440R0001 | ZLS918 | Active | 7612271487027 | 151.71 | 1 | 10 | stuk | Incoming blocks and Terminals, loose accessories | BE31330 | SB (MCB&RCD Cat.B) | stuk | ZLS918 rail system acc. | ZLS918 Busbar system accessory | ZLS918 Klemme 10mm² N Smissline TP | ZLS918 Busbar system accessory |  | 5.14
2CCA183441R0001 | ZLS919 | Active | 7612271487041 | 11.05 | 1 | 10 | stuk | Incoming blocks and Terminals, loose accessories | BE31330 | SB (MCB&RCD Cat.B) | stuk | ZLS919 rail system acc. | Accessoire système de barre omnibus | ZLS919 Klemme 10mm² PE Smissline TP | ZLS919 Busbar system accessory |  | 5.14
2CCA183442R0001 | ZLS927 | Active | 7612271487065 | 5.32 | 1 | 1 | stuk | Incoming blocks and Terminals, loose accessories | BE31330 | SB (MCB&RCD Cat.B) | stuk | ZLS927 rail system acc. | ZLS927 Busbar system accessory | ZLS927 Trenner-Block für Zusatzsockel Smissline TP | ZLS927 Busbar system accessory |  | 5.14
2CCA183443R0001 | ZLS918/RED | Active | 7612271487089 | 13.83 | 1 | 1 | stuk | Accessories for Plug-in Distribution Systems 125A | BE31330 | SB (MCB&RCD Cat.B) | stuk | ZLS918/RED rail system acc. | ZLS918/RED Busbar system accessory | ZLS918/RED Klemme 10mm² Smissline TP | ZLS918/RED Busbar system accessory |  | 5.14
2CCA183444R0001 | ZLS919/ORANGE | Active | 7612271487102 | 13.83 | 1 | 10 | stuk | Incoming blocks and Terminals, loose accessories | BE31330 | SB (MCB&RCD Cat.B) | stuk | ZLS919/O rail system acc. | ZLS919/ORANGE Busbar system accessory | ZLS919/ORANGE Klemme 10mm² Smissline TP | ZLS919/ORANGE Busbar system accessory |  | 5.14
2CCA183465R0001 | ZLS913 RED | Active | 7612271421342 | 26.1 | 1 | 1 | stuk | Incoming blocks and Terminals, loose accessories | BE31330 | SB (MCB&RCD Cat.B) | stuk | ZLS913 RED | ZLS913 RED | Klemme rot 35mm2 für Zusatzsockel Smissline TP | ZLS913 RED |  | 5.14
2CCA183466R0001 | ZLS916 ORANGE | Active | 7612271421366 | 26.27 | 1 | 1 | stuk | Incoming blocks and Terminals, loose accessories | BE31330 | SB (MCB&RCD Cat.B) | stuk | ZLS916 O | ZLS916 ORANGE | Klemme orange 35mm2 für Zusatzsockel Smissline TP | ZLS916 ORANGE |  | 5.14
2CCA183470R0001 | ZLS913 | Active | 7612271421304 | 23.18 | 1 | 1 | stuk | Incoming blocks and Terminals, loose accessories | BE31330 | SB (MCB&RCD Cat.B) | stuk | ZLS913 Terminal add. socket | ZLS913 Terminal for additional socket | N-Klemme 35mm2 für Zusatzsockel Smissline TP | ZLS913 Terminal for additional socket |  | 5.14
2CCA183630R0001 | ZLS928 | Active | 7612271420444 | 7.69 | 1 | 1 | stuk | Incoming blocks and Terminals, loose accessories | BE31330 | SA (Modulair+Plug&Socket) | stuk | ZLS928 add. socket | ZLS928 Additional socket | Zusatzsockel 8 PLE Smissline TP | ZLS928 Additional socket |  | 5.14
2CCA183635R0001 | ZLS926 | Active | 7612271420437 | 7.5 | 1 | 1 | stuk | Incoming blocks and Terminals, loose accessories | BE31330 | SB (MCB&RCD Cat.B) | stuk | ZLS926 add. socket | ZLS926 Additional socket | Zusatzsockel 6 PLE Smissline TP | ZLS926 Additional socket |  | 5.14
2CCA205305R0001 | ZLS260 | Active | 7612270111572 | 36.88 | 1 | 1 | stuk | Incoming blocks and Terminals, loose accessories | BE31330 | SB (MCB&RCD Cat.B) | stuk | ZLS260 Incoming Term.Bl. | incoming terminal block Smissline L1/L3, 63 A 2,5 mm2 to 25 mm² | ZLS260 Einspeiseblock 63A ZLS260 Einspeiseblock 63A L1, L3 | ZLS260 Incoming terminal block |  | 5.14
2CCA205306R0001 | ZLS261 | Active | 7612270111589 | 37.97 | 1 | 1 | stuk | Incoming blocks and Terminals, loose accessories | BE31330 | SB (MCB&RCD Cat.B) | stuk | ZLS261 Incoming Term.Bl. | Borne d'allimentation Smissline L2/N, 63 A 2,5 mm2 to 25 mm² | ZLS261 Einspeiseblock 63A L2, N | ZLS261 Incoming terminal block |  | 5.14
2CCA205307R0001 | ZLS262 | Active | 7612270111596 | 37.97 | 1 | 1 | stuk | Incoming blocks and Terminals, loose accessories | BE31330 | SB (MCB&RCD Cat.B) | stuk | Voedingsblok Smissline TP LA/LB 6A | Borne d'allimentation Smissline LA/LB, 6A | ZLS262 Einspeiseblock 6A L1, L3 | ZLS262 Incoming terminal block |  | 5.14
2CCA212012R0001 | ZLSP937 | Active | 7612271498306 | 30.79 | 1 | 5 | stuk | Accessories for Plug-in Distribution Systems 250A | BE31330 | SB (MCB&RCD Cat.B) | stuk | SmissLine DIN Clip addtional socket | DIN Clip for addtional socket | DIN Clip für Zusatzsockel Smissline TP Power Bar | DIN Clip for addtional socket |  | 5.14
2CCA337020R0001 | ZLS970UL | Active | 7612271444822 | 12.83 | 1 | 1 | stuk | Adapters and Combi modules | BE31330 | SB (MCB&RCD Cat.B) | stuk | Smissline adapter UL489 voor L1-L2-L3 max 25A | Adapter 32A Smissline L1/L2/L3 wire top ZLS970UL | Smissline Universaladapter UL489 für L1-L2-L3 max 25A, | ZLS970UL Universal aladapter |  | 5.14
2CCA337021R0001 | ZLS971UL | Active | 7612271444839 | 12.83 | 1 | 1 | stuk | Adapters and Combi modules | BE31330 | SB (MCB&RCD Cat.B) | stuk | Smissline adapter UL489 voor L1-L2-L3 max 25A | Adapter 63A Smissline L1/L2/L3 wire bottom ZLS971UL | Smissline Universaladapter UL489 für L1-L2-L3 max 25A, | ZLS971UL Universal aladapter |  | 5.14
2CCA337024R0001 | ZLS9721UL | Active | 7612271444860 | 15.37 | 1 | 1 | stuk | Adapters and Combi modules | BE31330 | SB (MCB&RCD Cat.B) | stuk | Smissline adapter UL489 voor L1-L2-L3 max 45A | Adapter 63A Smissline L1/L2/L3 wire top ZLS972UL | Smissline Universaladapter UL489 für L1-L2-L3 max 45A, | ZLS9721UL Universal aladapter |  | 5.14
2CCA337025R0001 | ZLS973UL | Active | 7612271444877 | 15.37 | 1 | 1 | stuk | Adapters and Combi modules | BE31330 | SB (MCB&RCD Cat.B) | stuk | Smissline adapter UL489 voor L1-L2-L3 max 45A | Adapter 45A UL489 Smissline L1/L2/L3 wire bottom ZLS973UL | Smissline Universaladapter UL489 für L1-L2-L3 max 45A, | ZLS973UL Universal aladapter |  | 5.14
2CCA672510R0001 | ZLS959 | Active | 7612271487164 | 30 | 1 | 1 | stuk | Incoming blocks and Terminals, loose accessories | BE31330 | SB (MCB&RCD Cat.B) | stuk | ZLS959 rail system acc. | ZLS959 Busbar system accessory | ZLS959 Klemme 95mm² PE Smissline TP | ZLS959 Busbar system accessory |  | 5.14
2CCA880210R0001 | CMS-120PS | Active | 7612271452957 | 119.07 | 1 | 1 | stuk | Open-Core Sensors | BE31330 | SA (Modulair+Plug&Socket) | stuk | CMS-120PS Sensor | CMS-120PS Sensor | CMS-120PS Open-Core Sensoren 80A, für System pro m | CMS-120PS Sensor |  | 5.14
2CCA880212R0001 | CMS-122PS | Active | 7612271452995 | 119.07 | 1 | 1 | stuk | Open-Core Sensors | BE31330 | SA (Modulair+Plug&Socket) | stuk | CMS-122PS Sensor | CMS-122PS Sensor | CMS-122PS Open-Core Sensoren 20A, für System pro m | CMS-122PS Sensor |  | 5.14
2CCC703715R0001 | E210-SPV | Active | 7612271414801 | 13.52 | 1 | 30 | stuk | E210 | BE31330 | SB (MCB&RCD Cat.B) | stuk | E210-SPV Spread Con. (30 pcs) | E210-SPV Spread connector (30 pcs) | E210-SPV Spreizverbinder 30 St./Beutel | E210-SPV Spread connector (30 pcs) |  | 5.14
2CCE160301R0131 | E463/3SL | Active | 7612270932535 | 89.7 | 1 | 1 | stuk | E463 | BE31330 | SA (Modulair+Plug&Socket) | stuk | E463 Mod schakelaar 63A 3SL | E463 Interrupteur 63A 3SL | E463/3-SL Hauptschalter 3S,63A,400VAC,sperrbar | E463/3SL On-off switch |  | 5.14
2CCF002762R0001 | ZLS100 | Active | 7612270015603 | 20.6 | 1 | 5 | stuk | Accessories for Plug-in Distribution Systems 125A | BE31330 | SB (MCB&RCD Cat.B) | stuk | Afdekplaat SmissLine 4M | Couverture SmissLine 4 modules | ZLS100 Sammelschienenabdeckung | ZLS100 Busbar cover |  | 5.14
2CCF002763R0001 | ZLS101 | Active | 7612270015610 | 10.26 | 1 | 10 | stuk | Accessories for Plug-in Distribution Systems 125A | BE31330 | SB (MCB&RCD Cat.B) | stuk | Adapter SmissLine ZLS100 | Adaptateur SmissLine Pour ZLS100 | ZLS101 Hutschiene 35mm, aufsteckbar auf ZLS100 | ZLS101 Add-on adapter |  | 5.14
2CCF002772R0001 | ZLS200 | Active | 7612270015702 | 53.63 | 1 | 1 | stuk | Accessories for Plug-in Distribution Systems 125A | BE31330 | SB (MCB&RCD Cat.B) | stuk | Rail SmissLine 100A 10x3mm 1979mm | Jeux de barres SmissLine 100A, 10x3mm, 1979mm | ZLS200 Sammelschiene,1979mm, 110 PLE | ZLS200 Busbar for socket |  | 5.14
2CCF002773R0001 | ZLS202 | Active | 7612270015719 | 32.67 | 1 | 1 | stuk | Accessories for Plug-in Distribution Systems 125A | BE31330 | SB (MCB&RCD Cat.B) | stuk | Verbind.rail SmissLine 40A 5x2mm 1979mm | Jeux de barres Smissline 40A, 5x2mm, longeur 1979mm, 110 mod | ZLS202 Hilfssammelschiene,1979mm,110PLE | ZLS202 Busbar for socket |  | 5.14
2CCF002794R0001 | ZLS630 | Active | 7612270019526 | 2.56 | 1 | 1 | stuk | Accessories for Plug-in Distribution Systems 125A | BE31330 | SB (MCB&RCD Cat.B) | stuk | cont.pin SmissLine Kort | Contact pin SmissLine Court | ZLS630 Kontaktstift kurz z. Einspeisung über Hilfssammelschiene | ZLS630 Adapter |  | 5.14
2CCF002812R0001 | ZLS930 | Active | 7612270019809 | 3.44 | 1 | 10 | stuk | Accessories for Plug-in Distribution Systems 125A | BE31330 | SB (MCB&RCD Cat.B) | stuk | Tussenstuk SmissLine 9mm | Pièce intermédiaire SmissLine 9mm | Intermediate piece SmissLine 9mm | ZLS930 Spare housing |  | 5.14
2CCF002817R0001 | ZMS915 | Active | 7612270021215 | 25.08 | 1 | 1 | stuk | Adapters and Combi modules | BE31330 | SB (MCB&RCD Cat.B) | stuk | SmissLine Adapter 3L | Adaptateur SmissLine 3L | ZMS915 Adapterplatte zum Kontaktieren auf Sammelschienen mit Stecktulpen, | ZMS915 Adapter plate for motor starter |  | 5.14
2CCF019005R0001 | S801HV-K6 | Active | 7612271436445 | 431.46 | 1 | 1 | stuk | S800HV | BE31330 | SB (MCB&RCD Cat.B) | stuk | Automaat S800HV S801HV-K6 | Disjoncteur S800HV S801HV-K6 | Sicherungsautomat S800HV S801HV-K6 | MCB S800HV S801HV-K6 |  | 5.14
2CCF019006R0001 | S801HV-K8 | Active | 7612271436964 | 429.23 | 1 | 1 | stuk | S800HV | BE31330 | SB (MCB&RCD Cat.B) | stuk | Automaat S800HV S801HV-K8 | Disjoncteur S800HV S801HV-K8 | Sicherungsautomat S800HV S801HV-K8 | MCB S800HV S801HV-K8 |  | 5.14
2CCF019007R0001 | S801HV-K10 | Active | 7612271436452 | 429.23 | 1 | 1 | stuk | S800HV | BE31330 | SB (MCB&RCD Cat.B) | stuk | Automaat S800HV S801HV-K10 | Disjoncteur S800HV S801HV-K10 | Sicherungsautomat S800HV S801HV-K10 | MCB S800HV S801HV-K10 |  | 5.14
2CCF019008R0001 | S801HV-K13 | Active | 7612271436469 | 429.23 | 1 | 1 | stuk | S800HV | BE31330 | SB (MCB&RCD Cat.B) | stuk | Automaat S800HV S801HV-K13 | Disjoncteur S800HV S801HV-K13 | Sicherungsautomat S800HV S801HV-K13 | MCB S800HV S801HV-K13 |  | 5.14
2CCF019009R0001 | S801HV-K16 | Active | 7612271436476 | 429.23 | 1 | 1 | stuk | S800HV | BE31330 | SB (MCB&RCD Cat.B) | stuk | Automaat S800HV S801HV-K16 | Disjoncteur S800HV S801HV-K16 | Sicherungsautomat S800HV S801HV-K16 | MCB S800HV S801HV-K16 |  | 5.14
2CCF019010R0001 | S801HV-K20 | Active | 7612271436483 | 428.44 | 1 | 1 | stuk | S800HV | BE31330 | SB (MCB&RCD Cat.B) | stuk | Automaat S800HV S801HV-K20 | Disjoncteur S800HV S801HV-K20 | Sicherungsautomat S800HV S801HV-K20 | MCB S800HV S801HV-K20 |  | 5.14
2CCF019011R0001 | S801HV-K25 | Active | 7612271436490 | 429.23 | 1 | 1 | stuk | S800HV | BE31330 | SB (MCB&RCD Cat.B) | stuk | Automaat S800HV S801HV-K25 | Disjoncteur S800HV S801HV-K25 | Sicherungsautomat S800HV S801HV-K25 | MCB S800HV S801HV-K25 |  | 5.14
2CCF019012R0001 | S801HV-K32 | Active | 7612271436605 | 474.55 | 1 | 1 | stuk | S800HV | BE31330 | SB (MCB&RCD Cat.B) | stuk | Automaat S800HV S801HV-K32 | Disjoncteur S800HV S801HV-K32 | Sicherungsautomat S800HV S801HV-K32 | MCB S800HV S801HV-K32 |  | 5.14
2CCF019013R0001 | S801HV-K40 | Active | 7612271436612 | 474.55 | 1 | 1 | stuk | S800HV | BE31330 | SB (MCB&RCD Cat.B) | stuk | Automaat S800HV S801HV-K40 | Disjoncteur S800HV S801HV-K40 | Sicherungsautomat S800HV S801HV-K40 | MCB S800HV S801HV-K40 |  | 5.14
2CCF019014R0001 | S801HV-K50 | Active | 7612271436629 | 524.53 | 1 | 1 | stuk | S800HV | BE31330 | SB (MCB&RCD Cat.B) | stuk | Automaat S800HV S801HV-K50 | Disjoncteur S800HV S801HV-K50 | Sicherungsautomat S800HV S801HV-K50 | MCB S800HV S801HV-K50 |  | 5.14
2CCF019015R0001 | S801HV-K63 | Active | 7612271436636 | 524.53 | 1 | 1 | stuk | S800HV | BE31330 | SB (MCB&RCD Cat.B) | stuk | Automaat S800HV S801HV-K63 | Disjoncteur S800HV S801HV-K63 | Sicherungsautomat S800HV S801HV-K63 | MCB S800HV S801HV-K63 |  | 5.14
2CCF019016R0001 | S801HV-K80 | Active | 7612271436643 | 524.53 | 1 | 1 | stuk | S800HV | BE31330 | SB (MCB&RCD Cat.B) | stuk | Automaat S800HV S801HV-K80 | Disjoncteur S800HV S801HV-K80 | Sicherungsautomat S800HV S801HV-K80 | MCB S800HV S801HV-K80 |  | 5.14
2CCF019017R0001 | S801HV-K100 | Active | 7612271436650 | 580.76 | 1 | 1 | stuk | S800HV | BE31330 | SB (MCB&RCD Cat.B) | stuk | Automaat S800HV S801HV-K100 | Disjoncteur S800HV S801HV-K100 | Sicherungsautomat S800HV S801HV-K100 | MCB S800HV S801HV-K100 |  | 5.14
2CCF019018R0001 | S801HV-K125 | Active | 7612271436667 | 636.99 | 1 | 1 | stuk | S800HV | BE31330 | SB (MCB&RCD Cat.B) | stuk | Automaat S800HV S801HV-K125 | Disjoncteur S800HV S801HV-K125 | Sicherungsautomat S800HV S801HV-K125 | MCB S800HV S801HV-K125 |  | 5.14
2CCF019019R0001 | S802HV-K6 | Active | 7612271436674 | 794.85 | 1 | 1 | stuk | S800HV | BE31330 | SB (MCB&RCD Cat.B) | stuk | Automaat S800HV S802HV-K6 | Disjoncteur S800HV S802HV-K6 | Sicherungsautomat S800HV S802HV-K6 | MCB S800HV S802HV-K6 |  | 5.14
2CCF019020R0001 | S802HV-K8 | Active | 7612271436681 | 794.85 | 1 | 1 | stuk | S800HV | BE31330 | SB (MCB&RCD Cat.B) | stuk | Automaat S800HV S802HV-K8 | Disjoncteur S800HV S802HV-K8 | Sicherungsautomat S800HV S802HV-K8 | MCB S800HV S802HV-K8 |  | 5.14
2CCF019021R0001 | S802HV-K10 | Active | 7612271436698 | 794.85 | 1 | 1 | stuk | S800HV | BE31330 | SB (MCB&RCD Cat.B) | stuk | Automaat S800HV S802HV-K10 | Disjoncteur S800HV S802HV-K10 | Sicherungsautomat S800HV S802HV-K10 | MCB S800HV S802HV-K10 |  | 5.14
2CCF019022R0001 | S802HV-K13 | Active | 7612271436704 | 794.85 | 1 | 1 | stuk | S800HV | BE31330 | SB (MCB&RCD Cat.B) | stuk | Automaat S800HV S802HV-K13 | Disjoncteur S800HV S802HV-K13 | Sicherungsautomat S800HV S802HV-K13 | MCB S800HV S802HV-K13 |  | 5.14
2CCF019023R0001 | S802HV-K16 | Active | 7612271436711 | 794.85 | 1 | 1 | stuk | S800HV | BE31330 | SB (MCB&RCD Cat.B) | stuk | Automaat S800HV S802HV-K16 | Disjoncteur S800HV S802HV-K16 | Sicherungsautomat S800HV S802HV-K16 | MCB S800HV S802HV-K16 |  | 5.14
2CCF019024R0001 | S802HV-K20 | Active | 7612271436728 | 794.85 | 1 | 1 | stuk | S800HV | BE31330 | SB (MCB&RCD Cat.B) | stuk | Automaat S800HV S802HV-K20 | Disjoncteur S800HV S802HV-K20 | Sicherungsautomat S800HV S802HV-K20 | MCB S800HV S802HV-K20 |  | 5.14
2CCF019025R0001 | S802HV-K25 | Active | 7612271436742 | 794.85 | 1 | 1 | stuk | S800HV | BE31330 | SB (MCB&RCD Cat.B) | stuk | Automaat S800HV S802HV-K25 | Disjoncteur S800HV S802HV-K25 | Sicherungsautomat S800HV S802HV-K25 | MCB S800HV S802HV-K25 |  | 5.14
2CCF019026R0001 | S802HV-K32 | Active | 7612271436759 | 840.19 | 1 | 1 | stuk | S800HV | BE31330 | SB (MCB&RCD Cat.B) | stuk | Automaat S800HV S802HV-K32 | Disjoncteur S800HV S802HV-K32 | Sicherungsautomat S800HV S802HV-K32 | MCB S800HV S802HV-K32 |  | 5.14
2CCF019027R0001 | S802HV-K40 | Active | 7612271436766 | 840.19 | 1 | 1 | stuk | S800HV | BE31330 | SB (MCB&RCD Cat.B) | stuk | Automaat S800HV S802HV-K40 | Disjoncteur S800HV S802HV-K40 | Sicherungsautomat S800HV S802HV-K40 | MCB S800HV S802HV-K40 |  | 5.14
2CCF019028R0001 | S802HV-K50 | Active | 7612271436773 | 888.05 | 1 | 1 | stuk | S800HV | BE31330 | SB (MCB&RCD Cat.B) | stuk | Automaat S800HV S802HV-K50 | Disjoncteur S800HV S802HV-K50 | Sicherungsautomat S800HV S802HV-K50 | MCB S800HV S802HV-K50 |  | 5.14
2CCF019029R0001 | S802HV-K63 | Active | 7612271436780 | 888.05 | 1 | 1 | stuk | S800HV | BE31330 | SB (MCB&RCD Cat.B) | stuk | Automaat S800HV S802HV-K63 | Disjoncteur S800HV S802HV-K63 | Sicherungsautomat S800HV S802HV-K63 | MCB S800HV S802HV-K63 |  | 5.14
2CCF019030R0001 | S802HV-K80 | Active | 7612271436797 | 888.05 | 1 | 1 | stuk | S800HV | BE31330 | SB (MCB&RCD Cat.B) | stuk | Automaat S800HV S802HV-K80 | Disjoncteur S800HV S802HV-K80 | Sicherungsautomat S800HV S802HV-K80 | MCB S800HV S802HV-K80 |  | 5.14
2CCF019031R0001 | S802HV-K100 | Active | 7612271436803 | 941.9 | 1 | 1 | stuk | S800HV | BE31330 | SB (MCB&RCD Cat.B) | stuk | Automaat S800HV S802HV-K100 | Disjoncteur S800HV S802HV-K100 | Sicherungsautomat S800HV S802HV-K100 | MCB S800HV S802HV-K100 |  | 5.14
2CCF019032R0001 | S802HV-K125 | Active | 7612271436810 | 995.67 | 1 | 1 | stuk | S800HV | BE31330 | SB (MCB&RCD Cat.B) | stuk | Automaat S800HV S802HV-K125 | Disjoncteur S800HV S802HV-K125 | Sicherungsautomat S800HV S802HV-K125 | MCB S800HV S802HV-K125 |  | 5.14
2CCF019033R0001 | S803HV-K6 | Active | 7612271436827 | 1154.04 | 1 | 1 | stuk | S800HV | BE31330 | SB (MCB&RCD Cat.B) | stuk | Automaat S800HV S803HV-K6 | Disjoncteur S800HV S803HV-K6 | Sicherungsautomat S800HV S803HV-K6 | MCB S800HV S803HV-K6 |  | 5.14
2CCF019034R0001 | S803HV-K8 | Active | 7612271436834 | 1154.04 | 1 | 1 | stuk | S800HV | BE31330 | SB (MCB&RCD Cat.B) | stuk | Automaat S800HV S803HV-K8 | Disjoncteur S800HV S803HV-K8 | Sicherungsautomat S800HV S803HV-K8 | MCB S800HV S803HV-K8 |  | 5.14
2CCF019035R0001 | S803HV-K10 | Active | 7612271436841 | 1154.04 | 1 | 1 | stuk | S800HV | BE31330 | SB (MCB&RCD Cat.B) | stuk | Automaat S800HV S803HV-K10 | Disjoncteur S800HV S803HV-K10 | Sicherungsautomat S800HV S803HV-K10 | MCB S800HV S803HV-K10 |  | 5.14
2CCF019036R0001 | S803HV-K13 | Active | 7612271436858 | 1154.04 | 1 | 1 | stuk | S800HV | BE31330 | SB (MCB&RCD Cat.B) | stuk | Automaat S800HV S803HV-K13 | Disjoncteur S800HV S803HV-K13 | Sicherungsautomat S800HV S803HV-K13 | MCB S800HV S803HV-K13 |  | 5.14
2CCF019037R0001 | S803HV-K16 | Active | 7612271436865 | 1154.04 | 1 | 1 | stuk | S800HV | BE31330 | SB (MCB&RCD Cat.B) | stuk | Automaat S800HV S803HV-K16 | Disjoncteur S800HV S803HV-K16 | Sicherungsautomat S800HV S803HV-K16 | MCB S800HV S803HV-K16 |  | 5.14
2CCF019038R0001 | S803HV-K20 | Active | 7612271436872 | 1154.04 | 1 | 1 | stuk | S800HV | BE31330 | SB (MCB&RCD Cat.B) | stuk | Automaat S800HV S803HV-K20 | Disjoncteur S800HV S803HV-K20 | Sicherungsautomat S800HV S803HV-K20 | MCB S800HV S803HV-K20 |  | 5.14
2CCF019039R0001 | S803HV-K25 | Active | 7612271436889 | 1154.04 | 1 | 1 | stuk | S800HV | BE31330 | SB (MCB&RCD Cat.B) | stuk | Automaat S800HV S803HV-K25 | Disjoncteur S800HV S803HV-K25 | Sicherungsautomat S800HV S803HV-K25 | MCB S800HV S803HV-K25 |  | 5.14
2CCF019040R0001 | S803HV-K32 | Active | 7612271436896 | 1197.35 | 1 | 1 | stuk | S800HV | BE31330 | SB (MCB&RCD Cat.B) | stuk | Automaat S800HV S803HV-K32 | Disjoncteur S800HV S803HV-K32 | Sicherungsautomat S800HV S803HV-K32 | MCB S800HV S803HV-K32 |  | 5.14
2CCF019041R0001 | S803HV-K40 | Active | 7612271436902 | 1197.35 | 1 | 1 | stuk | S800HV | BE31330 | SB (MCB&RCD Cat.B) | stuk | Automaat S800HV S803HV-K40 | Disjoncteur S800HV S803HV-K40 | Sicherungsautomat S800HV S803HV-K40 | MCB S800HV S803HV-K40 |  | 5.14
2CCF019042R0001 | S803HV-K50 | Active | 7612271436919 | 1197.35 | 1 | 1 | stuk | S800HV | BE31330 | SB (MCB&RCD Cat.B) | stuk | Automaat S800HV S803HV-K50 | Disjoncteur S800HV S803HV-K50 | Sicherungsautomat S800HV S803HV-K50 | MCB S800HV S803HV-K50 |  | 5.14
2CCF019043R0001 | S803HV-K63 | Active | 7612271436926 | 1143.83 | 1 | 1 | stuk | S800HV | BE31330 | SB (MCB&RCD Cat.B) | stuk | Automaat S800HV S803HV-K63 | Disjoncteur S800HV S803HV-K63 | Sicherungsautomat S800HV S803HV-K63 | MCB S800HV S803HV-K63 |  | 5.14
2CCF019044R0001 | S803HV-K80 | Active | 7612271436933 | 1245.22 | 1 | 1 | stuk | S800HV | BE31330 | SB (MCB&RCD Cat.B) | stuk | Automaat S800HV S803HV-K80 | Disjoncteur S800HV S803HV-K80 | Sicherungsautomat S800HV S803HV-K80 | MCB S800HV S803HV-K80 |  | 5.14
2CCF019045R0001 | S803HV-K100 | Active | 7612271436940 | 1299.06 | 1 | 1 | stuk | S800HV | BE31330 | SB (MCB&RCD Cat.B) | stuk | Automaat S800HV S803HV-K100 | Disjoncteur S800HV S803HV-K100 | Sicherungsautomat S800HV S803HV-K100 | MCB S800HV S803HV-K100 |  | 5.14
2CCF019046R0001 | S803HV-K125 | Active | 7612271436957 | 1352.82 | 1 | 1 | stuk | S800HV | BE31330 | SB (MCB&RCD Cat.B) | stuk | Automaat S800HV S803HV-K125 | Disjoncteur S800HV S803HV-K125 | Sicherungsautomat S800HV S803HV-K125 | MCB S800HV S803HV-K125 |  | 5.14
2CCF019047R0001 | S803HV-SCL32-SR | Active | 7612271437008 | 812.12 | 1 | 1 | stuk | Accessories for HPMCB S800 | BE31330 | SB (MCB&RCD Cat.B) | stuk | Auto.S800HV S803HV-SCL32-SR | S803HV-SCL32-SR | S803HV-SCL32-SR bis max. 1000V AC 3P, 32A, Uch=15kA, selbstrückstellend | S803HV-SCL32-SR |  | 5.14
2CCF019048R0001 | S803HV-SCL63-SR | Active | 7612271437107 | 951.7 | 1 | 1 | stuk | Accessories for HPMCB S800 | BE31330 | SB (MCB&RCD Cat.B) | stuk | Auto.S800HV S803HV-SCL63-SR | S803HV-SCL63-SR | S803HV-SCL63-SR bis max. 1000V AC 3P, 63A, Uch=15kA, selbstrückstellend | S803HV-SCL63-SR |  | 5.14
2CCF019049R0001 | S803HV-SCL100-SR | Active | 7612271437114 | 1237.2 | 1 | 1 | stuk | Accessories for HPMCB S800 | BE31330 | SB (MCB&RCD Cat.B) | stuk | Auto.S800HV S803HV-SCL100-SR | S803HV-SCL100-SR | S803HV-SCL100-SR bis max. 1000V AC 3P, 100A, Uch=15kA, selbstrückstellend | S803HV-SCL100-SR |  | 5.14
2CCF019559R0001 | S803S-KM10 | Active | 7612271441104 | 270.35 | 1 | 1 | stuk | Accessories for HPMCB S800 | BE31330 | SB (MCB&RCD Cat.B) | stuk | S803S-KM10 High Performance MCB | S803S-KM10 High Performance MCB | S803S-KM10 High Performance MCB | S803S-KM10 High Performance MCB |  | 5.14
2CCF019560R0001 | S803S-KM16 | Active | 7612271441111 | 270.35 | 1 | 1 | stuk | Accessories for HPMCB S800 | BE31330 | SB (MCB&RCD Cat.B) | stuk | S803S-KM16 High Performance MCB | S803S-KM16 High Performance MCB | S803S-KM16 High Performance MCB | S803S-KM16 High Performance MCB |  | 5.14
2CCF019562R0001 | S803-BB6 | Active | 7612271441302 | 216.71 | 1 | 2 | stuk | Accessories for HPMCB S800 | BE31330 | SB (MCB&RCD Cat.B) | stuk | S803-BB6 High Performance MCB | S803-BB6 High Performance MCB | S803-BB6 High Performance MCB | S803-BB6 High Performance MCB |  | 5.14
2CCF019568R0001 | S804-BB250 | Active | 7612271441807 | 517.69 | 1 | 1 | stuk | Accessories for HPMCB S800 | BE31330 | SB (MCB&RCD Cat.B) | stuk | S804-BB250 rail | S804-BB250 Busbar | S804-BB250 Busbar | S804-BB250 Busbar |  | 5.14
2CCF019569R0001 | S804-BBPC120 | Active | 7612271441814 | 231.91 | 1 | 1 | stuk | Accessories for HPMCB S800 | BE31330 | SB (MCB&RCD Cat.B) | stuk | S804-BBPC120 Feed Bl. | S804-BBPC120 Feed block | S804-BBPC120 Feed block | S804-BBPC120 Feed block |  | 5.14
2CCF019586R0001 | S804PV-SP5 | Active | 7612271452124 | 582.08 | 1 | 1 | stuk | S800PV | BE31330 | SB (MCB&RCD Cat.B) | stuk | Automaat S800PV 4P 5 5kA PV | Disjoncteur S800PV 4P 5 5kA PV | Sicherungsautomat S800PV 4P 5 5kA PV | MCB S800PV 4P 5 5kA PV |  | 5.14
2CCF019596R0001 | S802PV-SP5 | Active | 7612271471170 | 268.04 | 1 | 1 | stuk | S800PV | BE31330 | SB (MCB&RCD Cat.B) | stuk | Automaat S800PV 2P 5 5kA PV | Disjoncteur S800PV 2P 5 5kA PV | Sicherungsautomat S800PV 2P 5 5kA PV | MCB S800PV 2P 5 5kA PV |  | 5.14
2CCF019597R0001 | S802PV-SP10 | Active | 7612271471194 | 254.06 | 1 | 1 | stuk | S800PV | BE31330 | SB (MCB&RCD Cat.B) | stuk | Automaat S800PV 2P 10 5kA PV | Disjoncteur S800PV 2P 10 5kA PV | Sicherungsautomat S800PV 2P 10 5kA PV | MCB S800PV 2P 10 5kA PV |  | 5.14
2CCF019598R0001 | S802PV-SP13 | Active | 7612271471217 | 268.04 | 1 | 1 | stuk | S800PV | BE31330 | SB (MCB&RCD Cat.B) | stuk | Automaat S800PV 2P 13 5kA PV | Disjoncteur S800PV 2P 13 5kA PV | Sicherungsautomat S800PV 2P 13 5kA PV | MCB S800PV 2P 13 5kA PV |  | 5.14
2CCF019599R0001 | S802PV-SP16 | Active | 7612271471231 | 268.04 | 1 | 1 | stuk | S800PV | BE31330 | SB (MCB&RCD Cat.B) | stuk | Automaat S800PV 2P 16 5kA PV | Disjoncteur S800PV 2P 16 5kA PV | Sicherungsautomat S800PV 2P 16 5kA PV | MCB S800PV 2P 16 5kA PV |  | 5.14
2CCF019600R0001 | S802PV-SP20 | Active | 7612271471255 | 259.14 | 1 | 1 | stuk | S800PV | BE31330 | SB (MCB&RCD Cat.B) | stuk | Automaat S800PV 2P 20 5kA PV | Disjoncteur S800PV 2P 20 5kA PV | Sicherungsautomat S800PV 2P 20 5kA PV | MCB S800PV 2P 20 5kA PV |  | 5.14
2CCF019601R0001 | S802PV-SP25 | Active | 7612271471279 | 268.04 | 1 | 1 | stuk | S800PV | BE31330 | SB (MCB&RCD Cat.B) | stuk | Automaat S800PV 2P 25 5kA PV | Disjoncteur S800PV 2P 25 5kA PV | Sicherungsautomat S800PV 2P 25 5kA PV | MCB S800PV 2P 25 5kA PV |  | 5.14
2CCF019602R0001 | S802PV-SP32 | Active | 7612271471293 | 259.14 | 1 | 1 | stuk | S800PV | BE31330 | SB (MCB&RCD Cat.B) | stuk | Automaat S800PV 2P 32 5kA PV | Disjoncteur S800PV 2P 32 5kA PV | Sicherungsautomat S800PV 2P 32 5kA PV | MCB S800PV 2P 32 5kA PV |  | 5.14
2CCF019603R0001 | S802PV-SP40 | Active | 7612271471316 | 299.29 | 1 | 1 | stuk | S800PV | BE31330 | SB (MCB&RCD Cat.B) | stuk | Automaat S800PV 2P 40 5kA PV | Disjoncteur S800PV 2P 40 5kA PV | Sicherungsautomat S800PV 2P 40 5kA PV | MCB S800PV 2P 40 5kA PV |  | 5.14
2CCF019604R0001 | S802PV-SP50 | Active | 7612271471330 | 298.92 | 1 | 1 | stuk | S800PV | BE31330 | SB (MCB&RCD Cat.B) | stuk | Automaat S800PV 2P 50 5kA PV | Disjoncteur S800PV 2P 50 5kA PV | Sicherungsautomat S800PV 2P 50 5kA PV | MCB S800PV 2P 50 5kA PV |  | 5.14
2CCF019605R0001 | S802PV-SP63 | Active | 7612271471354 | 289.28 | 1 | 1 | stuk | S800PV | BE31330 | SB (MCB&RCD Cat.B) | stuk | Automaat S800PV 2P 63 5kA PV | Disjoncteur S800PV 2P 63 5kA PV | Sicherungsautomat S800PV 2P 63 5kA PV | MCB S800PV 2P 63 5kA PV |  | 5.14
2CCF019606R0001 | S802PV-SP80 | Active | 7612271471378 | 374.86 | 1 | 1 | stuk | S800PV | BE31330 | SB (MCB&RCD Cat.B) | stuk | Automaat S800PV 2P 80 5kA PV | Disjoncteur S800PV 2P 80 5kA PV | Sicherungsautomat S800PV 2P 80 5kA PV | MCB S800PV 2P 80 5kA PV |  | 5.14
2CCF019607R0001 | S802PV-SP100 | Active | 7612271471392 | 385.65 | 1 | 1 | stuk | S800PV | BE31330 | SB (MCB&RCD Cat.B) | stuk | Automaat S800PV 2P 100 5kA PV | Disjoncteur S800PV 2P 100 5kA PV | Sicherungsautomat S800PV 2P 100 5kA PV | MCB S800PV 2P 100 5kA PV |  | 5.14
2CCF019608R0001 | S802PV-SP125 | Active | 7612271471415 | 397.59 | 1 | 1 | stuk | S800PV | BE31330 | SB (MCB&RCD Cat.B) | stuk | Automaat S800PV 2P 125 5kA PV | Disjoncteur S800PV 2P 125 5kA PV | Sicherungsautomat S800PV 2P 125 5kA PV | MCB S800PV 2P 125 5kA PV |  | 5.14
2CCF019609R0001 | S803PV-SP5 | Active | 7612271471439 | 412.37 | 1 | 1 | stuk | S800PV | BE31330 | SB (MCB&RCD Cat.B) | stuk | Automaat S800PV 3P 5 5kA PV | Disjoncteur S800PV 3P 5 5kA PV | Sicherungsautomat S800PV 3P 5 5kA PV | MCB S800PV 3P 5 5kA PV |  | 5.14
2CCF019610R0001 | S803PV-SP10 | Active | 7612271471453 | 412.37 | 1 | 1 | stuk | S800PV | BE31330 | SB (MCB&RCD Cat.B) | stuk | Automaat S800PV 3P 10 5kA PV | Disjoncteur S800PV 3P 10 5kA PV | Sicherungsautomat S800PV 3P 10 5kA PV | MCB S800PV 3P 10 5kA PV |  | 5.14
2CCF019611R0001 | S803PV-SP13 | Active | 7612271471477 | 412.37 | 1 | 1 | stuk | S800PV | BE31330 | SB (MCB&RCD Cat.B) | stuk | Automaat S800PV 3P 13 5kA PV | Disjoncteur S800PV 3P 13 5kA PV | Sicherungsautomat S800PV 3P 13 5kA PV | MCB S800PV 3P 13 5kA PV |  | 5.14
2CCF019612R0001 | S803PV-SP16 | Active | 7612271471491 | 412.37 | 1 | 1 | stuk | S800PV | BE31330 | SB (MCB&RCD Cat.B) | stuk | Automaat S800PV 3P 16 5kA PV | Disjoncteur S800PV 3P 16 5kA PV | Sicherungsautomat S800PV 3P 16 5kA PV | MCB S800PV 3P 16 5kA PV |  | 5.14
2CCF019613R0001 | S803PV-SP20 | Active | 7612271471514 | 412.37 | 1 | 1 | stuk | S800PV | BE31330 | SB (MCB&RCD Cat.B) | stuk | Automaat S800PV 3P 20 5kA PV | Disjoncteur S800PV 3P 20 5kA PV | Sicherungsautomat S800PV 3P 20 5kA PV | MCB S800PV 3P 20 5kA PV |  | 5.14
2CCF019614R0001 | S803PV-SP25 | Active | 7612271471538 | 412.37 | 1 | 1 | stuk | S800PV | BE31330 | SB (MCB&RCD Cat.B) | stuk | Automaat S800PV 3P 25 5kA PV | Disjoncteur S800PV 3P 25 5kA PV | Sicherungsautomat S800PV 3P 25 5kA PV | MCB S800PV 3P 25 5kA PV |  | 5.14
2CCF019615R0001 | S803PV-SP32 | Active | 7612271471552 | 411.61 | 1 | 1 | stuk | S800PV | BE31330 | SB (MCB&RCD Cat.B) | stuk | Automaat S800PV 3P 32 5kA PV | Disjoncteur S800PV 3P 32 5kA PV | Sicherungsautomat S800PV 3P 32 5kA PV | MCB S800PV 3P 32 5kA PV |  | 5.14
2CCF019616R0001 | S803PV-SP40 | Active | 7612271471576 | 461.19 | 1 | 1 | stuk | S800PV | BE31330 | SB (MCB&RCD Cat.B) | stuk | Automaat S800PV 3P 40 5kA PV | Disjoncteur S800PV 3P 40 5kA PV | Sicherungsautomat S800PV 3P 40 5kA PV | MCB S800PV 3P 40 5kA PV |  | 5.14
2CCF019617R0001 | S803PV-SP50 | Active | 7612271471590 | 461.19 | 1 | 1 | stuk | S800PV | BE31330 | SB (MCB&RCD Cat.B) | stuk | Automaat S800PV 3P 50 5kA PV | Disjoncteur S800PV 3P 50 5kA PV | Sicherungsautomat S800PV 3P 50 5kA PV | MCB S800PV 3P 50 5kA PV |  | 5.14
2CCF019618R0001 | S803PV-SP63 | Active | 7612271471613 | 461.19 | 1 | 1 | stuk | S800PV | BE31330 | SB (MCB&RCD Cat.B) | stuk | Automaat S800PV 3P 63 5kA PV | Disjoncteur S800PV 3P 63 5kA PV | Sicherungsautomat S800PV 3P 63 5kA PV | MCB S800PV 3P 63 5kA PV |  | 5.14
2CCF019619R0001 | S803PV-SP80 | Active | 7612271471637 | 595.47 | 1 | 1 | stuk | S800PV | BE31330 | SB (MCB&RCD Cat.B) | stuk | Automaat S800PV 3P 80 5kA PV | Disjoncteur S800PV 3P 80 5kA PV | Sicherungsautomat S800PV 3P 80 5kA PV | MCB S800PV 3P 80 5kA PV |  | 5.14
2CCF019620R0001 | S803PV-SP100 | Active | 7612271471651 | 595.47 | 1 | 1 | stuk | S800PV | BE31330 | SB (MCB&RCD Cat.B) | stuk | Automaat S800PV 3P 100 5kA PV | Disjoncteur S800PV 3P 100 5kA PV | Sicherungsautomat S800PV 3P 100 5kA PV | MCB S800PV 3P 100 5kA PV |  | 5.14
2CCF019621R0001 | S803PV-SP125 | Active | 7612271471675 | 614.92 | 1 | 1 | stuk | S800PV | BE31330 | SB (MCB&RCD Cat.B) | stuk | Automaat S800PV 3P 125 5kA PV | Disjoncteur S800PV 3P 125 5kA PV | Sicherungsautomat S800PV 3P 125 5kA PV | MCB S800PV 3P 125 5kA PV |  | 5.14
2CCF019622R0001 | S804PV-SP10 | Active | 7612271471699 | 582.08 | 1 | 1 | stuk | S800PV | BE31330 | SB (MCB&RCD Cat.B) | stuk | Automaat S800PV 4P 10 5kA PV | Disjoncteur S800PV 4P 10 5kA PV | Sicherungsautomat S800PV 4P 10 5kA PV | MCB S800PV 4P 10 5kA PV |  | 5.14
2CCF019623R0001 | S804PV-SP13 | Active | 7612271471712 | 583.19 | 1 | 1 | stuk | S800PV | BE31330 | SB (MCB&RCD Cat.B) | stuk | Automaat S800PV 4P 13 5kA PV | Disjoncteur S800PV 4P 13 5kA PV | Sicherungsautomat S800PV 4P 13 5kA PV | MCB S800PV 4P 13 5kA PV |  | 5.14
2CCF019624R0001 | S804PV-SP16 | Active | 7612271471736 | 583.19 | 1 | 1 | stuk | S800PV | BE31330 | SB (MCB&RCD Cat.B) | stuk | Automaat S800PV 4P 16 5kA PV | Disjoncteur S800PV 4P 16 5kA PV | Sicherungsautomat S800PV 4P 16 5kA PV | MCB S800PV 4P 16 5kA PV |  | 5.14
2CCF019625R0001 | S804PV-SP20 | Active | 7612271471750 | 583.19 | 1 | 1 | stuk | S800PV | BE31330 | SB (MCB&RCD Cat.B) | stuk | Automaat S800PV 4P 20 5kA PV | Disjoncteur S800PV 4P 20 5kA PV | Sicherungsautomat S800PV 4P 20 5kA PV | MCB S800PV 4P 20 5kA PV |  | 5.14
2CCF019626R0001 | S804PV-SP25 | Active | 7612271471774 | 583.19 | 1 | 1 | stuk | S800PV | BE31330 | SB (MCB&RCD Cat.B) | stuk | Automaat S800PV 4P 25 5kA PV | Disjoncteur S800PV 4P 25 5kA PV | Sicherungsautomat S800PV 4P 25 5kA PV | MCB S800PV 4P 25 5kA PV |  | 5.14
2CCF019627R0001 | S804PV-SP32 | Active | 7612271471798 | 739.75 | 1 | 1 | stuk | S800PV | BE31330 | SB (MCB&RCD Cat.B) | stuk | Automaat S800PV 4P 32 5kA PV | Disjoncteur S800PV 4P 32 5kA PV | Sicherungsautomat S800PV 4P 32 5kA PV | MCB S800PV 4P 32 5kA PV |  | 5.14
2CCF019628R0001 | S804PV-SP40 | Active | 7612271471811 | 651.54 | 1 | 1 | stuk | S800PV | BE31330 | SB (MCB&RCD Cat.B) | stuk | Automaat S800PV 4P 40 5kA PV | Disjoncteur S800PV 4P 40 5kA PV | Sicherungsautomat S800PV 4P 40 5kA PV | MCB S800PV 4P 40 5kA PV |  | 5.14
2CCF019629R0001 | S804PV-SP50 | Active | 7612271471835 | 651.54 | 1 | 1 | stuk | S800PV | BE31330 | SB (MCB&RCD Cat.B) | stuk | Automaat S800PV 4P 50 5kA PV | Disjoncteur S800PV 4P 50 5kA PV | Sicherungsautomat S800PV 4P 50 5kA PV | MCB S800PV 4P 50 5kA PV |  | 5.14
2CCF019630R0001 | S804PV-SP63 | Active | 7612271471859 | 651.54 | 1 | 1 | stuk | S800PV | BE31330 | SB (MCB&RCD Cat.B) | stuk | Automaat S800PV 4P 63 5kA PV | Disjoncteur S800PV 4P 63 5kA PV | Sicherungsautomat S800PV 4P 63 5kA PV | MCB S800PV 4P 63 5kA PV |  | 5.14
2CCF019631R0001 | S804PV-SP80 | Active | 7612271471873 | 841.87 | 1 | 1 | stuk | S800PV | BE31330 | SB (MCB&RCD Cat.B) | stuk | Automaat S800PV 4P 80 5kA PV | Disjoncteur S800PV 4P 80 5kA PV | Sicherungsautomat S800PV 4P 80 5kA PV | MCB S800PV 4P 80 5kA PV |  | 5.14
2CCF019632R0001 | S804PV-SP100 | Active | 7612271471897 | 841.87 | 1 | 1 | stuk | S800PV | BE31330 | SB (MCB&RCD Cat.B) | stuk | Automaat S800PV 4P 100 5kA PV | Disjoncteur S800PV 4P 100 5kA PV | Sicherungsautomat S800PV 4P 100 5kA PV | MCB S800PV 4P 100 5kA PV |  | 5.14
2CCF019633R0001 | S804PV-SP125 | Active | 7612271471910 | 777.55 | 1 | 1 | stuk | S800PV | BE31330 | SB (MCB&RCD Cat.B) | stuk | Automaat S800PV 4P 125 5kA PV | Disjoncteur S800PV 4P 125 5kA PV | Sicherungsautomat S800PV 4P 125 5kA PV | MCB S800PV 4P 125 5kA PV |  | 5.14
2CCF019634R0001 | S802PV-SD63 | Active | 7612271471934 | 263.08 | 1 | 1 | stuk | S800PV | BE31330 | SB (MCB&RCD Cat.B) | stuk | Automaat S800PV 2PV-SD63 5kA PV | Disjoncteur S800PV 2PV-SD63 5kA PV | Sicherungsautomat S800PV 2PV-SD63 5kA PV | MCB S800PV 2PV-SD63 5kA PV |  | 5.14
2CCF019635R0001 | S802PV-SD32 | Active | 7612271471958 | 223.32 | 1 | 1 | stuk | S800PV | BE31330 | SB (MCB&RCD Cat.B) | stuk | Automaat S800PV 2PV-SD32 5kA PV | Disjoncteur S800PV 2PV-SD32 5kA PV | Sicherungsautomat S800PV 2PV-SD32 5kA PV | MCB S800PV 2PV-SD32 5kA PV |  | 5.14
2CCF019636R0001 | S802PV-SD125 | Active | 7612271471972 | 416.91 | 1 | 1 | stuk | S800PV | BE31330 | SB (MCB&RCD Cat.B) | stuk | Automaat S800PV 2PV-SD125 5kA PV | Disjoncteur S800PV 2PV-SD125 5kA PV | Sicherungsautomat S800PV 2PV-SD125 5kA PV | MCB S800PV 2PV-SD125 5kA PV |  | 5.14
2CCF019637R0001 | S803PV-SD32 | Active | 7612271471996 | 337.48 | 1 | 1 | stuk | S800PV | BE31330 | SB (MCB&RCD Cat.B) | stuk | Automaat S800PV 3PV-SD32 5kA PV | Disjoncteur S800PV 3PV-SD32 5kA PV | Sicherungsautomat S800PV 3PV-SD32 5kA PV | MCB S800PV 3PV-SD32 5kA PV |  | 5.14
2CCF019638R0001 | S803PV-SD63 | Active | 7612271472016 | 372.24 | 1 | 1 | stuk | S800PV | BE31330 | SB (MCB&RCD Cat.B) | stuk | Automaat S800PV 3PV-SD63 5kA PV | Disjoncteur S800PV 3PV-SD63 5kA PV | Sicherungsautomat S800PV 3PV-SD63 5kA PV | MCB S800PV 3PV-SD63 5kA PV |  | 5.14
2CCF019639R0001 | S803PV-SD125 | Active | 7612271472030 | 625.35 | 1 | 1 | stuk | S800PV | BE31330 | SB (MCB&RCD Cat.B) | stuk | Automaat S800PV 3PV-SD125 5kA PV | Disjoncteur S800PV 3PV-SD125 5kA PV | Sicherungsautomat S800PV 3PV-SD125 5kA PV | MCB S800PV 3PV-SD125 5kA PV |  | 5.14
2CCF019640R0001 | S804PV-SD32 | Active | 7612271472054 | 451.62 | 1 | 1 | stuk | S800PV | BE31330 | SB (MCB&RCD Cat.B) | stuk | Automaat S800PV 4PV-SD32 5kA PV | Disjoncteur S800PV 4PV-SD32 5kA PV | Sicherungsautomat S800PV 4PV-SD32 5kA PV | MCB S800PV 4PV-SD32 5kA PV |  | 5.14
2CCF019641R0001 | S804PV-SD63 | Active | 7612271472078 | 531.05 | 1 | 1 | stuk | S800PV | BE31330 | SB (MCB&RCD Cat.B) | stuk | Automaat S800PV 4PV-SD63 5kA PV | Disjoncteur S800PV 4PV-SD63 5kA PV | Sicherungsautomat S800PV 4PV-SD63 5kA PV | MCB S800PV 4PV-SD63 5kA PV |  | 5.14
2CCF019642R0001 | S804PV-SD125 | Active | 7612271472092 | 838.74 | 1 | 1 | stuk | S800PV | BE31330 | SB (MCB&RCD Cat.B) | stuk | Automaat S800PV 4PV-SD125 5kA PV | Disjoncteur S800PV 4PV-SD125 5kA PV | Sicherungsautomat S800PV 4PV-SD125 5kA PV | MCB S800PV 4PV-SD125 5kA PV |  | 5.14
2CCF019643R0001 | S802PV-SP6 | Active | 7612271472115 | 268.04 | 1 | 1 | stuk | S800PV | BE31330 | SB (MCB&RCD Cat.B) | stuk | Automaat S800PV 2P 6 5kA PV | Disjoncteur S800PV 2P 6 5kA PV | Sicherungsautomat S800PV 2P 6 5kA PV | MCB S800PV 2P 6 5kA PV |  | 5.14
2CCF019644R0001 | S802PV-SP8 | Active | 7612271472139 | 268.04 | 1 | 1 | stuk | S800PV | BE31330 | SB (MCB&RCD Cat.B) | stuk | Automaat S800PV 2P 8 5kA PV | Disjoncteur S800PV 2P 8 5kA PV | Sicherungsautomat S800PV 2P 8 5kA PV | MCB S800PV 2P 8 5kA PV |  | 5.14
2CCF019645R0001 | S803PV-SP6 | Active | 7612271472153 | 412.37 | 1 | 1 | stuk | S800PV | BE31330 | SB (MCB&RCD Cat.B) | stuk | Automaat S800PV 3P 6 5kA PV | Disjoncteur S800PV 3P 6 5kA PV | Sicherungsautomat S800PV 3P 6 5kA PV | MCB S800PV 3P 6 5kA PV |  | 5.14
2CCF019646R0001 | S803PV-SP8 | Active | 7612271472177 | 412.37 | 1 | 1 | stuk | S800PV | BE31330 | SB (MCB&RCD Cat.B) | stuk | Automaat S800PV 3P 8 5kA PV | Disjoncteur S800PV 3P 8 5kA PV | Sicherungsautomat S800PV 3P 8 5kA PV | MCB S800PV 3P 8 5kA PV |  | 5.14
2CCF019647R0001 | S804PV-SP6 | Active | 7612271472191 | 583.19 | 1 | 1 | stuk | S800PV | BE31330 | SB (MCB&RCD Cat.B) | stuk | Automaat S800PV 4P 6 5kA PV | Disjoncteur S800PV 4P 6 5kA PV | Sicherungsautomat S800PV 4P 6 5kA PV | MCB S800PV 4P 6 5kA PV |  | 5.14
2CCF019648R0001 | S804PV-SP8 | Active | 7612271472214 | 583.19 | 1 | 1 | stuk | S800PV | BE31330 | SB (MCB&RCD Cat.B) | stuk | Automaat S800PV 4P 8 5kA PV | Disjoncteur S800PV 4P 8 5kA PV | Sicherungsautomat S800PV 4P 8 5kA PV | MCB S800PV 4P 8 5kA PV |  | 5.14
2CCF019841R0001 | S801S-B0.5 | Active | 7612271498979 | 135.78 | 1 | 1 | stuk | S800S | BE31330 | SB (MCB&RCD Cat.B) | stuk | Automaat S800S S801S-B0.5 50kA | Disjoncteur S800S S801S-B0.5 50kA | Sicherungsautomat S800S S801S-B0.5 50kA | MCB S800S S801S-B0.5 50kA |  | 5.14
2CCF019842R0001 | S801S-B1 | Active | 7612271498986 | 135.78 | 1 | 1 | stuk | S800S | BE31330 | SB (MCB&RCD Cat.B) | stuk | Automaat S800S S801S-B1 50kA | Disjoncteur S800S S801S-B1 50kA | Sicherungsautomat S800S S801S-B1 50kA | MCB S800S S801S-B1 50kA |  | 5.14
2CCF019844R0001 | S801S-B2 | Active | 7612271499105 | 135.78 | 1 | 1 | stuk | S800S | BE31330 | SB (MCB&RCD Cat.B) | stuk | Automaat S800S S801S-B2 50kA | Disjoncteur S800S S801S-B2 50kA | Sicherungsautomat S800S S801S-B2 50kA | MCB S800S S801S-B2 50kA |  | 5.14
2CCF019847R0001 | S801S-B4 | Active | 7612271499136 | 135.78 | 1 | 1 | stuk | S800S | BE31330 | SB (MCB&RCD Cat.B) | stuk | Automaat S800S S801S-B4 50kA | Disjoncteur S800S S801S-B4 50kA | Sicherungsautomat S800S S801S-B4 50kA | MCB S800S S801S-B4 50kA |  | 5.14
2CCF019849R0001 | S801S-C0.5 | Active | 7612271499150 | 135.78 | 1 | 1 | stuk | S800S | BE31330 | SB (MCB&RCD Cat.B) | stuk | Automaat S800S S801S-C0.5 50kA | Disjoncteur S800S S801S-C0.5 50kA | Sicherungsautomat S800S S801S-C0.5 50kA | MCB S800S S801S-C0.5 50kA |  | 5.14
2CCF019850R0001 | S801S-C1 | Active | 7612271499167 | 135.78 | 1 | 1 | stuk | S800S | BE31330 | SB (MCB&RCD Cat.B) | stuk | Automaat S800S S801S-C1 50kA | Disjoncteur S800S S801S-C1 50kA | Sicherungsautomat S800S S801S-C1 50kA | MCB S800S S801S-C1 50kA |  | 5.14
2CCF019852R0001 | S801S-C2 | Active | 7612271499181 | 135.78 | 1 | 1 | stuk | S800S | BE31330 | SB (MCB&RCD Cat.B) | stuk | Automaat S800S S801S-C2 50kA | Disjoncteur S800S S801S-C2 50kA | Sicherungsautomat S800S S801S-C2 50kA | MCB S800S S801S-C2 50kA |  | 5.14
2CCF019855R0001 | S801S-C4 | Active | 7612271499211 | 135.78 | 1 | 1 | stuk | S800S | BE31330 | SB (MCB&RCD Cat.B) | stuk | Automaat S800S S801S-C4 50kA | Disjoncteur S800S S801S-C4 50kA | Sicherungsautomat S800S S801S-C4 50kA | MCB S800S S801S-C4 50kA |  | 5.14
2CCF019857R0001 | S801S-D0.5 | Active | 7612271499235 | 156.05 | 1 | 1 | stuk | S800S | BE31330 | SB (MCB&RCD Cat.B) | stuk | Automaat S800S S801S-D0.5 50kA | Disjoncteur S800S S801S-D0.5 50kA | Sicherungsautomat S800S S801S-D0.5 50kA | MCB S800S S801S-D0.5 50kA |  | 5.14
2CCF019858R0001 | S801S-D1 | Active | 7612271499242 | 156.05 | 1 | 1 | stuk | S800S | BE31330 | SB (MCB&RCD Cat.B) | stuk | Automaat S800S S801S-D1 50kA | Disjoncteur S800S S801S-D1 50kA | Sicherungsautomat S800S S801S-D1 50kA | MCB S800S S801S-D1 50kA |  | 5.14
2CCF019860R0001 | S801S-D2 | Active | 7612271499266 | 156.05 | 1 | 1 | stuk | S800S | BE31330 | SB (MCB&RCD Cat.B) | stuk | Automaat S800S S801S-D2 50kA | Disjoncteur S800S S801S-D2 50kA | Sicherungsautomat S800S S801S-D2 50kA | MCB S800S S801S-D2 50kA |  | 5.14
2CCF019863R0001 | S801S-D4 | Active | 7612271499297 | 156.05 | 1 | 1 | stuk | S800S | BE31330 | SB (MCB&RCD Cat.B) | stuk | Automaat S800S S801S-D4 50kA | Disjoncteur S800S S801S-D4 50kA | Sicherungsautomat S800S S801S-D4 50kA | MCB S800S S801S-D4 50kA |  | 5.14
2CCF019865R0001 | S802S-B0.5 | Active | 7612271499310 | 251.58 | 1 | 1 | stuk | S800S | BE31330 | SB (MCB&RCD Cat.B) | stuk | Automaat S800S S802S-B0.5 50kA | Disjoncteur S800S S802S-B0.5 50kA | Sicherungsautomat S800S S802S-B0.5 50kA | MCB S800S S802S-B0.5 50kA |  | 5.14
2CCF019866R0001 | S802S-B1 | Active | 7612271499327 | 251.58 | 1 | 1 | stuk | S800S | BE31330 | SB (MCB&RCD Cat.B) | stuk | Automaat S800S S802S-B1 50kA | Disjoncteur S800S S802S-B1 50kA | Sicherungsautomat S800S S802S-B1 50kA | MCB S800S S802S-B1 50kA |  | 5.14
2CCF019868R0001 | S802S-B2 | Active | 7612271499341 | 251.58 | 1 | 1 | stuk | S800S | BE31330 | SB (MCB&RCD Cat.B) | stuk | Automaat S800S S802S-B2 50kA | Disjoncteur S800S S802S-B2 50kA | Sicherungsautomat S800S S802S-B2 50kA | MCB S800S S802S-B2 50kA |  | 5.14
2CCF019871R0001 | S802S-B4 | Active | 7612271499372 | 251.58 | 1 | 1 | stuk | S800S | BE31330 | SB (MCB&RCD Cat.B) | stuk | Automaat S800S S802S-B4 50kA | Disjoncteur S800S S802S-B4 50kA | Sicherungsautomat S800S S802S-B4 50kA | MCB S800S S802S-B4 50kA |  | 5.14
2CCF019873R0001 | S802S-C0.5 | Active | 7612271499396 | 251.58 | 1 | 1 | stuk | S800S | BE31330 | SB (MCB&RCD Cat.B) | stuk | Automaat S800S S802S-C0.5 50kA | Disjoncteur S800S S802S-C0.5 50kA | Sicherungsautomat S800S S802S-C0.5 50kA | MCB S800S S802S-C0.5 50kA |  | 5.14
2CCF019874R0001 | S802S-C1 | Active | 7612271499402 | 251.58 | 1 | 1 | stuk | S800S | BE31330 | SB (MCB&RCD Cat.B) | stuk | Automaat S800S S802S-C1 50kA | Disjoncteur S800S S802S-C1 50kA | Sicherungsautomat S800S S802S-C1 50kA | MCB S800S S802S-C1 50kA |  | 5.14
2CCF019876R0001 | S802S-C2 | Active | 7612271499426 | 251.58 | 1 | 1 | stuk | S800S | BE31330 | SB (MCB&RCD Cat.B) | stuk | Automaat S800S S802S-C2 50kA | Disjoncteur S800S S802S-C2 50kA | Sicherungsautomat S800S S802S-C2 50kA | MCB S800S S802S-C2 50kA |  | 5.14
2CCF019879R0001 | S802S-C4 | Active | 7612271499457 | 251.58 | 1 | 1 | stuk | S800S | BE31330 | SB (MCB&RCD Cat.B) | stuk | Automaat S800S S802S-C4 50kA | Disjoncteur S800S S802S-C4 50kA | Sicherungsautomat S800S S802S-C4 50kA | MCB S800S S802S-C4 50kA |  | 5.14
2CCF019881R0001 | S802S-D0.5 | Active | 7612271499471 | 289.08 | 1 | 1 | stuk | S800S | BE31330 | SB (MCB&RCD Cat.B) | stuk | Automaat S800S S802S-D0.5 50kA | Disjoncteur S800S S802S-D0.5 50kA | Sicherungsautomat S800S S802S-D0.5 50kA | MCB S800S S802S-D0.5 50kA |  | 5.14
2CCF019882R0001 | S802S-D1 | Active | 7612271499488 | 289.08 | 1 | 1 | stuk | S800S | BE31330 | SB (MCB&RCD Cat.B) | stuk | Automaat S800S S802S-D1 50kA | Disjoncteur S800S S802S-D1 50kA | Sicherungsautomat S800S S802S-D1 50kA | MCB S800S S802S-D1 50kA |  | 5.14
2CCF019884R0001 | S802S-D2 | Active | 7612271499501 | 289.08 | 1 | 1 | stuk | S800S | BE31330 | SB (MCB&RCD Cat.B) | stuk | Automaat S800S S802S-D2 50kA | Disjoncteur S800S S802S-D2 50kA | Sicherungsautomat S800S S802S-D2 50kA | MCB S800S S802S-D2 50kA |  | 5.14
2CCF019887R0001 | S802S-D4 | Active | 7612271499532 | 289.08 | 1 | 1 | stuk | S800S | BE31330 | SB (MCB&RCD Cat.B) | stuk | Automaat S800S S802S-D4 50kA | Disjoncteur S800S S802S-D4 50kA | Sicherungsautomat S800S S802S-D4 50kA | MCB S800S S802S-D4 50kA |  | 5.14
2CCF019889R0001 | S803S-B0.5 | Active | 7612271499556 | 431.59 | 1 | 1 | stuk | S800S | BE31330 | SB (MCB&RCD Cat.B) | stuk | Automaat S800S S803S-B0.5 50kA | Disjoncteur S800S S803S-B0.5 50kA | Sicherungsautomat S800S S803S-B0.5 50kA | MCB S800S S803S-B0.5 50kA |  | 5.14
2CCF019890R0001 | S803S-B1 | Active | 7612271499563 | 431.59 | 1 | 1 | stuk | S800S | BE31330 | SB (MCB&RCD Cat.B) | stuk | Automaat S800S S803S-B1 50kA | Disjoncteur S800S S803S-B1 50kA | Sicherungsautomat S800S S803S-B1 50kA | MCB S800S S803S-B1 50kA |  | 5.14
2CCF019892R0001 | S803S-B2 | Active | 7612271499587 | 431.59 | 1 | 1 | stuk | S800S | BE31330 | SB (MCB&RCD Cat.B) | stuk | Automaat S800S S803S-B2 50kA | Disjoncteur S800S S803S-B2 50kA | Sicherungsautomat S800S S803S-B2 50kA | MCB S800S S803S-B2 50kA |  | 5.14
2CCF019895R0001 | S803S-B4 | Active | 7612271499617 | 431.59 | 1 | 1 | stuk | S800S | BE31330 | SB (MCB&RCD Cat.B) | stuk | Automaat S800S S803S-B4 50kA | Disjoncteur S800S S803S-B4 50kA | Sicherungsautomat S800S S803S-B4 50kA | MCB S800S S803S-B4 50kA |  | 5.14
2CCF019897R0001 | S803S-C0.5 | Active | 7612271499631 | 314.62 | 1 | 1 | stuk | S800S | BE31330 | SB (MCB&RCD Cat.B) | stuk | Automaat S800S S803S-C0.5 50kA | Disjoncteur S800S S803S-C0.5 50kA | Sicherungsautomat S800S S803S-C0.5 50kA | MCB S800S S803S-C0.5 50kA |  | 5.14
2CCF019898R0001 | S803S-C1 | Active | 7612271499648 | 314.62 | 1 | 1 | stuk | S800S | BE31330 | SB (MCB&RCD Cat.B) | stuk | Automaat S800S S803S-C1 50kA | Disjoncteur S800S S803S-C1 50kA | Sicherungsautomat S800S S803S-C1 50kA | MCB S800S S803S-C1 50kA |  | 5.14
2CCF019900R0001 | S803S-C2 | Active | 7612271499662 | 314.62 | 1 | 1 | stuk | S800S | BE31330 | SB (MCB&RCD Cat.B) | stuk | Automaat S800S S803S-C2 50kA | Disjoncteur S800S S803S-C2 50kA | Sicherungsautomat S800S S803S-C2 50kA | MCB S800S S803S-C2 50kA |  | 5.14
2CCF019903R0001 | S803S-C4 | Active | 7612271499693 | 314.62 | 1 | 1 | stuk | S800S | BE31330 | SB (MCB&RCD Cat.B) | stuk | Automaat S800S S803S-C4 50kA | Disjoncteur S800S S803S-C4 50kA | Sicherungsautomat S800S S803S-C4 50kA | MCB S800S S803S-C4 50kA |  | 5.14
2CCF019905R0001 | S803S-D0.5 | Active | 7612271499716 | 496.53 | 1 | 1 | stuk | S800S | BE31330 | SB (MCB&RCD Cat.B) | stuk | Automaat S800S S803S-D0.5 50kA | Disjoncteur S800S S803S-D0.5 50kA | Sicherungsautomat S800S S803S-D0.5 50kA | MCB S800S S803S-D0.5 50kA |  | 5.14
2CCF019906R0001 | S803S-D1 | Active | 7612271499723 | 496.53 | 1 | 1 | stuk | S800S | BE31330 | SB (MCB&RCD Cat.B) | stuk | Automaat S800S S803S-D1 50kA | Disjoncteur S800S S803S-D1 50kA | Sicherungsautomat S800S S803S-D1 50kA | MCB S800S S803S-D1 50kA |  | 5.14
2CCF019908R0001 | S803S-D2 | Active | 7612271499747 | 496.53 | 1 | 1 | stuk | S800S | BE31330 | SB (MCB&RCD Cat.B) | stuk | Automaat S800S S803S-D2 50kA | Disjoncteur S800S S803S-D2 50kA | Sicherungsautomat S800S S803S-D2 50kA | MCB S800S S803S-D2 50kA |  | 5.14
2CCF019911R0001 | S803S-D4 | Active | 7612271499778 | 496.53 | 1 | 1 | stuk | S800S | BE31330 | SB (MCB&RCD Cat.B) | stuk | Automaat S800S S803S-D4 50kA | Disjoncteur S800S S803S-D4 50kA | Sicherungsautomat S800S S803S-D4 50kA | MCB S800S S803S-D4 50kA |  | 5.14
2CCF019913R0001 | S804S-B0.5 | Active | 7612271499792 | 546.6 | 1 | 1 | stuk | S800S | BE31330 | SB (MCB&RCD Cat.B) | stuk | Automaat S800S S804S-B0.5 50kA | Disjoncteur S800S S804S-B0.5 50kA | Sicherungsautomat S800S S804S-B0.5 50kA | MCB S800S S804S-B0.5 50kA |  | 5.14
2CCF019914R0001 | S804S-B1 | Active | 7612271499808 | 546.6 | 1 | 1 | stuk | S800S | BE31330 | SB (MCB&RCD Cat.B) | stuk | Automaat S800S S804S-B1 50kA | Disjoncteur S800S S804S-B1 50kA | Sicherungsautomat S800S S804S-B1 50kA | MCB S800S S804S-B1 50kA |  | 5.14
2CCF019916R0001 | S804S-B2 | Active | 7612271499822 | 546.6 | 1 | 1 | stuk | S800S | BE31330 | SB (MCB&RCD Cat.B) | stuk | Automaat S800S S804S-B2 50kA | Disjoncteur S800S S804S-B2 50kA | Sicherungsautomat S800S S804S-B2 50kA | MCB S800S S804S-B2 50kA |  | 5.14
2CCF019919R0001 | S804S-B4 | Active | 7612271499853 | 546.6 | 1 | 1 | stuk | S800S | BE31330 | SB (MCB&RCD Cat.B) | stuk | Automaat S800S S804S-B4 50kA | Disjoncteur S800S S804S-B4 50kA | Sicherungsautomat S800S S804S-B4 50kA | MCB S800S S804S-B4 50kA |  | 5.14
2CCF019920R0001 | S804S-B5 | Active | 7612271499860 | 546.6 | 1 | 1 | stuk | S800S | BE31330 | SB (MCB&RCD Cat.B) | stuk | Automaat S800S S804S-B5 50kA | Disjoncteur S800S S804S-B5 50kA | Sicherungsautomat S800S S804S-B5 50kA | MCB S800S S804S-B5 50kA |  | 5.14
2CCF019921R0001 | S804S-C0.5 | Active | 7612271499877 | 546.6 | 1 | 1 | stuk | S800S | BE31330 | SB (MCB&RCD Cat.B) | stuk | Automaat S800S S804S-C0.5 50kA | Disjoncteur S800S S804S-C0.5 50kA | Sicherungsautomat S800S S804S-C0.5 50kA | MCB S800S S804S-C0.5 50kA |  | 5.14
2CCF019922R0001 | S804S-C1 | Active | 7612271499884 | 546.6 | 1 | 1 | stuk | S800S | BE31330 | SB (MCB&RCD Cat.B) | stuk | Automaat S800S S804S-C1 50kA | Disjoncteur S800S S804S-C1 50kA | Sicherungsautomat S800S S804S-C1 50kA | MCB S800S S804S-C1 50kA |  | 5.14
2CCF019924R0001 | S804S-C2 | Active | 7612271499907 | 546.6 | 1 | 1 | stuk | S800S | BE31330 | SB (MCB&RCD Cat.B) | stuk | Automaat S800S S804S-C2 50kA | Disjoncteur S800S S804S-C2 50kA | Sicherungsautomat S800S S804S-C2 50kA | MCB S800S S804S-C2 50kA |  | 5.14
2CCF019927R0001 | S804S-C4 | Active | 7612271499938 | 546.6 | 1 | 1 | stuk | S800S | BE31330 | SB (MCB&RCD Cat.B) | stuk | Automaat S800S S804S-C4 50kA | Disjoncteur S800S S804S-C4 50kA | Sicherungsautomat S800S S804S-C4 50kA | MCB S800S S804S-C4 50kA |  | 5.14
2CCF019929R0001 | S804S-D0.5 | Active | 7612271499952 | 628.77 | 1 | 1 | stuk | S800S | BE31330 | SB (MCB&RCD Cat.B) | stuk | Automaat S800S S804S-D0.5 50kA | Disjoncteur S800S S804S-D0.5 50kA | Sicherungsautomat S800S S804S-D0.5 50kA | MCB S800S S804S-D0.5 50kA |  | 5.14
2CCF019930R0001 | S804S-D1 | Active | 7612271499969 | 628.77 | 1 | 1 | stuk | S800S | BE31330 | SB (MCB&RCD Cat.B) | stuk | Automaat S800S S804S-D1 50kA | Disjoncteur S800S S804S-D1 50kA | Sicherungsautomat S800S S804S-D1 50kA | MCB S800S S804S-D1 50kA |  | 5.14
2CCF019932R0001 | S804S-D2 | Active | 7612271499983 | 628.77 | 1 | 1 | stuk | S800S | BE31330 | SB (MCB&RCD Cat.B) | stuk | Automaat S800S S804S-D2 50kA | Disjoncteur S800S S804S-D2 50kA | Sicherungsautomat S800S S804S-D2 50kA | MCB S800S S804S-D2 50kA |  | 5.14
2CCF019935R0001 | S804S-D4 | Active | 7612271500016 | 628.77 | 1 | 1 | stuk | S800S | BE31330 | SB (MCB&RCD Cat.B) | stuk | Automaat S800S S804S-D4 50kA | Disjoncteur S800S S804S-D4 50kA | Sicherungsautomat S800S S804S-D4 50kA | MCB S800S S804S-D4 50kA |  | 5.14
2CCF019937R0001 | S801S-K0.5 | Active | 7612271500030 | 146.83 | 1 | 1 | stuk | S800S | BE31330 | SB (MCB&RCD Cat.B) | stuk | Automaat S800S S801S-K0.5 50kA | Disjoncteur S800S S801S-K0.5 50kA | Sicherungsautomat S800S S801S-K0.5 50kA | MCB S800S S801S-K0.5 50kA |  | 5.14
2CCF019938R0001 | S801S-K1 | Active | 7612271500047 | 146.83 | 1 | 1 | stuk | S800S | BE31330 | SB (MCB&RCD Cat.B) | stuk | Automaat S800S S801S-K1 50kA | Disjoncteur S800S S801S-K1 50kA | Sicherungsautomat S800S S801S-K1 50kA | MCB S800S S801S-K1 50kA |  | 5.14
2CCF019940R0001 | S801S-K2 | Active | 7612271500061 | 146.83 | 1 | 1 | stuk | S800S | BE31330 | SB (MCB&RCD Cat.B) | stuk | Automaat S800S S801S-K2 50kA | Disjoncteur S800S S801S-K2 50kA | Sicherungsautomat S800S S801S-K2 50kA | MCB S800S S801S-K2 50kA |  | 5.14
2CCF019943R0001 | S801S-K4 | Active | 7612271500092 | 146.83 | 1 | 1 | stuk | S800S | BE31330 | SB (MCB&RCD Cat.B) | stuk | Automaat S800S S801S-K4 50kA | Disjoncteur S800S S801S-K4 50kA | Sicherungsautomat S800S S801S-K4 50kA | MCB S800S S801S-K4 50kA |  | 5.14
2CCF019945R0001 | S802S-K0.5 | Active | 7612271500115 | 271.9 | 1 | 1 | stuk | S800S | BE31330 | SB (MCB&RCD Cat.B) | stuk | Automaat S800S S802S-K0.5 50kA | Disjoncteur S800S S802S-K0.5 50kA | Sicherungsautomat S800S S802S-K0.5 50kA | MCB S800S S802S-K0.5 50kA |  | 5.14
2CCF019946R0001 | S802S-K1 | Active | 7612271500122 | 271.9 | 1 | 1 | stuk | S800S | BE31330 | SB (MCB&RCD Cat.B) | stuk | Automaat S800S S802S-K1 50kA | Disjoncteur S800S S802S-K1 50kA | Sicherungsautomat S800S S802S-K1 50kA | MCB S800S S802S-K1 50kA |  | 5.14
2CCF019948R0001 | S802S-K2 | Active | 7612271500146 | 271.9 | 1 | 1 | stuk | S800S | BE31330 | SB (MCB&RCD Cat.B) | stuk | Automaat S800S S802S-K2 50kA | Disjoncteur S800S S802S-K2 50kA | Sicherungsautomat S800S S802S-K2 50kA | MCB S800S S802S-K2 50kA |  | 5.14
2CCF019951R0001 | S802S-K4 | Active | 7612271500177 | 271.9 | 1 | 1 | stuk | S800S | BE31330 | SB (MCB&RCD Cat.B) | stuk | Automaat S800S S802S-K4 50kA | Disjoncteur S800S S802S-K4 50kA | Sicherungsautomat S800S S802S-K4 50kA | MCB S800S S802S-K4 50kA |  | 5.14
2CCF019953R0001 | S803S-K0.5 | Active | 7612271500191 | 466.22 | 1 | 1 | stuk | S800S | BE31330 | SB (MCB&RCD Cat.B) | stuk | Automaat S800S S803S-K0.5 50kA | Disjoncteur S800S S803S-K0.5 50kA | Sicherungsautomat S800S S803S-K0.5 50kA | MCB S800S S803S-K0.5 50kA |  | 5.14
2CCF019954R0001 | S803S-K1 | Active | 7612271500207 | 466.22 | 1 | 1 | stuk | S800S | BE31330 | SB (MCB&RCD Cat.B) | stuk | Automaat S800S S803S-K1 50kA | Disjoncteur S800S S803S-K1 50kA | Sicherungsautomat S800S S803S-K1 50kA | MCB S800S S803S-K1 50kA |  | 5.14
2CCF019956R0001 | S803S-K2 | Active | 7612271500221 | 466.22 | 1 | 1 | stuk | S800S | BE31330 | SB (MCB&RCD Cat.B) | stuk | Automaat S800S S803S-K2 50kA | Disjoncteur S800S S803S-K2 50kA | Sicherungsautomat S800S S803S-K2 50kA | MCB S800S S803S-K2 50kA |  | 5.14
2CCF019959R0001 | S803S-K4 | Active | 7612271500252 | 466.22 | 1 | 1 | stuk | S800S | BE31330 | SB (MCB&RCD Cat.B) | stuk | Automaat S800S S803S-K4 50kA | Disjoncteur S800S S803S-K4 50kA | Sicherungsautomat S800S S803S-K4 50kA | MCB S800S S803S-K4 50kA |  | 5.14
2CCF019961R0001 | S804S-K0.5 | Active | 7612271500276 | 590.15 | 1 | 1 | stuk | S800S | BE31330 | SB (MCB&RCD Cat.B) | stuk | Automaat S800S S804S-K0.5 50kA | Disjoncteur S800S S804S-K0.5 50kA | Sicherungsautomat S800S S804S-K0.5 50kA | MCB S800S S804S-K0.5 50kA |  | 5.14
2CCF019962R0001 | S804S-K1 | Active | 7612271500283 | 590.15 | 1 | 1 | stuk | S800S | BE31330 | SB (MCB&RCD Cat.B) | stuk | Automaat S800S S804S-K1 50kA | Disjoncteur S800S S804S-K1 50kA | Sicherungsautomat S800S S804S-K1 50kA | MCB S800S S804S-K1 50kA |  | 5.14
2CCF019964R0001 | S804S-K2 | Active | 7612271500306 | 590.15 | 1 | 1 | stuk | S800S | BE31330 | SB (MCB&RCD Cat.B) | stuk | Automaat S800S S804S-K2 50kA | Disjoncteur S800S S804S-K2 50kA | Sicherungsautomat S800S S804S-K2 50kA | MCB S800S S804S-K2 50kA |  | 5.14
2CCF019967R0001 | S804S-K4 | Active | 7612271500337 | 590.15 | 1 | 1 | stuk | S800S | BE31330 | SB (MCB&RCD Cat.B) | stuk | Automaat S800S S804S-K4 50kA | Disjoncteur S800S S804S-K4 50kA | Sicherungsautomat S800S S804S-K4 50kA | MCB S800S S804S-K4 50kA |  | 5.14
2CCF019969R0001 | S801S-UCB0.5 | Active | 7612271500351 | 162.78 | 1 | 1 | stuk | S800S | BE31330 | SB (MCB&RCD Cat.B) | stuk | Automaat S800S 1P B0.5 50kA DC | Disjoncteur S800S 1P B0.5 50kA DC | Sicherungsautomat S800S 1P B0.5 50kA DC | MCB S800S 1P B0.5 50kA DC |  | 5.14
2CCF019970R0001 | S801S-UCB1 | Active | 7612271500368 | 162.78 | 1 | 1 | stuk | S800S | BE31330 | SB (MCB&RCD Cat.B) | stuk | Automaat S800S 1P B1 50kA DC | Disjoncteur S800S 1P B1 50kA DC | Sicherungsautomat S800S 1P B1 50kA DC | MCB S800S 1P B1 50kA DC |  | 5.14
2CCF019972R0001 | S801S-UCB2 | Active | 7612271500382 | 162.78 | 1 | 1 | stuk | S800S | BE31330 | SB (MCB&RCD Cat.B) | stuk | Automaat S800S 1P B2 50kA DC | Disjoncteur S800S 1P B2 50kA DC | Sicherungsautomat S800S 1P B2 50kA DC | MCB S800S 1P B2 50kA DC |  | 5.14
2CCF019975R0001 | S801S-UCB4 | Active | 7612271500412 | 162.78 | 1 | 1 | stuk | S800S | BE31330 | SB (MCB&RCD Cat.B) | stuk | Automaat S800S 1P B4 50kA DC | Disjoncteur S800S 1P B4 50kA DC | Sicherungsautomat S800S 1P B4 50kA DC | MCB S800S 1P B4 50kA DC |  | 5.14
2CCF019977R0001 | S801S-UCB6 | Active | 7612271500436 | 160.08 | 1 | 1 | stuk | S800S | BE31330 | SB (MCB&RCD Cat.B) | stuk | Automaat S800S 1P B6 50kA DC | Disjoncteur S800S 1P B6 50kA DC | Sicherungsautomat S800S 1P B6 50kA DC | MCB S800S 1P B6 50kA DC |  | 5.14
2CCF019979R0001 | S801S-UCK0.5 | Active | 7612271500450 | 186.57 | 1 | 1 | stuk | S800S | BE31330 | SB (MCB&RCD Cat.B) | stuk | Automaat S800S 1P K0.5 50kA DC | Disjoncteur S800S 1P K0.5 50kA DC | Sicherungsautomat S800S 1P K0.5 50kA DC | MCB S800S 1P K0.5 50kA DC |  | 5.14
2CCF019980R0001 | S801S-UCK1 | Active | 7612271500467 | 186.57 | 1 | 1 | stuk | S800S | BE31330 | SB (MCB&RCD Cat.B) | stuk | Automaat S800S 1P K1 50kA DC | Disjoncteur S800S 1P K1 50kA DC | Sicherungsautomat S800S 1P K1 50kA DC | MCB S800S 1P K1 50kA DC |  | 5.14
2CCF019981R0001 | S801S-UCK1.6 | Active | 7612271500474 | 186.57 | 1 | 1 | stuk | S800S | BE31330 | SB (MCB&RCD Cat.B) | stuk | Automaat S800S 1P K1.6 50kA DC | Disjoncteur S800S 1P K1.6 50kA DC | Sicherungsautomat S800S 1P K1.6 50kA DC | MCB S800S 1P K1.6 50kA DC |  | 5.14
2CCF019982R0001 | S801S-UCK2 | Active | 7612271500481 | 186.57 | 1 | 1 | stuk | S800S | BE31330 | SB (MCB&RCD Cat.B) | stuk | Automaat S800S 1P K2 50kA DC | Disjoncteur S800S 1P K2 50kA DC | Sicherungsautomat S800S 1P K2 50kA DC | MCB S800S 1P K2 50kA DC |  | 5.14
2CCF019983R0001 | S801S-UCK2.5 | Active | 7612271500498 | 186.57 | 1 | 1 | stuk | S800S | BE31330 | SB (MCB&RCD Cat.B) | stuk | Automaat S800S 1P K2.5 50kA DC | Disjoncteur S800S 1P K2.5 50kA DC | Sicherungsautomat S800S 1P K2.5 50kA DC | MCB S800S 1P K2.5 50kA DC |  | 5.14
2CCF019984R0001 | S801S-UCK3 | Active | 7612271500504 | 186.57 | 1 | 1 | stuk | S800S | BE31330 | SB (MCB&RCD Cat.B) | stuk | Automaat S800S 1P K3 50kA DC | Disjoncteur S800S 1P K3 50kA DC | Sicherungsautomat S800S 1P K3 50kA DC | MCB S800S 1P K3 50kA DC |  | 5.14
2CCF019985R0001 | S801S-UCK4 | Active | 7612271500511 | 186.57 | 1 | 1 | stuk | S800S | BE31330 | SB (MCB&RCD Cat.B) | stuk | Automaat S800S 1P K4 50kA DC | Disjoncteur S800S 1P K4 50kA DC | Sicherungsautomat S800S 1P K4 50kA DC | MCB S800S 1P K4 50kA DC |  | 5.14
2CCF019986R0001 | S801S-UCK5 | Active | 7612271500528 | 186.57 | 1 | 1 | stuk | S800S | BE31330 | SB (MCB&RCD Cat.B) | stuk | Automaat S800S 1P K5 50kA DC | Disjoncteur S800S 1P K5 50kA DC | Sicherungsautomat S800S 1P K5 50kA DC | MCB S800S 1P K5 50kA DC |  | 5.14
2CCF019987R0001 | S801S-UCK6 | Active | 7612271500535 | 173.38 | 1 | 1 | stuk | S800S | BE31330 | SB (MCB&RCD Cat.B) | stuk | Automaat S800S 1P K6 50kA DC | Disjoncteur S800S 1P K6 50kA DC | Sicherungsautomat S800S 1P K6 50kA DC | MCB S800S 1P K6 50kA DC |  | 5.14
2CCF019989R0001 | S802S-UCB0.5 | Active | 7612271500559 | 301.81 | 1 | 1 | stuk | S800S | BE31330 | SB (MCB&RCD Cat.B) | stuk | Automaat S800S 2P B0.5 50kA DC | Disjoncteur S800S 2P B0.5 50kA DC | Sicherungsautomat S800S 2P B0.5 50kA DC | MCB S800S 2P B0.5 50kA DC |  | 5.14
2CCF019990R0001 | S802S-UCB1 | Active | 7612271500566 | 301.81 | 1 | 1 | stuk | S800S | BE31330 | SB (MCB&RCD Cat.B) | stuk | Automaat S800S 2P B1 50kA DC | Disjoncteur S800S 2P B1 50kA DC | Sicherungsautomat S800S 2P B1 50kA DC | MCB S800S 2P B1 50kA DC |  | 5.14
2CCF019992R0001 | S802S-UCB2 | Active | 7612271500580 | 301.81 | 1 | 1 | stuk | S800S | BE31330 | SB (MCB&RCD Cat.B) | stuk | Automaat S800S 2P B2 50kA DC | Disjoncteur S800S 2P B2 50kA DC | Sicherungsautomat S800S 2P B2 50kA DC | MCB S800S 2P B2 50kA DC |  | 5.14
2CCF019995R0001 | S802S-UCB4 | Active | 7612271500610 | 301.81 | 1 | 1 | stuk | S800S | BE31330 | SB (MCB&RCD Cat.B) | stuk | Automaat S800S 2P B4 50kA DC | Disjoncteur S800S 2P B4 50kA DC | Sicherungsautomat S800S 2P B4 50kA DC | MCB S800S 2P B4 50kA DC |  | 5.14
2CCF019997R0001 | S802S-UCB6 | Active | 7612271500634 | 296.81 | 1 | 1 | stuk | S800S | BE31330 | SB (MCB&RCD Cat.B) | stuk | Automaat S800S 2P B6 50kA DC | Disjoncteur S800S 2P B6 50kA DC | Sicherungsautomat S800S 2P B6 50kA DC | MCB S800S 2P B6 50kA DC |  | 5.14
2CCF019999R0001 | S802S-UCK0.5 | Active | 7612271500658 | 326.29 | 1 | 1 | stuk | S800S | BE31330 | SB (MCB&RCD Cat.B) | stuk | Automaat S800S 2P K0.5 50kA DC | Disjoncteur S800S 2P K0.5 50kA DC | Sicherungsautomat S800S 2P K0.5 50kA DC | MCB S800S 2P K0.5 50kA DC |  | 5.14
2CCF020019R0001 | S803S-UCK0.5 | Active | 7612271500856 | 587.13 | 1 | 1 | stuk | S800S | BE31330 | SB (MCB&RCD Cat.B) | stuk | Automaat S800S 3P K0.5 50kA DC | Disjoncteur S800S 3P K0.5 50kA DC | Sicherungsautomat S800S 3P K0.5 50kA DC | MCB S800S 3P K0.5 50kA DC |  | 5.14
2CCF020020R0001 | S803S-UCK1 | Active | 7612271500863 | 609.74 | 1 | 1 | stuk | S800S | BE31330 | SB (MCB&RCD Cat.B) | stuk | Automaat S800S 3P K1 50kA DC | Disjoncteur S800S 3P K1 50kA DC | Sicherungsautomat S800S 3P K1 50kA DC | MCB S800S 3P K1 50kA DC |  | 5.14
2CCF020021R0001 | S803S-UCK1.6 | Active | 7612271500870 | 587.13 | 1 | 1 | stuk | S800S | BE31330 | SB (MCB&RCD Cat.B) | stuk | Automaat S800S 3P K1.6 50kA DC | Disjoncteur S800S 3P K1.6 50kA DC | Sicherungsautomat S800S 3P K1.6 50kA DC | MCB S800S 3P K1.6 50kA DC |  | 5.14
2CCF020022R0001 | S803S-UCK2 | Active | 7612271500887 | 561.31 | 1 | 1 | stuk | S800S | BE31330 | SB (MCB&RCD Cat.B) | stuk | Automaat S800S S 803S -K 2 50kA DC | Disjoncteur S800S S 803S -K 2 50kA DC | Sicherungsautomat S800S S 803S -K 2 50kA DC | MCB S800S S 803S -K 2 50kA DC |  | 5.14
2CCF020023R0001 | S803S-UCK2.5 | Active | 7612271500894 | 587.13 | 1 | 1 | stuk | S800S | BE31330 | SB (MCB&RCD Cat.B) | stuk | Automaat S800S 3P K2.5 50kA DC | Disjoncteur S800S 3P K2.5 50kA DC | Sicherungsautomat S800S 3P K2.5 50kA DC | MCB S800S 3P K2.5 50kA DC |  | 5.14
2CCF020024R0001 | S803S-UCK3 | Active | 7612271500900 | 587.13 | 1 | 1 | stuk | S800S | BE31330 | SB (MCB&RCD Cat.B) | stuk | Automaat S800S 3P K3 50kA DC | Disjoncteur S800S 3P K3 50kA DC | Sicherungsautomat S800S 3P K3 50kA DC | MCB S800S 3P K3 50kA DC |  | 5.14
2CCF020025R0001 | S803S-UCK4 | Active | 7612271500917 | 587.13 | 1 | 1 | stuk | S800S | BE31330 | SB (MCB&RCD Cat.B) | stuk | Automaat S800S 3P K4 50kA DC | Disjoncteur S800S 3P K4 50kA DC | Sicherungsautomat S800S 3P K4 50kA DC | MCB S800S 3P K4 50kA DC |  | 5.14
2CCF020026R0001 | S803S-UCK5 | Active | 7612271500924 | 587.13 | 1 | 1 | stuk | S800S | BE31330 | SB (MCB&RCD Cat.B) | stuk | Automaat S800S 3P K5 50kA DC | Disjoncteur S800S 3P K5 50kA DC | Sicherungsautomat S800S 3P K5 50kA DC | MCB S800S 3P K5 50kA DC |  | 5.14
2CCF020027R0001 | S803S-UCK6 | Active | 7612271500931 | 549.85 | 1 | 1 | stuk | S800S | BE31330 | SB (MCB&RCD Cat.B) | stuk | Automaat S800S 3P K6 50kA DC | Disjoncteur S800S 3P K6 50kA DC | Sicherungsautomat S800S 3P K6 50kA DC | MCB S800S 3P K6 50kA DC |  | 5.14
2CCF020029R0001 | S804S-UCB0.5 | Active | 7612271500955 | 655.95 | 1 | 1 | stuk | S800S | BE31330 | SB (MCB&RCD Cat.B) | stuk | Automaat S800S 4P B0.5 50kA DC | Disjoncteur S800S 4P B0.5 50kA DC | Sicherungsautomat S800S 4P B0.5 50kA DC | MCB S800S 4P B0.5 50kA DC |  | 5.14
2CCF020030R0001 | S804S-UCB1 | Active | 7612271500962 | 655.95 | 1 | 1 | stuk | S800S | BE31330 | SB (MCB&RCD Cat.B) | stuk | Automaat S800S 4P B1 50kA DC | Disjoncteur S800S 4P B1 50kA DC | Sicherungsautomat S800S 4P B1 50kA DC | MCB S800S 4P B1 50kA DC |  | 5.14
2CCF020032R0001 | S804S-UCB2 | Active | 7612271500986 | 655.95 | 1 | 1 | stuk | S800S | BE31330 | SB (MCB&RCD Cat.B) | stuk | Automaat S800S 4P B2 50kA DC | Disjoncteur S800S 4P B2 50kA DC | Sicherungsautomat S800S 4P B2 50kA DC | MCB S800S 4P B2 50kA DC |  | 5.14
2CCF020035R0001 | S804S-UCB4 | Active | 7612271501013 | 655.95 | 1 | 1 | stuk | S800S | BE31330 | SB (MCB&RCD Cat.B) | stuk | Automaat S800S 4P B4 50kA DC | Disjoncteur S800S 4P B4 50kA DC | Sicherungsautomat S800S 4P B4 50kA DC | MCB S800S 4P B4 50kA DC |  | 5.14
2CCF020049R0001 | S801HV-K0.5 | Active | 7612271501150 | 527.9 | 1 | 1 | stuk | S800HV | BE31330 | SB (MCB&RCD Cat.B) | stuk | Automaat S800HV S801HV-K0.5 | Disjoncteur S800HV S801HV-K0.5 | Sicherungsautomat S800HV S801HV-K0.5 | MCB S800HV S801HV-K0.5 |  | 5.14
2CCF020050R0001 | S801HV-K1 | Active | 7612271501167 | 527.9 | 1 | 1 | stuk | S800HV | BE31330 | SB (MCB&RCD Cat.B) | stuk | Automaat S800HV S801HV-K1 | Disjoncteur S800HV S801HV-K1 | Sicherungsautomat S800HV S801HV-K1 | MCB S800HV S801HV-K1 |  | 5.14
2CCF020063R0001 | S802HV-K4 | Active | 7612271501297 | 977.45 | 1 | 1 | stuk | S800HV | BE31330 | SB (MCB&RCD Cat.B) | stuk | Automaat S800HV S802HV-K4 | Disjoncteur S800HV S802HV-K4 | Sicherungsautomat S800HV S802HV-K4 | MCB S800HV S802HV-K4 |  | 5.14
2CCF020064R0001 | S802HV-K5 | Active | 7612271501303 | 977.45 | 1 | 1 | stuk | S800HV | BE31330 | SB (MCB&RCD Cat.B) | stuk | Automaat S800HV S802HV-K5 | Disjoncteur S800HV S802HV-K5 | Sicherungsautomat S800HV S802HV-K5 | MCB S800HV S802HV-K5 |  | 5.14
2CCF020065R0001 | S803HV-K0.5 | Active | 7612271501310 | 1419.25 | 1 | 1 | stuk | S800HV | BE31330 | SB (MCB&RCD Cat.B) | stuk | Automaat S800HV S803HV-K0.5 | Disjoncteur S800HV S803HV-K0.5 | Sicherungsautomat S800HV S803HV-K0.5 | MCB S800HV S803HV-K0.5 |  | 5.14
2CCF020066R0001 | S803HV-K1 | Active | 7612271501327 | 1419.25 | 1 | 1 | stuk | S800HV | BE31330 | SB (MCB&RCD Cat.B) | stuk | Automaat S800HV S803HV-K1 | Disjoncteur S800HV S803HV-K1 | Sicherungsautomat S800HV S803HV-K1 | MCB S800HV S803HV-K1 |  | 5.14
2CCF020067R0001 | S803HV-K1.6 | Active | 7612271501334 | 1419.25 | 1 | 1 | stuk | S800HV | BE31330 | SB (MCB&RCD Cat.B) | stuk | Automaat S800HV S803HV-K1.6 | Disjoncteur S800HV S803HV-K1.6 | Sicherungsautomat S800HV S803HV-K1.6 | MCB S800HV S803HV-K1.6 |  | 5.14
2CCF020068R0001 | S803HV-K2 | Active | 7612271501341 | 1419.25 | 1 | 1 | stuk | S800HV | BE31330 | SB (MCB&RCD Cat.B) | stuk | Automaat S800HV S803HV-K2 | Disjoncteur S800HV S803HV-K2 | Sicherungsautomat S800HV S803HV-K2 | MCB S800HV S803HV-K2 |  | 5.14
2CCF020069R0001 | S803HV-K2.5 | Active | 7612271501358 | 1419.25 | 1 | 1 | stuk | S800HV | BE31330 | SB (MCB&RCD Cat.B) | stuk | Automaat S800HV S803HV-K2.5 | Disjoncteur S800HV S803HV-K2.5 | Sicherungsautomat S800HV S803HV-K2.5 | MCB S800HV S803HV-K2.5 |  | 5.14
2CCF020070R0001 | S803HV-K3 | Active | 7612271501365 | 1419.25 | 1 | 1 | stuk | S800HV | BE31330 | SB (MCB&RCD Cat.B) | stuk | Automaat S800HV S803HV-K3 | Disjoncteur S800HV S803HV-K3 | Sicherungsautomat S800HV S803HV-K3 | MCB S800HV S803HV-K3 |  | 5.14
2CCF020071R0001 | S803HV-K4 | Active | 7612271501372 | 1419.25 | 1 | 1 | stuk | S800HV | BE31330 | SB (MCB&RCD Cat.B) | stuk | Automaat S800HV S803HV-K4 | Disjoncteur S800HV S803HV-K4 | Sicherungsautomat S800HV S803HV-K4 | MCB S800HV S803HV-K4 |  | 5.14
2CCF020072R0001 | S803HV-K5 | Active | 7612271501389 | 1419.25 | 1 | 1 | stuk | S800HV | BE31330 | SB (MCB&RCD Cat.B) | stuk | Automaat S800HV S803HV-K5 | Disjoncteur S800HV S803HV-K5 | Sicherungsautomat S800HV S803HV-K5 | MCB S800HV S803HV-K5 |  | 5.14
2CCF030020R0001 | S804S-UCK5 | Active | 7612271501129 | 743.83 | 1 | 1 | stuk | S800S | BE31330 | SB (MCB&RCD Cat.B) | stuk | Automaat S800S 4P K5 50kA DC | Disjoncteur S800S 4P K5 50kA DC | Sicherungsautomat S800S 4P K5 50kA DC | MCB S800S 4P K5 50kA DC |  | 5.14
2CCF030021R0001 | S801HV-K1.6 | Active | 7612271501174 | 527.9 | 1 | 1 | stuk | S800HV | BE31330 | SB (MCB&RCD Cat.B) | stuk | Automaat S800HV S801HV-K1.6 | Disjoncteur S800HV S801HV-K1.6 | Sicherungsautomat S800HV S801HV-K1.6 | MCB S800HV S801HV-K1.6 |  | 5.14
2CCF030022R0001 | S801HV-K2 | Active | 7612271501181 | 527.9 | 1 | 1 | stuk | S800HV | BE31330 | SB (MCB&RCD Cat.B) | stuk | Automaat S800HV S801HV-K2 | Disjoncteur S800HV S801HV-K2 | Sicherungsautomat S800HV S801HV-K2 | MCB S800HV S801HV-K2 |  | 5.14
2CCF030023R0001 | S801HV-K3 | Active | 7612271501204 | 527.9 | 1 | 1 | stuk | S800HV | BE31330 | SB (MCB&RCD Cat.B) | stuk | Automaat S800HV S801HV-K3 | Disjoncteur S800HV S801HV-K3 | Sicherungsautomat S800HV S801HV-K3 | MCB S800HV S801HV-K3 |  | 5.14
2CCF030024R0001 | S801HV-K4 | Active | 7612271501211 | 527.9 | 1 | 1 | stuk | S800HV | BE31330 | SB (MCB&RCD Cat.B) | stuk | Automaat S800HV S801HV-K4 | Disjoncteur S800HV S801HV-K4 | Sicherungsautomat S800HV S801HV-K4 | MCB S800HV S801HV-K4 |  | 5.14
2CCF030025R0001 | S802HV-K0.5 | Active | 7612271501235 | 977.45 | 1 | 1 | stuk | S800HV | BE31330 | SB (MCB&RCD Cat.B) | stuk | Automaat S800HV S802HV-K0.5 | Disjoncteur S800HV S802HV-K0.5 | Sicherungsautomat S800HV S802HV-K0.5 | MCB S800HV S802HV-K0.5 |  | 5.14
2CCF030026R0001 | S802HV-K1 | Active | 7612271501242 | 977.45 | 1 | 1 | stuk | S800HV | BE31330 | SB (MCB&RCD Cat.B) | stuk | Automaat S800HV S802HV-K1 | Disjoncteur S800HV S802HV-K1 | Sicherungsautomat S800HV S802HV-K1 | MCB S800HV S802HV-K1 |  | 5.14
2CCF030027R0001 | S802HV-K2 | Active | 7612271501266 | 977.45 | 1 | 1 | stuk | S800HV | BE31330 | SB (MCB&RCD Cat.B) | stuk | Automaat S800HV S802HV-K2 | Disjoncteur S800HV S802HV-K2 | Sicherungsautomat S800HV S802HV-K2 | MCB S800HV S802HV-K2 |  | 5.14
2CCF030028R0001 | S802HV-K2.5 | Active | 7612271501273 | 977.45 | 1 | 1 | stuk | S800HV | BE31330 | SB (MCB&RCD Cat.B) | stuk | Automaat S800HV S802HV-K2.5 | Disjoncteur S800HV S802HV-K2.5 | Sicherungsautomat S800HV S802HV-K2.5 | MCB S800HV S802HV-K2.5 |  | 5.14
2CCF030029R0001 | S804S-UCK6 | Active | 7612271501136 | 696.63 | 1 | 1 | stuk | S800S | BE31330 | SB (MCB&RCD Cat.B) | stuk | Automaat S800S 4P K6 50kA DC | Disjoncteur S800S 4P K6 50kA DC | Sicherungsautomat S800S 4P K6 50kA DC | MCB S800S 4P K6 50kA DC |  | 5.14
2CCF030030R0001 | S801HV-K2.5 | Active | 7612271501198 | 527.9 | 1 | 1 | stuk | S800HV | BE31330 | SB (MCB&RCD Cat.B) | stuk | Automaat S800HV S801HV-K2.5 | Disjoncteur S800HV S801HV-K2.5 | Sicherungsautomat S800HV S801HV-K2.5 | MCB S800HV S801HV-K2.5 |  | 5.14
2CCF030031R0001 | S801HV-K5 | Active | 7612271501228 | 527.9 | 1 | 1 | stuk | S800HV | BE31330 | SB (MCB&RCD Cat.B) | stuk | Automaat S800HV S801HV-K5 | Disjoncteur S800HV S801HV-K5 | Sicherungsautomat S800HV S801HV-K5 | MCB S800HV S801HV-K5 |  | 5.14
2CCF030032R0001 | S802HV-K1.6 | Active | 7612271501259 | 977.45 | 1 | 1 | stuk | S800HV | BE31330 | SB (MCB&RCD Cat.B) | stuk | Automaat S800HV S802HV-K1.6 | Disjoncteur S800HV S802HV-K1.6 | Sicherungsautomat S800HV S802HV-K1.6 | MCB S800HV S802HV-K1.6 |  | 5.14
2CCF030033R0001 | S802HV-K3 | Active | 7612271501280 | 977.45 | 1 | 1 | stuk | S800HV | BE31330 | SB (MCB&RCD Cat.B) | stuk | Automaat S800HV S802HV-K3 | Disjoncteur S800HV S802HV-K3 | Sicherungsautomat S800HV S802HV-K3 | MCB S800HV S802HV-K3 |  | 5.14
2CCF030034R0001 | S802S-UCK1 | Active | 7612271500665 | 326.29 | 1 | 1 | stuk | S800S | BE31330 | SB (MCB&RCD Cat.B) | stuk | Automaat S800S 2P K1 50kA DC | Disjoncteur S800S 2P K1 50kA DC | Sicherungsautomat S800S 2P K1 50kA DC | MCB S800S 2P K1 50kA DC |  | 5.14
2CCF030035R0001 | S802S-UCK1.6 | Active | 7612271500672 | 326.29 | 1 | 1 | stuk | S800S | BE31330 | SB (MCB&RCD Cat.B) | stuk | Automaat S800S 2P K1.6 50kA DC | Disjoncteur S800S 2P K1.6 50kA DC | Sicherungsautomat S800S 2P K1.6 50kA DC | MCB S800S 2P K1.6 50kA DC |  | 5.14
2CCF030036R0001 | S802S-UCK2.5 | Active | 7612271500696 | 326.29 | 1 | 1 | stuk | S800S | BE31330 | SB (MCB&RCD Cat.B) | stuk | Automaat S800S 2P K2.5 50kA DC | Disjoncteur S800S 2P K2.5 50kA DC | Sicherungsautomat S800S 2P K2.5 50kA DC | MCB S800S 2P K2.5 50kA DC |  | 5.14
2CCF030037R0001 | S802S-UCK3 | Active | 7612271500702 | 326.29 | 1 | 1 | stuk | S800S | BE31330 | SB (MCB&RCD Cat.B) | stuk | Automaat S800S 2P K3 50kA DC | Disjoncteur S800S 2P K3 50kA DC | Sicherungsautomat S800S 2P K3 50kA DC | MCB S800S 2P K3 50kA DC |  | 5.14
2CCF030038R0001 | S802S-UCK5 | Active | 7612271500726 | 342.56 | 1 | 1 | stuk | S800S | BE31330 | SB (MCB&RCD Cat.B) | stuk | Automaat S800S 2P K5 50kA DC | Disjoncteur S800S 2P K5 50kA DC | Sicherungsautomat S800S 2P K5 50kA DC | MCB S800S 2P K5 50kA DC |  | 5.14
2CCF030039R0001 | S802S-UCK6 | Active | 7612271500733 | 320.84 | 1 | 1 | stuk | S800S | BE31330 | SB (MCB&RCD Cat.B) | stuk | Automaat S800S 2P K6 50kA DC | Disjoncteur S800S 2P K6 50kA DC | Sicherungsautomat S800S 2P K6 50kA DC | MCB S800S 2P K6 50kA DC |  | 5.14
2CCF030040R0001 | S803S-UCB0.5 | Active | 7612271500757 | 518.08 | 1 | 1 | stuk | S800S | BE31330 | SB (MCB&RCD Cat.B) | stuk | Automaat S800S 3P B0.5 50kA DC | Disjoncteur S800S 3P B0.5 50kA DC | Sicherungsautomat S800S 3P B0.5 50kA DC | MCB S800S 3P B0.5 50kA DC |  | 5.14
2CCF030041R0001 | S803S-UCB1 | Active | 7612271500764 | 518.08 | 1 | 1 | stuk | S800S | BE31330 | SB (MCB&RCD Cat.B) | stuk | Automaat S800S 3P B1 50kA DC | Disjoncteur S800S 3P B1 50kA DC | Sicherungsautomat S800S 3P B1 50kA DC | MCB S800S 3P B1 50kA DC |  | 5.14
2CCF030042R0001 | S803S-UCB2 | Active | 7612271500788 | 518.08 | 1 | 1 | stuk | S800S | BE31330 | SB (MCB&RCD Cat.B) | stuk | Automaat S800S 3P B2 50kA DC | Disjoncteur S800S 3P B2 50kA DC | Sicherungsautomat S800S 3P B2 50kA DC | MCB S800S 3P B2 50kA DC |  | 5.14
2CCF030044R0001 | S803S-UCB4 | Active | 7612271500818 | 518.08 | 1 | 1 | stuk | S800S | BE31330 | SB (MCB&RCD Cat.B) | stuk | Automaat S800S 3P B4 50kA DC | Disjoncteur S800S 3P B4 50kA DC | Sicherungsautomat S800S 3P B4 50kA DC | MCB S800S 3P B4 50kA DC |  | 5.14
2CCF030047R0001 | S804S-UCB6 | Active | 7612271501037 | 644.99 | 1 | 1 | stuk | S800S | BE31330 | SB (MCB&RCD Cat.B) | stuk | Automaat S800S 4P B6 50kA DC | Disjoncteur S800S 4P B6 50kA DC | Sicherungsautomat S800S 4P B6 50kA DC | MCB S800S 4P B6 50kA DC |  | 5.14
2CCF030048R0001 | S804S-UCK0.5 | Active | 7612271501051 | 743.83 | 1 | 1 | stuk | S800S | BE31330 | SB (MCB&RCD Cat.B) | stuk | Automaat S800S 4P K0.5 50kA DC | Disjoncteur S800S 4P K0.5 50kA DC | Sicherungsautomat S800S 4P K0.5 50kA DC | MCB S800S 4P K0.5 50kA DC |  | 5.14
2CCF030049R0001 | S804S-UCK1 | Active | 7612271501068 | 743.83 | 1 | 1 | stuk | S800S | BE31330 | SB (MCB&RCD Cat.B) | stuk | Automaat S800S 4P K1 50kA DC | Disjoncteur S800S 4P K1 50kA DC | Sicherungsautomat S800S 4P K1 50kA DC | MCB S800S 4P K1 50kA DC |  | 5.14
2CCF030050R0001 | S804S-UCK2 | Active | 7612271501082 | 743.83 | 1 | 1 | stuk | S800S | BE31330 | SB (MCB&RCD Cat.B) | stuk | Automaat S800S 4P K2 50kA DC | Disjoncteur S800S 4P K2 50kA DC | Sicherungsautomat S800S 4P K2 50kA DC | MCB S800S 4P K2 50kA DC |  | 5.14
2CCF030051R0001 | S804S-UCK2.5 | Active | 7612271501099 | 743.83 | 1 | 1 | stuk | S800S | BE31330 | SB (MCB&RCD Cat.B) | stuk | Automaat S800S 4P K2.5 50kA DC | Disjoncteur S800S 4P K2.5 50kA DC | Sicherungsautomat S800S 4P K2.5 50kA DC | MCB S800S 4P K2.5 50kA DC |  | 5.14
2CCF030052R0001 | S804S-UCK4 | Active | 7612271501112 | 743.83 | 1 | 1 | stuk | S800S | BE31330 | SB (MCB&RCD Cat.B) | stuk | Automaat S800S 4P K4 50kA DC | Disjoncteur S800S 4P K4 50kA DC | Sicherungsautomat S800S 4P K4 50kA DC | MCB S800S 4P K4 50kA DC |  | 5.14
2CCF030053R0001 | S802S-UCK2 | Active | 7612271500689 | 326.29 | 1 | 1 | stuk | S800S | BE31330 | SB (MCB&RCD Cat.B) | stuk | Automaat S800S 2P K2 50kA DC | Disjoncteur S800S 2P K2 50kA DC | Sicherungsautomat S800S 2P K2 50kA DC | MCB S800S 2P K2 50kA DC |  | 5.14
2CCF030054R0001 | S802S-UCK4 | Active | 7612271500719 | 326.29 | 1 | 1 | stuk | S800S | BE31330 | SB (MCB&RCD Cat.B) | stuk | Automaat S800S 2P K4 50kA DC | Disjoncteur S800S 2P K4 50kA DC | Sicherungsautomat S800S 2P K4 50kA DC | MCB S800S 2P K4 50kA DC |  | 5.14
2CCF030058R0001 | S803S-UCB6 | Active | 7612271500832 | 483.38 | 1 | 1 | stuk | S800S | BE31330 | SB (MCB&RCD Cat.B) | stuk | Automaat S800S 3P B6 50kA DC | Disjoncteur S800S 3P B6 50kA DC | Sicherungsautomat S800S 3P B6 50kA DC | MCB S800S 3P B6 50kA DC |  | 5.14
2CCF030060R0001 | S804S-UCK1.6 | Active | 7612271501075 | 743.83 | 1 | 1 | stuk | S800S | BE31330 | SB (MCB&RCD Cat.B) | stuk | Automaat S800S 4P K1.6 50kA DC | Disjoncteur S800S 4P K1.6 50kA DC | Sicherungsautomat S800S 4P K1.6 50kA DC | MCB S800S 4P K1.6 50kA DC |  | 5.14
2CCF030061R0001 | S804S-UCK3 | Active | 7612271501105 | 743.83 | 1 | 1 | stuk | S800S | BE31330 | SB (MCB&RCD Cat.B) | stuk | Automaat S800S 4P K3 50kA DC | Disjoncteur S800S 4P K3 50kA DC | Sicherungsautomat S800S 4P K3 50kA DC | MCB S800S 4P K3 50kA DC |  | 5.14
2CCF181818R0001 | ZLS924-3LN | Active | 7612271503093 | 60.49 | 1 | 1 | stuk | Incoming blocks and Terminals, loose accessories | BE31330 | SB (MCB&RCD Cat.B) | stuk | SmissLine Voedingsblok 3LN hoog 160A | ZLS924-3LN Incoming terminal block | ZLS924-3LN Einspeiseblock Smissline Standardeinspeiseblock mit Innensechskant | ZLS924-3LN Incoming terminal block
2CCF201112R0001 | HK40020-L | Active | 7612270111183 | 29.4 | 1 | 1 | stuk | Auxiliary/Signal Contacts | BE31330 | SB (MCB&RCD Cat.B) | stuk | HK40020-L Auxiliary swtich | HK40020-L Auxiliary swtich | HK40020-L Hilfsschalter 2S | HK40020-L Auxiliary swtich |  | 5.14
2CCF201113R0001 | HK40020-R | Active | 7612270111206 | 29.4 | 1 | 1 | stuk | Auxiliary/Signal Contacts | BE31330 | SB (MCB&RCD Cat.B) | stuk | HK40020-R Auxiliary swtich | HK40020-R Auxiliary swtich | HK40020-R Hilfsschalter 2S | HK40020-R Auxiliary swtich |  | 5.14
2CCF201114R0001 | HK40002-L | Active | 7612270111190 | 29.4 | 1 | 1 | stuk | Auxiliary/Signal Contacts | BE31330 | SB (MCB&RCD Cat.B) | stuk | HK40002-L Auxiliary swtich | HK40002-L Auxiliary swtich | HK40002-L Hilfsschalter 2Ö | HK40002-L Auxiliary swtich |  | 5.14
2CCF201115R0001 | HK40002-R | Active | 7612270111213 | 29.4 | 1 | 1 | stuk | Auxiliary/Signal Contacts | BE31330 | SB (MCB&RCD Cat.B) | stuk | HK40002-R Auxiliary swtich | HK40002-R Auxiliary swtich | HK40002-R Hilfsschalter 2Ö | HK40002-R Auxiliary swtich |  | 5.14
2CCF201162R0001 | SK40020-L | Active | 7612270111107 | 38.34 | 1 | 1 | stuk | Auxiliary/Signal Contacts | BE31330 | SB (MCB&RCD Cat.B) | stuk | SK40020-L Signal cont. | SK40020-L Signal contact | SK40020-L Signalkontakt,linksanbau,2S | SK40020-L Signal contact |  | 5.14
2CCF201163R0001 | SK40020-R | Active | 7612270111121 | 38.34 | 1 | 1 | stuk | Auxiliary/Signal Contacts | BE31330 | SB (MCB&RCD Cat.B) | stuk | SK40020-R Signal cont. | SK40020-R Signal contact | SK40020-R Signalkontakt,rechtsanbau,2S | SK40020-R Signal contact |  | 5.14
2CCF201164R0001 | SK40002-L | Active | 7612270111114 | 38.34 | 1 | 1 | stuk | Auxiliary/Signal Contacts | BE31330 | SB (MCB&RCD Cat.B) | stuk | SK40002-L Signal cont. | SK40002-L Signal contact | SK40002-L Signalkontakt,linksanbau,2Ö | SK40002-L Signal contact |  | 5.14
2CCF201165R0001 | SK40002-R | Active | 7612270111138 | 38.34 | 1 | 1 | stuk | Auxiliary/Signal Contacts | BE31330 | SB (MCB&RCD Cat.B) | stuk | SK40002-R Signal cont. | SK40002-R Signal contact | SK40002-R Signalkontakt,rechtsanbau,2Ö | SK40002-R Signal contact |  | 5.14
2CCF201212R0001 | HK400 10-L SA | Active | 7612271407902 | 23.81 | 1 | 1 | stuk | Auxiliary/Signal Contacts | BE31330 | SA (Modulair+Plug&Socket) | stuk | Hulpcontact Smissline alarm Links | HK400 10-L SA Interrupteur auxiliaire | HK400 10-L LSA Hilfschalter Sammelalarm 1S,9mm breit,steckbar,Linksanbau | HK400 10-L SA Auxiliary swtich |  | 5.14
2CCF201213R0001 | HK400 10-R SA | Active | 7612271407919 | 28.07 | 1 | 1 | stuk | Auxiliary/Signal Contacts | BE31330 | SB (MCB&RCD Cat.B) | stuk | HK400 10-R SA Auxiliary swtich | HK400 10-R SA Auxiliary swtich | HK400 10-R LSA Hilfschalter Sammelalarm 1S,9mm breit,steckbar,Rechtsanbau | HK400 10-R SA Auxiliary swtich |  | 5.14
2CCF212052A0001 | ZLSP908 | Active | 7612271487300 | 18.2 | 1 | 1 | stuk | Accessories for Plug-in Distribution Systems 250A | BE31330 | SB (MCB&RCD Cat.B) | stuk | Smissline TP Power Railhoud 8M | Support de rail pour Smissline TP | ZLSP908 Stecksockel SL 8 PLE Smissline TP Power Bar 400A | ZLSP908 - Socket Power |  | 5.14
2CCF212053A0001 | ZLSP906 | Active | 7612271487324 | 16.45 | 1 | 1 | stuk | Accessories for Plug-in Distribution Systems 250A | BE31330 | SB (MCB&RCD Cat.B) | stuk | Smissline TP Power Railhoud 6M | Support de rail pour Smissline TP | ZLSP906 Stecksockel SL 6 PLE Smissline TP Power Bar 400A | ZLSP906 - Socket Power |  | 5.14
2CCF212060A0001 | ZLSP928 | Active | 7612271487348 | 10.31 | 1 | 1 | stuk | Accessories for Plug-in Distribution Systems 250A | BE31330 | SB (MCB&RCD Cat.B) | stuk | SmissLine Hulprailhouder 8M | Support de rail supplémentaire pour Smis | ZLSP928 Zusatzsockel SL 8 PLE Smissline TP Power Bar 400A | ZLSP928 - Additonal socket Power |  | 5.14
2CCF212061A0001 | ZLSP926 | Active | 7612271487362 | 10.08 | 1 | 1 | stuk | Accessories for Plug-in Distribution Systems 250A | BE31330 | SB (MCB&RCD Cat.B) | stuk | SmissLine Hulprailhouder 6M | Support de rail supplémentaire pour Smis | ZLSP926 Zusatzsockel SL 6 PLE Smissline TP Power Bar 400A | ZLSP926 - Additonal socket Power |  | 5.14
2CCF212082A0001 | ZLSP920 | Active | 7612271487386 | 33.76 | 1 | 1 | stuk | Accessories for Plug-in Distribution Systems 250A | BE31330 | SB (MCB&RCD Cat.B) | stuk | SmissLine sluitkappen Links | Embouts pour Smissline | ZLSP920 Sockelendstück Power Bar li. Smissline TP Power Bar 400A | ZLSP920 - Socket end |  | 5.14
2CCF212085A0001 | ZLSP921 | Active | 7612271487409 | 27.59 | 1 | 2 | stuk | Accessories for Plug-in Distribution Systems 250A | BE31330 | SB (MCB&RCD Cat.B) | stuk | SmissLine sluitkappen Rechts | Embouts pour Smissline | ZLSP921 Sockelendstück Power Bar re. Smissline TP Power Bar 400A | ZLSP921 - Socket end |  | 5.14
2CCF212100M0030 | ZLSP1250E30 | Active | 7612271487423 | 42.38 | 1 | 1 | stuk | Accessories for Plug-in Distribution Systems 250A | BE31330 | SB (MCB&RCD Cat.B) | stuk | SmissLine startpack ZLSP1250E30 | ZLSP1250E30 - Busbar | ZLSP1250E30 Stromschiene 250A Smissline TP Power Bar 400A | ZLSP1250E30 - Busbar |  | 5.14
2CCF212100M0032 | ZLSP1250E32 | Active | 7612271487447 | 44.74 | 1 | 1 | stuk | Accessories for Plug-in Distribution Systems 250A | BE31330 | SB (MCB&RCD Cat.B) | stuk | SmissLine startpack ZLSP1250E32 | ZLSP1250E32 - Busbar | ZLSP1250E32 Stromschiene 250A Smissline TP Power Bar 400A | ZLSP1250E32 - Busbar |  | 5.14
2CCF212100M0034 | ZLSP1250E34 | Active | 7612271487461 | 47.37 | 1 | 1 | stuk | Accessories for Plug-in Distribution Systems 250A | BE31330 | SB (MCB&RCD Cat.B) | stuk | SmissLine startpack ZLSP1250E34 | ZLSP1250E34 - Busbar | ZLSP1250E34 Stromschiene 250A Smissline TP Power Bar 400A | ZLSP1250E34 - Busbar |  | 5.14
2CCF212100M0036 | ZLSP1250E36 | Active | 7612271487485 | 49.93 | 1 | 1 | stuk | Accessories for Plug-in Distribution Systems 250A | BE31330 | SB (MCB&RCD Cat.B) | stuk | SmissLine startpack ZLSP1250E36 | ZLSP1250E36 - Busbar | ZLSP1250E36 Stromschiene 250A Smissline TP Power Bar 400A | ZLSP1250E36 - Busbar |  | 5.14
2CCF212100M0038 | ZLSP1250E38 | Active | 7612271487508 | 52.06 | 1 | 1 | stuk | Accessories for Plug-in Distribution Systems 250A | BE31330 | SB (MCB&RCD Cat.B) | stuk | SmissLine startpack ZLSP1250E38 | ZLSP1250E38 - Busbar | ZLSP1250E38 Stromschiene 250A Smissline TP Power Bar 400A | ZLSP1250E38 - Busbar |  | 5.14
2CCF212100M0040 | ZLSP1250E40 | Active | 7612271487522 | 54.61 | 1 | 1 | stuk | Accessories for Plug-in Distribution Systems 250A | BE31330 | SB (MCB&RCD Cat.B) | stuk | SmissLine startpack ZLSP1250E40 | ZLSP1250E40 - Busbar | ZLSP1250E40 Stromschiene 250A Smissline TP Power Bar 400A | ZLSP1250E40 - Busbar |  | 5.14
2CCF212100M0042 | ZLSP1250E42 | Active | 7612271487546 | 57.29 | 1 | 1 | stuk | Accessories for Plug-in Distribution Systems 250A | BE31330 | SB (MCB&RCD Cat.B) | stuk | SmissLine startpack ZLSP1250E42 | ZLSP1250E42 - Busbar | ZLSP1250E42 Stromschiene 250A Smissline TP Power Bar 400A | ZLSP1250E42 - Busbar |  | 5.14
2CCF212100M0044 | ZLSP1250E44 | Active | 7612271487560 | 59.85 | 1 | 1 | stuk | Accessories for Plug-in Distribution Systems 250A | BE31330 | SB (MCB&RCD Cat.B) | stuk | SmissLine startpack ZLSP1250E44 | ZLSP1250E44 - Busbar | ZLSP1250E44 Stromschiene 250A Smissline TP Power Bar 400A | ZLSP1250E44 - Busbar |  | 5.14
2CCF212100M0046 | ZLSP1250E46 | Active | 7612271487584 | 62.43 | 1 | 1 | stuk | Accessories for Plug-in Distribution Systems 250A | BE31330 | SB (MCB&RCD Cat.B) | stuk | SmissLine startpack ZLSP1250E46 | ZLSP1250E46 - Busbar | ZLSP1250E46 Stromschiene 250A Smissline TP Power Bar 400A | ZLSP1250E46 - Busbar |  | 5.14
2CCF212100M0048 | ZLSP1250E48 | Active | 7612271487607 | 64.5 | 1 | 1 | stuk | Accessories for Plug-in Distribution Systems 250A | BE31330 | SB (MCB&RCD Cat.B) | stuk | SmissLine startpack ZLSP1250E48 | ZLSP1250E48 - Busbar | ZLSP1250E48 Stromschiene 250A Smissline TP Power Bar 400A | ZLSP1250E48 - Busbar |  | 5.14
2CCF212100M0050 | ZLSP1250E50 | Active | 7612271487621 | 67.06 | 1 | 1 | stuk | Accessories for Plug-in Distribution Systems 250A | BE31330 | SB (MCB&RCD Cat.B) | stuk | SmissLine startpack ZLSP1250E50 | ZLSP1250E50 - Busbar | ZLSP1250E50 Stromschiene 250A Smissline TP Power Bar 400A | ZLSP1250E50 - Busbar |  | 5.14
2CCF212100M0052 | ZLSP1250E52 | Active | 7612271487645 | 70.29 | 1 | 1 | stuk | Accessories for Plug-in Distribution Systems 250A | BE31330 | SB (MCB&RCD Cat.B) | stuk | SmissLine startpack ZLSP1250E52 | ZLSP1250E52 - Busbar | ZLSP1250E52 Stromschiene 250A Smissline TP Power Bar 400A | ZLSP1250E52 - Busbar |  | 5.14
2CCF212100M0054 | ZLSP1250E54 | Active | 7612271487669 | 72.88 | 1 | 1 | stuk | Accessories for Plug-in Distribution Systems 250A | BE31330 | SB (MCB&RCD Cat.B) | stuk | SmissLine startpack ZLSP1250E54 | ZLSP1250E54 - Busbar | ZLSP1250E54 Stromschiene 250A Smissline TP Power Bar 400A | ZLSP1250E54 - Busbar |  | 5.14
2CCF212100M0056 | ZLSP1250E56 | Active | 7612271487683 | 74.93 | 1 | 1 | stuk | Accessories for Plug-in Distribution Systems 250A | BE31330 | SB (MCB&RCD Cat.B) | stuk | SmissLine startpack ZLSP1250E56 | ZLSP1250E56 - Busbar | ZLSP1250E56 Stromschiene 250A Smissline TP Power Bar 400A | ZLSP1250E56 - Busbar |  | 5.14
2CCF212100M0058 | ZLSP1250E58 | Active | 7612271487706 | 78.1 | 1 | 1 | stuk | Accessories for Plug-in Distribution Systems 250A | BE31330 | SB (MCB&RCD Cat.B) | stuk | SmissLine startpack ZLSP1250E58 | ZLSP1250E58 - Busbar | ZLSP1250E58 Stromschiene 250A Smissline TP Power Bar 400A | ZLSP1250E58 - Busbar |  | 5.14
2CCF212100M0060 | ZLSP1250E60 | Active | 7612271487720 | 80.18 | 1 | 1 | stuk | Accessories for Plug-in Distribution Systems 250A | BE31330 | SB (MCB&RCD Cat.B) | stuk | SmissLine startpack ZLSP1250E60 | ZLSP1250E60 - Busbar | ZLSP1250E60 Stromschiene 250A Smissline TP Power Bar 400A | ZLSP1250E60 - Busbar |  | 5.14
2CCF212100M0062 | ZLSP1250E62 | Active | 7612271487744 | 83.79 | 1 | 1 | stuk | Accessories for Plug-in Distribution Systems 250A | BE31330 | SB (MCB&RCD Cat.B) | stuk | SmissLine startpack ZLSP1250E62 | ZLSP1250E62 - Busbar | ZLSP1250E62 Stromschiene 250A Smissline TP Power Bar 400A | ZLSP1250E62 - Busbar |  | 5.14
2CCF212100M0064 | ZLSP1250E64 | Active | 7612271487768 | 85.31 | 1 | 1 | stuk | Accessories for Plug-in Distribution Systems 250A | BE31330 | SB (MCB&RCD Cat.B) | stuk | SmissLine startpack ZLSP1250E64 | ZLSP1250E64 - Busbar | ZLSP1250E64 Stromschiene 250A Smissline TP Power Bar 400A | ZLSP1250E64 - Busbar |  | 5.14
2CCF212100M0066 | ZLSP1250E66 | Active | 7612271487782 | 88.52 | 1 | 1 | stuk | Accessories for Plug-in Distribution Systems 250A | BE31330 | SB (MCB&RCD Cat.B) | stuk | SmissLine startpack ZLSP1250E66 | ZLSP1250E66 - Busbar | ZLSP1250E66 Stromschiene 250A Smissline TP Power Bar 400A | ZLSP1250E66 - Busbar |  | 5.14
2CCF212100M0068 | ZLSP1250E68 | Active | 7612271487805 | 90.6 | 1 | 1 | stuk | Accessories for Plug-in Distribution Systems 250A | BE31330 | SB (MCB&RCD Cat.B) | stuk | SmissLine startpack ZLSP1250E68 | ZLSP1250E68 - Busbar | ZLSP1250E68 Stromschiene 250A Smissline TP Power Bar 400A | ZLSP1250E68 - Busbar |  | 5.14
2CCF212100M0070 | ZLSP1250E70 | Active | 7612271487829 | 93.17 | 1 | 1 | stuk | Accessories for Plug-in Distribution Systems 250A | BE31330 | SB (MCB&RCD Cat.B) | stuk | SmissLine startpack ZLSP1250E70 | ZLSP1250E70 - Busbar | ZLSP1250E70 Stromschiene 250A Smissline TP Power Bar 400A | ZLSP1250E70 - Busbar |  | 5.14
2CCF212100M0072 | ZLSP1250E72 | Active | 7612271487843 | 95.74 | 1 | 1 | stuk | Accessories for Plug-in Distribution Systems 250A | BE31330 | SB (MCB&RCD Cat.B) | stuk | SmissLine startpack ZLSP1250E72 | ZLSP1250E72 - Busbar | ZLSP1250E72 Stromschiene 250A Smissline TP Power Bar 400A | ZLSP1250E72 - Busbar |  | 5.14
2CCF212100M0074 | ZLSP1250E74 | Active | 7612271487867 | 98.86 | 1 | 1 | stuk | Accessories for Plug-in Distribution Systems 250A | BE31330 | SB (MCB&RCD Cat.B) | stuk | SmissLine startpack ZLSP1250E74 | ZLSP1250E74 - Busbar | ZLSP1250E74 Stromschiene 250A Smissline TP Power Bar 400A | ZLSP1250E74 - Busbar |  | 5.14
2CCF212100M0076 | ZLSP1250E76 | Active | 7612271487881 | 101.42 | 1 | 1 | stuk | Accessories for Plug-in Distribution Systems 250A | BE31330 | SB (MCB&RCD Cat.B) | stuk | SmissLine startpack ZLSP1250E76 | ZLSP1250E76 - Busbar | ZLSP1250E76 Stromschiene 250A Smissline TP Power Bar 400A | ZLSP1250E76 - Busbar |  | 5.14
2CCF212100M0078 | ZLSP1250E78 | Active | 7612271487904 | 104 | 1 | 1 | stuk | Accessories for Plug-in Distribution Systems 250A | BE31330 | SB (MCB&RCD Cat.B) | stuk | SmissLine startpack ZLSP1250E78 | ZLSP1250E78 - Busbar | ZLSP1250E78 Stromschiene 250A Smissline TP Power Bar 400A | ZLSP1250E78 - Busbar |  | 5.14
2CCF212100M0080 | ZLSP1250E80 | Active | 7612271487928 | 105.66 | 1 | 1 | stuk | Accessories for Plug-in Distribution Systems 250A | BE31330 | SB (MCB&RCD Cat.B) | stuk | SmissLine startpack ZLSP1250E80 | ZLSP1250E80 - Busbar | ZLSP1250E80 Stromschiene 250A Smissline TP Power Bar 400A | ZLSP1250E80 - Busbar |  | 5.14
2CCF212100M0082 | ZLSP1250E82 | Active | 7612271487942 | 108.74 | 1 | 1 | stuk | Accessories for Plug-in Distribution Systems 250A | BE31330 | SB (MCB&RCD Cat.B) | stuk | SmissLine startpack ZLSP1250E82 | ZLSP1250E82 - Busbar | ZLSP1250E82 Stromschiene 250A Smissline TP Power Bar 400A | ZLSP1250E82 - Busbar |  | 5.14
2CCF212100M0084 | ZLSP1250E84 | Active | 7612271487966 | 110.86 | 1 | 1 | stuk | Accessories for Plug-in Distribution Systems 250A | BE31330 | SB (MCB&RCD Cat.B) | stuk | SmissLine startpack ZLSP1250E84 | ZLSP1250E84 - Busbar | ZLSP1250E84 Stromschiene 250A Smissline TP Power Bar 400A | ZLSP1250E84 - Busbar |  | 5.14
2CCF212100M0086 | ZLSP1250E86 | Active | 7612271487980 | 113.98 | 1 | 1 | stuk | Accessories for Plug-in Distribution Systems 250A | BE31330 | SB (MCB&RCD Cat.B) | stuk | SmissLine startpack ZLSP1250E86 | ZLSP1250E86 - Busbar | ZLSP1250E86 Stromschiene 250A Smissline TP Power Bar 400A | ZLSP1250E86 - Busbar |  | 5.14
2CCF212100M0088 | ZLSP1250E88 | Active | 7612271488000 | 117.1 | 1 | 1 | stuk | Accessories for Plug-in Distribution Systems 250A | BE31330 | SB (MCB&RCD Cat.B) | stuk | SmissLine startpack ZLSP1250E88 | ZLSP1250E88 - Busbar | ZLSP1250E88 Stromschiene 250A Smissline TP Power Bar 400A | ZLSP1250E88 - Busbar |  | 5.14
2CCF212100M0090 | ZLSP1250E90 | Active | 7612271488024 | 119.68 | 1 | 1 | stuk | Accessories for Plug-in Distribution Systems 250A | BE31330 | SB (MCB&RCD Cat.B) | stuk | SmissLine startpack ZLSP1250E90 | ZLSP1250E90 - Busbar | ZLSP1250E90 Stromschiene 250A Smissline TP Power Bar 400A | ZLSP1250E90 - Busbar |  | 5.14
2CCF212100M0092 | ZLSP1250E92 | Active | 7612271488048 | 121.78 | 1 | 1 | stuk | Accessories for Plug-in Distribution Systems 250A | BE31330 | SB (MCB&RCD Cat.B) | stuk | SmissLine startpack ZLSP1250E92 | ZLSP1250E92 - Busbar | ZLSP1250E92 Stromschiene 250A Smissline TP Power Bar 400A | ZLSP1250E92 - Busbar |  | 5.14
2CCF212100M0094 | ZLSP1250E94 | Active | 7612271488062 | 123.86 | 1 | 1 | stuk | Accessories for Plug-in Distribution Systems 250A | BE31330 | SB (MCB&RCD Cat.B) | stuk | SmissLine startpack ZLSP1250E94 | ZLSP1250E94 - Busbar | ZLSP1250E94 Stromschiene 250A Smissline TP Power Bar 400A | ZLSP1250E94 - Busbar |  | 5.14
2CCF212100M0096 | ZLSP1250E96 | Active | 7612271488086 | 126.48 | 1 | 1 | stuk | Accessories for Plug-in Distribution Systems 250A | BE31330 | SB (MCB&RCD Cat.B) | stuk | SmissLine startpack ZLSP1250E96 | ZLSP1250E96 - Busbar | ZLSP1250E96 Stromschiene 250A Smissline TP Power Bar 400A | ZLSP1250E96 - Busbar |  | 5.14
2CCF212100M0098 | ZLSP1250E98 | Active | 7612271488109 | 130.1 | 1 | 1 | stuk | Accessories for Plug-in Distribution Systems 250A | BE31330 | SB (MCB&RCD Cat.B) | stuk | SmissLine startpack ZLSP1250E98 | ZLSP1250E98 - Busbar | ZLSP1250E98 Stromschiene 250A Smissline TP Power Bar 400A | ZLSP1250E98 - Busbar |  | 5.14
2CCF212100M0100 | ZLSP1250E100 | Active | 7612271488123 | 132.23 | 1 | 1 | stuk | Accessories for Plug-in Distribution Systems 250A | BE31330 | SB (MCB&RCD Cat.B) | stuk | SmissLine startpack ZLSP1250E100 | ZLSP1250E100 - Busbar | ZLSP1250E100 Stromschiene 250A Smissline TP Power Bar 400A | ZLSP1250E100 - Busbar |  | 5.14
2CCF212100M0102 | ZLSP1250E102 | Active | 7612271488147 | 134.78 | 1 | 1 | stuk | Accessories for Plug-in Distribution Systems 250A | BE31330 | SB (MCB&RCD Cat.B) | stuk | SmissLine startpack ZLSP1250E102 | ZLSP1250E102 - Busbar | ZLSP1250E102 Stromschiene 250A Smissline TP Power Bar 400A | ZLSP1250E102 - Busbar |  | 5.14
2CCF212100M0104 | ZLSP1250E104 | Active | 7612271488161 | 137.36 | 1 | 1 | stuk | Accessories for Plug-in Distribution Systems 250A | BE31330 | SB (MCB&RCD Cat.B) | stuk | SmissLine startpack ZLSP1250E104 | ZLSP1250E104 - Busbar | ZLSP1250E104 Stromschiene 250A Smissline TP Power Bar 400A | ZLSP1250E104 - Busbar |  | 5.14
2CCF212100M0106 | ZLSP1250E106 | Active | 7612271488185 | 138.97 | 1 | 1 | stuk | Accessories for Plug-in Distribution Systems 250A | BE31330 | SB (MCB&RCD Cat.B) | stuk | SmissLine startpack ZLSP1250E106 | ZLSP1250E106 - Busbar | ZLSP1250E106 Stromschiene 250A Smissline TP Power Bar 400A | ZLSP1250E106 - Busbar |  | 5.14
2CCF212100M0108 | ZLSP1250E108 | Active | 7612271488208 | 142.04 | 1 | 1 | stuk | Accessories for Plug-in Distribution Systems 250A | BE31330 | SB (MCB&RCD Cat.B) | stuk | SmissLine startpack ZLSP1250E108 | ZLSP1250E108 - Busbar | ZLSP1250E108 Stromschiene 250A Smissline TP Power Bar 400A | ZLSP1250E108 - Busbar |  | 5.14
2CCF212100M0110 | ZLSP1250 | Active | 7612271488222 | 126.56 | 1 | 1 | stuk | Accessories for Plug-in Distribution Systems 250A | BE31330 | SB (MCB&RCD Cat.B) | stuk | SmissLine startpack L1/L2/L3/N/PE 250A | Jeu de barres Smissline, pour L1 / L2 / | ZLSP1250 Sammelschiene Power Bar, 1979mm, 110 PLE | ZLSP1250 - Busbar |  | 5.14
2CCF212200A0001 | ZLSP950E30-3L | Active | 7612271488246 | 210.95 | 1 | 1 | stuk | Accessories for Plug-in Distribution Systems 250A | BE31330 | SB (MCB&RCD Cat.B) | stuk | SmissLine Starterspakket 3L 30M | Paquet de départ pour Smissline TP | ZLSP950E30-3L Starterpaket Smissline TP Power Bar 400A | ZLSP950E30-3L - Starter pack Power |  | 5.14
2CCF212201A0001 | ZLSP950E32-3L | Active | 7612271488260 | 222.99 | 1 | 1 | stuk | Accessories for Plug-in Distribution Systems 250A | BE31330 | SB (MCB&RCD Cat.B) | stuk | SmissLine Starterspakket 3L 32M | Paquet de départ pour Smissline TP | ZLSP950E32-3L Starterpaket Smissline TP Power Bar 400A | ZLSP950E32-3L - Starter pack Power |  | 5.14
2CCF212202A0001 | ZLSP950E34-3L | Active | 7612271488284 | 238.64 | 1 | 1 | stuk | Accessories for Plug-in Distribution Systems 250A | BE31330 | SB (MCB&RCD Cat.B) | stuk | SmissLine Starterspakket 3L 34M | Paquet de départ pour Smissline TP | ZLSP950E34-3L Starterpaket Smissline TP Power Bar 400A | ZLSP950E34-3L - Starter pack Power |  | 5.14
2CCF212203A0001 | ZLSP950E36-3L | Active | 7612271488307 | 250.71 | 1 | 1 | stuk | Accessories for Plug-in Distribution Systems 250A | BE31330 | SB (MCB&RCD Cat.B) | stuk | SmissLine Starterspakket 3L 36M | Paquet de départ pour Smissline TP | ZLSP950E36-3L Starterpaket Smissline TP Power Bar 400A | ZLSP950E36-3L - Starter pack Power |  | 5.14
2CCF212204A0001 | ZLSP950E38-3L | Active | 7612271488321 | 263.95 | 1 | 1 | stuk | Accessories for Plug-in Distribution Systems 250A | BE31330 | SB (MCB&RCD Cat.B) | stuk | SmissLine Starterspakket 3L 38M | Paquet de départ pour Smissline TP | ZLSP950E38-3L Starterpaket Smissline TP Power Bar 400A | ZLSP950E38-3L - Starter pack Power |  | 5.14
2CCF212205A0001 | ZLSP950E40-3L | Active | 7612271488345 | 278.43 | 1 | 1 | stuk | Accessories for Plug-in Distribution Systems 250A | BE31330 | SB (MCB&RCD Cat.B) | stuk | SmissLine Starterspakket 3L 40M | Paquet de départ pour Smissline TP | ZLSP950E40-3L Starterpaket Smissline TP Power Bar 400A | ZLSP950E40-3L - Starter pack Power |  | 5.14
2CCF212206A0001 | ZLSP950E42-3L | Active | 7612271488369 | 292.9 | 1 | 1 | stuk | Accessories for Plug-in Distribution Systems 250A | BE31330 | SB (MCB&RCD Cat.B) | stuk | SmissLine Starterspakket 3L 42M | Paquet de départ pour Smissline TP | ZLSP950E42-3L Starterpaket Smissline TP Power Bar 400A | ZLSP950E42-3L - Starter pack Power |  | 5.14
2CCF212207A0001 | ZLSP950E44-3L | Active | 7612271488383 | 307.36 | 1 | 1 | stuk | Accessories for Plug-in Distribution Systems 250A | BE31330 | SB (MCB&RCD Cat.B) | stuk | SmissLine Starterspakket 3L 44M | Paquet de départ pour Smissline TP | ZLSP950E44-3L Starterpaket Smissline TP Power Bar 400A | ZLSP950E44-3L - Starter pack Power |  | 5.14
2CCF212208A0001 | ZLSP950E46-3L | Active | 7612271488406 | 320.61 | 1 | 1 | stuk | Accessories for Plug-in Distribution Systems 250A | BE31330 | SB (MCB&RCD Cat.B) | stuk | SmissLine Starterspakket 3L 46M | Paquet de départ pour Smissline TP | ZLSP950E46-3L Starterpaket Smissline TP Power Bar 400A | ZLSP950E46-3L - Starter pack Power |  | 5.14
2CCF212209A0001 | ZLSP950E48-3L | Active | 7612271488420 | 332.68 | 1 | 1 | stuk | Accessories for Plug-in Distribution Systems 250A | BE31330 | SB (MCB&RCD Cat.B) | stuk | SmissLine Starterspakket 3L 48M | Paquet de départ pour Smissline TP | ZLSP950E48-3L Starterpaket Smissline TP Power Bar 400A | ZLSP950E48-3L - Starter pack Power |  | 5.14
2CCF212210A0001 | ZLSP950E50-3L | Active | 7612271488444 | 347.12 | 1 | 1 | stuk | Accessories for Plug-in Distribution Systems 250A | BE31330 | SB (MCB&RCD Cat.B) | stuk | SmissLine Starterspakket 3L 50M | Paquet de départ pour Smissline TP | ZLSP950E50-3L Starterpaket Smissline TP Power Bar 400A | ZLSP950E50-3L - Starter pack Power |  | 5.14
2CCF212211A0001 | ZLSP950E52-3L | Active | 7612271488468 | 360.38 | 1 | 1 | stuk | Accessories for Plug-in Distribution Systems 250A | BE31330 | SB (MCB&RCD Cat.B) | stuk | SmissLine Starterspakket 3L 52M | Paquet de départ pour Smissline TP | ZLSP950E52-3L Starterpaket Smissline TP Power Bar 400A | ZLSP950E52-3L - Starter pack Power |  | 5.14
2CCF212212A0001 | ZLSP950E54-3L | Active | 7612271488482 | 374.86 | 1 | 1 | stuk | Accessories for Plug-in Distribution Systems 250A | BE31330 | SB (MCB&RCD Cat.B) | stuk | SmissLine Starterspakket 3L 54M | Paquet de départ pour Smissline TP | ZLSP950E54-3L Starterpaket Smissline TP Power Bar 400A | ZLSP950E54-3L - Starter pack Power |  | 5.14
2CCF212213A0001 | ZLSP950E56-3L | Active | 7612271488505 | 388.1 | 1 | 1 | stuk | Accessories for Plug-in Distribution Systems 250A | BE31330 | SB (MCB&RCD Cat.B) | stuk | SmissLine Starterspakket 3L 56M | Paquet de départ pour Smissline TP | ZLSP950E56-3L Starterpaket Smissline TP Power Bar 400A | ZLSP950E56-3L - Starter pack Power |  | 5.14
2CCF212214A0001 | ZLSP950E58-3L | Active | 7612271488529 | 401.37 | 1 | 1 | stuk | Accessories for Plug-in Distribution Systems 250A | BE31330 | SB (MCB&RCD Cat.B) | stuk | SmissLine Starterspakket 3L 58M | Paquet de départ pour Smissline TP | ZLSP950E58-3L Starterpaket Smissline TP Power Bar 400A | ZLSP950E58-3L - Starter pack Power |  | 5.14
2CCF212215A0001 | ZLSP950E60-3L | Active | 7612271488543 | 415.84 | 1 | 1 | stuk | Accessories for Plug-in Distribution Systems 250A | BE31330 | SB (MCB&RCD Cat.B) | stuk | SmissLine Starterspakket 3L 60M | Paquet de départ pour Smissline TP | ZLSP950E60-3L Starterpaket Smissline TP Power Bar 400A | ZLSP950E60-3L - Starter pack Power |  | 5.14
2CCF212216A0001 | ZLSP950E62-3L | Active | 7612271488567 | 429.09 | 1 | 1 | stuk | Accessories for Plug-in Distribution Systems 250A | BE31330 | SB (MCB&RCD Cat.B) | stuk | SmissLine Starterspakket 3L 62M | Paquet de départ pour Smissline TP | ZLSP950E62-3L Starterpaket Smissline TP Power Bar 400A | ZLSP950E62-3L - Starter pack Power |  | 5.14
2CCF212217A0001 | ZLSP950E64-3L | Active | 7612271488581 | 442.34 | 1 | 1 | stuk | Accessories for Plug-in Distribution Systems 250A | BE31330 | SB (MCB&RCD Cat.B) | stuk | SmissLine Starterspakket 3L 64M | Paquet de départ pour Smissline TP | ZLSP950E64-3L Starterpaket Smissline TP Power Bar 400A | ZLSP950E64-3L - Starter pack Power |  | 5.14
2CCF212218A0001 | ZLSP950E66-3L | Active | 7612271488604 | 456.82 | 1 | 1 | stuk | Accessories for Plug-in Distribution Systems 250A | BE31330 | SB (MCB&RCD Cat.B) | stuk | SmissLine Starterspakket 3L 66M | Paquet de départ pour Smissline TP | ZLSP950E66-3L Starterpaket Smissline TP Power Bar 400A | ZLSP950E66-3L - Starter pack Power |  | 5.14
2CCF212219A0001 | ZLSP950E68-3L | Active | 7612271488628 | 470.09 | 1 | 1 | stuk | Accessories for Plug-in Distribution Systems 250A | BE31330 | SB (MCB&RCD Cat.B) | stuk | SmissLine Starterspakket 3L 68M | Paquet de départ pour Smissline TP | ZLSP950E68-3L Starterpaket Smissline TP Power Bar 400A | ZLSP950E68-3L - Starter pack Power |  | 5.14
2CCF212220A0001 | ZLSP950E70-3L | Active | 7612271488642 | 483.34 | 1 | 1 | stuk | Accessories for Plug-in Distribution Systems 250A | BE31330 | SB (MCB&RCD Cat.B) | stuk | SmissLine Starterspakket 3L 70M | Paquet de départ pour Smissline TP | ZLSP950E70-3L Starterpaket Smissline TP Power Bar 400A | ZLSP950E70-3L - Starter pack Power |  | 5.14
2CCF212221A0001 | ZLSP950E72-3L | Active | 7612271488666 | 496.59 | 1 | 1 | stuk | Accessories for Plug-in Distribution Systems 250A | BE31330 | SB (MCB&RCD Cat.B) | stuk | SmissLine Starterspakket 3L 72M | Paquet de départ pour Smissline TP | ZLSP950E72-3L Starterpaket Smissline TP Power Bar 400A | ZLSP950E72-3L - Starter pack Power |  | 5.14
2CCF212222A0001 | ZLSP950E74-3L | Active | 7612271488680 | 509.85 | 1 | 1 | stuk | Accessories for Plug-in Distribution Systems 250A | BE31330 | SB (MCB&RCD Cat.B) | stuk | SmissLine Starterspakket 3L 74M | Paquet de départ pour Smissline TP | ZLSP950E74-3L Starterpaket Smissline TP Power Bar 400A | ZLSP950E74-3L - Starter pack Power |  | 5.14
2CCF212223A0001 | ZLSP950E76-3L | Active | 7612271488703 | 524.31 | 1 | 1 | stuk | Accessories for Plug-in Distribution Systems 250A | BE31330 | SB (MCB&RCD Cat.B) | stuk | SmissLine Starterspakket 3L 76M | Paquet de départ pour Smissline TP | ZLSP950E76-3L Starterpaket Smissline TP Power Bar 400A | ZLSP950E76-3L - Starter pack Power |  | 5.14
2CCF212224A0001 | ZLSP950E78-3L | Active | 7612271488727 | 537.57 | 1 | 1 | stuk | Accessories for Plug-in Distribution Systems 250A | BE31330 | SB (MCB&RCD Cat.B) | stuk | SmissLine Starterspakket 3L 78M | Paquet de départ pour Smissline TP | ZLSP950E78-3L Starterpaket Smissline TP Power Bar 400A | ZLSP950E78-3L - Starter pack Power |  | 5.14
2CCF212225A0001 | ZLSP950E80-3L | Active | 7612271488741 | 550.83 | 1 | 1 | stuk | Accessories for Plug-in Distribution Systems 250A | BE31330 | SB (MCB&RCD Cat.B) | stuk | SmissLine Starterspakket 3L 80M | Paquet de départ pour Smissline TP | ZLSP950E80-3L Starterpaket Smissline TP Power Bar 400A | ZLSP950E80-3L - Starter pack Power |  | 5.14
2CCF212226A0001 | ZLSP950E82-3L | Active | 7612271488765 | 565.29 | 1 | 1 | stuk | Accessories for Plug-in Distribution Systems 250A | BE31330 | SB (MCB&RCD Cat.B) | stuk | SmissLine Starterspakket 3L 82M | Paquet de départ pour Smissline TP | ZLSP950E82-3L Starterpaket Smissline TP Power Bar 400A | ZLSP950E82-3L - Starter pack Power |  | 5.14
2CCF212227A0001 | ZLSP950E84-3L | Active | 7612271488789 | 578.56 | 1 | 1 | stuk | Accessories for Plug-in Distribution Systems 250A | BE31330 | SB (MCB&RCD Cat.B) | stuk | SmissLine Starterspakket 3L 84M | Paquet de départ pour Smissline TP | ZLSP950E84-3L Starterpaket Smissline TP Power Bar 400A | ZLSP950E84-3L - Starter pack Power |  | 5.14
2CCF212228A0001 | ZLSP950E86-3L | Active | 7612271488802 | 593.02 | 1 | 1 | stuk | Accessories for Plug-in Distribution Systems 250A | BE31330 | SB (MCB&RCD Cat.B) | stuk | SmissLine Starterspakket 3L 86M | Paquet de départ pour Smissline TP | ZLSP950E86-3L Starterpaket Smissline TP Power Bar 400A | ZLSP950E86-3L - Starter pack Power |  | 5.14
2CCF212229A0001 | ZLSP950E88-3L | Active | 7612271488826 | 605.06 | 1 | 1 | stuk | Accessories for Plug-in Distribution Systems 250A | BE31330 | SB (MCB&RCD Cat.B) | stuk | SmissLine Starterspakket 3L 88M | Paquet de départ pour Smissline TP | ZLSP950E88-3L Starterpaket Smissline TP Power Bar 400A | ZLSP950E88-3L - Starter pack Power |  | 5.14
2CCF212230A0001 | ZLSP950E90-3L | Active | 7612271488840 | 619.53 | 1 | 1 | stuk | Accessories for Plug-in Distribution Systems 250A | BE31330 | SB (MCB&RCD Cat.B) | stuk | SmissLine Starterspakket 3L 90M | Paquet de départ pour Smissline TP | ZLSP950E90-3L Starterpaket Smissline TP Power Bar 400A | ZLSP950E90-3L - Starter pack Power |  | 5.14
2CCF212231A0001 | ZLSP950E92-3L | Active | 7612271488864 | 634 | 1 | 1 | stuk | Accessories for Plug-in Distribution Systems 250A | BE31330 | SB (MCB&RCD Cat.B) | stuk | SmissLine Starterspakket 3L 92M | Paquet de départ pour Smissline TP | ZLSP950E92-3L Starterpaket Smissline TP Power Bar 400A | ZLSP950E92-3L - Starter pack Power |  | 5.14
2CCF212232A0001 | ZLSP950E94-3L | Active | 7612271488888 | 646.04 | 1 | 1 | stuk | Accessories for Plug-in Distribution Systems 250A | BE31330 | SB (MCB&RCD Cat.B) | stuk | SmissLine Starterspakket 3L 94M | Paquet de départ pour Smissline TP | ZLSP950E94-3L Starterpaket Smissline TP Power Bar 400A | ZLSP950E94-3L - Starter pack Power |  | 5.14
2CCF212233A0001 | ZLSP950E96-3L | Active | 7612271488901 | 660.52 | 1 | 1 | stuk | Accessories for Plug-in Distribution Systems 250A | BE31330 | SB (MCB&RCD Cat.B) | stuk | SmissLine Starterspakket 3L 96M | Paquet de départ pour Smissline TP | ZLSP950E96-3L Starterpaket Smissline TP Power Bar 400A | ZLSP950E96-3L - Starter pack Power |  | 5.14
2CCF212234A0001 | ZLSP950E98-3L | Active | 7612271488925 | 673.77 | 1 | 1 | stuk | Accessories for Plug-in Distribution Systems 250A | BE31330 | SB (MCB&RCD Cat.B) | stuk | SmissLine Starterspakket 3L 98M | Paquet de départ pour Smissline TP | ZLSP950E98-3L Starterpaket Smissline TP Power Bar 400A | ZLSP950E98-3L - Starter pack Power |  | 5.14
2CCF212235A0001 | ZLSP950E100-3L | Active | 7612271488949 | 687.03 | 1 | 1 | stuk | Accessories for Plug-in Distribution Systems 250A | BE31330 | SB (MCB&RCD Cat.B) | stuk | SmissLine Starterspakket 3L 100M | Paquet de départ pour Smissline TP | ZLSP950E100-3L Starterpaket Smissline TP Power Bar 400A | ZLSP950E100-3L - Starter pack Power |  | 5.14
2CCF212236A0001 | ZLSP950E102-3L | Active | 7612271488963 | 701.49 | 1 | 1 | stuk | Accessories for Plug-in Distribution Systems 250A | BE31330 | SB (MCB&RCD Cat.B) | stuk | SmissLine Starterspakket 3L 102M | Paquet de départ pour Smissline TP | ZLSP950E102-3L Starterpaket Smissline TP Power Bar 400A | ZLSP950E102-3L - Starter pack Power |  | 5.14
2CCF212237A0001 | ZLSP950E104-3L | Active | 7612271488987 | 714.76 | 1 | 1 | stuk | Accessories for Plug-in Distribution Systems 250A | BE31330 | SB (MCB&RCD Cat.B) | stuk | SmissLine Starterspakket 3L 104M | Paquet de départ pour Smissline TP | ZLSP950E104-3L Starterpaket Smissline TP Power Bar 400A | ZLSP950E104-3L - Starter pack Power |  | 5.14
2CCF212238A0001 | ZLSP950E106-3L | Active | 7612271489007 | 728.01 | 1 | 1 | stuk | Accessories for Plug-in Distribution Systems 250A | BE31330 | SB (MCB&RCD Cat.B) | stuk | SmissLine Starterspakket 3L 106M | Paquet de départ pour Smissline TP | ZLSP950E106-3L Starterpaket Smissline TP Power Bar 400A | ZLSP950E106-3L - Starter pack Power |  | 5.14
2CCF212239A0001 | ZLSP950E108-3L | Active | 7612271489021 | 742.47 | 1 | 1 | stuk | Accessories for Plug-in Distribution Systems 250A | BE31330 | SB (MCB&RCD Cat.B) | stuk | SmissLine Starterspakket 3L 108M | Paquet de départ pour Smissline TP | ZLSP950E108-3L Starterpaket Smissline TP Power Bar 400A | ZLSP950E108-3L - Starter pack Power |  | 5.14
2CCF212240A0001 | ZLSP950E110-3L | Active | 7612271489045 | 754.54 | 1 | 1 | stuk | Accessories for Plug-in Distribution Systems 250A | BE31330 | SB (MCB&RCD Cat.B) | stuk | SmissLine Starterspakket 3L 110M | Paquet de départ pour Smissline TP | ZLSP950E110-3L Starterpaket Smissline TP Power Bar 400A | ZLSP950E110-3L - Starter pack Power |  | 5.14
2CCF212300A0001 | ZLSP950E30-3LN | Active | 7612271489069 | 248.29 | 1 | 1 | stuk | Accessories for Plug-in Distribution Systems 250A | BE31330 | SB (MCB&RCD Cat.B) | stuk | SmissLine Starterspakket 3L N 30M | Paquet de départ pour Smissline TP | ZLSP950E30-3LN Starterpaket Smissline TP Power Bar 400A | ZLSP950E30-3LN - Starter pack Power |  | 5.14
2CCF212301A0001 | ZLSP950E32-3LN | Active | 7612271489083 | 263.95 | 1 | 1 | stuk | Accessories for Plug-in Distribution Systems 250A | BE31330 | SB (MCB&RCD Cat.B) | stuk | SmissLine Starterspakket 3L N 32M | Paquet de départ pour Smissline TP | ZLSP950E32-3LN Starterpaket Smissline TP Power Bar 400A | ZLSP950E32-3LN - Starter pack Power |  | 5.14
2CCF212302A0001 | ZLSP950E34-3LN | Active | 7612271489106 | 280.84 | 1 | 1 | stuk | Accessories for Plug-in Distribution Systems 250A | BE31330 | SB (MCB&RCD Cat.B) | stuk | SmissLine Starterspakket 3L N 34M | Paquet de départ pour Smissline TP | ZLSP950E34-3LN Starterpaket Smissline TP Power Bar 400A | ZLSP950E34-3LN - Starter pack Power |  | 5.14
2CCF212303A0001 | ZLSP950E36-3LN | Active | 7612271489120 | 296.51 | 1 | 1 | stuk | Accessories for Plug-in Distribution Systems 250A | BE31330 | SB (MCB&RCD Cat.B) | stuk | SmissLine Starterspakket 3L N 36M | Paquet de départ pour Smissline TP | ZLSP950E36-3LN Starterpaket Smissline TP Power Bar 400A | ZLSP950E36-3LN - Starter pack Power |  | 5.14
2CCF212304A0001 | ZLSP950E38-3LN | Active | 7612271489144 | 313.37 | 1 | 1 | stuk | Accessories for Plug-in Distribution Systems 250A | BE31330 | SB (MCB&RCD Cat.B) | stuk | SmissLine Starterspakket 3L N 38M | Paquet de départ pour Smissline TP | ZLSP950E38-3LN Starterpaket Smissline TP Power Bar 400A | ZLSP950E38-3LN - Starter pack Power |  | 5.14
2CCF212305A0001 | ZLSP950E40-3LN | Active | 7612271489168 | 329.04 | 1 | 1 | stuk | Accessories for Plug-in Distribution Systems 250A | BE31330 | SB (MCB&RCD Cat.B) | stuk | SmissLine Starterspakket 3L N 40M | Paquet de départ pour Smissline TP | ZLSP950E40-3LN Starterpaket Smissline TP Power Bar 400A | ZLSP950E40-3LN - Starter pack Power |  | 5.14
2CCF212306A0001 | ZLSP950E42-3LN | Active | 7612271489182 | 345.92 | 1 | 1 | stuk | Accessories for Plug-in Distribution Systems 250A | BE31330 | SB (MCB&RCD Cat.B) | stuk | SmissLine Starterspakket 3L N 42M | Paquet de départ pour Smissline TP | ZLSP950E42-3LN Starterpaket Smissline TP Power Bar 400A | ZLSP950E42-3LN - Starter pack Power |  | 5.14
2CCF212307A0001 | ZLSP950E44-3LN | Active | 7612271489205 | 361.59 | 1 | 1 | stuk | Accessories for Plug-in Distribution Systems 250A | BE31330 | SB (MCB&RCD Cat.B) | stuk | SmissLine Starterspakket 3L N 44M | Paquet de départ pour Smissline TP | ZLSP950E44-3LN Starterpaket Smissline TP Power Bar 400A | ZLSP950E44-3LN - Starter pack Power |  | 5.14
2CCF212308A0001 | ZLSP950E46-3LN | Active | 7612271489229 | 378.46 | 1 | 1 | stuk | Accessories for Plug-in Distribution Systems 250A | BE31330 | SB (MCB&RCD Cat.B) | stuk | SmissLine Starterspakket 3L N 46M | Paquet de départ pour Smissline TP | ZLSP950E46-3LN Starterpaket Smissline TP Power Bar 400A | ZLSP950E46-3LN - Starter pack Power |  | 5.14
2CCF212309A0001 | ZLSP950E48-3LN | Active | 7612271489243 | 392.94 | 1 | 1 | stuk | Accessories for Plug-in Distribution Systems 250A | BE31330 | SB (MCB&RCD Cat.B) | stuk | SmissLine Starterspakket 3L N 48M | Paquet de départ pour Smissline TP | ZLSP950E48-3LN Starterpaket Smissline TP Power Bar 400A | ZLSP950E48-3LN - Starter pack Power |  | 5.14
2CCF212310A0001 | ZLSP950E50-3LN | Active | 7612271489267 | 411.02 | 1 | 1 | stuk | Accessories for Plug-in Distribution Systems 250A | BE31330 | SB (MCB&RCD Cat.B) | stuk | SmissLine Starterspakket 3L N 50M | Paquet de départ pour Smissline TP | ZLSP950E50-3LN Starterpaket Smissline TP Power Bar 400A | ZLSP950E50-3LN - Starter pack Power |  | 5.14
2CCF212311A0001 | ZLSP950E52-3LN | Active | 7612271489281 | 426.68 | 1 | 1 | stuk | Accessories for Plug-in Distribution Systems 250A | BE31330 | SB (MCB&RCD Cat.B) | stuk | SmissLine Starterspakket 3L N 52M | Paquet de départ pour Smissline TP | ZLSP950E52-3LN Starterpaket Smissline TP Power Bar 400A | ZLSP950E52-3LN - Starter pack Power |  | 5.14
2CCF212312A0001 | ZLSP950E54-3LN | Active | 7612271489304 | 441.15 | 1 | 1 | stuk | Accessories for Plug-in Distribution Systems 250A | BE31330 | SB (MCB&RCD Cat.B) | stuk | SmissLine Starterspakket 3L N 54M | Paquet de départ pour Smissline TP | ZLSP950E54-3LN Starterpaket Smissline TP Power Bar 400A | ZLSP950E54-3LN - Starter pack Power |  | 5.14
2CCF212313A0001 | ZLSP950E56-3LN | Active | 7612271489328 | 458.03 | 1 | 1 | stuk | Accessories for Plug-in Distribution Systems 250A | BE31330 | SB (MCB&RCD Cat.B) | stuk | SmissLine Starterspakket 3L N 56M | Paquet de départ pour Smissline TP | ZLSP950E56-3LN Starterpaket Smissline TP Power Bar 400A | ZLSP950E56-3LN - Starter pack Power |  | 5.14
2CCF212314A0001 | ZLSP950E58-3LN | Active | 7612271489342 | 474.9 | 1 | 1 | stuk | Accessories for Plug-in Distribution Systems 250A | BE31330 | SB (MCB&RCD Cat.B) | stuk | SmissLine Starterspakket 3L N 58M | Paquet de départ pour Smissline TP | ZLSP950E58-3LN Starterpaket Smissline TP Power Bar 400A | ZLSP950E58-3LN - Starter pack Power |  | 5.14
2CCF212315A0001 | ZLSP950E60-3LN | Active | 7612271489366 | 490.56 | 1 | 1 | stuk | Accessories for Plug-in Distribution Systems 250A | BE31330 | SB (MCB&RCD Cat.B) | stuk | SmissLine Starterspakket 3L N 60M | Paquet de départ pour Smissline TP | ZLSP950E60-3LN Starterpaket Smissline TP Power Bar 400A | ZLSP950E60-3LN - Starter pack Power |  | 5.14
2CCF212316A0001 | ZLSP950E62-3LN | Active | 7612271489380 | 506.23 | 1 | 1 | stuk | Accessories for Plug-in Distribution Systems 250A | BE31330 | SB (MCB&RCD Cat.B) | stuk | SmissLine Starterspakket 3L N 62M | Paquet de départ pour Smissline TP | ZLSP950E62-3LN Starterpaket Smissline TP Power Bar 400A | ZLSP950E62-3LN - Starter pack Power |  | 5.14
2CCF212317A0001 | ZLSP950E64-3LN | Active | 7612271489403 | 523.1 | 1 | 1 | stuk | Accessories for Plug-in Distribution Systems 250A | BE31330 | SB (MCB&RCD Cat.B) | stuk | SmissLine Starterspakket 3L N 64M | Paquet de départ pour Smissline TP | ZLSP950E64-3LN Starterpaket Smissline TP Power Bar 400A | ZLSP950E64-3LN - Starter pack Power |  | 5.14
2CCF212318A0001 | ZLSP950E66-3LN | Active | 7612271489427 | 538.77 | 1 | 1 | stuk | Accessories for Plug-in Distribution Systems 250A | BE31330 | SB (MCB&RCD Cat.B) | stuk | SmissLine Starterspakket 3L N 66M | Paquet de départ pour Smissline TP | ZLSP950E66-3LN Starterpaket Smissline TP Power Bar 400A | ZLSP950E66-3LN - Starter pack Power |  | 5.14
2CCF212319A0001 | ZLSP950E68-3LN | Active | 7612271489441 | 555.65 | 1 | 1 | stuk | Accessories for Plug-in Distribution Systems 250A | BE31330 | SB (MCB&RCD Cat.B) | stuk | SmissLine Starterspakket 3L N 68M | Paquet de départ pour Smissline TP | ZLSP950E68-3LN Starterpaket Smissline TP Power Bar 400A | ZLSP950E68-3LN - Starter pack Power |  | 5.14
2CCF212320A0001 | ZLSP950E70-3LN | Active | 7612271489465 | 571.32 | 1 | 1 | stuk | Accessories for Plug-in Distribution Systems 250A | BE31330 | SB (MCB&RCD Cat.B) | stuk | SmissLine Starterspakket 3L N 70M | Paquet de départ pour Smissline TP | ZLSP950E70-3LN Starterpaket Smissline TP Power Bar 400A | ZLSP950E70-3LN - Starter pack Power |  | 5.14
2CCF212321A0001 | ZLSP950E72-3LN | Active | 7612271489489 | 585.78 | 1 | 1 | stuk | Accessories for Plug-in Distribution Systems 250A | BE31330 | SB (MCB&RCD Cat.B) | stuk | SmissLine Starterspakket 3L N 72M | Paquet de départ pour Smissline TP | ZLSP950E72-3LN Starterpaket Smissline TP Power Bar 400A | ZLSP950E72-3LN - Starter pack Power |  | 5.14
2CCF212322A0001 | ZLSP950E74-3LN | Active | 7612271489502 | 603.87 | 1 | 1 | stuk | Accessories for Plug-in Distribution Systems 250A | BE31330 | SB (MCB&RCD Cat.B) | stuk | SmissLine Starterspakket 3L N 74M | Paquet de départ pour Smissline TP | ZLSP950E74-3LN Starterpaket Smissline TP Power Bar 400A | ZLSP950E74-3LN - Starter pack Power |  | 5.14
2CCF212323A0001 | ZLSP950E76-3LN | Active | 7612271489526 | 618.32 | 1 | 1 | stuk | Accessories for Plug-in Distribution Systems 250A | BE31330 | SB (MCB&RCD Cat.B) | stuk | SmissLine Starterspakket 3L N 76M | Paquet de départ pour Smissline TP | ZLSP950E76-3LN Starterpaket Smissline TP Power Bar 400A | ZLSP950E76-3LN - Starter pack Power |  | 5.14
2CCF212324A0001 | ZLSP950E78-3LN | Active | 7612271489540 | 635.22 | 1 | 1 | stuk | Accessories for Plug-in Distribution Systems 250A | BE31330 | SB (MCB&RCD Cat.B) | stuk | SmissLine Starterspakket 3L N 78M | Paquet de départ pour Smissline TP | ZLSP950E78-3LN Starterpaket Smissline TP Power Bar 400A | ZLSP950E78-3LN - Starter pack Power |  | 5.14
2CCF212325A0001 | ZLSP950E80-3LN | Active | 7612271489564 | 650.88 | 1 | 1 | stuk | Accessories for Plug-in Distribution Systems 250A | BE31330 | SB (MCB&RCD Cat.B) | stuk | SmissLine Starterspakket 3L N 80M | Paquet de départ pour Smissline TP | ZLSP950E80-3LN Starterpaket Smissline TP Power Bar 400A | ZLSP950E80-3LN - Starter pack Power |  | 5.14
2CCF212326A0001 | ZLSP950E82-3LN | Active | 7612271489588 | 667.74 | 1 | 1 | stuk | Accessories for Plug-in Distribution Systems 250A | BE31330 | SB (MCB&RCD Cat.B) | stuk | SmissLine Starterspakket 3L N 82M | Paquet de départ pour Smissline TP | ZLSP950E82-3LN Starterpaket Smissline TP Power Bar 400A | ZLSP950E82-3LN - Starter pack Power |  | 5.14
2CCF212327A0001 | ZLSP950E84-3LN | Active | 7612271489601 | 683.4 | 1 | 1 | stuk | Accessories for Plug-in Distribution Systems 250A | BE31330 | SB (MCB&RCD Cat.B) | stuk | SmissLine Starterspakket 3L N 84M | Paquet de départ pour Smissline TP | ZLSP950E84-3LN Starterpaket Smissline TP Power Bar 400A | ZLSP950E84-3LN - Starter pack Power |  | 5.14
2CCF212328A0001 | ZLSP950E86-3LN | Active | 7612271489625 | 700.29 | 1 | 1 | stuk | Accessories for Plug-in Distribution Systems 250A | BE31330 | SB (MCB&RCD Cat.B) | stuk | SmissLine Starterspakket 3L N 86M | Paquet de départ pour Smissline TP | ZLSP950E86-3LN Starterpaket Smissline TP Power Bar 400A | ZLSP950E86-3LN - Starter pack Power |  | 5.14
2CCF212329A0001 | ZLSP950E88-3LN | Active | 7612271489649 | 715.95 | 1 | 1 | stuk | Accessories for Plug-in Distribution Systems 250A | BE31330 | SB (MCB&RCD Cat.B) | stuk | SmissLine Starterspakket 3L N 88M | Paquet de départ pour Smissline TP | ZLSP950E88-3LN Starterpaket Smissline TP Power Bar 400A | ZLSP950E88-3LN - Starter pack Power |  | 5.14
2CCF212330A0001 | ZLSP950E90-3LN | Active | 7612271489663 | 732.84 | 1 | 1 | stuk | Accessories for Plug-in Distribution Systems 250A | BE31330 | SB (MCB&RCD Cat.B) | stuk | SmissLine Starterspakket 3L N 90M | Paquet de départ pour Smissline TP | ZLSP950E90-3LN Starterpaket Smissline TP Power Bar 400A | ZLSP950E90-3LN - Starter pack Power |  | 5.14
2CCF212331A0001 | ZLSP950E92-3LN | Active | 7612271489687 | 748.5 | 1 | 1 | stuk | Accessories for Plug-in Distribution Systems 250A | BE31330 | SB (MCB&RCD Cat.B) | stuk | SmissLine Starterspakket 3L N 92M | Paquet de départ pour Smissline TP | ZLSP950E92-3LN Starterpaket Smissline TP Power Bar 400A | ZLSP950E92-3LN - Starter pack Power |  | 5.14
2CCF212332A0001 | ZLSP950E94-3LN | Active | 7612271489700 | 762.96 | 1 | 1 | stuk | Accessories for Plug-in Distribution Systems 250A | BE31330 | SB (MCB&RCD Cat.B) | stuk | SmissLine Starterspakket 3L N 94M | Paquet de départ pour Smissline TP | ZLSP950E94-3LN Starterpaket Smissline TP Power Bar 400A | ZLSP950E94-3LN - Starter pack Power |  | 5.14
2CCF212333A0001 | ZLSP950E96-3LN | Active | 7612271489724 | 779.85 | 1 | 1 | stuk | Accessories for Plug-in Distribution Systems 250A | BE31330 | SB (MCB&RCD Cat.B) | stuk | SmissLine Starterspakket 3L N 96M | Paquet de départ pour Smissline TP | ZLSP950E96-3LN Starterpaket Smissline TP Power Bar 400A | ZLSP950E96-3LN - Starter pack Power |  | 5.14
2CCF212334A0001 | ZLSP950E98-3LN | Active | 7612271489748 | 795.51 | 1 | 1 | stuk | Accessories for Plug-in Distribution Systems 250A | BE31330 | SB (MCB&RCD Cat.B) | stuk | SmissLine Starterspakket 3L N 98M | Paquet de départ pour Smissline TP | ZLSP950E98-3LN Starterpaket Smissline TP Power Bar 400A | ZLSP950E98-3LN - Starter pack Power |  | 5.14
2CCF212335A0001 | ZLSP950E100-3LN | Active | 7612271489762 | 812.37 | 1 | 1 | stuk | Accessories for Plug-in Distribution Systems 250A | BE31330 | SB (MCB&RCD Cat.B) | stuk | SmissLine Starterspakket 3L N 100M | Paquet de départ pour Smissline TP | ZLSP950E100-3LN Starterpaket Smissline TP Power Bar 400A | ZLSP950E100-3LN - Starter pack Power |  | 5.14
2CCF212336A0001 | ZLSP950E102-3LN | Active | 7612271489786 | 828.06 | 1 | 1 | stuk | Accessories for Plug-in Distribution Systems 250A | BE31330 | SB (MCB&RCD Cat.B) | stuk | SmissLine Starterspakket 3L N 102M | Paquet de départ pour Smissline TP | ZLSP950E102-3LN Starterpaket Smissline TP Power Bar 400A | ZLSP950E102-3LN - Starter pack Power |  | 5.14
2CCF212337A0001 | ZLSP950E104-3LN | Active | 7612271489809 | 844.92 | 1 | 1 | stuk | Accessories for Plug-in Distribution Systems 250A | BE31330 | SB (MCB&RCD Cat.B) | stuk | SmissLine Starterspakket 3L N 104M | Paquet de départ pour Smissline TP | ZLSP950E104-3LN Starterpaket Smissline TP Power Bar 400A | ZLSP950E104-3LN - Starter pack Power |  | 5.14
2CCF212338A0001 | ZLSP950E106-3LN | Active | 7612271489823 | 860.6 | 1 | 1 | stuk | Accessories for Plug-in Distribution Systems 250A | BE31330 | SB (MCB&RCD Cat.B) | stuk | SmissLine Starterspakket 3L N 106M | Paquet de départ pour Smissline TP | ZLSP950E106-3LN Starterpaket Smissline TP Power Bar 400A | ZLSP950E106-3LN - Starter pack Power |  | 5.14
2CCF212339A0001 | ZLSP950E108-3LN | Active | 7612271489847 | 877.49 | 1 | 1 | stuk | Accessories for Plug-in Distribution Systems 250A | BE31330 | SB (MCB&RCD Cat.B) | stuk | SmissLine Starterspakket 3L N 108M | Paquet de départ pour Smissline TP | ZLSP950E108-3LN Starterpaket Smissline TP Power Bar 400A | ZLSP950E108-3LN - Starter pack Power |  | 5.14
2CCF212340A0001 | ZLSP950E110-3LN | Active | 7612271489861 | 891.93 | 1 | 1 | stuk | Accessories for Plug-in Distribution Systems 250A | BE31330 | SB (MCB&RCD Cat.B) | stuk | SmissLine Starterspakket 3L N 110M | Paquet de départ pour Smissline TP | ZLSP950E110-3LN Starterpaket Smissline TP Power Bar 400A | ZLSP950E110-3LN - Starter pack Power |  | 5.14
2CCF212400A0001 | ZLSP950E30-3LNLALB | Active | 7612271489885 | 266.36 | 1 | 1 | stuk | Accessories for Plug-in Distribution Systems 250A | BE31330 | SB (MCB&RCD Cat.B) | stuk | SmissLine Starterspakket 3L N LA LB 30M | Paquet de départ pour Smissline TP | ZLSP950E30-3LNLALB Starterpaket Smissline TP Power Bar 400A | ZLSP950E30-3LNLALB - Starter pack Power |  | 5.14
2CCF212401A0001 | ZLSP950E32-3LNLALB | Active | 7612271489908 | 284.46 | 1 | 1 | stuk | Accessories for Plug-in Distribution Systems 250A | BE31330 | SB (MCB&RCD Cat.B) | stuk | SmissLine Starterspakket 3L N LA LB 32M | Paquet de départ pour Smissline TP | ZLSP950E32-3LNLALB Starterpaket Smissline TP Power Bar 400A | ZLSP950E32-3LNLALB - Starter pack Power |  | 5.14
2CCF212402A0001 | ZLSP950E34-3LNLALB | Active | 7612271489922 | 301.33 | 1 | 1 | stuk | Accessories for Plug-in Distribution Systems 250A | BE31330 | SB (MCB&RCD Cat.B) | stuk | SmissLine Starterspakket 3L N LA LB 34M | Paquet de départ pour Smissline TP | ZLSP950E34-3LNLALB Starterpaket Smissline TP Power Bar 400A | ZLSP950E34-3LNLALB - Starter pack Power |  | 5.14
2CCF212403A0001 | ZLSP950E36-3LNLALB | Active | 7612271489946 | 319.41 | 1 | 1 | stuk | Accessories for Plug-in Distribution Systems 250A | BE31330 | SB (MCB&RCD Cat.B) | stuk | SmissLine Starterspakket 3L N LA LB 36M | Paquet de départ pour Smissline TP | ZLSP950E36-3LNLALB Starterpaket Smissline TP Power Bar 400A | ZLSP950E36-3LNLALB - Starter pack Power |  | 5.14
2CCF212404A0001 | ZLSP950E38-3LNLALB | Active | 7612271489960 | 336.28 | 1 | 1 | stuk | Accessories for Plug-in Distribution Systems 250A | BE31330 | SB (MCB&RCD Cat.B) | stuk | SmissLine Starterspakket 3L N LA LB 38M | Paquet de départ pour Smissline TP | ZLSP950E38-3LNLALB Starterpaket Smissline TP Power Bar 400A | ZLSP950E38-3LNLALB - Starter pack Power |  | 5.14
2CCF212405A0001 | ZLSP950E40-3LNLALB | Active | 7612271489984 | 354.36 | 1 | 1 | stuk | Accessories for Plug-in Distribution Systems 250A | BE31330 | SB (MCB&RCD Cat.B) | stuk | SmissLine Starterspakket 3L N LA LB 40M | Paquet de départ pour Smissline TP | ZLSP950E40-3LNLALB Starterpaket Smissline TP Power Bar 400A | ZLSP950E40-3LNLALB - Starter pack Power |  | 5.14
2CCF212406A0001 | ZLSP950E42-3LNLALB | Active | 7612271490003 | 372.44 | 1 | 1 | stuk | Accessories for Plug-in Distribution Systems 250A | BE31330 | SB (MCB&RCD Cat.B) | stuk | SmissLine Starterspakket 3L N LA LB 42M | Paquet de départ pour Smissline TP | ZLSP950E42-3LNLALB Starterpaket Smissline TP Power Bar 400A | ZLSP950E42-3LNLALB - Starter pack Power |  | 5.14
2CCF212407A0001 | ZLSP950E44-3LNLALB | Active | 7612271490027 | 389.32 | 1 | 1 | stuk | Accessories for Plug-in Distribution Systems 250A | BE31330 | SB (MCB&RCD Cat.B) | stuk | SmissLine Starterspakket 3L N LA LB 44M | Paquet de départ pour Smissline TP | ZLSP950E44-3LNLALB Starterpaket Smissline TP Power Bar 400A | ZLSP950E44-3LNLALB - Starter pack Power |  | 5.14
2CCF212408A0001 | ZLSP950E46-3LNLALB | Active | 7612271490041 | 406.18 | 1 | 1 | stuk | Accessories for Plug-in Distribution Systems 250A | BE31330 | SB (MCB&RCD Cat.B) | stuk | SmissLine Starterspakket 3L N LA LB 46M | Paquet de départ pour Smissline TP | ZLSP950E46-3LNLALB Starterpaket Smissline TP Power Bar 400A | ZLSP950E46-3LNLALB - Starter pack Power |  | 5.14
2CCF212409A0001 | ZLSP950E48-3LNLALB | Active | 7612271490065 | 424.27 | 1 | 1 | stuk | Accessories for Plug-in Distribution Systems 250A | BE31330 | SB (MCB&RCD Cat.B) | stuk | SmissLine Starterspakket 3L N LA LB 48M | Paquet de départ pour Smissline TP | ZLSP950E48-3LNLALB Starterpaket Smissline TP Power Bar 400A | ZLSP950E48-3LNLALB - Starter pack Power |  | 5.14
2CCF212410A0001 | ZLSP950E50-3LNLALB | Active | 7612271490089 | 441.15 | 1 | 1 | stuk | Accessories for Plug-in Distribution Systems 250A | BE31330 | SB (MCB&RCD Cat.B) | stuk | SmissLine Starterspakket 3L N LA LB 50M | Paquet de départ pour Smissline TP | ZLSP950E50-3LNLALB Starterpaket Smissline TP Power Bar 400A | ZLSP950E50-3LNLALB - Starter pack Power |  | 5.14
2CCF212411A0001 | ZLSP950E52-3LNLALB | Active | 7612271490102 | 459.24 | 1 | 1 | stuk | Accessories for Plug-in Distribution Systems 250A | BE31330 | SB (MCB&RCD Cat.B) | stuk | SmissLine Starterspakket 3L N LA LB 52M | Paquet de départ pour Smissline TP | ZLSP950E52-3LNLALB Starterpaket Smissline TP Power Bar 400A | ZLSP950E52-3LNLALB - Starter pack Power |  | 5.14
2CCF212412A0001 | ZLSP950E54-3LNLALB | Active | 7612271490126 | 474.9 | 1 | 1 | stuk | Accessories for Plug-in Distribution Systems 250A | BE31330 | SB (MCB&RCD Cat.B) | stuk | SmissLine Starterspakket 3L N LA LB 54M | Paquet de départ pour Smissline TP | ZLSP950E54-3LNLALB Starterpaket Smissline TP Power Bar 400A | ZLSP950E54-3LNLALB - Starter pack Power |  | 5.14
2CCF212413A0001 | ZLSP950E56-3LNLALB | Active | 7612271490140 | 492.99 | 1 | 1 | stuk | Accessories for Plug-in Distribution Systems 250A | BE31330 | SB (MCB&RCD Cat.B) | stuk | SmissLine Starterspakket 3L N LA LB 56M | Paquet de départ pour Smissline TP | ZLSP950E56-3LNLALB Starterpaket Smissline TP Power Bar 400A | ZLSP950E56-3LNLALB - Starter pack Power |  | 5.14
2CCF212414A0001 | ZLSP950E58-3LNLALB | Active | 7612271490164 | 511.06 | 1 | 1 | stuk | Accessories for Plug-in Distribution Systems 250A | BE31330 | SB (MCB&RCD Cat.B) | stuk | SmissLine Starterspakket 3L N LA LB 58M | Paquet de départ pour Smissline TP | ZLSP950E58-3LNLALB Starterpaket Smissline TP Power Bar 400A | ZLSP950E58-3LNLALB - Starter pack Power |  | 5.14
2CCF212415A0001 | ZLSP950E60-3LNLALB | Active | 7612271490188 | 527.93 | 1 | 1 | stuk | Accessories for Plug-in Distribution Systems 250A | BE31330 | SB (MCB&RCD Cat.B) | stuk | SmissLine Starterspakket 3L N LA LB 60M | Paquet de départ pour Smissline TP | ZLSP950E60-3LNLALB Starterpaket Smissline TP Power Bar 400A | ZLSP950E60-3LNLALB - Starter pack Power |  | 5.14
2CCF212416A0001 | ZLSP950E62-3LNLALB | Active | 7612271490201 | 544.8 | 1 | 1 | stuk | Accessories for Plug-in Distribution Systems 250A | BE31330 | SB (MCB&RCD Cat.B) | stuk | SmissLine Starterspakket 3L N LA LB 62M | Paquet de départ pour Smissline TP | ZLSP950E62-3LNLALB Starterpaket Smissline TP Power Bar 400A | ZLSP950E62-3LNLALB - Starter pack Power |  | 5.14
2CCF212417A0001 | ZLSP950E64-3LNLALB | Active | 7612271490225 | 562.87 | 1 | 1 | stuk | Accessories for Plug-in Distribution Systems 250A | BE31330 | SB (MCB&RCD Cat.B) | stuk | SmissLine Starterspakket 3L N LA LB 64M | Paquet de départ pour Smissline TP | ZLSP950E64-3LNLALB Starterpaket Smissline TP Power Bar 400A | ZLSP950E64-3LNLALB - Starter pack Power |  | 5.14
2CCF212418A0001 | ZLSP950E66-3LNLALB | Active | 7612271490249 | 579.76 | 1 | 1 | stuk | Accessories for Plug-in Distribution Systems 250A | BE31330 | SB (MCB&RCD Cat.B) | stuk | SmissLine Starterspakket 3L N LA LB 66M | Paquet de départ pour Smissline TP | ZLSP950E66-3LNLALB Starterpaket Smissline TP Power Bar 400A | ZLSP950E66-3LNLALB - Starter pack Power |  | 5.14
2CCF212419A0001 | ZLSP950E68-3LNLALB | Active | 7612271490263 | 597.83 | 1 | 1 | stuk | Accessories for Plug-in Distribution Systems 250A | BE31330 | SB (MCB&RCD Cat.B) | stuk | SmissLine Starterspakket 3L N LA LB 68M | Paquet de départ pour Smissline TP | ZLSP950E68-3LNLALB Starterpaket Smissline TP Power Bar 400A | ZLSP950E68-3LNLALB - Starter pack Power |  | 5.14
2CCF212420A0001 | ZLSP950E70-3LNLALB | Active | 7612271490287 | 614.71 | 1 | 1 | stuk | Accessories for Plug-in Distribution Systems 250A | BE31330 | SB (MCB&RCD Cat.B) | stuk | SmissLine Starterspakket 3L N LA LB 70M | Paquet de départ pour Smissline TP | ZLSP950E70-3LNLALB Starterpaket Smissline TP Power Bar 400A | ZLSP950E70-3LNLALB - Starter pack Power |  | 5.14
2CCF212421A0001 | ZLSP950E72-3LNLALB | Active | 7612271490300 | 632.79 | 1 | 1 | stuk | Accessories for Plug-in Distribution Systems 250A | BE31330 | SB (MCB&RCD Cat.B) | stuk | SmissLine Starterspakket 3L N LA LB 72M | Paquet de départ pour Smissline TP | ZLSP950E72-3LNLALB Starterpaket Smissline TP Power Bar 400A | ZLSP950E72-3LNLALB - Starter pack Power |  | 5.14
2CCF212422A0001 | ZLSP950E74-3LNLALB | Active | 7612271490324 | 649.67 | 1 | 1 | stuk | Accessories for Plug-in Distribution Systems 250A | BE31330 | SB (MCB&RCD Cat.B) | stuk | SmissLine Starterspakket 3L N LA LB 74M | Paquet de départ pour Smissline TP | ZLSP950E74-3LNLALB Starterpaket Smissline TP Power Bar 400A | ZLSP950E74-3LNLALB - Starter pack Power |  | 5.14
2CCF212423A0001 | ZLSP950E76-3LNLALB | Active | 7612271490348 | 666.53 | 1 | 1 | stuk | Accessories for Plug-in Distribution Systems 250A | BE31330 | SB (MCB&RCD Cat.B) | stuk | SmissLine Starterspakket 3L N LA LB 76M | Paquet de départ pour Smissline TP | ZLSP950E76-3LNLALB Starterpaket Smissline TP Power Bar 400A | ZLSP950E76-3LNLALB - Starter pack Power |  | 5.14
2CCF212424A0001 | ZLSP950E78-3LNLALB | Active | 7612271490362 | 683.4 | 1 | 1 | stuk | Accessories for Plug-in Distribution Systems 250A | BE31330 | SB (MCB&RCD Cat.B) | stuk | SmissLine Starterspakket 3L N LA LB 78M | Paquet de départ pour Smissline TP | ZLSP950E78-3LNLALB Starterpaket Smissline TP Power Bar 400A | ZLSP950E78-3LNLALB - Starter pack Power |  | 5.14
2CCF212425A0001 | ZLSP950E80-3LNLALB | Active | 7612271490386 | 701.49 | 1 | 1 | stuk | Accessories for Plug-in Distribution Systems 250A | BE31330 | SB (MCB&RCD Cat.B) | stuk | SmissLine Starterspakket 3L N LA LB 80M | Paquet de départ pour Smissline TP | ZLSP950E80-3LNLALB Starterpaket Smissline TP Power Bar 400A | ZLSP950E80-3LNLALB - Starter pack Power |  | 5.14
2CCF212426A0001 | ZLSP950E82-3LNLALB | Active | 7612271490409 | 718.38 | 1 | 1 | stuk | Accessories for Plug-in Distribution Systems 250A | BE31330 | SB (MCB&RCD Cat.B) | stuk | SmissLine Starterspakket 3L N LA LB 82M | Paquet de départ pour Smissline TP | ZLSP950E82-3LNLALB Starterpaket Smissline TP Power Bar 400A | ZLSP950E82-3LNLALB - Starter pack Power |  | 5.14
2CCF212427A0001 | ZLSP950E84-3LNLALB | Active | 7612271490423 | 736.45 | 1 | 1 | stuk | Accessories for Plug-in Distribution Systems 250A | BE31330 | SB (MCB&RCD Cat.B) | stuk | SmissLine Starterspakket 3L N LA LB 84M | Paquet de départ pour Smissline TP | ZLSP950E84-3LNLALB Starterpaket Smissline TP Power Bar 400A | ZLSP950E84-3LNLALB - Starter pack Power |  | 5.14
2CCF212428A0001 | ZLSP950E86-3LNLALB | Active | 7612271490447 | 753.34 | 1 | 1 | stuk | Accessories for Plug-in Distribution Systems 250A | BE31330 | SB (MCB&RCD Cat.B) | stuk | SmissLine Starterspakket 3L N LA LB 86M | Paquet de départ pour Smissline TP | ZLSP950E86-3LNLALB Starterpaket Smissline TP Power Bar 400A | ZLSP950E86-3LNLALB - Starter pack Power |  | 5.14
2CCF212429A0001 | ZLSP950E88-3LNLALB | Active | 7612271490461 | 771.4 | 1 | 1 | stuk | Accessories for Plug-in Distribution Systems 250A | BE31330 | SB (MCB&RCD Cat.B) | stuk | SmissLine Starterspakket 3L N LA LB 88M | Paquet de départ pour Smissline TP | ZLSP950E88-3LNLALB Starterpaket Smissline TP Power Bar 400A | ZLSP950E88-3LNLALB - Starter pack Power |  | 5.14
2CCF212430A0001 | ZLSP950E90-3LNLALB | Active | 7612271490485 | 788.28 | 1 | 1 | stuk | Accessories for Plug-in Distribution Systems 250A | BE31330 | SB (MCB&RCD Cat.B) | stuk | SmissLine Starterspakket 3L N LA LB 90M | Paquet de départ pour Smissline TP | ZLSP950E90-3LNLALB Starterpaket Smissline TP Power Bar 400A | ZLSP950E90-3LNLALB - Starter pack Power |  | 5.14
2CCF212431A0001 | ZLSP950E92-3LNLALB | Active | 7612271490508 | 806.35 | 1 | 1 | stuk | Accessories for Plug-in Distribution Systems 250A | BE31330 | SB (MCB&RCD Cat.B) | stuk | SmissLine Starterspakket 3L N LA LB 92M | Paquet de départ pour Smissline TP | ZLSP950E92-3LNLALB Starterpaket Smissline TP Power Bar 400A | ZLSP950E92-3LNLALB - Starter pack Power |  | 5.14
2CCF212432A0001 | ZLSP950E94-3LNLALB | Active | 7612271490522 | 822.02 | 1 | 1 | stuk | Accessories for Plug-in Distribution Systems 250A | BE31330 | SB (MCB&RCD Cat.B) | stuk | SmissLine Starterspakket 3L N LA LB 94M | Paquet de départ pour Smissline TP | ZLSP950E94-3LNLALB Starterpaket Smissline TP Power Bar 400A | ZLSP950E94-3LNLALB - Starter pack Power |  | 5.14
2CCF212433A0001 | ZLSP950E96-3LNLALB | Active | 7612271490546 | 840.11 | 1 | 1 | stuk | Accessories for Plug-in Distribution Systems 250A | BE31330 | SB (MCB&RCD Cat.B) | stuk | SmissLine Starterspakket 3L N LA LB 96M | Paquet de départ pour Smissline TP | ZLSP950E96-3LNLALB Starterpaket Smissline TP Power Bar 400A | ZLSP950E96-3LNLALB - Starter pack Power |  | 5.14
2CCF212434A0001 | ZLSP950E98-3LNLALB | Active | 7612271490560 | 856.98 | 1 | 1 | stuk | Accessories for Plug-in Distribution Systems 250A | BE31330 | SB (MCB&RCD Cat.B) | stuk | SmissLine Starterspakket 3L N LA LB 98M | Paquet de départ pour Smissline TP | ZLSP950E98-3LNLALB Starterpaket Smissline TP Power Bar 400A | ZLSP950E98-3LNLALB - Starter pack Power |  | 5.14
2CCF212435A0001 | ZLSP950E100-3LNLAL | Active | 7612271490584 | 875.07 | 1 | 1 | stuk | Accessories for Plug-in Distribution Systems 250A | BE31330 | SB (MCB&RCD Cat.B) | stuk | SmissLine Starterspakket 3L N LA LB 100M | Paquet de départ pour Smissline TP | ZLSP950E100-3LNLALB Starterpaket Smissline TP Power Bar 400A | ZLSP950E100-3LNLAL - Starter pack Power |  | 5.14
2CCF212436A0001 | ZLSP950E102-3LNLAL | Active | 7612271490607 | 891.93 | 1 | 1 | stuk | Accessories for Plug-in Distribution Systems 250A | BE31330 | SB (MCB&RCD Cat.B) | stuk | SmissLine Starterspakket 3L N LA LB 102M | Paquet de départ pour Smissline TP | ZLSP950E102-3LNLALB Starterpaket Smissline TP Power Bar 400A | ZLSP950E102-3LNLAL - Starter pack Power |  | 5.14
2CCF212437A0001 | ZLSP950E104-3LNLAL | Active | 7612271490621 | 907.6 | 1 | 1 | stuk | Accessories for Plug-in Distribution Systems 250A | BE31330 | SB (MCB&RCD Cat.B) | stuk | SmissLine Starterspakket 3L N LA LB 104M | Paquet de départ pour Smissline TP | ZLSP950E104-3LNLALB Starterpaket Smissline TP Power Bar 400A | ZLSP950E104-3LNLAL - Starter pack Power |  | 5.14
2CCF212438A0001 | ZLSP950E106-3LNLAL | Active | 7612271490645 | 925.67 | 1 | 1 | stuk | Accessories for Plug-in Distribution Systems 250A | BE31330 | SB (MCB&RCD Cat.B) | stuk | SmissLine Starterspakket 3L N LA LB 106M | Paquet de départ pour Smissline TP | ZLSP950E106-3LNLALB Starterpaket Smissline TP Power Bar 400A | ZLSP950E106-3LNLAL - Starter pack Power |  | 5.14
2CCF212439A0001 | ZLSP950E108-3LNLAL | Active | 7612271490669 | 942.55 | 1 | 1 | stuk | Accessories for Plug-in Distribution Systems 250A | BE31330 | SB (MCB&RCD Cat.B) | stuk | SmissLine Starterspakket 3L N LA LB 108M | Paquet de départ pour Smissline TP | ZLSP950E108-3LNLALB Starterpaket Smissline TP Power Bar 400A | ZLSP950E108-3LNLAL - Starter pack Power |  | 5.14
2CCF212440A0001 | ZLSP950E110-3LNLAL | Active | 7612271490683 | 960.63 | 1 | 1 | stuk | Accessories for Plug-in Distribution Systems 250A | BE31330 | SB (MCB&RCD Cat.B) | stuk | SmissLine Starterspakket 3L N LA LB 110M | Paquet de départ pour Smissline TP | ZLSP950E110-3LNLALB Starterpaket Smissline TP Power Bar 400A | ZLSP950E110-3LNLAL - Starter pack Power |  | 5.14
2CCF544110E0250 | F404A25/0,03 | Active | 7612270104253 | 226.6 | 1 | 1 | stuk | F400 | BE31330 | SB (MCB&RCD Cat.B) | stuk | Differentieel F400 4P 25A 30mA | Différentiel F400 4P 25A 30mA | FI-Schutzschalter F400 4P 25A 30mA | RCD F400 4P 25A 30mA |  | 5.14
2CCF544110E0400 | F404A40/0,03 | Active | 7612270104260 | 247.09 | 1 | 1 | stuk | F400 | BE31330 | SB (MCB&RCD Cat.B) | stuk | Differentieel F400 4P 40A 30mA | Différentiel F400 4P 40A 30mA | FI-Schutzschalter F400 4P 40A 30mA | RCD F400 4P 40A 30mA |  | 5.14
2CCF544110E0630 | F404A63/0.03 | Active | 7612270104291 | 402.58 | 1 | 1 | stuk | F400 | BE31330 | SB (MCB&RCD Cat.B) | stuk | Differentieel F400 4P 63A 30mA | Différentiel F400 4P 63A 30mA | FI-Schutzschalter F400 4P 63A 30mA | RCD F400 4P 63A 30mA |  | 5.14
2CCF544110E0631 | F404A-LF63/0.03 | Active | 7612270104376 | 975.09 | 1 | 1 | stuk | F400 | BE31330 | SB (MCB&RCD Cat.B) | stuk | Differentieel F400 4P 63A 30mA LF | Différentiel F400 4P 63A 30mA LF | FI-Schutzschalter F400 4P 63A 30mA LF | RCD F400 4P 63A 30mA LF |  | 5.14
2CCF544120E0400 | F404 A-40/0,1 | Active | 7612270104277 | 372.44 | 1 | 1 | stuk | F400 | BE31330 | SB (MCB&RCD Cat.B) | stuk | Differentieel F400 4P 40A 100mA | Différentiel F400 4P 40A 100mA | FI-Schutzschalter F400 4P 40A 100mA | RCD F400 4P 40A 100mA |  | 5.14
2CCF544120E0630 | F404 A-63/0,1 | Active | 7612270104307 | 412.23 | 1 | 1 | stuk | F400 | BE31330 | SB (MCB&RCD Cat.B) | stuk | Differentieel F400 4P 63A 100mA | Différentiel F400 4P 63A 100mA | FI-Schutzschalter F400 4P 63A 100mA | RCD F400 4P 63A 100mA |  | 5.14
2CCF544130E0400 | F404A40/0,3 | Active | 7612270104284 | 271.2 | 1 | 1 | stuk | F400 | BE31330 | SB (MCB&RCD Cat.B) | stuk | Differentieel F400 4P 40A 300mA | Différentiel F400 4P 40A 300mA | FI-Schutzschalter F400 4P 40A 300mA | RCD F400 4P 40A 300mA |  | 5.14
2CCF544130E0630 | F404A63/0.3 | Active | 7612270104314 | 368.82 | 1 | 1 | stuk | F400 | BE31330 | SB (MCB&RCD Cat.B) | stuk | Differentieel F400 4P 63A 300mA | Différentiel F400 4P 63A 300mA | FI-Schutzschalter F400 4P 63A 300mA | RCD F400 4P 63A 300mA |  | 5.14
2CCF544130E0631 | F404A-LF63/0.3 | Active | 7612270104383 | 871.44 | 1 | 1 | stuk | F400 | BE31330 | SB (MCB&RCD Cat.B) | stuk | Differentieel F400 4P 63A 300mA LF | Différentiel F400 4P 63A 300mA LF | FI-Schutzschalter F400 4P 63A 300mA LF | RCD F400 4P 63A 300mA LF |  | 5.14
2CCF544160E0630 | IS40463 | Active | 7612270104390 | 154.29 | 1 | 1 | stuk | IS463 | BE31330 | SB (MCB&RCD Cat.B) | stuk | L.Scheider Smissline IS404 4P 63A | Loadbreakswitch 63A | IS40463 Lasttrennschalter In 63A,4P,steckbar | IS40463 Switch Disconnector |  | 5.14
2CCF544220E0630 | F404 A-S63/0,1 | Active | 7612270104352 | 412.23 | 1 | 1 | stuk | F400 | BE31330 | SB (MCB&RCD Cat.B) | stuk | Differentieel F400 4P 63A 100mA S | Différentiel F400 4P 63A 100mA S | FI-Schutzschalter F400 4P 63A 100mA S | RCD F400 4P 63A 100mA S |  | 5.14
2CCF544230E0630 | F404 A S-63/0,3 | Active | 7612270104369 | 473.69 | 1 | 1 | stuk | F400 | BE31330 | SB (MCB&RCD Cat.B) | stuk | Differentieel F400 4P 63A 300mA S | Différentiel F400 4P 63A 300mA S | FI-Schutzschalter F400 4P 63A 300mA S | RCD F400 4P 63A 300mA S |  | 5.14
2CCF544310E0400 | F404A-K40/0,03 | Active | 7612270104321 | 332.68 | 1 | 1 | stuk | F400 | BE31330 | SB (MCB&RCD Cat.B) | stuk | Differentieel F400 4P 40A 30mA S | Différentiel F400 4P 40A 30mA S | FI-Schutzschalter F400 4P 40A 30mA S | RCD F400 4P 40A 30mA S |  | 5.14
2CCF544310E0630 | F404A-K63/0,03 | Active | 7612270104345 | 520.7 | 1 | 1 | stuk | F400 | BE31330 | SB (MCB&RCD Cat.B) | stuk | Differentieel F400 4P 63A 30mA S | Différentiel F400 4P 63A 30mA S | FI-Schutzschalter F400 4P 63A 30mA S | RCD F400 4P 63A 30mA S |  | 5.14
2CCF544320E0400 | F404A-K40/0,1 | Active | 7612270104338 | 662.92 | 1 | 1 | stuk | F400 | BE31330 | SB (MCB&RCD Cat.B) | stuk | Differentieel F400 4P 40A 100mA S | Différentiel F400 4P 40A 100mA S | FI-Schutzschalter F400 4P 40A 100mA S | RCD F400 4P 40A 100mA S |  | 5.14
2CCF606000R0001 | OVR4044L40-275PTSQS | Active | 7612271455491 | 492.03 | 1 | 1 | stuk | OVR404 | BE31330 | SB (MCB&RCD Cat.B) | stuk | OVR404 4L 40-275 P TS QS Surge Arrester | OVR404 4L 40-275 P TS QS Surge Arrester | OVR404 4L 40-275 P TS QS Smissline Überspannungsableiter | OVR404 4L 40-275 P TS QS Surge Arrester |  | 5.14
2CCF606002R0001 | OVR4043N40-275PTSQS | Active | 7612271455507 | 534.87 | 1 | 1 | stuk | OVR404 | BE31330 | SB (MCB&RCD Cat.B) | stuk | OVR404 3N 40-275 P TS QS Surge Arrester | OVR404 3N 40-275 P TS QS Surge Arrester | OVR404 3N 40-275 P TS QS Smissline Überspannungsableiter | OVR404 3N 40-275 P TS QS Surge Arrester |  | 5.14
2CCF800158R0001 | ZLS201E6 | Active | 7612270016778 | 4.35 | 1 | 1 | stuk | Accessories for Plug-in Distribution Systems 125A | BE31330 | SB (MCB&RCD Cat.B) | stuk | SmissLine voedingsrails 100A 6M | SmissLine barres d'alimentation 100A 6M | SmissLine stromschiene 100A 6M | SmissLine feeder busbar 100A 6M |  | 5.14
2CCF800159R0001 | ZLS201E8 | Active | 7612270016983 | 5.19 | 1 | 1 | stuk | Accessories for Plug-in Distribution Systems 125A | BE31330 | SB (MCB&RCD Cat.B) | stuk | SmissLine voedingsrails 100A 8M | SmissLine barres d'alimentation 100A 8M | SmissLine stromschiene 100A 8M | SmissLine feeder busbar 100A 8M |  | 5.14
2CCF800160R0001 | ZLS201E12 | Active | 7612270016211 | 7.5 | 1 | 1 | stuk | Accessories for Plug-in Distribution Systems 125A | BE31330 | SB (MCB&RCD Cat.B) | stuk | SmissLine voedingsrails 100A 12M | SmissLine barres d'alimentation 100A 12M | SmissLine stromschiene 100A 12M | SmissLine feeder busbar 100A 12M |  | 5.14
2CCF800161R0001 | ZLS201E14 | Active | 7612270016310 | 8.33 | 1 | 1 | stuk | Accessories for Plug-in Distribution Systems 125A | BE31330 | SB (MCB&RCD Cat.B) | stuk | SmissLine voedingsrails 100A 14M | SmissLine barres d'alimentation 100A 14M | SmissLine stromschiene 100A 14M | SmissLine feeder busbar 100A 14M |  | 5.14
2CCF800162R0001 | ZLS201E16 | Active | 7612270016334 | 9.38 | 1 | 1 | stuk | Accessories for Plug-in Distribution Systems 125A | BE31330 | SB (MCB&RCD Cat.B) | stuk | SmissLine voedingsrails 100A 16M | SmissLine barres d'alimentation 100A 16M | SmissLine stromschiene 100A 16M | SmissLine feeder busbar 100A 16M |  | 5.14
2CCF800163R0001 | ZLS201E18 | Active | 7612270016358 | 10.64 | 1 | 1 | stuk | Accessories for Plug-in Distribution Systems 125A | BE31330 | SB (MCB&RCD Cat.B) | stuk | SmissLine voedingsrails 100A 18M | SmissLine barres d'alimentation 100A 18M | SmissLine stromschiene 100A 18M | SmissLine feeder busbar 100A 18M |  | 5.14
2CCF800164R0001 | ZLS201E20 | Active | 7612270016372 | 11.64 | 1 | 1 | stuk | Accessories for Plug-in Distribution Systems 125A | BE31330 | SB (MCB&RCD Cat.B) | stuk | SmissLine voedingsrails 100A 20M | SmissLine barres d'alimentation 100A 20M | SmissLine stromschiene 100A 20M | SmissLine feeder busbar 100A 20M |  | 5.14
2CCF800165R0001 | ZLS201E22 | Active | 7612270016396 | 12.73 | 1 | 1 | stuk | Accessories for Plug-in Distribution Systems 125A | BE31330 | SB (MCB&RCD Cat.B) | stuk | SmissLine voedingsrails 100A 22M | SmissLine barres d'alimentation 100A 22M | SmissLine stromschiene 100A 22M | SmissLine feeder busbar 100A 22M |  | 5.14
2CCF800167R0001 | ZLS201E26 | Active | 7612270016433 | 14.75 | 1 | 1 | stuk | Accessories for Plug-in Distribution Systems 125A | BE31330 | SB (MCB&RCD Cat.B) | stuk | SmissLine voedingsrails 100A 26M | SmissLine barres d'alimentation 100A 26M | SmissLine stromschiene 100A 26M | SmissLine feeder busbar 100A 26M |  | 5.14
2CCF800168R0001 | ZLS201E28 | Active | 7612270016457 | 15.62 | 1 | 1 | stuk | Accessories for Plug-in Distribution Systems 125A | BE31330 | SB (MCB&RCD Cat.B) | stuk | SmissLine voedingsrails 100A 28M | SmissLine barres d'alimentation 100A 28M | SmissLine stromschiene 100A 28M | SmissLine feeder busbar 100A 28M |  | 5.14
2CCF800169R0001 | ZLS201E30 | Active | 7612270016471 | 16.94 | 1 | 1 | stuk | Accessories for Plug-in Distribution Systems 125A | BE31330 | SB (MCB&RCD Cat.B) | stuk | SmissLine voedingsrails 100A 30M | SmissLine barres d'alimentation 100A 30M | SmissLine stromschiene 100A 30M | SmissLine feeder busbar 100A 30M |  | 5.14
2CCF800170R0001 | ZLS201E32 | Active | 7612270016495 | 17.93 | 1 | 1 | stuk | Accessories for Plug-in Distribution Systems 125A | BE31330 | SB (MCB&RCD Cat.B) | stuk | SmissLine voedingsrails 100A 32M | SmissLine barres d'alimentation 100A 32M | SmissLine stromschiene 100A 32M | SmissLine feeder busbar 100A 32M |  | 5.14
2CCF800171R0001 | ZLS201E34 | Active | 7612270016518 | 18.9 | 1 | 1 | stuk | Accessories for Plug-in Distribution Systems 125A | BE31330 | SB (MCB&RCD Cat.B) | stuk | SmissLine voedingsrails 100A 34M | SmissLine barres d'alimentation 100A 34M | SmissLine stromschiene 100A 34M | SmissLine feeder busbar 100A 34M |  | 5.14
2CCF800172R0001 | ZLS201E36 | Active | 7612270016532 | 19.97 | 1 | 1 | stuk | Accessories for Plug-in Distribution Systems 125A | BE31330 | SB (MCB&RCD Cat.B) | stuk | SmissLine voedingsrails 100A 36M | SmissLine barres d'alimentation 100A 36M | SmissLine stromschiene 100A 36M | SmissLine feeder busbar 100A 36M |  | 5.14
2CCF800173R0001 | ZLS201E38 | Active | 7612270016556 | 20.81 | 1 | 1 | stuk | Accessories for Plug-in Distribution Systems 125A | BE31330 | SB (MCB&RCD Cat.B) | stuk | SmissLine voedingsrails 100A 38M | SmissLine barres d'alimentation 100A 38M | SmissLine stromschiene 100A 38M | SmissLine feeder busbar 100A 38M |  | 5.14
2CCF800174R0001 | ZLS201E40 | Active | 7612270016570 | 21.87 | 1 | 1 | stuk | Accessories for Plug-in Distribution Systems 125A | BE31330 | SB (MCB&RCD Cat.B) | stuk | SmissLine voedingsrails 100A 40M | SmissLine barres d'alimentation 100A 40M | SmissLine stromschiene 100A 40M | SmissLine feeder busbar 100A 40M |  | 5.14
2CCF800175R0001 | ZLS201E42 | Active | 7612270016594 | 22.88 | 1 | 1 | stuk | Accessories for Plug-in Distribution Systems 125A | BE31330 | SB (MCB&RCD Cat.B) | stuk | SmissLine voedingsrails 100A 42M | SmissLine barres d'alimentation 100A 42M | SmissLine stromschiene 100A 42M | SmissLine feeder busbar 100A 42M |  | 5.14
2CCF800176R0001 | ZLS201E44 | Active | 7612270016617 | 23.94 | 1 | 1 | stuk | Accessories for Plug-in Distribution Systems 125A | BE31330 | SB (MCB&RCD Cat.B) | stuk | SmissLine voedingsrails 100A 44M | SmissLine barres d'alimentation 100A 44M | SmissLine stromschiene 100A 44M | SmissLine feeder busbar 100A 44M |  | 5.14
2CCF800177R0001 | ZLS201E46 | Active | 7612270016631 | 24.95 | 1 | 1 | stuk | Accessories for Plug-in Distribution Systems 125A | BE31330 | SB (MCB&RCD Cat.B) | stuk | SmissLine voedingsrails 100A 46M | SmissLine barres d'alimentation 100A 46M | SmissLine stromschiene 100A 46M | SmissLine feeder busbar 100A 46M |  | 5.14
2CCF800178R0001 | ZLS201E48 | Active | 7612270016655 | 26.28 | 1 | 1 | stuk | Accessories for Plug-in Distribution Systems 125A | BE31330 | SB (MCB&RCD Cat.B) | stuk | SmissLine voedingsrails 100A 48M | SmissLine barres d'alimentation 100A 48M | SmissLine stromschiene 100A 48M | SmissLine feeder busbar 100A 48M |  | 5.14
2CCF800179R0001 | ZLS201E50 | Active | 7612270016679 | 28.73 | 1 | 1 | stuk | Accessories for Plug-in Distribution Systems 125A | BE31330 | SB (MCB&RCD Cat.B) | stuk | SmissLine voedingsrails 100A 50M | SmissLine barres d'alimentation 100A 50M | SmissLine stromschiene 100A 50M | SmissLine feeder busbar 100A 50M |  | 5.14
2CCF800180R0001 | ZLS201E52 | Active | 7612270016693 | 28.07 | 1 | 1 | stuk | Accessories for Plug-in Distribution Systems 125A | BE31330 | SB (MCB&RCD Cat.B) | stuk | SmissLine voedingsrails 100A 52M | SmissLine barres d'alimentation 100A 52M | SmissLine stromschiene 100A 52M | SmissLine feeder busbar 100A 52M |  | 5.14
2CCF800181R0001 | ZLS201E54 | Active | 7612270016716 | 29.14 | 1 | 1 | stuk | Accessories for Plug-in Distribution Systems 125A | BE31330 | SB (MCB&RCD Cat.B) | stuk | SmissLine voedingsrails 100A 54M | SmissLine barres d'alimentation 100A 54M | SmissLine stromschiene 100A 54M | SmissLine feeder busbar 100A 54M |  | 5.14
2CCF800182R0001 | ZLS201E56 | Active | 7612270016730 | 29.97 | 1 | 1 | stuk | Accessories for Plug-in Distribution Systems 125A | BE31330 | SB (MCB&RCD Cat.B) | stuk | SmissLine voedingsrails 100A 56M | SmissLine barres d'alimentation 100A 56M | SmissLine stromschiene 100A 56M | SmissLine feeder busbar 100A 56M |  | 5.14
2CCF800183R0001 | ZLS201E58 | Active | 7612270016754 | 31.24 | 1 | 1 | stuk | Accessories for Plug-in Distribution Systems 125A | BE31330 | SB (MCB&RCD Cat.B) | stuk | SmissLine voedingsrails 100A 58M | SmissLine barres d'alimentation 100A 58M | SmissLine stromschiene 100A 58M | SmissLine feeder busbar 100A 58M |  | 5.14
2CCF800184R0001 | ZLS201E60 | Active | 7612270016785 | 32.05 | 1 | 1 | stuk | Accessories for Plug-in Distribution Systems 125A | BE31330 | SB (MCB&RCD Cat.B) | stuk | SmissLine voedingsrails 100A 60M | SmissLine barres d'alimentation 100A 60M | SmissLine stromschiene 100A 60M | SmissLine feeder busbar 100A 60M |  | 5.14
2CCF800185R0001 | ZLS201E62 | Active | 7612270016808 | 33.56 | 1 | 1 | stuk | Accessories for Plug-in Distribution Systems 125A | BE31330 | SB (MCB&RCD Cat.B) | stuk | SmissLine voedingsrails 100A 62M | SmissLine barres d'alimentation 100A 62M | SmissLine stromschiene 100A 62M | SmissLine feeder busbar 100A 62M |  | 5.14
2CCF800186R0001 | ZLS201E64 | Active | 7612270016822 | 34.11 | 1 | 1 | stuk | Accessories for Plug-in Distribution Systems 125A | BE31330 | SB (MCB&RCD Cat.B) | stuk | SmissLine voedingsrails 100A 64M | SmissLine barres d'alimentation 100A 64M | SmissLine stromschiene 100A 64M | SmissLine feeder busbar 100A 64M |  | 5.14
2CCF800187R0001 | ZLS201E66 | Active | 7612270016846 | 35.36 | 1 | 1 | stuk | Accessories for Plug-in Distribution Systems 125A | BE31330 | SB (MCB&RCD Cat.B) | stuk | SmissLine voedingsrails 100A 66M | SmissLine barres d'alimentation 100A 66M | SmissLine stromschiene 100A 66M | SmissLine feeder busbar 100A 66M |  | 5.14
2CCF800188R0001 | ZLS201E68 | Active | 7612270016860 | 36.23 | 1 | 1 | stuk | Accessories for Plug-in Distribution Systems 125A | BE31330 | SB (MCB&RCD Cat.B) | stuk | SmissLine voedingsrails 100A 68M | SmissLine barres d'alimentation 100A 68M | SmissLine stromschiene 100A 68M | SmissLine feeder busbar 100A 68M |  | 5.14
2CCF800189R0001 | ZLS201E70 | Active | 7612270016884 | 37.24 | 1 | 1 | stuk | Accessories for Plug-in Distribution Systems 125A | BE31330 | SB (MCB&RCD Cat.B) | stuk | SmissLine voedingsrails 100A 70M | SmissLine barres d'alimentation 100A 70M | SmissLine stromschiene 100A 70M | SmissLine feeder busbar 100A 70M |  | 5.14
2CCF800190R0001 | ZLS201E72 | Active | 7612270016907 | 41.03 | 1 | 1 | stuk | Accessories for Plug-in Distribution Systems 125A | BE31330 | SB (MCB&RCD Cat.B) | stuk | SmissLine voedingsrails 100A 72M | SmissLine barres d'alimentation 100A 72M | SmissLine stromschiene 100A 72M | SmissLine feeder busbar 100A 72M |  | 5.14
2CCF800191R0001 | ZLS201E74 | Active | 7612270016921 | 39.54 | 1 | 1 | stuk | Accessories for Plug-in Distribution Systems 125A | BE31330 | SB (MCB&RCD Cat.B) | stuk | SmissLine voedingsrails 100A 74M | SmissLine barres d'alimentation 100A 74M | SmissLine stromschiene 100A 74M | SmissLine feeder busbar 100A 74M |  | 5.14
2CCF800192R0001 | ZLS201E76 | Active | 7612270016945 | 40.56 | 1 | 1 | stuk | Accessories for Plug-in Distribution Systems 125A | BE31330 | SB (MCB&RCD Cat.B) | stuk | SmissLine voedingsrails 100A 76M | SmissLine barres d'alimentation 100A 76M | SmissLine stromschiene 100A 76M | SmissLine feeder busbar 100A 76M |  | 5.14
2CCF800193R0001 | ZLS201E78 | Active | 7612270016969 | 41.62 | 1 | 1 | stuk | Accessories for Plug-in Distribution Systems 125A | BE31330 | SB (MCB&RCD Cat.B) | stuk | SmissLine voedingsrails 100A 78M | SmissLine barres d'alimentation 100A 78M | SmissLine stromschiene 100A 78M | SmissLine feeder busbar 100A 78M |  | 5.14
2CCF800194R0001 | ZLS201E80 | Active | 7612270016990 | 43.17 | 1 | 1 | stuk | Accessories for Plug-in Distribution Systems 125A | BE31330 | SB (MCB&RCD Cat.B) | stuk | SmissLine voedingsrails 100A 80M | SmissLine barres d'alimentation 100A 80M | SmissLine stromschiene 100A 80M | SmissLine feeder busbar 100A 80M |  | 5.14
2CCF800195R0001 | ZLS201E82 | Active | 7612270017010 | 43.48 | 1 | 1 | stuk | Accessories for Plug-in Distribution Systems 125A | BE31330 | SB (MCB&RCD Cat.B) | stuk | SmissLine voedingsrails 100A 82M | SmissLine barres d'alimentation 100A 82M | SmissLine stromschiene 100A 82M | SmissLine feeder busbar 100A 82M |  | 5.14
2CCF800196R0001 | ZLS201E84 | Active | 7612270017034 | 44.34 | 1 | 1 | stuk | Accessories for Plug-in Distribution Systems 125A | BE31330 | SB (MCB&RCD Cat.B) | stuk | SmissLine voedingsrails 100A 84M | SmissLine barres d'alimentation 100A 84M | SmissLine stromschiene 100A 84M | SmissLine feeder busbar 100A 84M |  | 5.14
2CCF800197R0001 | ZLS201E86 | Active | 7612270017058 | 45.61 | 1 | 1 | stuk | Accessories for Plug-in Distribution Systems 125A | BE31330 | SB (MCB&RCD Cat.B) | stuk | SmissLine voedingsrails 100A 86M | SmissLine barres d'alimentation 100A 86M | SmissLine stromschiene 100A 86M | SmissLine feeder busbar 100A 86M |  | 5.14
2CCF800198R0001 | ZLS201E88 | Active | 7612270017072 | 46.87 | 1 | 1 | stuk | Accessories for Plug-in Distribution Systems 125A | BE31330 | SB (MCB&RCD Cat.B) | stuk | SmissLine voedingsrails 100A 88M | SmissLine barres d'alimentation 100A 88M | SmissLine stromschiene 100A 88M | SmissLine feeder busbar 100A 88M |  | 5.14
2CCF800199R0001 | ZLS201E90 | Active | 7612270017096 | 47.92 | 1 | 1 | stuk | Accessories for Plug-in Distribution Systems 125A | BE31330 | SB (MCB&RCD Cat.B) | stuk | SmissLine voedingsrails 100A 90M | SmissLine barres d'alimentation 100A 90M | SmissLine stromschiene 100A 90M | SmissLine feeder busbar 100A 90M |  | 5.14
2CCF800200R0001 | ZLS201E92 | Active | 7612270017119 | 48.72 | 1 | 1 | stuk | Accessories for Plug-in Distribution Systems 125A | BE31330 | SB (MCB&RCD Cat.B) | stuk | SmissLine voedingsrails 100A 92M | SmissLine barres d'alimentation 100A 92M | SmissLine stromschiene 100A 92M | SmissLine feeder busbar 100A 92M |  | 5.14
2CCF800201R0001 | ZLS201E94 | Active | 7612270017133 | 50.63 | 1 | 1 | stuk | Accessories for Plug-in Distribution Systems 125A | BE31330 | SB (MCB&RCD Cat.B) | stuk | SmissLine voedingsrails 100A 94M | SmissLine barres d'alimentation 100A 94M | SmissLine stromschiene 100A 94M | SmissLine feeder busbar 100A 94M |  | 5.14
2CCF800202R0001 | ZLS201E96 | Active | 7612270017157 | 50.58 | 1 | 1 | stuk | Accessories for Plug-in Distribution Systems 125A | BE31330 | SB (MCB&RCD Cat.B) | stuk | SmissLine voedingsrails 100A 96M | SmissLine barres d'alimentation 100A 96M | SmissLine stromschiene 100A 96M | SmissLine feeder busbar 100A 96M |  | 5.14
2CCF800203R0001 | ZLS201E98 | Active | 7612270017171 | 52.06 | 1 | 1 | stuk | Accessories for Plug-in Distribution Systems 125A | BE31330 | SB (MCB&RCD Cat.B) | stuk | SmissLine voedingsrails 100A 98M | SmissLine barres d'alimentation 100A 98M | SmissLine stromschiene 100A 98M | SmissLine feeder busbar 100A 98M |  | 5.14
2CCF800204R0001 | ZLS201E100 | Active | 7612270016006 | 52.86 | 1 | 1 | stuk | Accessories for Plug-in Distribution Systems 125A | BE31330 | SB (MCB&RCD Cat.B) | stuk | SmissLine voedingsrails 100A 100M | SmissLine barres d'alimentation 100A 100M | SmissLine stromschiene 100A 100M | SmissLine feeder busbar 100A 100M |  | 5.14
2CCF800205R0001 | ZLS201E102 | Active | 7612270016020 | 53.92 | 1 | 1 | stuk | Accessories for Plug-in Distribution Systems 125A | BE31330 | SB (MCB&RCD Cat.B) | stuk | SmissLine voedingsrails 100A 102M | SmissLine barres d'alimentation 100A 102M | SmissLine stromschiene 100A 102M | SmissLine feeder busbar 100A 102M |  | 5.14
2CCF800206R0001 | ZLS201E104 | Active | 7612270016044 | 54.93 | 1 | 1 | stuk | Accessories for Plug-in Distribution Systems 125A | BE31330 | SB (MCB&RCD Cat.B) | stuk | SmissLine voedingsrails 100A 104M | SmissLine barres d'alimentation 100A 104M | SmissLine stromschiene 100A 104M | SmissLine feeder busbar 100A 104M |  | 5.14
2CCF800207R0001 | ZLS201E106 | Active | 7612270016068 | 55.58 | 1 | 1 | stuk | Accessories for Plug-in Distribution Systems 125A | BE31330 | SB (MCB&RCD Cat.B) | stuk | SmissLine voedingsrails 100A 106M | SmissLine barres d'alimentation 100A 106M | SmissLine stromschiene 100A 106M | SmissLine feeder busbar 100A 106M |  | 5.14
2CCF800208R0001 | ZLS201E108 | Active | 7612270016082 | 56.79 | 1 | 1 | stuk | Accessories for Plug-in Distribution Systems 125A | BE31330 | SB (MCB&RCD Cat.B) | stuk | SmissLine voedingsrails 100A 108M | SmissLine barres d'alimentation 100A 108M | SmissLine stromschiene 100A 108M | SmissLine feeder busbar 100A 108M |  | 5.14
2CCF800218R0001 | ZLS203E6 | Active | 7612270017966 | 2.87 | 1 | 1 | stuk | Accessories for Plug-in Distribution Systems 125A | BE31330 | SB (MCB&RCD Cat.B) | stuk | SmissLine voedingsrails 40A 6M | SmissLine barres d'alimentation 40A 6M | SmissLine stromschiene 40A 6M | SmissLine feeder busbar 40A 6M |  | 5.14
2CCF800219R0001 | ZLS203E8 | Active | 7612270018178 | 3.57 | 1 | 1 | stuk | Accessories for Plug-in Distribution Systems 125A | BE31330 | SB (MCB&RCD Cat.B) | stuk | SmissLine voedingsrails 40A 8M | SmissLine barres d'alimentation 40A 8M | SmissLine stromschiene 40A 8M | SmissLine feeder busbar 40A 8M |  | 5.14
2CCF800220R0001 | ZLS203E12 | Active | 7612270017409 | 4.55 | 1 | 1 | stuk | Accessories for Plug-in Distribution Systems 125A | BE31330 | SB (MCB&RCD Cat.B) | stuk | SmissLine voedingsrails 40A 12M | SmissLine barres d'alimentation 40A 12M | SmissLine stromschiene 40A 12M | SmissLine feeder busbar 40A 12M |  | 5.14
2CCF800221R0001 | ZLS203E14 | Active | 7612270017508 | 5.19 | 1 | 1 | stuk | Accessories for Plug-in Distribution Systems 125A | BE31330 | SB (MCB&RCD Cat.B) | stuk | SmissLine voedingsrails 40A 14M | SmissLine barres d'alimentation 40A 14M | SmissLine stromschiene 40A 14M | SmissLine feeder busbar 40A 14M |  | 5.14
2CCF800222R0001 | ZLS203E16 | Active | 7612270017522 | 5.6 | 1 | 1 | stuk | Accessories for Plug-in Distribution Systems 125A | BE31330 | SB (MCB&RCD Cat.B) | stuk | SmissLine voedingsrails 40A 16M | SmissLine barres d'alimentation 40A 16M | SmissLine stromschiene 40A 16M | SmissLine feeder busbar 40A 16M |  | 5.14
2CCF800223R0001 | ZLS203E18 | Active | 7612270017546 | 6.44 | 1 | 1 | stuk | Accessories for Plug-in Distribution Systems 125A | BE31330 | SB (MCB&RCD Cat.B) | stuk | SmissLine voedingsrails 40A 18M | SmissLine barres d'alimentation 40A 18M | SmissLine stromschiene 40A 18M | SmissLine feeder busbar 40A 18M |  | 5.14
2CCF800224R0001 | ZLS203E20 | Active | 7612270017560 | 6.86 | 1 | 1 | stuk | Accessories for Plug-in Distribution Systems 125A | BE31330 | SB (MCB&RCD Cat.B) | stuk | SmissLine voedingsrails 40A 20M | SmissLine barres d'alimentation 40A 20M | SmissLine stromschiene 40A 20M | SmissLine feeder busbar 40A 20M |  | 5.14
2CCF800225R0001 | ZLS203E22 | Active | 7612270017584 | 7.3 | 1 | 1 | stuk | Accessories for Plug-in Distribution Systems 125A | BE31330 | SB (MCB&RCD Cat.B) | stuk | SmissLine voedingsrails 40A 22M | SmissLine barres d'alimentation 40A 22M | SmissLine stromschiene 40A 22M | SmissLine feeder busbar 40A 22M |  | 5.14
2CCF800226R0001 | ZLS203E24 | Active | 7612270017607 | 8.12 | 1 | 1 | stuk | Accessories for Plug-in Distribution Systems 125A | BE31330 | SB (MCB&RCD Cat.B) | stuk | SmissLine voedingsrails 40A 24M | SmissLine barres d'alimentation 40A 24M | SmissLine stromschiene 40A 24M | SmissLine feeder busbar 40A 24M |  | 5.14
2CCF800227R0001 | ZLS203E26 | Active | 7612270017621 | 8.57 | 1 | 1 | stuk | Accessories for Plug-in Distribution Systems 125A | BE31330 | SB (MCB&RCD Cat.B) | stuk | SmissLine voedingsrails 40A 26M | SmissLine barres d'alimentation 40A 26M | SmissLine stromschiene 40A 26M | SmissLine feeder busbar 40A 26M |  | 5.14
2CCF800228R0001 | ZLS203E28 | Active | 7612270017645 | 8.98 | 1 | 1 | stuk | Accessories for Plug-in Distribution Systems 125A | BE31330 | SB (MCB&RCD Cat.B) | stuk | SmissLine voedingsrails 40A 28M | SmissLine barres d'alimentation 40A 28M | SmissLine stromschiene 40A 28M | SmissLine feeder busbar 40A 28M |  | 5.14
2CCF800229R0001 | ZLS203E30 | Active | 7612270017669 | 9.38 | 1 | 1 | stuk | Accessories for Plug-in Distribution Systems 125A | BE31330 | SB (MCB&RCD Cat.B) | stuk | SmissLine voedingsrails 40A 30M | SmissLine barres d'alimentation 40A 30M | SmissLine stromschiene 40A 30M | SmissLine feeder busbar 40A 30M |  | 5.14
2CCF800230R0001 | ZLS203E32 | Active | 7612270017683 | 10.02 | 1 | 1 | stuk | Accessories for Plug-in Distribution Systems 125A | BE31330 | SB (MCB&RCD Cat.B) | stuk | SmissLine voedingsrails 40A 32M | SmissLine barres d'alimentation 40A 32M | SmissLine stromschiene 40A 32M | SmissLine feeder busbar 40A 32M |  | 5.14
2CCF800231R0001 | ZLS203E34 | Active | 7612270017706 | 10.77 | 1 | 1 | stuk | Accessories for Plug-in Distribution Systems 125A | BE31330 | SB (MCB&RCD Cat.B) | stuk | SmissLine voedingsrails 40A 34M | SmissLine barres d'alimentation 40A 34M | SmissLine stromschiene 40A 34M | SmissLine feeder busbar 40A 34M |  | 5.14
2CCF800232R0001 | ZLS203E36 | Active | 7612270017720 | 11.49 | 1 | 1 | stuk | Accessories for Plug-in Distribution Systems 125A | BE31330 | SB (MCB&RCD Cat.B) | stuk | SmissLine voedingsrails 40A 36M | SmissLine barres d'alimentation 40A 36M | SmissLine stromschiene 40A 36M | SmissLine feeder busbar 40A 36M |  | 5.14
2CCF800233R0001 | ZLS203E38 | Active | 7612270017744 | 11.89 | 1 | 1 | stuk | Accessories for Plug-in Distribution Systems 125A | BE31330 | SB (MCB&RCD Cat.B) | stuk | SmissLine voedingsrails 40A 38M | SmissLine barres d'alimentation 40A 38M | SmissLine stromschiene 40A 38M | SmissLine feeder busbar 40A 38M |  | 5.14
2CCF800234R0001 | ZLS203E40 | Active | 7612270017768 | 12.5 | 1 | 1 | stuk | Accessories for Plug-in Distribution Systems 125A | BE31330 | SB (MCB&RCD Cat.B) | stuk | SmissLine voedingsrails 40A 40M | SmissLine barres d'alimentation 40A 40M | SmissLine stromschiene 40A 40M | SmissLine feeder busbar 40A 40M |  | 5.14
2CCF800235R0001 | ZLS203E42 | Active | 7612270017782 | 12.92 | 1 | 1 | stuk | Accessories for Plug-in Distribution Systems 125A | BE31330 | SB (MCB&RCD Cat.B) | stuk | SmissLine voedingsrails 40A 42M | SmissLine barres d'alimentation 40A 42M | SmissLine stromschiene 40A 42M | SmissLine feeder busbar 40A 42M |  | 5.14
2CCF800236R0001 | ZLS203E44 | Active | 7612270017805 | 13.3 | 1 | 1 | stuk | Accessories for Plug-in Distribution Systems 125A | BE31330 | SB (MCB&RCD Cat.B) | stuk | SmissLine voedingsrails 40A 44M | SmissLine barres d'alimentation 40A 44M | SmissLine stromschiene 40A 44M | SmissLine feeder busbar 40A 44M |  | 5.14
2CCF800237R0001 | ZLS203E46 | Active | 7612270017829 | 13.7 | 1 | 1 | stuk | Accessories for Plug-in Distribution Systems 125A | BE31330 | SB (MCB&RCD Cat.B) | stuk | SmissLine voedingsrails 40A 46M | SmissLine barres d'alimentation 40A 46M | SmissLine stromschiene 40A 46M | SmissLine feeder busbar 40A 46M |  | 5.14
2CCF800238R0001 | ZLS203E48 | Active | 7612270017843 | 15.02 | 1 | 1 | stuk | Accessories for Plug-in Distribution Systems 125A | BE31330 | SB (MCB&RCD Cat.B) | stuk | SmissLine voedingsrails 40A 48M | SmissLine barres d'alimentation 40A 48M | SmissLine stromschiene 40A 48M | SmissLine feeder busbar 40A 48M |  | 5.14
2CCF800239R0001 | ZLS203E50 | Active | 7612270017867 | 16.07 | 1 | 1 | stuk | Accessories for Plug-in Distribution Systems 125A | BE31330 | SB (MCB&RCD Cat.B) | stuk | SmissLine voedingsrails 40A 50M | SmissLine barres d'alimentation 40A 50M | SmissLine stromschiene 40A 50M | SmissLine feeder busbar 40A 50M |  | 5.14
2CCF800240R0001 | ZLS203E52 | Active | 7612270017881 | 15.62 | 1 | 1 | stuk | Accessories for Plug-in Distribution Systems 125A | BE31330 | SB (MCB&RCD Cat.B) | stuk | SmissLine voedingsrails 40A 52M | SmissLine barres d'alimentation 40A 52M | SmissLine stromschiene 40A 52M | SmissLine feeder busbar 40A 52M |  | 5.14
2CCF800241R0001 | ZLS203E54 | Active | 7612270017904 | 16.23 | 1 | 1 | stuk | Accessories for Plug-in Distribution Systems 125A | BE31330 | SB (MCB&RCD Cat.B) | stuk | SmissLine voedingsrails 40A 54M | SmissLine barres d'alimentation 40A 54M | SmissLine stromschiene 40A 54M | SmissLine feeder busbar 40A 54M |  | 5.14
2CCF800242R0001 | ZLS203E56 | Active | 7612270017928 | 16.87 | 1 | 1 | stuk | Accessories for Plug-in Distribution Systems 125A | BE31330 | SB (MCB&RCD Cat.B) | stuk | SmissLine voedingsrails 40A 56M | SmissLine barres d'alimentation 40A 56M | SmissLine stromschiene 40A 56M | SmissLine feeder busbar 40A 56M |  | 5.14
2CCF800243R0001 | ZLS203E58 | Active | 7612270017942 | 17.23 | 1 | 1 | stuk | Accessories for Plug-in Distribution Systems 125A | BE31330 | SB (MCB&RCD Cat.B) | stuk | SmissLine voedingsrails 40A 58M | SmissLine barres d'alimentation 40A 58M | SmissLine stromschiene 40A 58M | SmissLine feeder busbar 40A 58M |  | 5.14
2CCF800244R0001 | ZLS203E60 | Active | 7612270017973 | 17.93 | 1 | 1 | stuk | Accessories for Plug-in Distribution Systems 125A | BE31330 | SB (MCB&RCD Cat.B) | stuk | SmissLine voedingsrails 40A 60M | SmissLine barres d'alimentation 40A 60M | SmissLine stromschiene 40A 60M | SmissLine feeder busbar 40A 60M |  | 5.14
2CCF800245R0001 | ZLS203E62 | Active | 7612270017997 | 18.92 | 1 | 1 | stuk | Accessories for Plug-in Distribution Systems 125A | BE31330 | SB (MCB&RCD Cat.B) | stuk | SmissLine voedingsrails 40A 62M | SmissLine barres d'alimentation 40A 62M | SmissLine stromschiene 40A 62M | SmissLine feeder busbar 40A 62M |  | 5.14
2CCF800246R0001 | ZLS203E64 | Active | 7612270018017 | 18.9 | 1 | 1 | stuk | Accessories for Plug-in Distribution Systems 125A | BE31330 | SB (MCB&RCD Cat.B) | stuk | SmissLine voedingsrails 40A 64M | SmissLine barres d'alimentation 40A 64M | SmissLine stromschiene 40A 64M | SmissLine feeder busbar 40A 64M |  | 5.14
2CCF800247R0001 | ZLS203E66 | Active | 7612270018031 | 19.55 | 1 | 1 | stuk | Accessories for Plug-in Distribution Systems 125A | BE31330 | SB (MCB&RCD Cat.B) | stuk | SmissLine voedingsrails 40A 66M | SmissLine barres d'alimentation 40A 66M | SmissLine stromschiene 40A 66M | SmissLine feeder busbar 40A 66M |  | 5.14
2CCF800248R0001 | ZLS203E68 | Active | 7612270018055 | 20.15 | 1 | 1 | stuk | Accessories for Plug-in Distribution Systems 125A | BE31330 | SB (MCB&RCD Cat.B) | stuk | SmissLine voedingsrails 40A 68M | SmissLine barres d'alimentation 40A 68M | SmissLine stromschiene 40A 68M | SmissLine feeder busbar 40A 68M |  | 5.14
2CCF800249R0001 | ZLS203E70 | Active | 7612270018079 | 20.6 | 1 | 1 | stuk | Accessories for Plug-in Distribution Systems 125A | BE31330 | SB (MCB&RCD Cat.B) | stuk | SmissLine voedingsrails 40A 70M | SmissLine barres d'alimentation 40A 70M | SmissLine stromschiene 40A 70M | SmissLine feeder busbar 40A 70M |  | 5.14
2CCF800250R0001 | ZLS203E72 | Active | 7612270018093 | 21.21 | 1 | 1 | stuk | Accessories for Plug-in Distribution Systems 125A | BE31330 | SB (MCB&RCD Cat.B) | stuk | SmissLine voedingsrails 40A 72M | SmissLine barres d'alimentation 40A 72M | SmissLine stromschiene 40A 72M | SmissLine feeder busbar 40A 72M |  | 5.14
2CCF800251R0001 | ZLS203E74 | Active | 7612270018116 | 21.67 | 1 | 1 | stuk | Accessories for Plug-in Distribution Systems 125A | BE31330 | SB (MCB&RCD Cat.B) | stuk | SmissLine voedingsrails 40A 74M | SmissLine barres d'alimentation 40A 74M | SmissLine stromschiene 40A 74M | SmissLine feeder busbar 40A 74M |  | 5.14
2CCF800252R0001 | ZLS203E76 | Active | 7612270018130 | 22.28 | 1 | 1 | stuk | Accessories for Plug-in Distribution Systems 125A | BE31330 | SB (MCB&RCD Cat.B) | stuk | SmissLine voedingsrails 40A 76M | SmissLine barres d'alimentation 40A 76M | SmissLine stromschiene 40A 76M | SmissLine feeder busbar 40A 76M |  | 5.14
2CCF800253R0001 | ZLS203E78 | Active | 7612270018154 | 22.88 | 1 | 1 | stuk | Accessories for Plug-in Distribution Systems 125A | BE31330 | SB (MCB&RCD Cat.B) | stuk | SmissLine voedingsrails 40A 78M | SmissLine barres d'alimentation 40A 78M | SmissLine stromschiene 40A 78M | SmissLine feeder busbar 40A 78M |  | 5.14
2CCF800254R0001 | ZLS203E80 | Active | 7612270018185 | 23.34 | 1 | 1 | stuk | Accessories for Plug-in Distribution Systems 125A | BE31330 | SB (MCB&RCD Cat.B) | stuk | SmissLine voedingsrails 40A 80M | SmissLine barres d'alimentation 40A 80M | SmissLine stromschiene 40A 80M | SmissLine feeder busbar 40A 80M |  | 5.14
2CCF800255R0001 | ZLS203E82 | Active | 7612270018208 | 23.94 | 1 | 1 | stuk | Accessories for Plug-in Distribution Systems 125A | BE31330 | SB (MCB&RCD Cat.B) | stuk | SmissLine voedingsrails 40A 82M | SmissLine barres d'alimentation 40A 82M | SmissLine stromschiene 40A 82M | SmissLine feeder busbar 40A 82M |  | 5.14
2CCF800256R0001 | ZLS203E84 | Active | 7612270018222 | 24.55 | 1 | 1 | stuk | Accessories for Plug-in Distribution Systems 125A | BE31330 | SB (MCB&RCD Cat.B) | stuk | SmissLine voedingsrails 40A 84M | SmissLine barres d'alimentation 40A 84M | SmissLine stromschiene 40A 84M | SmissLine feeder busbar 40A 84M |  | 5.14
2CCF800257R0001 | ZLS203E86 | Active | 7612270018246 | 24.95 | 1 | 1 | stuk | Accessories for Plug-in Distribution Systems 125A | BE31330 | SB (MCB&RCD Cat.B) | stuk | SmissLine voedingsrails 40A 86M | SmissLine barres d'alimentation 40A 86M | SmissLine stromschiene 40A 86M | SmissLine feeder busbar 40A 86M |  | 5.14
2CCF800258R0001 | ZLS203E88 | Active | 7612270018260 | 25.34 | 1 | 1 | stuk | Accessories for Plug-in Distribution Systems 125A | BE31330 | SB (MCB&RCD Cat.B) | stuk | SmissLine voedingsrails 40A 88M | SmissLine barres d'alimentation 40A 88M | SmissLine stromschiene 40A 88M | SmissLine feeder busbar 40A 88M |  | 5.14
2CCF800259R0001 | ZLS203E90 | Active | 7612270018284 | 26.4 | 1 | 1 | stuk | Accessories for Plug-in Distribution Systems 125A | BE31330 | SB (MCB&RCD Cat.B) | stuk | SmissLine voedingsrails 40A 90M | SmissLine barres d'alimentation 40A 90M | SmissLine stromschiene 40A 90M | SmissLine feeder busbar 40A 90M |  | 5.14
2CCF800260R0001 | ZLS203E92 | Active | 7612270018307 | 26.6 | 1 | 1 | stuk | Accessories for Plug-in Distribution Systems 125A | BE31330 | SB (MCB&RCD Cat.B) | stuk | SmissLine voedingsrails 40A 92M | SmissLine barres d'alimentation 40A 92M | SmissLine stromschiene 40A 92M | SmissLine feeder busbar 40A 92M |  | 5.14
2CCF800261R0001 | ZLS203E94 | Active | 7612270018321 | 27.86 | 1 | 1 | stuk | Accessories for Plug-in Distribution Systems 125A | BE31330 | SB (MCB&RCD Cat.B) | stuk | SmissLine voedingsrails 40A 94M | SmissLine barres d'alimentation 40A 94M | SmissLine stromschiene 40A 94M | SmissLine feeder busbar 40A 94M |  | 5.14
2CCF800262R0001 | ZLS203E96 | Active | 7612270018345 | 27.93 | 1 | 1 | stuk | Accessories for Plug-in Distribution Systems 125A | BE31330 | SB (MCB&RCD Cat.B) | stuk | SmissLine voedingsrails 40A 96M | SmissLine barres d'alimentation 40A 96M | SmissLine stromschiene 40A 96M | SmissLine feeder busbar 40A 96M |  | 5.14
2CCF800263R0001 | ZLS203E98 | Active | 7612270018369 | 28.52 | 1 | 1 | stuk | Accessories for Plug-in Distribution Systems 125A | BE31330 | SB (MCB&RCD Cat.B) | stuk | SmissLine voedingsrails 40A 98M | SmissLine barres d'alimentation 40A 98M | SmissLine stromschiene 40A 98M | SmissLine feeder busbar 40A 98M |  | 5.14
2CCF800264R0001 | ZLS203E100 | Active | 7612270017195 | 28.91 | 1 | 1 | stuk | Accessories for Plug-in Distribution Systems 125A | BE31330 | SB (MCB&RCD Cat.B) | stuk | SmissLine voedingsrails 40A 100M | SmissLine barres d'alimentation 40A 100M | SmissLine stromschiene 40A 100M | SmissLine feeder busbar 40A 100M |  | 5.14
2CCF800265R0001 | ZLS203E102 | Active | 7612270017218 | 29.33 | 1 | 1 | stuk | Accessories for Plug-in Distribution Systems 125A | BE31330 | SB (MCB&RCD Cat.B) | stuk | SmissLine voedingsrails 40A 102M | SmissLine barres d'alimentation 40A 102M | SmissLine stromschiene 40A 102M | SmissLine feeder busbar 40A 102M |  | 5.14
2CCF800266R0001 | ZLS203E104 | Active | 7612270017232 | 29.97 | 1 | 1 | stuk | Accessories for Plug-in Distribution Systems 125A | BE31330 | SB (MCB&RCD Cat.B) | stuk | SmissLine voedingsrails 40A 104M | SmissLine barres d'alimentation 40A 104M | SmissLine stromschiene 40A 104M | SmissLine feeder busbar 40A 104M |  | 5.14
2CCF800267R0001 | ZLS203E106 | Active | 7612270017256 | 30.85 | 1 | 1 | stuk | Accessories for Plug-in Distribution Systems 125A | BE31330 | SB (MCB&RCD Cat.B) | stuk | SmissLine voedingsrails 40A 106M | SmissLine barres d'alimentation 40A 106M | SmissLine stromschiene 40A 106M | SmissLine feeder busbar 40A 106M |  | 5.14
2CCF800268R0001 | ZLS203E108 | Active | 7612270017270 | 31.24 | 1 | 1 | stuk | Accessories for Plug-in Distribution Systems 125A | BE31330 | SB (MCB&RCD Cat.B) | stuk | SmissLine voedingsrails 40A 108M | SmissLine barres d'alimentation 40A 108M | SmissLine stromschiene 40A 108M | SmissLine feeder busbar 40A 108M |  | 5.14
2CCF800278R0001 | ZLS201E11 | Active | 7612270016105 | 7.5 | 1 | 1 | stuk | Accessories for Plug-in Distribution Systems 125A | BE31330 | SB (MCB&RCD Cat.B) | stuk | SmissLine voedingsrails 100A 11M | SmissLine barres d'alimentation 100A 11M | SmissLine stromschiene 100A 11M | SmissLine feeder busbar 100A 11M |  | 5.14
2CCF800279R0001 | ZLS201E13 | Active | 7612270016303 | 8.33 | 1 | 1 | stuk | Accessories for Plug-in Distribution Systems 125A | BE31330 | SB (MCB&RCD Cat.B) | stuk | SmissLine voedingsrails 100A 13M | SmissLine barres d'alimentation 100A 13M | SmissLine stromschiene 100A 13M | SmissLine feeder busbar 100A 13M |  | 5.14
2CCF800280R0001 | ZLS201E15 | Active | 7612270016327 | 9.38 | 1 | 1 | stuk | Accessories for Plug-in Distribution Systems 125A | BE31330 | SB (MCB&RCD Cat.B) | stuk | SmissLine voedingsrails 100A 15M | SmissLine barres d'alimentation 100A 15M | SmissLine stromschiene 100A 15M | SmissLine feeder busbar 100A 15M |  | 5.14
2CCF800281R0001 | ZLS201E17 | Active | 7612270016341 | 10.64 | 1 | 1 | stuk | Accessories for Plug-in Distribution Systems 125A | BE31330 | SB (MCB&RCD Cat.B) | stuk | SmissLine voedingsrails 100A 17M | SmissLine barres d'alimentation 100A 17M | SmissLine stromschiene 100A 17M | SmissLine feeder busbar 100A 17M |  | 5.14
2CCF800282R0001 | ZLS201E19 | Active | 7612270016365 | 11.64 | 1 | 1 | stuk | Accessories for Plug-in Distribution Systems 125A | BE31330 | SB (MCB&RCD Cat.B) | stuk | SmissLine voedingsrails 100A 19M | SmissLine barres d'alimentation 100A 19M | SmissLine stromschiene 100A 19M | SmissLine feeder busbar 100A 19M |  | 5.14
2CCF800283R0001 | ZLS201E21 | Active | 7612270016389 | 12.5 | 1 | 1 | stuk | Accessories for Plug-in Distribution Systems 125A | BE31330 | SB (MCB&RCD Cat.B) | stuk | SmissLine voedingsrails 100A 21M | SmissLine barres d'alimentation 100A 21M | SmissLine stromschiene 100A 21M | SmissLine feeder busbar 100A 21M |  | 5.14
2CCF800284R0001 | ZLS201E23 | Active | 7612270016402 | 13.5 | 1 | 1 | stuk | Accessories for Plug-in Distribution Systems 125A | BE31330 | SB (MCB&RCD Cat.B) | stuk | SmissLine voedingsrails 100A 23M | SmissLine barres d'alimentation 100A 23M | SmissLine stromschiene 100A 23M | SmissLine feeder busbar 100A 23M |  | 5.14
2CCF800285R0001 | ZLS201E25 | Active | 7612270016426 | 14.75 | 1 | 1 | stuk | Accessories for Plug-in Distribution Systems 125A | BE31330 | SB (MCB&RCD Cat.B) | stuk | SmissLine voedingsrails 100A 25M | SmissLine barres d'alimentation 100A 25M | SmissLine stromschiene 100A 25M | SmissLine feeder busbar 100A 25M |  | 5.14
2CCF800286R0001 | ZLS201E27 | Active | 7612270016440 | 15.62 | 1 | 1 | stuk | Accessories for Plug-in Distribution Systems 125A | BE31330 | SB (MCB&RCD Cat.B) | stuk | SmissLine voedingsrails 100A 27M | SmissLine barres d'alimentation 100A 27M | SmissLine stromschiene 100A 27M | SmissLine feeder busbar 100A 27M |  | 5.14
2CCF800287R0001 | ZLS201E29 | Active | 7612270016464 | 16.87 | 1 | 1 | stuk | Accessories for Plug-in Distribution Systems 125A | BE31330 | SB (MCB&RCD Cat.B) | stuk | SmissLine voedingsrails 100A 29M | SmissLine barres d'alimentation 100A 29M | SmissLine stromschiene 100A 29M | SmissLine feeder busbar 100A 29M |  | 5.14
2CCF800288R0001 | ZLS201E31 | Active | 7612270016488 | 17.93 | 1 | 1 | stuk | Accessories for Plug-in Distribution Systems 125A | BE31330 | SB (MCB&RCD Cat.B) | stuk | SmissLine voedingsrails 100A 31M | SmissLine barres d'alimentation 100A 31M | SmissLine stromschiene 100A 31M | SmissLine feeder busbar 100A 31M |  | 5.14
2CCF800289R0001 | ZLS201E33 | Active | 7612270016501 | 18.9 | 1 | 1 | stuk | Accessories for Plug-in Distribution Systems 125A | BE31330 | SB (MCB&RCD Cat.B) | stuk | SmissLine voedingsrails 100A 33M | SmissLine barres d'alimentation 100A 33M | SmissLine stromschiene 100A 33M | SmissLine feeder busbar 100A 33M |  | 5.14
2CCF800290R0001 | ZLS201E35 | Active | 7612270016525 | 19.97 | 1 | 1 | stuk | Accessories for Plug-in Distribution Systems 125A | BE31330 | SB (MCB&RCD Cat.B) | stuk | SmissLine voedingsrails 100A 35M | SmissLine barres d'alimentation 100A 35M | SmissLine stromschiene 100A 35M | SmissLine feeder busbar 100A 35M |  | 5.14
2CCF800291R0001 | ZLS201E37 | Active | 7612270016549 | 20.81 | 1 | 1 | stuk | Accessories for Plug-in Distribution Systems 125A | BE31330 | SB (MCB&RCD Cat.B) | stuk | SmissLine voedingsrails 100A 37M | SmissLine barres d'alimentation 100A 37M | SmissLine stromschiene 100A 37M | SmissLine feeder busbar 100A 37M |  | 5.14
2CCF800292R0001 | ZLS201E39 | Active | 7612270016563 | 21.87 | 1 | 1 | stuk | Accessories for Plug-in Distribution Systems 125A | BE31330 | SB (MCB&RCD Cat.B) | stuk | SmissLine voedingsrails 100A 39M | SmissLine barres d'alimentation 100A 39M | SmissLine stromschiene 100A 39M | SmissLine feeder busbar 100A 39M |  | 5.14
2CCF800293R0001 | ZLS201E41 | Active | 7612270016587 | 22.88 | 1 | 1 | stuk | Accessories for Plug-in Distribution Systems 125A | BE31330 | SB (MCB&RCD Cat.B) | stuk | SmissLine voedingsrails 100A 41M | SmissLine barres d'alimentation 100A 41M | SmissLine stromschiene 100A 41M | SmissLine feeder busbar 100A 41M |  | 5.14
2CCF800294R0001 | ZLS201E43 | Active | 7612270016600 | 23.94 | 1 | 1 | stuk | Accessories for Plug-in Distribution Systems 125A | BE31330 | SB (MCB&RCD Cat.B) | stuk | SmissLine voedingsrails 100A 43M | SmissLine barres d'alimentation 100A 43M | SmissLine stromschiene 100A 43M | SmissLine feeder busbar 100A 43M |  | 5.14
2CCF800295R0001 | ZLS201E45 | Active | 7612270016624 | 24.95 | 1 | 1 | stuk | Accessories for Plug-in Distribution Systems 125A | BE31330 | SB (MCB&RCD Cat.B) | stuk | SmissLine voedingsrails 100A 45M | SmissLine barres d'alimentation 100A 45M | SmissLine stromschiene 100A 45M | SmissLine feeder busbar 100A 45M |  | 5.14
2CCF800296R0001 | ZLS201E47 | Active | 7612270016648 | 25.8 | 1 | 1 | stuk | Accessories for Plug-in Distribution Systems 125A | BE31330 | SB (MCB&RCD Cat.B) | stuk | SmissLine voedingsrails 100A 47M | SmissLine barres d'alimentation 100A 47M | SmissLine stromschiene 100A 47M | SmissLine feeder busbar 100A 47M |  | 5.14
2CCF800297R0001 | ZLS201E49 | Active | 7612270016662 | 26.82 | 1 | 1 | stuk | Accessories for Plug-in Distribution Systems 125A | BE31330 | SB (MCB&RCD Cat.B) | stuk | SmissLine voedingsrails 100A 49M | SmissLine barres d'alimentation 100A 49M | SmissLine stromschiene 100A 49M | SmissLine feeder busbar 100A 49M |  | 5.14
2CCF800298R0001 | ZLS201E51 | Active | 7612270016686 | 28.07 | 1 | 1 | stuk | Accessories for Plug-in Distribution Systems 125A | BE31330 | SB (MCB&RCD Cat.B) | stuk | SmissLine voedingsrails 100A 51M | SmissLine barres d'alimentation 100A 51M | SmissLine stromschiene 100A 51M | SmissLine feeder busbar 100A 51M |  | 5.14
2CCF800299R0001 | ZLS201E53 | Active | 7612270016709 | 29.14 | 1 | 1 | stuk | Accessories for Plug-in Distribution Systems 125A | BE31330 | SB (MCB&RCD Cat.B) | stuk | SmissLine voedingsrails 100A 53M | SmissLine barres d'alimentation 100A 53M | SmissLine stromschiene 100A 53M | SmissLine feeder busbar 100A 53M |  | 5.14
2CCF800300R0001 | ZLS201E55 | Active | 7612270016723 | 29.97 | 1 | 1 | stuk | Accessories for Plug-in Distribution Systems 125A | BE31330 | SB (MCB&RCD Cat.B) | stuk | SmissLine voedingsrails 100A 55M | SmissLine barres d'alimentation 100A 55M | SmissLine stromschiene 100A 55M | SmissLine feeder busbar 100A 55M |  | 5.14
2CCF800301R0001 | ZLS201E57 | Active | 7612270016747 | 31.24 | 1 | 1 | stuk | Accessories for Plug-in Distribution Systems 125A | BE31330 | SB (MCB&RCD Cat.B) | stuk | SmissLine voedingsrails 100A 57M | SmissLine barres d'alimentation 100A 57M | SmissLine stromschiene 100A 57M | SmissLine feeder busbar 100A 57M |  | 5.14
2CCF800302R0001 | ZLS201E59 | Active | 7612270016761 | 32.05 | 1 | 1 | stuk | Accessories for Plug-in Distribution Systems 125A | BE31330 | SB (MCB&RCD Cat.B) | stuk | SmissLine voedingsrails 100A 59M | SmissLine barres d'alimentation 100A 59M | SmissLine stromschiene 100A 59M | SmissLine feeder busbar 100A 59M |  | 5.14
2CCF800303R0001 | ZLS201E61 | Active | 7612270016792 | 33.56 | 1 | 1 | stuk | Accessories for Plug-in Distribution Systems 125A | BE31330 | SB (MCB&RCD Cat.B) | stuk | SmissLine voedingsrails 100A 61M | SmissLine barres d'alimentation 100A 61M | SmissLine stromschiene 100A 61M | SmissLine feeder busbar 100A 61M |  | 5.14
2CCF800304R0001 | ZLS201E63 | Active | 7612270016815 | 34.11 | 1 | 1 | stuk | Accessories for Plug-in Distribution Systems 125A | BE31330 | SB (MCB&RCD Cat.B) | stuk | SmissLine voedingsrails 100A 63M | SmissLine barres d'alimentation 100A 63M | SmissLine stromschiene 100A 63M | SmissLine feeder busbar 100A 63M |  | 5.14
2CCF800305R0001 | ZLS201E65 | Active | 7612270016839 | 35.36 | 1 | 1 | stuk | Accessories for Plug-in Distribution Systems 125A | BE31330 | SB (MCB&RCD Cat.B) | stuk | SmissLine voedingsrails 100A 65M | SmissLine barres d'alimentation 100A 65M | SmissLine stromschiene 100A 65M | SmissLine feeder busbar 100A 65M |  | 5.14
2CCF800306R0001 | ZLS201E67 | Active | 7612270016853 | 36.23 | 1 | 1 | stuk | Accessories for Plug-in Distribution Systems 125A | BE31330 | SB (MCB&RCD Cat.B) | stuk | SmissLine voedingsrails 100A 67M | SmissLine barres d'alimentation 100A 67M | SmissLine stromschiene 100A 67M | SmissLine feeder busbar 100A 67M |  | 5.14
2CCF800307R0001 | ZLS201E69 | Active | 7612270016877 | 37.24 | 1 | 1 | stuk | Accessories for Plug-in Distribution Systems 125A | BE31330 | SB (MCB&RCD Cat.B) | stuk | SmissLine voedingsrails 100A 69M | SmissLine barres d'alimentation 100A 69M | SmissLine stromschiene 100A 69M | SmissLine feeder busbar 100A 69M |  | 5.14
2CCF800308R0001 | ZLS201E71 | Active | 7612270016891 | 38.29 | 1 | 1 | stuk | Accessories for Plug-in Distribution Systems 125A | BE31330 | SB (MCB&RCD Cat.B) | stuk | SmissLine voedingsrails 100A 71M | SmissLine barres d'alimentation 100A 71M | SmissLine stromschiene 100A 71M | SmissLine feeder busbar 100A 71M |  | 5.14
2CCF800309R0001 | ZLS201E73 | Active | 7612270016914 | 39.54 | 1 | 1 | stuk | Accessories for Plug-in Distribution Systems 125A | BE31330 | SB (MCB&RCD Cat.B) | stuk | SmissLine voedingsrails 100A 73M | SmissLine barres d'alimentation 100A 73M | SmissLine stromschiene 100A 73M | SmissLine feeder busbar 100A 73M |  | 5.14
2CCF800310R0001 | ZLS201E75 | Active | 7612270016938 | 40.56 | 1 | 1 | stuk | Accessories for Plug-in Distribution Systems 125A | BE31330 | SB (MCB&RCD Cat.B) | stuk | SmissLine voedingsrails 100A 75M | SmissLine barres d'alimentation 100A 75M | SmissLine stromschiene 100A 75M | SmissLine feeder busbar 100A 75M |  | 5.14
2CCF800311R0001 | ZLS201E77 | Active | 7612270016952 | 41.62 | 1 | 1 | stuk | Accessories for Plug-in Distribution Systems 125A | BE31330 | SB (MCB&RCD Cat.B) | stuk | SmissLine voedingsrails 100A 77M | SmissLine barres d'alimentation 100A 77M | SmissLine stromschiene 100A 77M | SmissLine feeder busbar 100A 77M |  | 5.14
2CCF800312R0001 | ZLS201E79 | Active | 7612270016976 | 42.23 | 1 | 1 | stuk | Accessories for Plug-in Distribution Systems 125A | BE31330 | SB (MCB&RCD Cat.B) | stuk | SmissLine voedingsrails 100A 79M | SmissLine barres d'alimentation 100A 79M | SmissLine stromschiene 100A 79M | SmissLine feeder busbar 100A 79M |  | 5.14
2CCF800313R0001 | ZLS201E81 | Active | 7612270017003 | 43.48 | 1 | 1 | stuk | Accessories for Plug-in Distribution Systems 125A | BE31330 | SB (MCB&RCD Cat.B) | stuk | SmissLine voedingsrails 100A 81M | SmissLine barres d'alimentation 100A 81M | SmissLine stromschiene 100A 81M | SmissLine feeder busbar 100A 81M |  | 5.14
2CCF800314R0001 | ZLS201E83 | Active | 7612270017027 | 44.34 | 1 | 1 | stuk | Accessories for Plug-in Distribution Systems 125A | BE31330 | SB (MCB&RCD Cat.B) | stuk | SmissLine voedingsrails 100A 83M | SmissLine barres d'alimentation 100A 83M | SmissLine stromschiene 100A 83M | SmissLine feeder busbar 100A 83M |  | 5.14
2CCF800315R0001 | ZLS201E85 | Active | 7612270017041 | 45.61 | 1 | 1 | stuk | Accessories for Plug-in Distribution Systems 125A | BE31330 | SB (MCB&RCD Cat.B) | stuk | SmissLine voedingsrails 100A 85M | SmissLine barres d'alimentation 100A 85M | SmissLine stromschiene 100A 85M | SmissLine feeder busbar 100A 85M |  | 5.14
2CCF800316R0001 | ZLS201E87 | Active | 7612270017065 | 46.87 | 1 | 1 | stuk | Accessories for Plug-in Distribution Systems 125A | BE31330 | SB (MCB&RCD Cat.B) | stuk | SmissLine voedingsrails 100A 87M | SmissLine barres d'alimentation 100A 87M | SmissLine stromschiene 100A 87M | SmissLine feeder busbar 100A 87M |  | 5.14
2CCF800317R0001 | ZLS201E89 | Active | 7612270017089 | 47.92 | 1 | 1 | stuk | Accessories for Plug-in Distribution Systems 125A | BE31330 | SB (MCB&RCD Cat.B) | stuk | SmissLine voedingsrails 100A 89M | SmissLine barres d'alimentation 100A 89M | SmissLine stromschiene 100A 89M | SmissLine feeder busbar 100A 89M |  | 5.14
2CCF800318R0001 | ZLS201E91 | Active | 7612270017102 | 48.72 | 1 | 1 | stuk | Accessories for Plug-in Distribution Systems 125A | BE31330 | SB (MCB&RCD Cat.B) | stuk | SmissLine voedingsrails 100A 91M | SmissLine barres d'alimentation 100A 91M | SmissLine stromschiene 100A 91M | SmissLine feeder busbar 100A 91M |  | 5.14
2CCF800319R0001 | ZLS201E93 | Active | 7612270017126 | 49.54 | 1 | 1 | stuk | Accessories for Plug-in Distribution Systems 125A | BE31330 | SB (MCB&RCD Cat.B) | stuk | SmissLine voedingsrails 100A 93M | SmissLine barres d'alimentation 100A 93M | SmissLine stromschiene 100A 93M | SmissLine feeder busbar 100A 93M |  | 5.14
2CCF800320R0001 | ZLS201E95 | Active | 7612270017140 | 50.58 | 1 | 1 | stuk | Accessories for Plug-in Distribution Systems 125A | BE31330 | SB (MCB&RCD Cat.B) | stuk | SmissLine voedingsrails 100A 95M | SmissLine barres d'alimentation 100A 95M | SmissLine stromschiene 100A 95M | SmissLine feeder busbar 100A 95M |  | 5.14
2CCF800321R0001 | ZLS201E97 | Active | 7612270017164 | 52.06 | 1 | 1 | stuk | Accessories for Plug-in Distribution Systems 125A | BE31330 | SB (MCB&RCD Cat.B) | stuk | SmissLine voedingsrails 100A 97M | SmissLine barres d'alimentation 100A 97M | SmissLine stromschiene 100A 97M | SmissLine feeder busbar 100A 97M |  | 5.14
2CCF800322R0001 | ZLS201E99 | Active | 7612270017188 | 52.86 | 1 | 1 | stuk | Accessories for Plug-in Distribution Systems 125A | BE31330 | SB (MCB&RCD Cat.B) | stuk | SmissLine voedingsrails 100A 99M | SmissLine barres d'alimentation 100A 99M | SmissLine stromschiene 100A 99M | SmissLine feeder busbar 100A 99M |  | 5.14
2CCF800323R0001 | ZLS201E101 | Active | 7612270016013 | 53.92 | 1 | 1 | stuk | Accessories for Plug-in Distribution Systems 125A | BE31330 | SB (MCB&RCD Cat.B) | stuk | SmissLine voedingsrails 100A 101M | SmissLine barres d'alimentation 100A 101M | SmissLine stromschiene 100A 101M | SmissLine feeder busbar 100A 101M |  | 5.14
2CCF800324R0001 | ZLS201E103 | Active | 7612270016037 | 54.93 | 1 | 1 | stuk | Accessories for Plug-in Distribution Systems 125A | BE31330 | SB (MCB&RCD Cat.B) | stuk | SmissLine voedingsrails 100A 103M | SmissLine barres d'alimentation 100A 103M | SmissLine stromschiene 100A 103M | SmissLine feeder busbar 100A 103M |  | 5.14
2CCF800325R0001 | ZLS201E105 | Active | 7612270016051 | 55.58 | 1 | 1 | stuk | Accessories for Plug-in Distribution Systems 125A | BE31330 | SB (MCB&RCD Cat.B) | stuk | SmissLine voedingsrails 100A 105M | SmissLine barres d'alimentation 100A 105M | SmissLine stromschiene 100A 105M | SmissLine feeder busbar 100A 105M |  | 5.14
2CCF800326R0001 | ZLS201E107 | Active | 7612270016075 | 56.79 | 1 | 1 | stuk | Accessories for Plug-in Distribution Systems 125A | BE31330 | SB (MCB&RCD Cat.B) | stuk | SmissLine voedingsrails 100A 107M | SmissLine barres d'alimentation 100A 107M | SmissLine stromschiene 100A 107M | SmissLine feeder busbar 100A 107M |  | 5.14
2CCF800327R0001 | ZLS201E109 | Active | 7612270016099 | 57.84 | 1 | 1 | stuk | Accessories for Plug-in Distribution Systems 125A | BE31330 | SB (MCB&RCD Cat.B) | stuk | SmissLine voedingsrails 100A 109M | SmissLine barres d'alimentation 100A 109M | SmissLine stromschiene 100A 109M | SmissLine feeder busbar 100A 109M |  | 5.14
2CCF800337R0001 | ZLS203E11 | Active | 7612270017294 | 4.55 | 1 | 1 | stuk | Accessories for Plug-in Distribution Systems 125A | BE31330 | SB (MCB&RCD Cat.B) | stuk | SmissLine voedingsrails 40A 11M | SmissLine barres d'alimentation 40A 11M | SmissLine stromschiene 40A 11M | SmissLine feeder busbar 40A 11M |  | 5.14
2CCF800338R0001 | ZLS203E13 | Active | 7612270017492 | 5.19 | 1 | 1 | stuk | Accessories for Plug-in Distribution Systems 125A | BE31330 | SB (MCB&RCD Cat.B) | stuk | SmissLine voedingsrails 40A 13M | SmissLine barres d'alimentation 40A 13M | SmissLine stromschiene 40A 13M | SmissLine feeder busbar 40A 13M |  | 5.14
2CCF800339R0001 | ZLS203E15 | Active | 7612270017515 | 5.6 | 1 | 1 | stuk | Accessories for Plug-in Distribution Systems 125A | BE31330 | SB (MCB&RCD Cat.B) | stuk | SmissLine voedingsrails 40A 15M | SmissLine barres d'alimentation 40A 15M | SmissLine stromschiene 40A 15M | SmissLine feeder busbar 40A 15M |  | 5.14
2CCF800340R0001 | ZLS203E17 | Active | 7612270017539 | 6.44 | 1 | 1 | stuk | Accessories for Plug-in Distribution Systems 125A | BE31330 | SB (MCB&RCD Cat.B) | stuk | SmissLine voedingsrails 40A 17M | SmissLine barres d'alimentation 40A 17M | SmissLine stromschiene 40A 17M | SmissLine feeder busbar 40A 17M |  | 5.14
2CCF800341R0001 | ZLS203E19 | Active | 7612270017553 | 6.86 | 1 | 1 | stuk | Accessories for Plug-in Distribution Systems 125A | BE31330 | SB (MCB&RCD Cat.B) | stuk | SmissLine voedingsrails 40A 19M | SmissLine barres d'alimentation 40A 19M | SmissLine stromschiene 40A 19M | SmissLine feeder busbar 40A 19M |  | 5.14
2CCF800342R0001 | ZLS203E21 | Active | 7612270017577 | 7.3 | 1 | 1 | stuk | Accessories for Plug-in Distribution Systems 125A | BE31330 | SB (MCB&RCD Cat.B) | stuk | SmissLine voedingsrails 40A 21M | SmissLine barres d'alimentation 40A 21M | SmissLine stromschiene 40A 21M | SmissLine feeder busbar 40A 21M |  | 5.14
2CCF800343R0001 | ZLS203E23 | Active | 7612270017591 | 8.12 | 1 | 1 | stuk | Accessories for Plug-in Distribution Systems 125A | BE31330 | SB (MCB&RCD Cat.B) | stuk | SmissLine voedingsrails 40A 23M | SmissLine barres d'alimentation 40A 23M | SmissLine stromschiene 40A 23M | SmissLine feeder busbar 40A 23M |  | 5.14
2CCF800344R0001 | ZLS203E25 | Active | 7612270017614 | 8.57 | 1 | 1 | stuk | Accessories for Plug-in Distribution Systems 125A | BE31330 | SB (MCB&RCD Cat.B) | stuk | SmissLine voedingsrails 40A 25M | SmissLine barres d'alimentation 40A 25M | SmissLine stromschiene 40A 25M | SmissLine feeder busbar 40A 25M |  | 5.14
2CCF800345R0001 | ZLS203E27 | Active | 7612270017638 | 8.98 | 1 | 1 | stuk | Accessories for Plug-in Distribution Systems 125A | BE31330 | SB (MCB&RCD Cat.B) | stuk | SmissLine voedingsrails 40A 27M | SmissLine barres d'alimentation 40A 27M | SmissLine stromschiene 40A 27M | SmissLine feeder busbar 40A 27M |  | 5.14
2CCF800346R0001 | ZLS203E29 | Active | 7612270017652 | 9.38 | 1 | 1 | stuk | Accessories for Plug-in Distribution Systems 125A | BE31330 | SB (MCB&RCD Cat.B) | stuk | SmissLine voedingsrails 40A 29M | SmissLine barres d'alimentation 40A 29M | SmissLine stromschiene 40A 29M | SmissLine feeder busbar 40A 29M |  | 5.14
2CCF800347R0001 | ZLS203E31 | Active | 7612270017676 | 10.02 | 1 | 1 | stuk | Accessories for Plug-in Distribution Systems 125A | BE31330 | SB (MCB&RCD Cat.B) | stuk | SmissLine voedingsrails 40A 31M | SmissLine barres d'alimentation 40A 31M | SmissLine stromschiene 40A 31M | SmissLine feeder busbar 40A 31M |  | 5.14
2CCF800348R0001 | ZLS203E33 | Active | 7612270017690 | 10.77 | 1 | 1 | stuk | Accessories for Plug-in Distribution Systems 125A | BE31330 | SB (MCB&RCD Cat.B) | stuk | SmissLine voedingsrails 40A 33M | SmissLine barres d'alimentation 40A 33M | SmissLine stromschiene 40A 33M | SmissLine feeder busbar 40A 33M |  | 5.14
2CCF800349R0001 | ZLS203E35 | Active | 7612270017713 | 11.49 | 1 | 1 | stuk | Accessories for Plug-in Distribution Systems 125A | BE31330 | SB (MCB&RCD Cat.B) | stuk | SmissLine voedingsrails 40A 35M | SmissLine barres d'alimentation 40A 35M | SmissLine stromschiene 40A 35M | SmissLine feeder busbar 40A 35M |  | 5.14
2CCF800350R0001 | ZLS203E37 | Active | 7612270017737 | 11.89 | 1 | 1 | stuk | Accessories for Plug-in Distribution Systems 125A | BE31330 | SB (MCB&RCD Cat.B) | stuk | SmissLine voedingsrails 40A 37M | SmissLine barres d'alimentation 40A 37M | SmissLine stromschiene 40A 37M | SmissLine feeder busbar 40A 37M |  | 5.14
2CCF800351R0001 | ZLS203E39 | Active | 7612270017751 | 12.5 | 1 | 1 | stuk | Accessories for Plug-in Distribution Systems 125A | BE31330 | SB (MCB&RCD Cat.B) | stuk | SmissLine voedingsrails 40A 39M | SmissLine barres d'alimentation 40A 39M | SmissLine stromschiene 40A 39M | SmissLine feeder busbar 40A 39M |  | 5.14
2CCF800352R0001 | ZLS203E41 | Active | 7612270017775 | 12.92 | 1 | 1 | stuk | Accessories for Plug-in Distribution Systems 125A | BE31330 | SB (MCB&RCD Cat.B) | stuk | SmissLine voedingsrails 40A 41M | SmissLine barres d'alimentation 40A 41M | SmissLine stromschiene 40A 41M | SmissLine feeder busbar 40A 41M |  | 5.14
2CCF800353R0001 | ZLS203E43 | Active | 7612270017799 | 13.3 | 1 | 1 | stuk | Accessories for Plug-in Distribution Systems 125A | BE31330 | SB (MCB&RCD Cat.B) | stuk | SmissLine voedingsrails 40A 43M | SmissLine barres d'alimentation 40A 43M | SmissLine stromschiene 40A 43M | SmissLine feeder busbar 40A 43M |  | 5.14
2CCF800354R0001 | ZLS203E45 | Active | 7612270017812 | 13.7 | 1 | 1 | stuk | Accessories for Plug-in Distribution Systems 125A | BE31330 | SB (MCB&RCD Cat.B) | stuk | SmissLine voedingsrails 40A 45M | SmissLine barres d'alimentation 40A 45M | SmissLine stromschiene 40A 45M | SmissLine feeder busbar 40A 45M |  | 5.14
2CCF800355R0001 | ZLS203E47 | Active | 7612270017836 | 14.75 | 1 | 1 | stuk | Accessories for Plug-in Distribution Systems 125A | BE31330 | SB (MCB&RCD Cat.B) | stuk | SmissLine voedingsrails 40A 47M | SmissLine barres d'alimentation 40A 47M | SmissLine stromschiene 40A 47M | SmissLine feeder busbar 40A 47M |  | 5.14
2CCF800356R0001 | ZLS203E49 | Active | 7612270017850 | 14.97 | 1 | 1 | stuk | Accessories for Plug-in Distribution Systems 125A | BE31330 | SB (MCB&RCD Cat.B) | stuk | SmissLine voedingsrails 40A 49M | SmissLine barres d'alimentation 40A 49M | SmissLine stromschiene 40A 49M | SmissLine feeder busbar 40A 49M |  | 5.14
2CCF800357R0001 | ZLS203E51 | Active | 7612270017874 | 15.62 | 1 | 1 | stuk | Accessories for Plug-in Distribution Systems 125A | BE31330 | SB (MCB&RCD Cat.B) | stuk | SmissLine voedingsrails 40A 51M | SmissLine barres d'alimentation 40A 51M | SmissLine stromschiene 40A 51M | SmissLine feeder busbar 40A 51M |  | 5.14
2CCF800358R0001 | ZLS203E53 | Active | 7612270017898 | 16.23 | 1 | 1 | stuk | Accessories for Plug-in Distribution Systems 125A | BE31330 | SB (MCB&RCD Cat.B) | stuk | SmissLine voedingsrails 40A 53M | SmissLine barres d'alimentation 40A 53M | SmissLine stromschiene 40A 53M | SmissLine feeder busbar 40A 53M |  | 5.14
2CCF800359R0001 | ZLS203E55 | Active | 7612270017911 | 16.87 | 1 | 1 | stuk | Accessories for Plug-in Distribution Systems 125A | BE31330 | SB (MCB&RCD Cat.B) | stuk | SmissLine voedingsrails 40A 55M | SmissLine barres d'alimentation 40A 55M | SmissLine stromschiene 40A 55M | SmissLine feeder busbar 40A 55M |  | 5.14
2CCF800360R0001 | ZLS203E57 | Active | 7612270017935 | 17.23 | 1 | 1 | stuk | Accessories for Plug-in Distribution Systems 125A | BE31330 | SB (MCB&RCD Cat.B) | stuk | SmissLine voedingsrails 40A 57M | SmissLine barres d'alimentation 40A 57M | SmissLine stromschiene 40A 57M | SmissLine feeder busbar 40A 57M |  | 5.14
2CCF800361R0001 | ZLS203E59 | Active | 7612270017959 | 17.93 | 1 | 1 | stuk | Accessories for Plug-in Distribution Systems 125A | BE31330 | SB (MCB&RCD Cat.B) | stuk | SmissLine voedingsrails 40A 59M | SmissLine barres d'alimentation 40A 59M | SmissLine stromschiene 40A 59M | SmissLine feeder busbar 40A 59M |  | 5.14
2CCF800362R0001 | ZLS203E61 | Active | 7612270017980 | 18.5 | 1 | 1 | stuk | Accessories for Plug-in Distribution Systems 125A | BE31330 | SB (MCB&RCD Cat.B) | stuk | SmissLine voedingsrails 40A 61M | SmissLine barres d'alimentation 40A 61M | SmissLine stromschiene 40A 61M | SmissLine feeder busbar 40A 61M |  | 5.14
2CCF800363R0001 | ZLS203E63 | Active | 7612270018000 | 18.9 | 1 | 1 | stuk | Accessories for Plug-in Distribution Systems 125A | BE31330 | SB (MCB&RCD Cat.B) | stuk | SmissLine voedingsrails 40A 63M | SmissLine barres d'alimentation 40A 63M | SmissLine stromschiene 40A 63M | SmissLine feeder busbar 40A 63M |  | 5.14
2CCF800364R0001 | ZLS203E65 | Active | 7612270018024 | 19.55 | 1 | 1 | stuk | Accessories for Plug-in Distribution Systems 125A | BE31330 | SB (MCB&RCD Cat.B) | stuk | SmissLine voedingsrails 40A 65M | SmissLine barres d'alimentation 40A 65M | SmissLine stromschiene 40A 65M | SmissLine feeder busbar 40A 65M |  | 5.14
2CCF800365R0001 | ZLS203E67 | Active | 7612270018048 | 20.15 | 1 | 1 | stuk | Accessories for Plug-in Distribution Systems 125A | BE31330 | SB (MCB&RCD Cat.B) | stuk | SmissLine voedingsrails 40A 67M | SmissLine barres d'alimentation 40A 67M | SmissLine stromschiene 40A 67M | SmissLine feeder busbar 40A 67M |  | 5.14
2CCF800366R0001 | ZLS203E69 | Active | 7612270018062 | 20.6 | 1 | 1 | stuk | Accessories for Plug-in Distribution Systems 125A | BE31330 | SB (MCB&RCD Cat.B) | stuk | SmissLine voedingsrails 40A 69M | SmissLine barres d'alimentation 40A 69M | SmissLine stromschiene 40A 69M | SmissLine feeder busbar 40A 69M |  | 5.14
2CCF800367R0001 | ZLS203E71 | Active | 7612270018086 | 21.21 | 1 | 1 | stuk | Accessories for Plug-in Distribution Systems 125A | BE31330 | SB (MCB&RCD Cat.B) | stuk | SmissLine voedingsrails 40A 71M | SmissLine barres d'alimentation 40A 71M | SmissLine stromschiene 40A 71M | SmissLine feeder busbar 40A 71M |  | 5.14
2CCF800368R0001 | ZLS203E73 | Active | 7612270018109 | 21.67 | 1 | 1 | stuk | Accessories for Plug-in Distribution Systems 125A | BE31330 | SB (MCB&RCD Cat.B) | stuk | SmissLine voedingsrails 40A 73M | SmissLine barres d'alimentation 40A 73M | SmissLine stromschiene 40A 73M | SmissLine feeder busbar 40A 73M |  | 5.14
2CCF800369R0001 | ZLS203E75 | Active | 7612270018123 | 22.28 | 1 | 1 | stuk | Accessories for Plug-in Distribution Systems 125A | BE31330 | SB (MCB&RCD Cat.B) | stuk | SmissLine voedingsrails 40A 75M | SmissLine barres d'alimentation 40A 75M | SmissLine stromschiene 40A 75M | SmissLine feeder busbar 40A 75M |  | 5.14
2CCF800370R0001 | ZLS203E77 | Active | 7612270018147 | 22.88 | 1 | 1 | stuk | Accessories for Plug-in Distribution Systems 125A | BE31330 | SB (MCB&RCD Cat.B) | stuk | SmissLine voedingsrails 40A 77M | SmissLine barres d'alimentation 40A 77M | SmissLine stromschiene 40A 77M | SmissLine feeder busbar 40A 77M |  | 5.14
2CCF800371R0001 | ZLS203E79 | Active | 7612270018161 | 23.34 | 1 | 1 | stuk | Accessories for Plug-in Distribution Systems 125A | BE31330 | SB (MCB&RCD Cat.B) | stuk | SmissLine voedingsrails 40A 79M | SmissLine barres d'alimentation 40A 79M | SmissLine stromschiene 40A 79M | SmissLine feeder busbar 40A 79M |  | 5.14
2CCF800372R0001 | ZLS203E81 | Active | 7612270018192 | 23.94 | 1 | 1 | stuk | Accessories for Plug-in Distribution Systems 125A | BE31330 | SB (MCB&RCD Cat.B) | stuk | SmissLine voedingsrails 40A 81M | SmissLine barres d'alimentation 40A 81M | SmissLine stromschiene 40A 81M | SmissLine feeder busbar 40A 81M |  | 5.14
2CCF800373R0001 | ZLS203E83 | Active | 7612270018215 | 24.55 | 1 | 1 | stuk | Accessories for Plug-in Distribution Systems 125A | BE31330 | SB (MCB&RCD Cat.B) | stuk | SmissLine voedingsrails 40A 83M | SmissLine barres d'alimentation 40A 83M | SmissLine stromschiene 40A 83M | SmissLine feeder busbar 40A 83M |  | 5.14
2CCF800374R0001 | ZLS203E85 | Active | 7612270018239 | 24.95 | 1 | 1 | stuk | Accessories for Plug-in Distribution Systems 125A | BE31330 | SB (MCB&RCD Cat.B) | stuk | SmissLine voedingsrails 40A 85M | SmissLine barres d'alimentation 40A 85M | SmissLine stromschiene 40A 85M | SmissLine feeder busbar 40A 85M |  | 5.14
2CCF800375R0001 | ZLS203E87 | Active | 7612270018253 | 25.34 | 1 | 1 | stuk | Accessories for Plug-in Distribution Systems 125A | BE31330 | SB (MCB&RCD Cat.B) | stuk | SmissLine voedingsrails 40A 87M | SmissLine barres d'alimentation 40A 87M | SmissLine stromschiene 40A 87M | SmissLine feeder busbar 40A 87M |  | 5.14
2CCF800376R0001 | ZLS203E89 | Active | 7612270018277 | 26.4 | 1 | 1 | stuk | Accessories for Plug-in Distribution Systems 125A | BE31330 | SB (MCB&RCD Cat.B) | stuk | SmissLine voedingsrails 40A 89M | SmissLine barres d'alimentation 40A 89M | SmissLine stromschiene 40A 89M | SmissLine feeder busbar 40A 89M |  | 5.14
2CCF800377R0001 | ZLS203E91 | Active | 7612270018291 | 26.6 | 1 | 1 | stuk | Accessories for Plug-in Distribution Systems 125A | BE31330 | SB (MCB&RCD Cat.B) | stuk | SmissLine voedingsrails 40A 91M | SmissLine barres d'alimentation 40A 91M | SmissLine stromschiene 40A 91M | SmissLine feeder busbar 40A 91M |  | 5.14
2CCF800378R0001 | ZLS203E93 | Active | 7612270018314 | 27.28 | 1 | 1 | stuk | Accessories for Plug-in Distribution Systems 125A | BE31330 | SB (MCB&RCD Cat.B) | stuk | SmissLine voedingsrails 40A 93M | SmissLine barres d'alimentation 40A 93M | SmissLine stromschiene 40A 93M | SmissLine feeder busbar 40A 93M |  | 5.14
2CCF800379R0001 | ZLS203E95 | Active | 7612270018338 | 27.93 | 1 | 1 | stuk | Accessories for Plug-in Distribution Systems 125A | BE31330 | SB (MCB&RCD Cat.B) | stuk | SmissLine voedingsrails 40A 95M | SmissLine barres d'alimentation 40A 95M | SmissLine stromschiene 40A 95M | SmissLine feeder busbar 40A 95M |  | 5.14
2CCF800380R0001 | ZLS203E97 | Active | 7612270018352 | 28.52 | 1 | 1 | stuk | Accessories for Plug-in Distribution Systems 125A | BE31330 | SB (MCB&RCD Cat.B) | stuk | SmissLine voedingsrails 40A 97M | SmissLine barres d'alimentation 40A 97M | SmissLine stromschiene 40A 97M | SmissLine feeder busbar 40A 97M |  | 5.14
2CCF800381R0001 | ZLS203E99 | Active | 7612270018376 | 28.91 | 1 | 1 | stuk | Accessories for Plug-in Distribution Systems 125A | BE31330 | SB (MCB&RCD Cat.B) | stuk | SmissLine voedingsrails 40A 99M | SmissLine barres d'alimentation 40A 99M | SmissLine stromschiene 40A 99M | SmissLine feeder busbar 40A 99M |  | 5.14
2CCF800382R0001 | ZLS203E101 | Active | 7612270017201 | 29.33 | 1 | 1 | stuk | Accessories for Plug-in Distribution Systems 125A | BE31330 | SB (MCB&RCD Cat.B) | stuk | SmissLine voedingsrails 40A 101M | SmissLine barres d'alimentation 40A 101M | SmissLine stromschiene 40A 101M | SmissLine feeder busbar 40A 101M |  | 5.14
2CCF800383R0001 | ZLS203E103 | Active | 7612270017225 | 29.97 | 1 | 1 | stuk | Accessories for Plug-in Distribution Systems 125A | BE31330 | SB (MCB&RCD Cat.B) | stuk | SmissLine voedingsrails 40A 103M | SmissLine barres d'alimentation 40A 103M | SmissLine stromschiene 40A 103M | SmissLine feeder busbar 40A 103M |  | 5.14
2CCF800384R0001 | ZLS203E105 | Active | 7612270017249 | 30.85 | 1 | 1 | stuk | Accessories for Plug-in Distribution Systems 125A | BE31330 | SB (MCB&RCD Cat.B) | stuk | SmissLine voedingsrails 40A 105M | SmissLine barres d'alimentation 40A 105M | SmissLine stromschiene 40A 105M | SmissLine feeder busbar 40A 105M |  | 5.14
2CCF800385R0001 | ZLS203E107 | Active | 7612270017263 | 31.24 | 1 | 1 | stuk | Accessories for Plug-in Distribution Systems 125A | BE31330 | SB (MCB&RCD Cat.B) | stuk | SmissLine voedingsrails 40A 107M | SmissLine barres d'alimentation 40A 107M | SmissLine stromschiene 40A 107M | SmissLine feeder busbar 40A 107M |  | 5.14
2CCF800386R0001 | ZLS203E109 | Active | 7612270017287 | 31.65 | 1 | 1 | stuk | Accessories for Plug-in Distribution Systems 125A | BE31330 | SB (MCB&RCD Cat.B) | stuk | SmissLine voedingsrails 40A 109M | SmissLine barres d'alimentation 40A 109M | SmissLine stromschiene 40A 109M | SmissLine feeder busbar 40A 109M |  | 5.14
2CCG000242R0001 | Control Unit SCU100 | Active | 7612271508104 | 1843 | 1 | 1 | stuk | CMS 700 | BE31330 | SA (Modulair+Plug&Socket) | stuk | Control Unit SCU100 | Control Unit SCU100 | Control Unit SCU100 | Control Unit SCU100 |  | 5.14
2CCG000243R0001 | INS105 Flatcable - 4C*28AWG | Active | 7612271508111 | 33.96 | 1 | 1 | stuk | CMS 700 | BE31330 | SA (Modulair+Plug&Socket) | stuk | INS105 Flatcable - 4C*28AWG | INS105 Flatcable - 4C*28AWG | INS105 Flatcable - 4C*28AWG | INS105 Flatcable - 4C*28AWG |  | 5.14
2CCG000244R0001 | INS135 Connector set (35 pcs) | Active | 7612271508128 | 65.98 | 1 | 1 | stuk | CMS 700 | BE31330 | SA (Modulair+Plug&Socket) | stuk | INS135 Connector set (35 pcs) | INS135 Connector set (35 pcs) | INS135 Connector set (35 pcs) | INS135 Connector set (35 pcs) |  | 5.14
2CCG000245R0001 | DM11 Digital Module | Active | 7612271508135 | 182.11 | 1 | 1 | stuk | CMS 700 | BE31330 | SA (Modulair+Plug&Socket) | stuk | DM11 Digital Module | DM11 Digital Module | DM11 Digital Module | DM11 Digital Module |  | 5.14
2CCG000246R0001 | DM00 Digital Module | Active | 7612271508142 | 203.7 | 1 | 1 | stuk | CMS 700 | BE31330 | SA (Modulair+Plug&Socket) | stuk | DM00 Digital Module | DM00 Digital Module | DM00 Digital Module | DM00 Digital Module |  | 5.14
2CCG000247R0001 | DM10 Digital Module | Active | 7612271508159 | 237.43 | 1 | 1 | stuk | CMS 700 | BE31330 | SA (Modulair+Plug&Socket) | stuk | DM10 Digital Module | DM10 Digital Module | DM10 Digital Module | DM10 Digital Module |  | 5.14
2CCL462110E0104 | FS451M-C10/0,03 | Active | 7612270108282 | 284.38 | 1 | 1 | stuk | FS451 | BE31330 | SB (MCB&RCD Cat.B) | stuk | Differentieel FS451M C10/0 03 | FS451M-C10/0,03 | Residual current circuitbreaker with overload protection, 1p+n C Char, 10A, 30mA, 10kA | FS451M-C10/0,03 |  | 5.14
2CCL462110E0134 | FS451M-C13/0,03 | Active | 7612270108299 | 226.3 | 1 | 1 | stuk | FS451 | BE31330 | SB (MCB&RCD Cat.B) | stuk | Differentieel FS451M-C13/0 03 | FS451M-C13/0,03 | FS451M-C13/0,03 | FS451M-C13/0,03 |  | 5.14
2CCL462110E0135 | FS451M-B13/0,03 | Active | 7612270108244 | 211.11 | 1 | 1 | stuk | FS451 | BE31330 | SB (MCB&RCD Cat.B) | stuk | Differentieel FS451M-B13/0 03 | FS451M-B13/0,03 | FS451M-B13/0,03 | FS451M-B13/0,03 |  | 5.14
2CCL462110E0164 | FS451M-C16/0,03 | Active | 7612270108305 | 224.44 | 1 | 1 | stuk | FS451 | BE31330 | SB (MCB&RCD Cat.B) | stuk | Differentieel FS451M-C16/0 03 | FS451M-C16/0,03 | FS451M-C16/0,03 | FS451M-C16/0,03 |  | 5.14
2CCL462110E0165 | FS451M-B16/0,03 | Active | 7612270108251 | 223.11 | 1 | 1 | stuk | FS451 | BE31330 | SB (MCB&RCD Cat.B) | stuk | Differentieel FS451M-B16/0 03 | FS451M-B16/0,03 | FS451M-B16/0,03 | FS451M-B16/0,03 |  | 5.14
2CCL562010E0064 | FS401M-C6/0.03 | Active | 7612271406905 | 236.24 | 1 | 1 | stuk | FS401 | BE31330 | SB (MCB&RCD Cat.B) | stuk | Diff-auto FS400 1P+N 10kA A C06 30mA | Disjoncteur différentiel Smissline FS400 10kA, 1P+B, courbe C, 6A, 30mA | FS401M-C6/0.03 FI-Schutzschalter C | FS401M-C6/0.03 |  | 5.14
2CCL562110E0104 | FS401M-C10/0,03 | Active | 7612270104543 | 254.31 | 1 | 1 | stuk | FS401 | BE31330 | SB (MCB&RCD Cat.B) | stuk | Diff-auto FS400 1P+N 10kA A C10 30mA | Disjoncteur différentiel Smissline FS400 10kA, 1P+N, courbe C, 10A, 30mA | FS401M-C10/0.03 FI-Schutzschalter C,10A,400VAC,30mA,10kA,2P,steckbar | FS401M-C10/0,03 |  | 5.14
2CCL562110E0105 | FS401M-B10/0.03 | Active | 7612270109685 | 207.3 | 1 | 1 | stuk | FS401 | BE31330 | SB (MCB&RCD Cat.B) | stuk | Diff-auto FS400 1P+N 10kA A B10 30mA | Disjoncteur différentiel Smissline FS400 10kA, 1P+N, courbe B, 10A, 30mA | FS401M-B10/0.03 FI/LS-Schalter B,10A,230VAC,10kA,IΔ=0,03A,2P | FS401 M-B10/0.03 |  | 5.14
2CCL562110E0134 | FS401M-C13/0,03 | Active | 7612270104550 | 204.89 | 1 | 1 | stuk | FS401 | BE31330 | SB (MCB&RCD Cat.B) | stuk | Diff-auto FS400 1P+N 10kA A C13 30mA | Disjoncteur différentiel Smissline FS400 10kA, 1P+N, courbe C, 13A, 30mA | FS401M-C13/0.03 FI-Schutzschalter C,13A,400VAC,30mA,10kA,2P,steckbar | FS401M-C13/0,03 |  | 5.14
2CCL562110E0135 | FS401M-B13/0,03 | Active | 7612270104505 | 207.3 | 1 | 1 | stuk | FS401 | BE31330 | SB (MCB&RCD Cat.B) | stuk | Diff-auto FS400 1P+N 10kA A B13 30mA | Disjoncteur différentiel Smissline FS400 10kA, 1P+N, courbe B, 13A, 30mA | FS401M-B13/0.03 FI-Schutzschalter B,13A,400VAC,30mA,10kA,2P,steckbar | FS401M-B13/0,03 |  | 5.14
2CCL562110E0164 | FS401M-C16/0,03 | Active | 7612270104567 | 204.89 | 1 | 1 | stuk | FS401 | BE31330 | SB (MCB&RCD Cat.B) | stuk | Diff-auto FS400 1P+N 10kA A C16 30mA | Disjoncteur différentiel Smissline FS400 10kA, 1P+N, curve C, 16A, 30mA | FS401M-C16/0.03 FI-Schutzschalter C,16A,400VAC,30mA,10kA,2P,steckbar | FS401M-C16/0,03 |  | 5.14
2CCL562110E0165 | FS401M-B16/0,03 | Active | 7612270104512 | 207.3 | 1 | 1 | stuk | FS401 | BE31330 | SB (MCB&RCD Cat.B) | stuk | Diff-auto FS400 1P+N 10kA A B16 30mA | Disjoncteur différentiel Smissline FS400 10kA, 1P+N, courbe B, 16A, 30mA | FS401M-B16/0.03 FI-Schutzschalter B,16A,400VAC,30mA,10kA,2P,steckbar | FS401M-B16/0,03 |  | 5.14
2CCL562110E0204 | FS401E-C20/0,03 | Active | 7612270104574 | 229.01 | 1 | 1 | stuk | FS401 | BE31330 | SB (MCB&RCD Cat.B) | stuk | Diff-auto FS400 1P+N 6kA A C20 30mA | Disjoncteur différentiel Smissline FS400 6kA, 1P+N, courbe C, 20A, 30mA | FS401E-C20/0.03 FI/LS-Schalter C,20A,400VAC,30mA,6kA,2P,steckbar | FS401E-C20/0,03 |  | 5.14
2CCL562110E0254 | FS401E-C25/0,03 | Active | 7612270104581 | 229.01 | 1 | 1 | stuk | FS401 | BE31330 | SB (MCB&RCD Cat.B) | stuk | Diff-auto FS400 1P+N 6kA A C25 30mA | Disjoncteur différentiel Smissline FS400 6kA, 1P+N, courbe C, 25A, 30mA | FS401E-C25/0.03 FI/LS-Schalter C,25A,400VAC,30mA,6kA,2P,steckbar | FS401E-C25/0,03 |  | 5.14
2CCL562110E0324 | FS401E-C32/0,03 | Active | 7612270104598 | 229.01 | 1 | 1 | stuk | FS401 | BE31330 | SB (MCB&RCD Cat.B) | stuk | Diff-auto FS400 1P+N 6kA A C32 30mA | Disjoncteur différentiel Smissline FS400 6kA, 1P+N, courbe C, 32A, 30mA | FS401E-C32/0.03 FI/LS-Schalter C,32A,400VAC,30mA,6kA,2P,steckbar | FS401E-C32/0,03 |  | 5.14
2CCL562110E1065 | FS401M-B6/0.03 | Active | 7612271472641 | 216.66 | 1 | 1 | stuk | FS401 | BE31330 | SB (MCB&RCD Cat.B) | stuk | Diff-auto FS400 1P+N 10kA A B06 30mA | FS401M-B6/0.03 | FS401M-B6/0.03 FI-Schutzschalter B, 6A, 400VAC, 30mA, 10kA, 2P | FS401M-B6/0.03 |  | 5.14
2CCL562110E1204 | FS401M-C20/0.03 | Active | 7612271472665 | 189.23 | 1 | 1 | stuk | FS401 | BE31330 | SB (MCB&RCD Cat.B) | stuk | Diff-auto FS400 1P+N 10kA A C20 30mA | ABB RCBO SMISSLINE TP 1LN ,C, 20A, 30mA, 10kA | FS401M-C20/0.03 FI-Schutzschalter C, 20A, 400VAC, 30mA, 10kA, 2P | FS401M-C20/0.03 |  | 5.14
2CCL562110E1205 | FS401M-B20/0.03 | Active | 7612271472689 | 216.66 | 1 | 1 | stuk | FS401 | BE31330 | SB (MCB&RCD Cat.B) | stuk | Differentieel FS401M-B20/0.03 | FS401M-B20/0.03 | FS401M-B20/0.03 FI-Schutzschalter B, 20A, 400VAC, 30mA, 10kA, 2P | FS401M-B20/0.03 |  | 5.14
2CCL562110E1254 | FS401M-C25/0.03 | Active | 7612271472702 | 228.06 | 1 | 1 | stuk | FS401 | BE31330 | SB (MCB&RCD Cat.B) | stuk | Differentieel FS401M-C25/0.03 | FS401M-C25/0.03 | FS401M-C25/0.03 FI-Schutzschalter C, 25A, 400VAC, 30mA, 10kA, 2P | FS401M-C25/0.03 |  | 5.14
2CCL562110E1255 | FS401M-B25/0.03 | Active | 7612271472726 | 232.22 | 1 | 1 | stuk | FS401 | BE31330 | SB (MCB&RCD Cat.B) | stuk | Differentieel FS401M-B25/0.03 | FS401M-B25/0.03 | FS401M-B25/0.03 FI-Schutzschalter B, 25A, 400VAC, 30mA, 10kA, 2P, | FS401M-B25/0.03 |  | 5.14
2CCL562110E1324 | FS401M-C32/0.03 | Active | 7612271472740 | 228.06 | 1 | 1 | stuk | FS401 | BE31330 | SB (MCB&RCD Cat.B) | stuk | Differentieel FS401M-C32/0.03 | FS401M-C32/0.03 | FS401M-C32/0.03 FI-Schutzschalter C 32, 400VAC, 30mA, 10kA, 2P, steckbar | FS401M-C32/0.03 |  | 5.14
2CCL562110E1325 | FS401M-B32/0.03 | Active | 7612271472764 | 232.22 | 1 | 1 | stuk | FS401 | BE31330 | SB (MCB&RCD Cat.B) | stuk | Differentieel FS401M-B32/0.03 | FS401M-B32/0.03 | FS401M-B32/0.03 FI-Schutzschalter B 32, 400VAC, 30mA, 10kA, 2P, steckbar | FS401M-B32/0.03 |  | 5.14
2CCL562111E0134 | FS401E-C13/0,03 | Active | 7612270108572 | 167.54 | 1 | 1 | stuk | FS401 | BE31330 | SB (MCB&RCD Cat.B) | stuk | Diff-auto FS400 1P+N 6kA A C13 30mA | Disjoncteur différentiel Smissline FS400 6kA, 1P+N, courbe C, 13A, 30mA | FS401E-C13/0.03 FI/LS-Schalter C,13A,400VAC,30mA,6kA,2P,steckbar | FS401E-C13/0,03 |  | 5.14
2CCL562111E0135 | FS401E-B13/0,03 | Active | 7612270108558 | 165.13 | 1 | 1 | stuk | FS401 | BE31330 | SB (MCB&RCD Cat.B) | stuk | Diff-auto FS400 1P+N 6kA A B13 30mA | Disjoncteur différentiel Smissline FS400 6kA, 1P+N, courbe B, 13A, 30mA | FS401E-B13/0.03 FI/LS-Schalter B,13A,400VAC,30mA,6kA,2P,steckbar | FS401E-B13/0,03 |  | 5.14
2CCL562111E0164 | FS401E-C16/0,03 | Active | 7612270108589 | 190.45 | 1 | 1 | stuk | FS401 | BE31330 | SB (MCB&RCD Cat.B) | stuk | Diff-auto FS400 1P+N 6kA A C16 30mA | Disjoncteur différentiel Smissline FS400 6kA, 1P+N, courbe C, 16A, 30mA | FS401E-C16/0.03 FI/LS-Schalter C,16A,400VAC,30mA,6kA,2P,steckbar | FS401E-C16/0,03 |  | 5.14
2CCL562111E0165 | FS401E-B16/0,03 | Active | 7612270108565 | 189.23 | 1 | 1 | stuk | FS401 | BE31330 | SB (MCB&RCD Cat.B) | stuk | Diff-auto FS400 1P+N 6kA A B16 30mA | Disjoncteur différentiel Smissline FS400 6kA, 1P+N, courbe B, 16A, 30mA | FS401E-B16/0.03 FI/LS-Schalter B,16A,400VAC,30mA,6kA,2P,steckbar | FS401E-B16/0,03 |  | 5.14
2CCL562111E0205 | FS401E-B20/0.03 | Active | 7612270109692 | 229.01 | 1 | 1 | stuk | FS401 | BE31330 | SB (MCB&RCD Cat.B) | stuk | Diff-auto FS400 1P+N 6kA A B20 30mA | Disjoncteur différentiel Smissline FS400 6kA, 1P+N, courbe B, 20A, 30mA | FS401E-B20/0.03 FI/LS-Schalter B,20A,400VAC,6kA,30mA,2pol,steckbar | FS401E-B20/0.03 ABB RCBO SMISSLINE TP 1LN ,B, 20A, 30mA, 6kA |  | 5.14
2CCL562111E0255 | FS401E-B25/0.03 | Active | 7612270109708 | 241.25 | 1 | 1 | stuk | FS401 | BE31330 | SB (MCB&RCD Cat.B) | stuk | Diff-auto FS400 1P+N 6kA A B25 30mA | FS401 E-B25/0.03 ABB RCBO SMISSLINE TP 1 | FS401E-B25/0.03 FI/LS-Schalter B,25A,400VAC,6kA,30mA,2pol,steckbar | FS401 E-B25/0.03 ABB RCBO SMISSLINE TP 1LN ,B, 25A, 30mA, 6kA |  | 5.14
2CCL562111E0325 | FS401E-B32/0.03 | Active | 7612270109715 | 249.66 | 1 | 1 | stuk | FS401 | BE31330 | SB (MCB&RCD Cat.B) | stuk | Diff-auto FS400 1P+N 6kA A B32 30mA | FS401 E-B32/0.03 ABB RCBO SMISSLINE TP 1 | FS401E-B32/0.03 FI/LS-Schalter B,32A,400VAC,6kA,30mA,2pol,steckbar | FS401 E-B32/0.03 ABB RCBO SMISSLINE TP 1LN ,B, 32A, 30mA, 6kA |  | 5.14
2CCL562111E1064 | FS401E-C6/0.03 | Active | 7612271472788 | 174.8 | 1 | 1 | stuk | FS401 | BE31330 | SB (MCB&RCD Cat.B) | stuk | Differentieel FS401E-C6/0.03 | FS401E-C6/0.03 | FS401E-C6/0.03 FI/LS-Schalter C 6A, 400VAC, 30mA, 10kA, 2P, steckbar | FS401E-C6/0.03 |  | 5.14
2CCL562111E1104 | FS401E-C10/0.03 | Active | 7612271472801 | 174.8 | 1 | 1 | stuk | FS401 | BE31330 | SB (MCB&RCD Cat.B) | stuk | Differentieel FS401E-C10/0.03 | FS401E-C10/0.03 | FS401E-C10/0.03 FI/LS-Schalter C 10, 400VAC,30mA,10kA,2P,steckbar | FS401E-C10/0.03 |  | 5.14
2CCL562111E1105 | FS401E-B10/0.03 | Active | 7612271472825 | 173.01 | 1 | 1 | stuk | FS401 | BE31330 | SB (MCB&RCD Cat.B) | stuk | Differentieel FS401E-B10/0.03 | FS401E-B10/0.03 | FS401E-B10/0.03 FI/LS-Schalter B 10, 400VAC, 30mA, 10kA, 2P, steckbar | FS401E-B10/0.03 |  | 5.14
2CCL562120E0064 | FS401M-C6/0.1 | Active | 7612271424534 | 216.71 | 1 | 1 | stuk | FS401 | BE31330 | SB (MCB&RCD Cat.B) | stuk | Differentieel FS401M-C6/0.1 | FS401M-C6/0.1 | FS401M-C6/0.1 FI/LS-Schalter C, 6A, 10kA, 100mA, 2P, steckbar | FS401M-C6/0.1 |  | 5.14
2CCL562120E0104 | FS401M-C10/0.1 | Active | 7612271413217 | 216.71 | 1 | 1 | stuk | FS401 | BE31330 | SB (MCB&RCD Cat.B) | stuk | Differentieel FS401M-C10/0.1 | FS401M-C10/0.1 | FS401M-C10/0.1 FI/LS-Schalter C, 10A, 10kA, 100mA, 2P, steckbar | FS401M-C10/0.1 |  | 5.14
2CCL562120E0134 | FS401M-C13/0.1 | Active | 7612271490706 | 216.71 | 1 | 1 | stuk | FS401 | BE31330 | SB (MCB&RCD Cat.B) | stuk | Differentieel FS401M-C13/0.1-RCBO | FS401 M-C13/0.1 - RCBO | FS401M-C13/0.1 FI/LS-Schalter C, 13A, 10kA, 100mA, 2P, steckbar | FS401 M-C13/0.1 - RCBO |  | 5.14
2CCL562120E0164 | FS401M-C16/0.1 | Active | 7612271421618 | 216.71 | 1 | 1 | stuk | FS401 | BE31330 | SB (MCB&RCD Cat.B) | stuk | Differentieel FS401M-C16/0.1 | FS401M-C16/0.1 | FS401M-C16/0.1 FI/LS-Schalter C, 16A, 10kA, 100mA, 2P, steckbar | FS401M-C16/0.1 |  | 5.14
2CCL562122E0204 | FS401M-C20/0.1 | Active | 7612271490720 | 216.71 | 1 | 1 | stuk | FS401 | BE31330 | SB (MCB&RCD Cat.B) | stuk | Differentieel FS401M-C20/0.1-RCBO | FS401 M-C20/0.1 - RCBO | FS401M-C20/0.1 FI/LS-Schalter C, 20A, 10kA, 100mA, 2P, steckbar | FS401 M-C20/0.1 - RCBO |  | 5.14
2CCL562122E0254 | FS401M-C25/0.1 | Active | 7612271490744 | 228.06 | 1 | 1 | stuk | FS401 | BE31330 | SB (MCB&RCD Cat.B) | stuk | Differentieel FS401M-C25/0.1-RCBO | FS401 M-C25/0.1 - RCBO | FS401M-C25/0.1 FI/LS-Schalter C, 25A, 10kA, 100mA, 2P, steckbar | FS401 M-C25/0.1 - RCBO |  | 5.14
2CCL562122E0324 | FS401M-C32/0.1 | Active | 7612271490768 | 228.06 | 1 | 1 | stuk | FS401 | BE31330 | SB (MCB&RCD Cat.B) | stuk | Differentieel FS401M-C32/0.1-RCBO | FS401 M-C32/0.1 - RCBO | FS401M-C32/0.1 FI/LS-Schalter C, 32A, 10kA, 100mA, 2P, steckbar | FS401 M-C32/0.1 - RCBO |  | 5.14
2CCL562130E1035 | FS401MK-B6/0.03 | Active | 7612271472849 | 240.52 | 1 | 1 | stuk | FS401 | BE31330 | SB (MCB&RCD Cat.B) | stuk | Differentieel FS401MK-B6/0.03 | FS401MK-B6/0.03 | FS401MK-B6/0.03 FI-Schutzschalter B 6A, 400VAC, 30mA, 10kA, 2P, steckbar | FS401MK-B6/0.03 |  | 5.14
2CCL562130E3034 | FS401MK-C6/0.3 | Active | 7612271472863 | 267.24 | 1 | 1 | stuk | FS401 | BE31330 | SB (MCB&RCD Cat.B) | stuk | Differentieel FS401MK-C6/0.3 | FS401MK-C6/0.3 | FS401MK-C6/0.3 FI-Schutzschalter C, 6A, 400VAC, 300mA, 10kA, 2P, steckbar | FS401MK-C6/0.3 |  | 5.14
2CCL562310E0104 | FS401MK-C10/0.03 | Active | 7612271404031 | 267.24 | 1 | 1 | stuk | FS401 | BE31330 | SB (MCB&RCD Cat.B) | stuk | Differentieel FS401MK-C10/0.03 | FS401 MK-C10/0.03 | FS401MK-C10/0.03,FI-LS Schalter K,C,10A,10kA,30mA,1PN,steckbar | FS401 MK-C10/0.03 |  | 5.14
2CCL562310E0134 | FS401KM-C13/0,03 | Active | 7612270104604 | 276.02 | 1 | 1 | stuk | FS401 | BE31330 | SB (MCB&RCD Cat.B) | stuk | Diff-auto FS400 10kA 1P+N vertraagd C 13A 30mA | Disjoncteur différentiel Smissline FS400 10kA, 1P+N, retardé, courbe C, 13A, 30mA | FS401MK-C13/0.03 FI-Schutzschalter C,13A,400VAC,30mA,10kA,2P,steckbar, | FS401KM-C13/0,03 |  | 5.14
2CCL562310E0164 | FS401KM-C16/0,03 | Active | 7612270104611 | 276.02 | 1 | 1 | stuk | FS401 | BE31330 | SB (MCB&RCD Cat.B) | stuk | Diff-auto FS400 10kA 1P+N vertraagd C 16A 30mA | Disjoncteur différentiel Smissline FS400 10kA, 1P+N, retardé, courbe C, 16A, 30mA | FS401MK-C16/0.03 FI-Schutzschalter C,16A,400VAC,30mA,10kA,2P,steckbar, | FS401KM-C16/0,03 |  | 5.14
2CCL562310E1105 | FS401MK-B10/0.03 | Active | 7612271472887 | 240.52 | 1 | 1 | stuk | FS401 | BE31330 | SB (MCB&RCD Cat.B) | stuk | Differentieel FS401MK-B10/0.03 | FS401MK-B10/0.03 | FS401MK-B10/0.03 FI-Schutzschalter B 10, 400VAC, 30mA, 10kA, 2P, steckbar | FS401MK-B10/0.03 |  | 5.14
2CCL562310E1135 | FS401MK-B13/0.03 | Active | 7612271472900 | 256.16 | 1 | 1 | stuk | FS401 | BE31330 | SB (MCB&RCD Cat.B) | stuk | FS400MK FS401MK-B13/0.03 | FS401MK-B13/0.03 | FS401MK-B13/0.03 FI-Schutzschalter B 13, 400VAC, 30mA, 10kA, 2P, steckbar | FS401MK-B13/0.03 |  | 5.14
2CCL562310E1165 | FS401MK-B16/0.03 | Active | 7612271472924 | 261.61 | 1 | 1 | stuk | FS401 | BE31330 | SB (MCB&RCD Cat.B) | stuk | Differentieel FS401MK-B16/0.03 | FS401MK-B16/0.03 | FS401MK-B16/0.03 FI-Schutzschalter B 16, 400VAC, 30mA, 10kA, 2P, steckbar | FS401MK-B16/0.03 |  | 5.14
2CCL562310E1204 | FS401MK-C20/0.03 | Active | 7612271472948 | 290.69 | 1 | 1 | stuk | FS401 | BE31330 | SB (MCB&RCD Cat.B) | stuk | Differentieel FS401MK-C20/0.03 | FS401MK-C20/0.03 | FS401MK-C20/0.03 FI-Schutzschalter C, 20A, 400VAC, 30mA, 10kA, 2P, steckbar | FS401MK-C20/0.03 |  | 5.14
2CCL562310E1205 | FS401MK-B20/0.03 | Active | 7612271472962 | 261.61 | 1 | 1 | stuk | FS401 | BE31330 | SB (MCB&RCD Cat.B) | stuk | Differentieel FS401MK-B20/0.03 | FS401MK-B20/0.03 | FS401MK-B20/0.03 FI-Schutzschalter B, 20A, 400VAC, 30mA, 10kA, 2P | FS401MK-B20/0.03 |  | 5.14
2CCL562310E1254 | FS401MK-C25/0.03 | Active | 7612271472986 | 310.96 | 1 | 1 | stuk | FS401 | BE31330 | SB (MCB&RCD Cat.B) | stuk | Differentieel FS401MK-C25/0.03 | FS401MK-C25/0.03 | FS401MK-C32/0.03 FI-Schutzschalter C, 32A, 400VAC, 30mA, 10kA, 2P | FS401MK-C25/0.03 |  | 5.14
2CCL562310E1255 | FS401MK-B25/0.03 | Active | 7612271473006 | 279.87 | 1 | 1 | stuk | FS401 | BE31330 | SB (MCB&RCD Cat.B) | stuk | Differentieel FS401MK-B25/0.03 | FS401MK-B25/0.03 | FS401MK-B25/0.03 FI-Schutzschalter B, 25A, 400VAC, 30mA, 10kA, 2P | FS401MK-B25/0.03 |  | 5.14
2CCL562310E1324 | FS401MK-C32/0.03 | Active | 7612271473020 | 310.96 | 1 | 1 | stuk | FS401 | BE31330 | SB (MCB&RCD Cat.B) | stuk | Differentieel FS401MK-C32/0.03 | FS401MK-C32/0.03 | FS401MK-C32/0.03 FI-Schutzschalter C,32A,400VAC,30mA,10kA,2P,steckbar, | FS401MK-C32/0.03 |  | 5.14
2CCL562310E1325 | FS401MK-B32/0.03 | Active | 7612271473044 | 279.87 | 1 | 1 | stuk | FS401 | BE31330 | SB (MCB&RCD Cat.B) | stuk | Differentieel FS401MK-B32/0.03 | FS401MK-B32/0.03 | FS401MK-B32/0.03 FI-Schutzschalter B, 32A, 400VAC, 30mA, 10kA, 2P, steckbar | FS401MK-B32/0.03 |  | 5.14
2CCL562330E1064 | FS401MK-C6/0.03 | Active | 7612271473068 | 267.24 | 1 | 1 | stuk | FS401 | BE31330 | SB (MCB&RCD Cat.B) | stuk | Differentieel FS401MK-C6/0.03 | FS401MK-C6/0.03 | FS401MK-C6/0.03 FI-Schutzschalter C, 6A, 400VAC, 30mA, 10kA, 2P, steckbar | FS401MK-C6/0.03 |  | 5.14
2CCL562330E1104 | FS401MK-C10/0.3 | Active | 7612271473082 | 261.63 | 1 | 1 | stuk | FS401 | BE31330 | SB (MCB&RCD Cat.B) | stuk | SmissLine FS400MK FS401MK-C10/0.3 | FS401MK-C10/0.3 | FS401MK-C10/0.3 FI-Schutzschalter C, 10A, 400VAC, 300mA, 10kA, 2P, steckbar | FS401MK-C10/0.3 |  | 5.14
2CCL562330E1134 | FS401MK-C13/0.3 | Active | 7612271473105 | 284.62 | 1 | 1 | stuk | FS401 | BE31330 | SB (MCB&RCD Cat.B) | stuk | SmissLine FS400MK FS401MK-C13/0.3 | FS401MK-C13/0.3 | FS401MK-C13/0.3 FI-Schutzschalter C, 13A, 400VAC, 300mA, 10kA, 2P, steckbar | FS401MK-C13/0.3 |  | 5.14
2CCL562330E1164 | FS401MK-C16/0.3 | Active | 7612271473143 | 290.69 | 1 | 1 | stuk | FS401 | BE31330 | SB (MCB&RCD Cat.B) | stuk | Differentieel FS401MK-C16/0.3 | FS401MK-C16/0.3 | FS401MK-C16/0.3 FI-Schutzschalter C, 16A, 400VAC, 300mA, 10kA, 2P, steckbar | FS401MK-C16/0.3 |  | 5.14
2CCL562330E1204 | FS401MK-C20/0.3 | Active | 7612271473181 | 284.62 | 1 | 1 | stuk | FS401 | BE31330 | SB (MCB&RCD Cat.B) | stuk | SmissLine FS400MK FS401MK-C20/0.3 | FS401MK-C20/0.3 | FS401MK-C20/0.3 FI-Schutzschalter C, 20A, 400VAC, 300mA, 10kA, 2P, steckbar | FS401MK-C20/0.3 |  | 5.14
2CCL562330E1254 | FS401MK-C25/0.3 | Active | 7612271473228 | 304.51 | 1 | 1 | stuk | FS401 | BE31330 | SB (MCB&RCD Cat.B) | stuk | SmissLine FS400MK FS401MK-C25/0.3 | FS401MK-C25/0.3 | FS401MK-C25/0.3 FI-Schutzschalter C, 25A, 400VAC, 300mA, 10kA, 2P, steckbar | FS401MK-C25/0.3 |  | 5.14
2CCL562330E1324 | FS401MK-C32/0.3 | Active | 7612271473266 | 304.51 | 1 | 1 | stuk | FS401 | BE31330 | SB (MCB&RCD Cat.B) | stuk | SmissLine FS400MK FS401MK-C32/0.3 | FS401MK-C32/0.3 | FS401MK-C32/0.3 FI-Schutzschalter C, 32A, 400VAC, 300mA, 10kA, 2P, steckbar | FS401MK-C32/0.3 |  | 5.14
2CCL563110E0204 | FS403M-C20/0.03 | Active | 7612271442569 | 465.93 | 1 | 1 | stuk | FS403 | BE31330 | SB (MCB&RCD Cat.B) | stuk | Differentieel FS403M-C20/0.03 | FS403M-C20/0.03 | FS403M-C20/0.03 RCBO SMISSLINE TP 4P ,C, 20A, 30mA, 10kA | FS403M-C20/0.03 |  | 5.14
2CCL563110E0205 | FS403M-B20/0.03 | Active | 7612271442576 | 421.37 | 1 | 1 | stuk | FS403 | BE31330 | SB (MCB&RCD Cat.B) | stuk | Differentieel FS403M-B20/0.03 | FS403M-B20/0.03 | FS403M-B20/0.03 RCBO SMISSLINE TP 4P ,B, 20A, 30mA, 10kA | FS403M-B20/0.03 |  | 5.14
2CCL563110E0254 | FS403M-C25/0.03 | Active | 7612271442583 | 465.93 | 1 | 1 | stuk | FS403 | BE31330 | SB (MCB&RCD Cat.B) | stuk | Differentieel FS403M-C25/0.03 | FS403M-C25/0.03 | FS403M-C25/0.03 RCBO SMISSLINE TP 4P ,C, 25A, 30mA, 10kA | FS403M-C25/0.03 |  | 5.14
2CCL563110E0255 | FS403M-B25/0.03 | Active | 7612271442590 | 444.32 | 1 | 1 | stuk | FS403 | BE31330 | SB (MCB&RCD Cat.B) | stuk | SmissLine FS400MK FS 403M B25/0 03 | FS403M-B25/0.03 | FS403M-B25/0.03 RCBO SMISSLINE TP 4P ,B, 25A, 30mA, 10kA | FS403M-B25/0.03 |  | 5.14
2CCL563110E0324 | FS403M-C32/0.03 | Active | 7612271442606 | 465.93 | 1 | 1 | stuk | FS403 | BE31330 | SB (MCB&RCD Cat.B) | stuk | Differentieel FS403M-C32/0.03 | FS403M-C32/0.03 | FS403M-C32/0.03 RCBO SMISSLINE TP 4P ,C, 32A, 30mA, 10kA | FS403M-C32/0.03 |  | 5.14
2CCL563110E0325 | FS403M-B32/0.03 | Active | 7612271442613 | 421.37 | 1 | 1 | stuk | FS403 | BE31330 | SB (MCB&RCD Cat.B) | stuk | Differentieel FS403M-B32/0.03 | FS403M-B32/0.03 | FS403M-B32/0.03 RCBO SMISSLINE TP 4P ,B, 32A, 30mA, 10kA | FS403M-B32/0.03 |  | 5.14
2CCL563120E0134 | FS403M-C13/0.1 | Active | 7612271442620 | 475.2 | 1 | 1 | stuk | FS403 | BE31330 | SB (MCB&RCD Cat.B) | stuk | Differentieel FS403M-C13/0.1 | FS403M-C13/0.1 | FS403M-C13/0.1 RCBO SMISSLINE TP 4P ,C, 13A, 100mA, 10kA | FS403M-C13/0.1 |  | 5.14
2CCL563120E0204 | FS403M-C20/0.1 | Active | 7612271442637 | 475.2 | 1 | 1 | stuk | FS403 | BE31330 | SB (MCB&RCD Cat.B) | stuk | Differentieel FS403M-C20/0.1 | FS403M-C20/0.1 | FS403M-C20/0.1 RCBO SMISSLINE TP 4P ,C, 20A, 100mA, 10kA | FS403M-C20/0.1 |  | 5.14
2CCL563120E0254 | FS403M-C25/0.1 | Active | 7612271442644 | 475.2 | 1 | 1 | stuk | FS403 | BE31330 | SB (MCB&RCD Cat.B) | stuk | Differentieel FS403M-C25/0.1 | FS403M-C25/0.1 | FS403M-C25/0.1 RCBO SMISSLINE TP 4P ,C, 25A, 100mA, 10kA | FS403M-C25/0.1 |  | 5.14
2CCL563120E0324 | FS403M-C32/0.1 | Active | 7612271442651 | 475.2 | 1 | 1 | stuk | FS403 | BE31330 | SB (MCB&RCD Cat.B) | stuk | Differentieel FS403M-C32/0.1 | FS403M-C32/0.1 | FS403M-C32/0.1 RCBO SMISSLINE TP 4P ,C, 32A, 100mA, 10kA | FS403M-C32/0.1 |  | 5.14
2CCL563310E0204 | FS403MK-C20/0.03 | Active | 7612271470753 | 517.68 | 1 | 1 | stuk | FS403 | BE31330 | SB (MCB&RCD Cat.B) | stuk | SmissLine FS400MK FS403MK-C20/0.03 | FS403MK-C20/0.03 | FS403MK-C20/0.03 FI-Schutzschalter C, 20A, 400VAC, 30mA, 10kA, 4P, steckbar | FS403MK-C20/0.03 |  | 5.14
2CCL563330E0204 | FS403MK-C20/0.3 | Active | 7612271470876 | 517.68 | 1 | 1 | stuk | FS403 | BE31330 | SB (MCB&RCD Cat.B) | stuk | SmissLine FS400MK FS403MK-C20/0.3 | FS403MK-C20/0.3 | FS403MK-C20/0.3 FI-Schutzschalter C, 20A, 400VAC, 300mA, 10kA, 4P, steckbar | FS403MK-C20/0.3 |  | 5.14
2CCL563330E0254 | FS403MK-C25/0.3 | Active | 7612271470890 | 551.45 | 1 | 1 | stuk | FS403 | BE31330 | SB (MCB&RCD Cat.B) | stuk | SmissLine FS400MK FS403MK-C25/0.3 | FS403MK-C25/0.3 | FS403MK-C25/0.3 FI-Schutzschalter C, 25A, 400VAC, 30mA, 10kA, 4P, steckbar | FS403MK-C25/0.3 |  | 5.14
2CCL563330E0324 | FS403MK-C32/0.3 | Active | 7612271470913 | 565.02 | 1 | 1 | stuk | FS403 | BE31330 | SB (MCB&RCD Cat.B) | stuk | SmissLine FS400MK FS403MK-C32/0.3 | FS403MK-C32/0.3 | FS403MK-C32/0.3 FI-Schutzschalter C, 32A, 400VAC, 30mA, 10kA, 4P, steckbar | FS403MK-C32/0.3 |  | 5.14
2CCL564110E0064 | FS403M-C6/0.03 | Active | 7612271419127 | 465.93 | 1 | 1 | stuk | FS403 | BE31330 | SB (MCB&RCD Cat.B) | stuk | Differentieel FS403M-C6/0.03 | FS403M-C6/0.03 | FS403M-C6/0.03 FI-Schutzschalter C, 6A, 400VAC, 10kA, 0,03A, 4P | FS403M-C6/0.03 |  | 5.14
2CCL564110E0065 | FS403 M-B6/0.03 | Active | 7612271434434 | 438.71 | 1 | 1 | stuk | FS403 | BE31330 | SB (MCB&RCD Cat.B) | stuk | Differentieel FS403M-B6/0.03 | FS403 M-B6/0.03 | FS403 M-B6/0.03 FI/LS Schalter 3PN,B,6A,30mA,10kA | FS403 M-B6/0.03 |  | 5.14
2CCL564110E0104 | FS403M-C10/0.03 | Active | 7612271407674 | 444.75 | 1 | 1 | stuk | FS403 | BE31330 | SB (MCB&RCD Cat.B) | stuk | SmissLine FS400M FS 403M C10/0 03 | Disjoncteur différentiel Smissline FS400 10kA, 3P, courbe C, 10A, 30mA | FS403M-C10/0.03 FI-Schutzschalter C,10A,400VAC,10kA,30mA,4P,steckbar | FS403M-C10/0.03 |  | 5.14
2CCL564110E0105 | FS403M-B10/0.03 | Active | 7612271407612 | 402.58 | 1 | 1 | stuk | FS403 | BE31330 | SB (MCB&RCD Cat.B) | stuk | SmissLine FS400M FS 403M B10/0 03 | Disjoncteur différentiel Smissline FS400 10kA, 3P, courbe B, 10A, 30mA | FS403M-B10/0.03 FI-Schutzschalter B,10A,400V,10kA,30mA,4P,steckbar | FS403M-B10/0.03 |  | 5.14
2CCL564110E0134 | FS403M-C13/0.03 | Active | 7612271407681 | 444.75 | 1 | 1 | stuk | FS403 | BE31330 | SB (MCB&RCD Cat.B) | stuk | SmissLine FS400M FS 403M C13/0 03 | Disjoncteur différentiel Smissline FS400 10kA, 3P, courbe C, 13A, 30mA | FS403M-C13/0.03 FI-Schutzschalter C,13A,400V,10kA,30mA,4P,steckbar | FS403M-C13/0.03 |  | 5.14
2CCL564110E0135 | FS403M-B13/0.03 | Active | 7612271407629 | 402.58 | 1 | 1 | stuk | FS403 | BE31330 | SB (MCB&RCD Cat.B) | stuk | SmissLine FS400M FS 403M B13/0 03 | Disjoncteur différentiel Smissline FS400 10kA, 3P, courbe B, 13A, 30mA | FS403M-B13/0.03 FI-Schutzschalter B,13A,400V,10kA,30mA,4P,steckbar | FS403M-B13/0.03 |  | 5.14
2CCL564110E0164 | FS403M-C16/0.03 | Active | 7612271407698 | 444.75 | 1 | 1 | stuk | FS403 | BE31330 | SB (MCB&RCD Cat.B) | stuk | SmissLine FS400M FS 403M C16/0 03 | Disjoncteur différentiel Smissline FS400 10kA, 3P, courbe C, 16A, 30mA | FS403M-C16/0.03 FI-Schutzschalter C,16A,400V,10kA, ,30mA,4P,steckbar | FS403M-C16/0.03 |  | 5.14
2CCL564110E0165 | FS403M-B16/0.03 | Active | 7612271407636 | 402.58 | 1 | 1 | stuk | FS403 | BE31330 | SB (MCB&RCD Cat.B) | stuk | SmissLine FS400M FS 403M B16/0 03 | Disjoncteur différentiel Smissline FS400 10kA, 3P, curve B, 16A, 30mA | FS403M-B16/0.03 FI-Schutzschalter B,16A,400V,10kA, 0,03A,4P,steckbar | FS403M-B16/0.03 |  | 5.14
2CCL564111E0104 | FS403E-C10/0.03 | Active | 7612271434489 | 392.9 | 1 | 1 | stuk | FS403 | BE31330 | SB (MCB&RCD Cat.B) | stuk | SmissLine FS400E FS403E-C10/0.03 | FS403E-C10/0.03 | FS403E-C10/0.03 FI-LS Schalter C,10A,30mA,6kA,3PN,steckbar | FS403E-C10/0.03 |  | 5.14
2CCL564111E0134 | FS403E-C13/0.03 | Active | 7612271434519 | 392.9 | 1 | 1 | stuk | FS403 | BE31330 | SB (MCB&RCD Cat.B) | stuk | SmissLine FS400E FS403E-C13/0.03 | FS403E-C13/0.03 | FS403E-C13/0.03 FI/LS Schalter C,13A,30mA,6kA,3PN,steckbar | FS403E-C13/0.03 |  | 5.14
2CCL564111E0164 | FS403E-C16/0.03 | Active | 7612271434601 | 392.9 | 1 | 1 | stuk | FS403 | BE31330 | SB (MCB&RCD Cat.B) | stuk | SmissLine FS400E FS403E-C16/0.03 | FS403E-C16/0.03 | FS403E-C16/0.03 FI-LS Schalter C,16A,30mA,6kA,3PN,steckbar | FS403E-C16/0.03 |  | 5.14
2CCL564111E0203 | FS403E-C20/0.03 | Active | 7612271409609 | 472.62 | 1 | 1 | stuk | FS403 | BE31330 | SB (MCB&RCD Cat.B) | stuk | Differentieel FS403E-C20/0.03 | FS403E-C20/0.03 | FS403E-C20/0.03 FI/LS-Schalter C,20A,400VAC,6kA,30mA,4P,steckbar | FS403E-C20/0.03 |  | 5.14
2CCL564111E0254 | FS403E-C25/0.03 | Active | 7612271408770 | 452 | 1 | 1 | stuk | FS403 | BE31330 | SB (MCB&RCD Cat.B) | stuk | SmissLine FS400E FS 403E C25/0 03 | Disjoncteur différentiel Smissline FS400 6kA, 3P, courbe C, 25A, 30mA | FS403E-C25/0.03 FI/LS-Schalter C,25A,400VAC,6kA,30mA,4P,steckbar | FS403E-C25/0.03 |  | 5.14
2CCL564111E0324 | FS403E-C32/0.03 | Active | 7612271408787 | 487.95 | 1 | 1 | stuk | FS403 | BE31330 | SB (MCB&RCD Cat.B) | stuk | Differentieel FS403E-C32/0.03 | FS403E-C32/0.03 | FS403E-C32/0.03 FI/LS-Schalter C,32A,400VAC,6kA,30mA,4P,steckbar | FS403E-C32/0.03 |  | 5.14
2CCL564120E0164 | FS403M-C16/0.1 | Active | 7612271420109 | 472.62 | 1 | 1 | stuk | FS403 | BE31330 | SB (MCB&RCD Cat.B) | stuk | Differentieel FS403M-C16/0.1 | FS403M-C16/0.1 | FS403M-C16/0.1 RCBO SMISSLINE TP 4P ,C, 16A, 100mA, 10kA | FS403M-C16/0.1 |  | 5.14
2CCL564121E0064 | FS403M-C6/0.1 | Active | 7612271424527 | 475.2 | 1 | 1 | stuk | FS403 | BE31330 | SB (MCB&RCD Cat.B) | stuk | Differentieel FS403M-C6/0.1 | FS403M-C6/0.1 | FS403M-C6/0.1 | FS403M-C6/0.1 |  | 5.14
2CCL564121E0104 | FS403M-C10/0.1 | Active | 7612271424510 | 475.2 | 1 | 1 | stuk | FS403 | BE31330 | SB (MCB&RCD Cat.B) | stuk | Differentieel FS403M-C10/0.1 | FS403M-C10/0.1 | FS403M-C10/0.1 RCBO SMISSLINE TP 4P ,C, 10A, 100mA, 10kA | FS403M-C10/0.1 |  | 5.14
2CCL564310E0064 | FS403MK-C6/0.03 | Active | 7612271470937 | 517.68 | 1 | 1 | stuk | FS403 | BE31330 | SB (MCB&RCD Cat.B) | stuk | SmissLine FS400MK FS403MK-C6/0.03 | FS403MK-C6/0.03 | FS403MK-C6/0.03 FI-Schutzschalter C, 6A, 400VAC, 30mA, 10kA, 4P, steckbar | FS403MK-C6/0.03 |  | 5.14
2CCL564310E0065 | FS403MK-B6/0.03 | Active | 7612271470951 | 466.87 | 1 | 1 | stuk | FS403 | BE31330 | SB (MCB&RCD Cat.B) | stuk | SmissLine FS400MK FS403MK-B6/0.03 | FS403MK-B6/0.03 | FS403MK-B6/0.03 FI-Schutzschalter B, 6A, 400VAC, 30mA, 10kA, 4P, steckbar | FS403MK-B6/0.03 |  | 5.14
2CCL564310E0104 | FS403MK-C10/0.03 | Active | 7612271470975 | 507.47 | 1 | 1 | stuk | FS403 | BE31330 | SB (MCB&RCD Cat.B) | stuk | SmissLine FS400MK FS403MK-C10/0.03 | FS403MK-C10/0.03 | FS403MK-C10/0.03 FI-Schutzschalter C, 10A, 400VAC, 30mA, 10kA, 4P, steckbar | FS403MK-C10/0.03 |  | 5.14
2CCL564310E0105 | FS403MK-B10/0.03 | Active | 7612271470999 | 456.73 | 1 | 1 | stuk | FS403 | BE31330 | SB (MCB&RCD Cat.B) | stuk | SmissLine FS400MK FS403MK-B10/0.03 | FS403MK-B10/0.03 | FS403MK-B10/0.03 FI-Schutzschalter B, 10A, 400VAC, 30mA, 10kA, 4P, steckbar | FS403MK-B10/0.03 |  | 5.14
2CCL564310E0134 | FS403MK-C13/0.03 | Active | 7612271471019 | 507.47 | 1 | 1 | stuk | FS403 | BE31330 | SB (MCB&RCD Cat.B) | stuk | SmissLine FS400MK FS403MK-C13/0.03 | FS403MK-C13/0.03 | FS403MK-C13/0.03 FI-Schutzschalter C, 13A, 400VAC, 30mA, 10kA, 4P, steckbar | FS403MK-C13/0.03 |  | 5.14
2CCL564310E0135 | FS403MK-B13/0.03 | Active | 7612271471033 | 456.73 | 1 | 1 | stuk | FS403 | BE31330 | SB (MCB&RCD Cat.B) | stuk | SmissLine FS400MK FS403MK-B13/0.03 | FS403MK-B13/0.03 | FS403MK-B13/0.03 FI-Schutzschalter B, 13A, 400VAC, 30mA, 10kA, 4P, steckbar | FS403MK-B13/0.03 |  | 5.14
2CCL564310E0164 | FS403MK-C16/0.03 | Active | 7612271471057 | 507.47 | 1 | 1 | stuk | FS403 | BE31330 | SB (MCB&RCD Cat.B) | stuk | SmissLine FS400MK FS403MK-C16/0.03 | FS403MK-C16/0.03 | FS403MK-C16/0.03 FI-Schutzschalter C, 16A, 400VAC, 30mA, 10kA, 4P, steckbar | FS403MK-C16/0.03 |  | 5.14
2CCL564310E0165 | FS403MK-B16/0.03 | Active | 7612271471071 | 466.49 | 1 | 1 | stuk | FS403 | BE31330 | SB (MCB&RCD Cat.B) | stuk | Differentieel FS403MK-B16/0.03 | FS403MK-B16/0.03 | FS403MK-B16/0.03 FI-Schutzschalter B, 16A, 400VAC, 30mA, 10kA, 4P, steckbar | FS403MK-B16/0.03 |  | 5.14
2CCL564330E0064 | FS403MK-C6/0.3 | Active | 7612271471095 | 517.68 | 1 | 1 | stuk | FS403 | BE31330 | SB (MCB&RCD Cat.B) | stuk | SmissLine FS400MK FS403MK-C6/0.3 | FS403MK-C6/0.3 | FS403MK-C6/0.3 FI-Schutzschalter C, 6A, 400VAC, 300mA, 10kA, 4P, steckbar | FS403MK-C6/0.3 |  | 5.14
2CCL564330E0104 | FS403MK-C10/0.3 | Active | 7612271471118 | 507.47 | 1 | 1 | stuk | FS403 | BE31330 | SB (MCB&RCD Cat.B) | stuk | SmissLine FS400MK FS403MK-C10/0.3 | FS403MK-C10/0.3 | FS403MK-C10/0.3 FI-Schutzschalter C, 10A, 400VAC, 300mA, 10kA, 4P, steckbar | FS403MK-C10/0.3 |  | 5.14
2CCL564330E0134 | FS403MK-C13/0.3 | Active | 7612271471132 | 507.47 | 1 | 1 | stuk | FS403 | BE31330 | SB (MCB&RCD Cat.B) | stuk | SmissLine FS400MK FS403MK-C13/0.3 | FS403MK-C13/0.3 | FS403MK-C13/0.3 FI-Schutzschalter C, 13A, 400VAC, 300mA, 10kA, 4P, steckbar | FS403MK-C13/0.3 |  | 5.14
2CCL564330E0164 | FS403MK-C16/0.3 | Active | 7612271471156 | 518.32 | 1 | 1 | stuk | FS403 | BE31330 | SB (MCB&RCD Cat.B) | stuk | Differentieel FS403MK-C16/0.3 | FS403MK-C16/0.3 | FS403MK-C16/0.3 FI-Schutzschalter C, 16A, 400VAC, 300mA, 10kA, 4P, steckbar | FS403MK-C16/0.3 |  | 5.14
2CCP247204R0001 | S802PV-M32-H | Active | 7612271419035 | 233.54 | 1 | 1 | stuk | S800PV | BE31330 | SB (MCB&RCD Cat.B) | stuk | Automaat S800PV 2PV-M32-H 5kA PV | Disjoncteur S800PV 2PV-M32-H 5kA PV | Sicherungsautomat S800PV 2PV-M32-H 5kA PV | MCB S800PV 2PV-M32-H 5kA PV |  | 5.14
2CCP247205R0001 | S802PV-M63-H | Active | 7612271419042 | 275.03 | 1 | 1 | stuk | S800PV | BE31330 | SB (MCB&RCD Cat.B) | stuk | Automaat S800PV 2PV-M63-H 5kA PV | Disjoncteur S800PV 2PV-M63-H 5kA PV | Sicherungsautomat S800PV 2PV-M63-H 5kA PV | MCB S800PV 2PV-M63-H 5kA PV |  | 5.14
2CCP247212R0001 | S802PV-M100-H | Active | 7612271419301 | 416.09 | 1 | 1 | stuk | S800PV | BE31330 | SB (MCB&RCD Cat.B) | stuk | Automaat S800PV 2PV-M100-H 5kA PV | Disjoncteur S800PV 2PV-M100-H 5kA PV | Sicherungsautomat S800PV 2PV-M100-H 5kA PV | MCB S800PV 2PV-M100-H 5kA PV |  | 5.14
2CCP824017R1159 | S804U-PVS5 | Active | 7612271419929 | 1147.99 | 1 | 1 | stuk | S800U | BE31330 | SB (MCB&RCD Cat.B) | stuk | Automaat S800PV 4P 5A 5kA PV | Disjoncteur S800PV 4P 5A 5kA PV | Sicherungsautomat S800PV 4P 5A 5kA PV | MCB S800PV 4P 5A 5kA PV |  | 5.14
2CCP842001R1109 | S802PV-S10 | Active | 7612271210939 | 259.14 | 1 | 1 | stuk | S800PV | BE31330 | SB (MCB&RCD Cat.B) | stuk | Automaat S800PV 2P 10A 5kA PV | Disjoncteur S800PV 2P 10A 5kA PV | Sicherungsautomat S800PV 2P 10A 5kA PV | MCB S800PV 2P 10A 5kA PV |  | 5.14
2CCP842001R1139 | S802PV-S13 | Active | 7612271210946 | 259.14 | 1 | 1 | stuk | S800PV | BE31330 | SB (MCB&RCD Cat.B) | stuk | Automaat S800PV 2P 13A 5kA PV | Disjoncteur S800PV 2P 13A 5kA PV | Sicherungsautomat S800PV 2P 13A 5kA PV | MCB S800PV 2P 13A 5kA PV |  | 5.14
2CCP842001R1169 | S802PV-S16 | Active | 7612271210953 | 259.14 | 1 | 1 | stuk | S800PV | BE31330 | SB (MCB&RCD Cat.B) | stuk | Automaat S800PV 2P 16A 5kA PV | Disjoncteur S800PV 2P 16A 5kA PV | Sicherungsautomat S800PV 2P 16A 5kA PV | MCB S800PV 2P 16A 5kA PV |  | 5.14
2CCP843001R1109 | S803PV-S10 | Active | 7612271211035 | 398.97 | 1 | 1 | stuk | S800PV | BE31330 | SB (MCB&RCD Cat.B) | stuk | Automaat S800PV 3P 10A 5kA PV | Disjoncteur S800PV 3P 10A 5kA PV | Sicherungsautomat S800PV 3P 10A 5kA PV | MCB S800PV 3P 10A 5kA PV |  | 5.14
2CCP843001R1139 | S803PV-S13 | Active | 7612271211042 | 398.97 | 1 | 1 | stuk | S800PV | BE31330 | SB (MCB&RCD Cat.B) | stuk | Automaat S800PV 3P 13A 5kA PV | Disjoncteur S800PV 3P 13A 5kA PV | Sicherungsautomat S800PV 3P 13A 5kA PV | MCB S800PV 3P 13A 5kA PV |  | 5.14
2CCP843001R1169 | S803PV-S16 | Active | 7612271211059 | 398.97 | 1 | 1 | stuk | S800PV | BE31330 | SB (MCB&RCD Cat.B) | stuk | Automaat S800PV 3P 16A 5kA PV | Disjoncteur S800PV 3P 16A 5kA PV | Sicherungsautomat S800PV 3P 16A 5kA PV | MCB S800PV 3P 16A 5kA PV |  | 5.14
2CCP844001R1109 | S804PV-S10 | Active | 7612271211134 | 565.29 | 1 | 1 | stuk | S800PV | BE31330 | SB (MCB&RCD Cat.B) | stuk | Automaat S800PV 4P 10A 5kA PV | Disjoncteur S800PV 4P 10A 5kA PV | Sicherungsautomat S800PV 4P 10A 5kA PV | MCB S800PV 4P 10A 5kA PV |  | 5.14
2CCP844001R1139 | S804PV-S13 | Active | 7612271211141 | 565.29 | 1 | 1 | stuk | S800PV | BE31330 | SB (MCB&RCD Cat.B) | stuk | Automaat S800PV 4P 13A 5kA PV | Disjoncteur S800PV 4P 13A 5kA PV | Sicherungsautomat S800PV 4P 13A 5kA PV | MCB S800PV 4P 13A 5kA PV |  | 5.14
2CCP844001R1169 | S804PV-S16 | Active | 7612271211158 | 565.29 | 1 | 1 | stuk | S800PV | BE31330 | SB (MCB&RCD Cat.B) | stuk | Automaat S800PV 4P 16A 5kA PV | Disjoncteur S800PV 4P 16A 5kA PV | Sicherungsautomat S800PV 4P 16A 5kA PV | MCB S800PV 4P 16A 5kA PV |  | 5.14
2CCS201307R0171 | ZLS635 | Active | 7612270109265 | 5.75 | 1 | 10 | stuk | Accessories for Plug-in Distribution Systems 125A | BE31330 | SB (MCB&RCD Cat.B) | stuk | Smissline ZLS635 cont.ing piece | ZLS635 Contacting piece | Kontaktierungsstück für HK/SK LA, LB Beutel à 10 Stk | ZLS635 Contacting piece |  | 5.14
2CCS248356R0001 | S804U-UCZ10 | Active | 7612271420703 | 1074.77 | 1 | 1 | stuk | S800U | BE31330 | SB (MCB&RCD Cat.B) | stuk | Automaat S800U UC 4P Z10 10kA DC | Disjoncteur S800U UC 4P Z10 10kA DC | Sicherungsautomat S800U UC 4P Z10 10kA DC | MCB S800U UC 4P Z10 10kA DC |  | 5.14
2CCS248357R0001 | S804U-UCZ15 | Active | 7612271420710 | 1074.77 | 1 | 1 | stuk | S800U | BE31330 | SB (MCB&RCD Cat.B) | stuk | Automaat S800U UC 4P Z15 10kA DC | Disjoncteur S800U UC 4P Z15 10kA DC | Sicherungsautomat S800U UC 4P Z15 10kA DC | MCB S800U UC 4P Z15 10kA DC |  | 5.14
2CCS248358R0001 | S804U-UCZ20 | Active | 7612271420727 | 1150.25 | 1 | 1 | stuk | S800U | BE31330 | SB (MCB&RCD Cat.B) | stuk | Automaat S800U UC 4P Z20 10kA DC | Disjoncteur S800U UC 4P Z20 10kA DC | Sicherungsautomat S800U UC 4P Z20 10kA DC | MCB S800U UC 4P Z20 10kA DC |  | 5.14
2CCS248359R0001 | S804U-UCZ25 | Active | 7612271420734 | 1150.25 | 1 | 1 | stuk | S800U | BE31330 | SB (MCB&RCD Cat.B) | stuk | Automaat S800U UC 4P Z25 10kA DC | Disjoncteur S800U UC 4P Z25 10kA DC | Sicherungsautomat S800U UC 4P Z25 10kA DC | MCB S800U UC 4P Z25 10kA DC |  | 5.14
2CCS248360R0001 | S804U-UCZ30 | Active | 7612271420741 | 1150.25 | 1 | 1 | stuk | S800U | BE31330 | SB (MCB&RCD Cat.B) | stuk | Automaat S800U UC 4P Z30 10kA DC | Disjoncteur S800U UC 4P Z30 10kA DC | Sicherungsautomat S800U UC 4P Z30 10kA DC | MCB S800U UC 4P Z30 10kA DC |  | 5.14
2CCS248361R0001 | S804U-UCZ40 | Active | 7612271420758 | 1286.45 | 1 | 1 | stuk | S800U | BE31330 | SB (MCB&RCD Cat.B) | stuk | Automaat S800U UC 4P Z40 10kA DC | Disjoncteur S800U UC 4P Z40 10kA DC | Sicherungsautomat S800U UC 4P Z40 10kA DC | MCB S800U UC 4P Z40 10kA DC |  | 5.14
2CCS248362R0001 | S804U-UCZ50 | Active | 7612271420765 | 1286.45 | 1 | 1 | stuk | S800U | BE31330 | SB (MCB&RCD Cat.B) | stuk | Automaat S800U UC 4P Z50 10kA DC | Disjoncteur S800U UC 4P Z50 10kA DC | Sicherungsautomat S800U UC 4P Z50 10kA DC | MCB S800U UC 4P Z50 10kA DC |  | 5.14
2CCS248363R0001 | S804U-UCZ60 | Active | 7612271420772 | 1286.45 | 1 | 1 | stuk | S800U | BE31330 | SB (MCB&RCD Cat.B) | stuk | Automaat S800U UC 4P Z60 10kA DC | Disjoncteur S800U UC 4P Z60 10kA DC | Sicherungsautomat S800U UC 4P Z60 10kA DC | MCB S800U UC 4P Z60 10kA DC |  | 5.14
2CCS248364R0001 | S804U-UCZ70 | Active | 7612271420789 | 1659.64 | 1 | 1 | stuk | S800U | BE31330 | SB (MCB&RCD Cat.B) | stuk | Automaat S800U UC 4P Z70 10kA DC | Disjoncteur S800U UC 4P Z70 10kA DC | Sicherungsautomat S800U UC 4P Z70 10kA DC | MCB S800U UC 4P Z70 10kA DC |  | 5.14
2CCS248365R0001 | S804U-UCZ80 | Active | 7612271420796 | 1659.64 | 1 | 1 | stuk | S800U | BE31330 | SB (MCB&RCD Cat.B) | stuk | Automaat S800U UC 4P Z80 10kA DC | Disjoncteur S800U UC 4P Z80 10kA DC | Sicherungsautomat S800U UC 4P Z80 10kA DC | MCB S800U UC 4P Z80 10kA DC |  | 5.14
2CCS472001R1064 | S452M-UCC6 | Active | 7612270110650 | 161.89 | 1 | 1 | stuk | S450 | BE31330 | SA (Modulair+Plug&Socket) | stuk | Automaat S452M UC 2P C6 10kA DC | Disjoncteur S452M UC 2P C6 10kA DC | Sicherungsautomat S452M UC 2P C6 10kA DC | MCB S452M UC 2P C6 10kA DC |  | 5.14
2CCS500900R0011 | NT402-63 | Active | 7612270100842 | 17.47 | 1 | 1 | stuk | Auxiliary/Signal Contacts | BE31330 | SB (MCB&RCD Cat.B) | stuk | NT401 Nulonderbreker NT 18mm | Interrupteur de neutre Smissline 18mm | NT40263 Neutralleitertrenner, 63 A, 18 mm breit, steckbar, Rechtsanbau | NT402-63 |  | 5.14
2CCS500900R0021 | NT401-63 | Active | 7612270100859 | 17.47 | 1 | 1 | stuk | Auxiliary/Signal Contacts | BE31330 | SB (MCB&RCD Cat.B) | stuk | NT401 Nulonderbreker NT 9mm | Interrupteur de neutre Smissline 9mm | NT40163 Neutralleitertrenner, 63 A, 9 mm breit, steckbar, Rechtsanbau | NT401-63 |  | 5.14
2CCS500900R0081 | HK40011-L | Active | 7612270100910 | 29.77 | 1 | 1 | stuk | Auxiliary/Signal Contacts | BE31330 | SB (MCB&RCD Cat.B) | stuk | HK400 hulpcontact 1NO+1NC links | Contact auxiliaire Smissline 1NO+1NC, gauche | HK400 11-L Hilfsschalter, 1S + 1Ö 9 mm breit, steckbar, Linksanbau | HK40011-L Auxiliary swtich |  | 5.14
2CCS500900R0101 | SK40011-L | Active | 7612270100934 | 39.41 | 1 | 1 | stuk | Auxiliary/Signal Contacts | BE31330 | SB (MCB&RCD Cat.B) | stuk | SK400 signaalcontact 1NO+1NC links | Contact signal Smissline 1NO+1NC, gauche | SK40011-L Signalkontakt, 1S + 1Ö 9 mm breit, steckbar, Linksanbau | SK40011-L Signal contact |  | 5.14
2CCS500900R0141 | SK40010-LSA | Active | 7612270107964 | 41.36 | 1 | 1 | stuk | Auxiliary/Signal Contacts | BE31330 | SB (MCB&RCD Cat.B) | stuk | SK400 signaalcontact 1NO links | Contact signal Smissline 1NO, gauche | SK40010-LSA Signalkontakt, 1S 9 mm breit, steckbar, Linkssanbau, | SK40010-LSA Signal contact |  | 5.14
2CCS500900R0151 | AS400 | Active | 7612270100958 | 9.7 | 1 | 1 | stuk | Auxiliary/Signal Contacts | BE31330 | SB (MCB&RCD Cat.B) | stuk | aanslsteun AS400 ~230/400V | Support de connection Smissline ~230/400V | AS400 Anschlussstützpunkt für LS + FI Links- und Rechtsanbau am Gerät | AS400 Connection support
2CCS500900R0161 | ZL931 | Active | 7612270100965 | 3.44 | 1 | 1 | stuk | Accessories for Plug-in Distribution Systems 125A | BE31330 | SB (MCB&RCD Cat.B) | stuk | Lege ZLS 18mm | Logement vide Smissline 18mm | ZLS931 Leergehäuse Ausgleich auf 18mm | ZL931 Dummy housing
2CCS500900R0171 | ZLS632 | Active | 7612270100972 | 51.1 | 1 | 100 | stuk | Accessories for Plug-in Distribution Systems 125A | BE31330 | SB (MCB&RCD Cat.B) | stuk | cont.stuk ZLS 10 st | Pièce de contact Smissline 10 pièces | ZLS632 Kontaktierungsstück für HK/SK LA + LB,SA | ZLS632 Contacting piece
2CCS500900R0181 | ZLS725 | Active | 7612270100989 | 17.63 | 1 | 5 | stuk | Accessories for Plug-in Distribution Systems 125A | BE31330 | SA (Modulair+Plug&Socket) | stuk | ZLS725 tussenstuk | ZLS725 Intermediate piece | ZLS725 Intermediate piece | ZLS725 Intermediate piece
2CCS500900R0201 | ZLS633 | Active | 7612270108640 | 3.37 | 1 | 10 | stuk | Accessories for Plug-in Distribution Systems 125A | BE31330 | SB (MCB&RCD Cat.B) | stuk | ZLS633 Contact pin | ZLS633 Contact pin | ZLS633 Verbidnungsadapter HK zu Gerät | ZLS633 Contact pin
2CCS500900R0214 | HK40011-R | Active | 7612270108619 | 31.95 | 1 | 1 | stuk | Auxiliary/Signal Contacts | BE31330 | SB (MCB&RCD Cat.B) | stuk | HK400 1NO+1NC rechts | Contact auxiliaire Smissline 1NO+1NC, droit | HK40011-R Hilfschalter, 1S+ 1Ö 9 mm breit, steckbar, Rechtsanbau | HK40011-R Auxiliary swtich |  | 5.14
2CCS500900R0215 | SK40011-R | Active | 7612270108626 | 41.36 | 1 | 1 | stuk | Auxiliary/Signal Contacts | BE31330 | SB (MCB&RCD Cat.B) | stuk | SK400 signaalcontact 1NO+1NC rechts | Contact signal Smissline 1NO+1NC, droit | SK40011-R Signalkontakt, 1S + 1Ö 9 mm breit, steckbar, Rechtsanbau | SK40011-R Signal contact |  | 5.14
2CCS500900R0216 | SK40010-RSA | Active | 7612270108633 | 41.36 | 1 | 1 | stuk | Auxiliary/Signal Contacts | BE31330 | SB (MCB&RCD Cat.B) | stuk | SK400 signaalcontact 1NO rechts | Contact signal Smissline 1NO, droit | SK40010-RSA Signalkontakt, 1S 9 mm breit, steckbar, Rechtsanbau, | SK40010-RSA Signal contact |  | 5.14
2CCS551001R0064 | S401E-C6 | Active | 7612270101108 | 61.61 | 1 | 1 | stuk | S401 | BE31330 | SB (MCB&RCD Cat.B) | stuk | Automaat SmissLine S400 1P C6 6kA | Disjoncteur SmissLine S400 1P C6 6kA | Sicherungsautomat SmissLine S400 1P C6 6kA | MCB SmissLine S400 1P C6 6kA |  | 5.14
2CCS551001R0065 | S401E-B6 | Active | 7612270101009 | 50.61 | 1 | 1 | stuk | S401 | BE31330 | SB (MCB&RCD Cat.B) | stuk | Automaat SmissLine S400 1P B6 6kA | Disjoncteur SmissLine S400 1P B6 6kA | Sicherungsautomat SmissLine S400 1P B6 6kA | MCB SmissLine S400 1P B6 6kA |  | 5.14
2CCS551001R0084 | S401E-C8 | Active | 7612270101115 | 61.61 | 1 | 1 | stuk | S401 | BE31330 | SB (MCB&RCD Cat.B) | stuk | Automaat SmissLine S400 1P C8 6kA | Disjoncteur SmissLine S400 1P C8 6kA | Sicherungsautomat SmissLine S400 1P C8 6kA | MCB SmissLine S400 1P C8 6kA |  | 5.14
2CCS551001R0085 | S401E-B8 | Active | 7612270108442 | 50.61 | 1 | 1 | stuk | S401 | BE31330 | SB (MCB&RCD Cat.B) | stuk | Automaat SmissLine S400 1P B8 6kA | Disjoncteur SmissLine S400 1P B8 6kA | Sicherungsautomat SmissLine S400 1P B8 6kA | MCB SmissLine S400 1P B8 6kA |  | 5.14
2CCS551001R0104 | S401E-C10 | Active | 7612270101122 | 51.75 | 1 | 1 | stuk | S401 | BE31330 | SB (MCB&RCD Cat.B) | stuk | Automaat SmissLine S400 1P C10 6kA | Disjoncteur SmissLine S400 1P C10 6kA | Sicherungsautomat SmissLine S400 1P C10 6kA | MCB SmissLine S400 1P C10 6kA |  | 5.14
2CCS551001R0134 | S401E-C13 | Active | 7612270101139 | 43.79 | 1 | 1 | stuk | S401 | BE31330 | SB (MCB&RCD Cat.B) | stuk | Automaat SmissLine S400 1P C13 6kA | Disjoncteur SmissLine S400 1P C13 6kA | Sicherungsautomat SmissLine S400 1P C13 6kA | MCB SmissLine S400 1P C13 6kA |  | 5.14
2CCS551001R0135 | S401E-B13 | Active | 7612270101023 | 37.26 | 1 | 1 | stuk | S401 | BE31330 | SB (MCB&RCD Cat.B) | stuk | Automaat SmissLine S400 1P B13 6kA | Disjoncteur SmissLine S400 1P B13 6kA | Sicherungsautomat SmissLine S400 1P B13 6kA | MCB SmissLine S400 1P B13 6kA |  | 5.14
2CCS551001R0164 | S401E-C16 | Active | 7612270101146 | 37.82 | 1 | 1 | stuk | S401 | BE31330 | SB (MCB&RCD Cat.B) | stuk | Automaat SmissLine S400 1P C16 6kA | Disjoncteur SmissLine S400 1P C16 6kA | Sicherungsautomat SmissLine S400 1P C16 6kA | MCB SmissLine S400 1P C16 6kA |  | 5.14
2CCS551001R0204 | S401E-C20 | Active | 7612270101153 | 49.79 | 1 | 1 | stuk | S401 | BE31330 | SB (MCB&RCD Cat.B) | stuk | Automaat SmissLine S400 1P C20 6kA | Disjoncteur SmissLine S400 1P C20 6kA | Sicherungsautomat SmissLine S400 1P C20 6kA | MCB SmissLine S400 1P C20 6kA |  | 5.14
2CCS551001R0205 | S401E-B20 | Active | 7612270101047 | 42.05 | 1 | 1 | stuk | S401 | BE31330 | SB (MCB&RCD Cat.B) | stuk | Automaat SmissLine S400 1P B20 6kA | Disjoncteur SmissLine S400 1P B20 6kA | Sicherungsautomat SmissLine S400 1P B20 6kA | MCB SmissLine S400 1P B20 6kA |  | 5.14
2CCS551001R0254 | S401E-C25 | Active | 7612270101160 | 49.79 | 1 | 1 | stuk | S401 | BE31330 | SB (MCB&RCD Cat.B) | stuk | Automaat SmissLine S400 1P C25 6kA | Disjoncteur SmissLine S400 1P C25 6kA | Sicherungsautomat SmissLine S400 1P C25 6kA | MCB SmissLine S400 1P C25 6kA |  | 5.14
2CCS551001R0255 | S401E-B25 | Active | 7612270101054 | 42.05 | 1 | 1 | stuk | S401 | BE31330 | SB (MCB&RCD Cat.B) | stuk | Automaat SmissLine S400 1P B25 6kA | Disjoncteur SmissLine S400 1P B25 6kA | Sicherungsautomat SmissLine S400 1P B25 6kA | MCB SmissLine S400 1P B25 6kA |  | 5.14
2CCS551001R0324 | S401E-C32 | Active | 7612270101177 | 53.73 | 1 | 1 | stuk | S401 | BE31330 | SB (MCB&RCD Cat.B) | stuk | Automaat SmissLine S400 1P C32 6kA | Disjoncteur SmissLine S400 1P C32 6kA | Sicherungsautomat SmissLine S400 1P C32 6kA | MCB SmissLine S400 1P C32 6kA |  | 5.14
2CCS551001R0325 | S401E-B32 | Active | 7612270101061 | 45.69 | 1 | 1 | stuk | S401 | BE31330 | SB (MCB&RCD Cat.B) | stuk | Automaat SmissLine S400 1P B32 6kA | Disjoncteur SmissLine S400 1P B32 6kA | Sicherungsautomat SmissLine S400 1P B32 6kA | MCB SmissLine S400 1P B32 6kA |  | 5.14
2CCS551001R0404 | S401E-C40 | Active | 7612270101184 | 71.62 | 1 | 1 | stuk | S401 | BE31330 | SB (MCB&RCD Cat.B) | stuk | Automaat SmissLine S400 1P C40 6kA | Disjoncteur SmissLine S400 1P C40 6kA | Sicherungsautomat SmissLine S400 1P C40 6kA | MCB SmissLine S400 1P C40 6kA |  | 5.14
2CCS551001R0405 | S401E-B40 | Active | 7612270101078 | 60.65 | 1 | 1 | stuk | S401 | BE31330 | SB (MCB&RCD Cat.B) | stuk | Automaat SmissLine S400 1P B40 6kA | Disjoncteur SmissLine S400 1P B40 6kA | Sicherungsautomat SmissLine S400 1P B40 6kA | MCB SmissLine S400 1P B40 6kA |  | 5.14
2CCS551001R0504 | S401E-C50 | Active | 7612270101191 | 88.11 | 1 | 1 | stuk | S401 | BE31330 | SB (MCB&RCD Cat.B) | stuk | Automaat SmissLine S400 1P C50 6kA | Disjoncteur SmissLine S400 1P C50 6kA | Sicherungsautomat SmissLine S400 1P C50 6kA | MCB SmissLine S400 1P C50 6kA |  | 5.14
2CCS551001R0505 | S401E-B50 | Active | 7612270101085 | 74.74 | 1 | 1 | stuk | S401 | BE31330 | SB (MCB&RCD Cat.B) | stuk | Automaat SmissLine S400 1P B50 6kA | Disjoncteur SmissLine S400 1P B50 6kA | Sicherungsautomat SmissLine S400 1P B50 6kA | MCB SmissLine S400 1P B50 6kA |  | 5.14
2CCS551001R0634 | S401E-C63 | Active | 7612270101207 | 101.02 | 1 | 1 | stuk | S401 | BE31330 | SB (MCB&RCD Cat.B) | stuk | Automaat SmissLine S400 1P C63 6kA | Disjoncteur SmissLine S400 1P C63 6kA | Sicherungsautomat SmissLine S400 1P C63 6kA | MCB SmissLine S400 1P C63 6kA |  | 5.14
2CCS551001R0635 | S401E-B63 | Active | 7612270101092 | 85.37 | 1 | 1 | stuk | S401 | BE31330 | SB (MCB&RCD Cat.B) | stuk | Automaat SmissLine S400 1P B63 6kA | Disjoncteur SmissLine S400 1P B63 6kA | Sicherungsautomat SmissLine S400 1P B63 6kA | MCB SmissLine S400 1P B63 6kA |  | 5.14
2CCS551103R8104 | S401E-C10NP | Active | 7612271442750 | 103.45 | 1 | 1 | stuk | S401 | BE31330 | SB (MCB&RCD Cat.B) | stuk | Automaat SmissLine S400NP 1P+N C10 6kA NA | Disjoncteur SmissLine S400NP 1P+N C10 6kA NA | Sicherungsautomat SmissLine S400NP 1P+N C10 6kA NA | MCB SmissLine S400NP 1P+N C10 6kA NA |  | 5.14
2CCS551103R8134 | S401E-C13NP | Active | 7612271442767 | 85.8 | 1 | 1 | stuk | S401 | BE31330 | SB (MCB&RCD Cat.B) | stuk | Automaat SmissLine S400NP 1P+N C13 6kA NA | Disjoncteur SmissLine S400NP 1P+N C13 6kA NA | Sicherungsautomat SmissLine S400NP 1P+N C13 6kA NA | MCB SmissLine S400NP 1P+N C13 6kA NA |  | 5.14
2CCS551103R8164 | S401E-C16NP | Active | 7612271442774 | 72.19 | 1 | 1 | stuk | S401 | BE31330 | SB (MCB&RCD Cat.B) | stuk | Automaat SmissLine S400NP 1P+N C16 6kA NA | Disjoncteur SmissLine S400NP 1P+N C16 6kA NA | Sicherungsautomat SmissLine S400NP 1P+N C16 6kA NA | MCB SmissLine S400NP 1P+N C16 6kA NA |  | 5.14
2CCS551103R8204 | S401E-C20NP | Active | 7612271442781 | 80.71 | 1 | 1 | stuk | S401 | BE31330 | SB (MCB&RCD Cat.B) | stuk | Automaat SmissLine S400NP 1P+N C20 6kA NA | Disjoncteur SmissLine S400NP 1P+N C20 6kA NA | Sicherungsautomat SmissLine S400NP 1P+N C20 6kA NA | MCB SmissLine S400NP 1P+N C20 6kA NA |  | 5.14
2CCS551103R8254 | S401E-C25NP | Active | 7612271442798 | 98.95 | 1 | 1 | stuk | S401 | BE31330 | SB (MCB&RCD Cat.B) | stuk | Automaat SmissLine S400NP 1P+N C25 6kA NA | Disjoncteur SmissLine S400NP 1P+N C25 6kA NA | Sicherungsautomat SmissLine S400NP 1P+N C25 6kA NA | MCB SmissLine S400NP 1P+N C25 6kA NA |  | 5.14
2CCS551103R8324 | S401E-C32NP | Active | 7612271442804 | 114.56 | 1 | 1 | stuk | S401 | BE31330 | SB (MCB&RCD Cat.B) | stuk | Automaat SmissLine S400NP 1P+N C32 6kA NA | Disjoncteur SmissLine S400NP 1P+N C32 6kA NA | Sicherungsautomat SmissLine S400NP 1P+N C32 6kA NA | MCB SmissLine S400NP 1P+N C32 6kA NA |  | 5.14
2CCS551103R8404 | S401E-C40NP | Active | 7612271442811 | 136.67 | 1 | 1 | stuk | S401 | BE31330 | SB (MCB&RCD Cat.B) | stuk | Automaat SmissLine S400NP 1P+N C40 6kA NA | Disjoncteur SmissLine S400NP 1P+N C40 6kA NA | Sicherungsautomat SmissLine S400NP 1P+N C40 6kA NA | MCB SmissLine S400NP 1P+N C40 6kA NA |  | 5.14
2CCS551103R8504 | S401E-C50NP | Active | 7612271442828 | 191.88 | 1 | 1 | stuk | S401 | BE31330 | SB (MCB&RCD Cat.B) | stuk | Automaat SmissLine S400NP 1P+N C50 6kA NA | Disjoncteur SmissLine S400NP 1P+N C50 6kA NA | Sicherungsautomat SmissLine S400NP 1P+N C50 6kA NA | MCB SmissLine S400NP 1P+N C50 6kA NA |  | 5.14
2CCS551103R8634 | S401E-C63NP | Active | 7612271442835 | 213.89 | 1 | 1 | stuk | S401 | BE31330 | SB (MCB&RCD Cat.B) | stuk | Automaat SmissLine S400NP 1P+N C63 6kA NA | Disjoncteur SmissLine S400NP 1P+N C63 6kA NA | Sicherungsautomat SmissLine S400NP 1P+N C63 6kA NA | MCB SmissLine S400NP 1P+N C63 6kA NA |  | 5.14
2CCS552001R0064 | S402E-C6 | Active | 7612270101870 | 134.64 | 1 | 1 | stuk | S402 | BE31330 | SB (MCB&RCD Cat.B) | stuk | Automaat SmissLine S400 2P C6 6kA | Disjoncteur SmissLine S400 2P C6 6kA | Sicherungsautomat SmissLine S400 2P C6 6kA | MCB SmissLine S400 2P C6 6kA |  | 5.14
2CCS552001R0065 | S402E-B6 | Active | 7612270101771 | 115.12 | 1 | 1 | stuk | S402 | BE31330 | SB (MCB&RCD Cat.B) | stuk | Automaat SmissLine S400 2P B6 6kA | Disjoncteur SmissLine S400 2P B6 6kA | Sicherungsautomat SmissLine S400 2P B6 6kA | MCB SmissLine S400 2P B6 6kA |  | 5.14
2CCS552001R0084 | S402E-C8 | Active | 7612270101887 | 134.64 | 1 | 1 | stuk | S402 | BE31330 | SB (MCB&RCD Cat.B) | stuk | Automaat SmissLine S400 2P C8 6kA | Disjoncteur SmissLine S400 2P C8 6kA | Sicherungsautomat SmissLine S400 2P C8 6kA | MCB SmissLine S400 2P C8 6kA |  | 5.14
2CCS552001R0085 | S402E-B8 | Active | 7612270108459 | 115.12 | 1 | 1 | stuk | S402 | BE31330 | SB (MCB&RCD Cat.B) | stuk | Automaat SmissLine S400 2P B8 6kA | Disjoncteur SmissLine S400 2P B8 6kA | Sicherungsautomat SmissLine S400 2P B8 6kA | MCB SmissLine S400 2P B8 6kA |  | 5.14
2CCS552001R0104 | S402E-C10 | Active | 7612270101894 | 118.82 | 1 | 1 | stuk | S402 | BE31330 | SB (MCB&RCD Cat.B) | stuk | Automaat SmissLine S400 2P C10 6kA | Disjoncteur SmissLine S400 2P C10 6kA | Sicherungsautomat SmissLine S400 2P C10 6kA | MCB SmissLine S400 2P C10 6kA |  | 5.14
2CCS552001R0105 | S402E-B10 | Active | 7612270101788 | 100.28 | 1 | 1 | stuk | S402 | BE31330 | SB (MCB&RCD Cat.B) | stuk | Automaat SmissLine S400 2P B10 6kA | Disjoncteur SmissLine S400 2P B10 6kA | Sicherungsautomat SmissLine S400 2P B10 6kA | MCB SmissLine S400 2P B10 6kA |  | 5.14
2CCS552001R0134 | S402E-C13 | Active | 7612270101900 | 100.28 | 1 | 1 | stuk | S402 | BE31330 | SB (MCB&RCD Cat.B) | stuk | Automaat SmissLine S400 2P C13 6kA | Disjoncteur SmissLine S400 2P C13 6kA | Sicherungsautomat SmissLine S400 2P C13 6kA | MCB SmissLine S400 2P C13 6kA |  | 5.14
2CCS552001R0135 | S402E-B13 | Active | 7612270101795 | 84.9 | 1 | 1 | stuk | S402 | BE31330 | SB (MCB&RCD Cat.B) | stuk | Automaat SmissLine S400 2P B13 6kA | Disjoncteur SmissLine S400 2P B13 6kA | Sicherungsautomat SmissLine S400 2P B13 6kA | MCB SmissLine S400 2P B13 6kA |  | 5.14
2CCS552001R0164 | S402E-C16 | Active | 7612270101917 | 100.28 | 1 | 1 | stuk | S402 | BE31330 | SB (MCB&RCD Cat.B) | stuk | Automaat SmissLine S400 2P C16 6kA | Disjoncteur SmissLine S400 2P C16 6kA | Sicherungsautomat SmissLine S400 2P C16 6kA | MCB SmissLine S400 2P C16 6kA |  | 5.14
2CCS552001R0165 | S402E-B16 | Active | 7612270101801 | 84.9 | 1 | 1 | stuk | S402 | BE31330 | SB (MCB&RCD Cat.B) | stuk | Automaat SmissLine S400 2P B16 6kA | Disjoncteur SmissLine S400 2P B16 6kA | Sicherungsautomat SmissLine S400 2P B16 6kA | MCB SmissLine S400 2P B16 6kA |  | 5.14
2CCS552001R0204 | S402E-C20 | Active | 7612270101924 | 114.66 | 1 | 1 | stuk | S402 | BE31330 | SB (MCB&RCD Cat.B) | stuk | Automaat SmissLine S400 2P C20 6kA | Disjoncteur SmissLine S400 2P C20 6kA | Sicherungsautomat SmissLine S400 2P C20 6kA | MCB SmissLine S400 2P C20 6kA |  | 5.14
2CCS552001R0205 | S402E-B20 | Active | 7612270101818 | 96.29 | 1 | 1 | stuk | S402 | BE31330 | SB (MCB&RCD Cat.B) | stuk | Automaat SmissLine S400 2P B20 6kA | Disjoncteur SmissLine S400 2P B20 6kA | Sicherungsautomat SmissLine S400 2P B20 6kA | MCB SmissLine S400 2P B20 6kA |  | 5.14
2CCS552001R0254 | S402E-C25 | Active | 7612270101931 | 114.66 | 1 | 1 | stuk | S402 | BE31330 | SB (MCB&RCD Cat.B) | stuk | Automaat SmissLine S400 2P C25 6kA | Disjoncteur SmissLine S400 2P C25 6kA | Sicherungsautomat SmissLine S400 2P C25 6kA | MCB SmissLine S400 2P C25 6kA |  | 5.14
2CCS552001R0255 | S402E-B25 | Active | 7612270101825 | 96.29 | 1 | 1 | stuk | S402 | BE31330 | SB (MCB&RCD Cat.B) | stuk | Automaat SmissLine S400 2P B25 6kA | Disjoncteur SmissLine S400 2P B25 6kA | Sicherungsautomat SmissLine S400 2P B25 6kA | MCB SmissLine S400 2P B25 6kA |  | 5.14
2CCS552001R0324 | S402E-C32 | Active | 7612270101948 | 121.58 | 1 | 1 | stuk | S402 | BE31330 | SB (MCB&RCD Cat.B) | stuk | Automaat SmissLine S400 2P C32 6kA | Disjoncteur SmissLine S400 2P C32 6kA | Sicherungsautomat SmissLine S400 2P C32 6kA | MCB SmissLine S400 2P C32 6kA |  | 5.14
2CCS552001R0325 | S402E-B32 | Active | 7612270101832 | 102.12 | 1 | 1 | stuk | S402 | BE31330 | SB (MCB&RCD Cat.B) | stuk | Automaat SmissLine S400 2P B32 6kA | Disjoncteur SmissLine S400 2P B32 6kA | Sicherungsautomat SmissLine S400 2P B32 6kA | MCB SmissLine S400 2P B32 6kA |  | 5.14
2CCS552001R0404 | S402E-C40 | Active | 7612270101955 | 158.84 | 1 | 1 | stuk | S402 | BE31330 | SB (MCB&RCD Cat.B) | stuk | Automaat SmissLine S400 2P C40 6kA | Disjoncteur SmissLine S400 2P C40 6kA | Sicherungsautomat SmissLine S400 2P C40 6kA | MCB SmissLine S400 2P C40 6kA |  | 5.14
2CCS552001R0405 | S402E-B40 | Active | 7612270101849 | 134.64 | 1 | 1 | stuk | S402 | BE31330 | SB (MCB&RCD Cat.B) | stuk | Automaat SmissLine S400 2P B40 6kA | Disjoncteur SmissLine S400 2P B40 6kA | Sicherungsautomat SmissLine S400 2P B40 6kA | MCB SmissLine S400 2P B40 6kA |  | 5.14
2CCS552001R0504 | S402E-C50 | Active | 7612270101962 | 195.8 | 1 | 1 | stuk | S402 | BE31330 | SB (MCB&RCD Cat.B) | stuk | Automaat SmissLine S400 2P C50 6kA | Disjoncteur SmissLine S400 2P C50 6kA | Sicherungsautomat SmissLine S400 2P C50 6kA | MCB SmissLine S400 2P C50 6kA |  | 5.14
2CCS552001R0505 | S402E-B50 | Active | 7612270101856 | 166.47 | 1 | 1 | stuk | S402 | BE31330 | SB (MCB&RCD Cat.B) | stuk | Automaat SmissLine S400 2P B50 6kA | Disjoncteur SmissLine S400 2P B50 6kA | Sicherungsautomat SmissLine S400 2P B50 6kA | MCB SmissLine S400 2P B50 6kA |  | 5.14
2CCS552001R0634 | S402E-C63 | Active | 7612270101979 | 224.69 | 1 | 1 | stuk | S402 | BE31330 | SB (MCB&RCD Cat.B) | stuk | Automaat SmissLine S400 2P C63 6kA | Disjoncteur SmissLine S400 2P C63 6kA | Sicherungsautomat SmissLine S400 2P C63 6kA | MCB SmissLine S400 2P C63 6kA |  | 5.14
2CCS552001R0635 | S402E-B63 | Active | 7612270101863 | 189.5 | 1 | 1 | stuk | S402 | BE31330 | SB (MCB&RCD Cat.B) | stuk | Automaat SmissLine S400 2P B63 6kA | Disjoncteur SmissLine S400 2P B63 6kA | Sicherungsautomat SmissLine S400 2P B63 6kA | MCB SmissLine S400 2P B63 6kA |  | 5.14
2CCS553001R0064 | S403E-C6 | Active | 7612270102648 | 178.54 | 1 | 1 | stuk | S403 | BE31330 | SB (MCB&RCD Cat.B) | stuk | Automaat SmissLine S400 3P C6 6kA | Disjoncteur SmissLine S400 3P C6 6kA | Sicherungsautomat SmissLine S400 3P C6 6kA | MCB SmissLine S400 3P C6 6kA |  | 5.14
2CCS553001R0065 | S403E-B6 | Active | 7612270102549 | 153.36 | 1 | 1 | stuk | S403 | BE31330 | SB (MCB&RCD Cat.B) | stuk | Automaat SmissLine S400 3P B6 6kA | Disjoncteur SmissLine S400 3P B6 6kA | Sicherungsautomat SmissLine S400 3P B6 6kA | MCB SmissLine S400 3P B6 6kA |  | 5.14
2CCS553001R0084 | S403E-C8 | Active | 7612270102655 | 178.54 | 1 | 1 | stuk | S403 | BE31330 | SB (MCB&RCD Cat.B) | stuk | Automaat SmissLine S400 3P C8 6kA | Disjoncteur SmissLine S400 3P C8 6kA | Sicherungsautomat SmissLine S400 3P C8 6kA | MCB SmissLine S400 3P C8 6kA |  | 5.14
2CCS553001R0085 | S403E-B8 | Active | 7612270108466 | 153.36 | 1 | 1 | stuk | S403 | BE31330 | SB (MCB&RCD Cat.B) | stuk | Automaat SmissLine S400 3P B8 6kA | Disjoncteur SmissLine S400 3P B8 6kA | Sicherungsautomat SmissLine S400 3P B8 6kA | MCB SmissLine S400 3P B8 6kA |  | 5.14
2CCS553001R0104 | S403E-C10 | Active | 7612270102662 | 157.82 | 1 | 1 | stuk | S403 | BE31330 | SB (MCB&RCD Cat.B) | stuk | Automaat SmissLine S400 3P C10 6kA | Disjoncteur SmissLine S400 3P C10 6kA | Sicherungsautomat SmissLine S400 3P C10 6kA | MCB SmissLine S400 3P C10 6kA |  | 5.14
2CCS553001R0105 | S403E-B10 | Active | 7612270102556 | 131.51 | 1 | 1 | stuk | S403 | BE31330 | SB (MCB&RCD Cat.B) | stuk | Automaat SmissLine S400 3P B10 6kA | Disjoncteur SmissLine S400 3P B10 6kA | Sicherungsautomat SmissLine S400 3P B10 6kA | MCB SmissLine S400 3P B10 6kA |  | 5.14
2CCS553001R0134 | S403E-C13 | Active | 7612270102679 | 132.62 | 1 | 1 | stuk | S403 | BE31330 | SB (MCB&RCD Cat.B) | stuk | Automaat SmissLine S400 3P C13 6kA | Disjoncteur SmissLine S400 3P C13 6kA | Sicherungsautomat SmissLine S400 3P C13 6kA | MCB SmissLine S400 3P C13 6kA |  | 5.14
2CCS553001R0135 | S403E-B13 | Active | 7612270102563 | 111.14 | 1 | 1 | stuk | S403 | BE31330 | SB (MCB&RCD Cat.B) | stuk | Automaat SmissLine S400 3P B13 6kA | Disjoncteur SmissLine S400 3P B13 6kA | Sicherungsautomat SmissLine S400 3P B13 6kA | MCB SmissLine S400 3P B13 6kA |  | 5.14
2CCS553001R0164 | S403E-C16 | Active | 7612270102686 | 141.79 | 1 | 1 | stuk | S403 | BE31330 | SB (MCB&RCD Cat.B) | stuk | Automaat SmissLine S400 3P C16 6kA | Disjoncteur SmissLine S400 3P C16 6kA | Sicherungsautomat SmissLine S400 3P C16 6kA | MCB SmissLine S400 3P C16 6kA |  | 5.14
2CCS553001R0204 | S403E-C20 | Active | 7612270102693 | 151.39 | 1 | 1 | stuk | S403 | BE31330 | SB (MCB&RCD Cat.B) | stuk | Automaat SmissLine S400 3P C20 6kA | Disjoncteur SmissLine S400 3P C20 6kA | Sicherungsautomat SmissLine S400 3P C20 6kA | MCB SmissLine S400 3P C20 6kA |  | 5.14
2CCS553001R0205 | S403E-B20 | Active | 7612270102587 | 126.2 | 1 | 1 | stuk | S403 | BE31330 | SB (MCB&RCD Cat.B) | stuk | Automaat SmissLine S400 3P B20 6kA | Disjoncteur SmissLine S400 3P B20 6kA | Sicherungsautomat SmissLine S400 3P B20 6kA | MCB SmissLine S400 3P B20 6kA |  | 5.14
2CCS553001R0254 | S403E-C25 | Active | 7612270102709 | 151.39 | 1 | 1 | stuk | S403 | BE31330 | SB (MCB&RCD Cat.B) | stuk | Automaat SmissLine S400 3P C25 6kA | Disjoncteur SmissLine S400 3P C25 6kA | Sicherungsautomat SmissLine S400 3P C25 6kA | MCB SmissLine S400 3P C25 6kA |  | 5.14
2CCS553001R0255 | S403E-B25 | Active | 7612270102594 | 126.2 | 1 | 1 | stuk | S403 | BE31330 | SB (MCB&RCD Cat.B) | stuk | Automaat SmissLine S400 3P B25 6kA | Disjoncteur SmissLine S400 3P B25 6kA | Sicherungsautomat SmissLine S400 3P B25 6kA | MCB SmissLine S400 3P B25 6kA |  | 5.14
2CCS553001R0324 | S403E-C32 | Active | 7612270102716 | 172.53 | 1 | 1 | stuk | S403 | BE31330 | SB (MCB&RCD Cat.B) | stuk | Automaat SmissLine S400 3P C 32 6kA | Disjoncteur SmissLine S400 3P C 32 6kA | Sicherungsautomat SmissLine S400 3P C 32 6kA | MCB SmissLine S400 3P C 32 6kA |  | 5.14
2CCS553001R0325 | S403E-B32 | Active | 7612270102600 | 134.35 | 1 | 1 | stuk | S403 | BE31330 | SB (MCB&RCD Cat.B) | stuk | Automaat SmissLine S400 3P B32 6kA | Disjoncteur SmissLine S400 3P B32 6kA | Sicherungsautomat SmissLine S400 3P B32 6kA | MCB SmissLine S400 3P B32 6kA |  | 5.14
2CCS553001R0404 | S403E-C40 | Active | 7612270102723 | 210.18 | 1 | 1 | stuk | S403 | BE31330 | SB (MCB&RCD Cat.B) | stuk | Automaat SmissLine S400 3P C40 6kA | Disjoncteur SmissLine S400 3P C40 6kA | Sicherungsautomat SmissLine S400 3P C40 6kA | MCB SmissLine S400 3P C40 6kA |  | 5.14
2CCS553001R0405 | S403E-B40 | Active | 7612270102617 | 176.58 | 1 | 1 | stuk | S403 | BE31330 | SB (MCB&RCD Cat.B) | stuk | Automaat SmissLine S400 3P B40 6kA | Disjoncteur SmissLine S400 3P B40 6kA | Sicherungsautomat SmissLine S400 3P B40 6kA | MCB SmissLine S400 3P B40 6kA |  | 5.14
2CCS553001R0504 | S403E-C50 | Active | 7612270102730 | 260.17 | 1 | 1 | stuk | S403 | BE31330 | SB (MCB&RCD Cat.B) | stuk | Automaat SmissLine S400 3P C50 6kA | Disjoncteur SmissLine S400 3P C50 6kA | Sicherungsautomat SmissLine S400 3P C50 6kA | MCB SmissLine S400 3P C50 6kA |  | 5.14
2CCS553001R0505 | S403E-B50 | Active | 7612270102624 | 217.99 | 1 | 1 | stuk | S403 | BE31330 | SB (MCB&RCD Cat.B) | stuk | Automaat SmissLine S400 3P B50 6kA | Disjoncteur SmissLine S400 3P B50 6kA | Sicherungsautomat SmissLine S400 3P B50 6kA | MCB SmissLine S400 3P B50 6kA |  | 5.14
2CCS553001R0634 | S403E-C63 | Active | 7612270102747 | 298.27 | 1 | 1 | stuk | S403 | BE31330 | SB (MCB&RCD Cat.B) | stuk | Automaat SmissLine S400 3P C63 6kA | Disjoncteur SmissLine S400 3P C63 6kA | Sicherungsautomat SmissLine S400 3P C63 6kA | MCB SmissLine S400 3P C63 6kA |  | 5.14
2CCS553001R0635 | S403E-B63 | Active | 7612270102631 | 249.86 | 1 | 1 | stuk | S403 | BE31330 | SB (MCB&RCD Cat.B) | stuk | Automaat SmissLine S400 3P B63 6kA | Disjoncteur SmissLine S400 3P B63 6kA | Sicherungsautomat SmissLine S400 3P B63 6kA | MCB SmissLine S400 3P B63 6kA |  | 5.14
2CCS553103R8104 | S403E-C10NP | Active | 7612271442842 | 230.17 | 1 | 1 | stuk | S403NP | BE31330 | SB (MCB&RCD Cat.B) | stuk | Automaat SmissLine S400NP 3P+N C10 6kA | Disjoncteur SmissLine S400NP 3P+N C10 6kA | Sicherungsautomat SmissLine S400NP 3P+N C10 6kA | MCB SmissLine S400NP 3P+N C10 6kA |  | 5.14
2CCS553103R8134 | S403E-C13NP | Active | 7612271442859 | 213.54 | 1 | 1 | stuk | S403NP | BE31330 | SB (MCB&RCD Cat.B) | stuk | Automaat SmissLine S400NP 3P+N C13 6kA | Disjoncteur SmissLine S400NP 3P+N C13 6kA | Sicherungsautomat SmissLine S400NP 3P+N C13 6kA | MCB SmissLine S400NP 3P+N C13 6kA |  | 5.14
2CCS553103R8164 | S403E-C16NP | Active | 7612271442866 | 213.54 | 1 | 1 | stuk | S403NP | BE31330 | SB (MCB&RCD Cat.B) | stuk | Automaat SmissLine S400NP 3P+N C16 6kA | Disjoncteur SmissLine S400NP 3P+N C16 6kA | Sicherungsautomat SmissLine S400NP 3P+N C16 6kA | MCB SmissLine S400NP 3P+N C16 6kA |  | 5.14
2CCS553103R8204 | S403E-C20NP | Active | 7612271442873 | 184.34 | 1 | 1 | stuk | S403NP | BE31330 | SB (MCB&RCD Cat.B) | stuk | Automaat SmissLine S400NP 3P+N C20 6kA | Disjoncteur SmissLine S400NP 3P+N C20 6kA | Sicherungsautomat SmissLine S400NP 3P+N C20 6kA | MCB SmissLine S400NP 3P+N C20 6kA |  | 5.14
2CCS553103R8254 | S403E-C25NP | Active | 7612271442880 | 226.14 | 1 | 1 | stuk | S403NP | BE31330 | SB (MCB&RCD Cat.B) | stuk | Automaat SmissLine S400NP 3P+N C25 6kA | Disjoncteur SmissLine S400NP 3P+N C25 6kA | Sicherungsautomat SmissLine S400NP 3P+N C25 6kA | MCB SmissLine S400NP 3P+N C25 6kA |  | 5.14
2CCS553103R8324 | S403E-C32NP | Active | 7612271442897 | 194.97 | 1 | 1 | stuk | S403NP | BE31330 | SB (MCB&RCD Cat.B) | stuk | Automaat SmissLine S400NP 3P+N C32 6kA | Disjoncteur SmissLine S400NP 3P+N C32 6kA | Sicherungsautomat SmissLine S400NP 3P+N C32 6kA | MCB SmissLine S400NP 3P+N C32 6kA |  | 5.14
2CCS553103R8404 | S403E-C40NP | Active | 7612271442903 | 261.59 | 1 | 1 | stuk | S403NP | BE31330 | SB (MCB&RCD Cat.B) | stuk | Automaat SmissLine S400NP 3P+N C40 6kA | Disjoncteur SmissLine S400NP 3P+N C40 6kA | Sicherungsautomat SmissLine S400NP 3P+N C40 6kA | MCB SmissLine S400NP 3P+N C40 6kA |  | 5.14
2CCS553103R8504 | S403E-C50NP | Active | 7612271442910 | 313.93 | 1 | 1 | stuk | S403NP | BE31330 | SB (MCB&RCD Cat.B) | stuk | Automaat SmissLine S400NP 3P+N C50 6kA | Disjoncteur SmissLine S400NP 3P+N C50 6kA | Sicherungsautomat SmissLine S400NP 3P+N C50 6kA | MCB SmissLine S400NP 3P+N C50 6kA |  | 5.14
2CCS553103R8634 | S403E-C63NP | Active | 7612271443009 | 272.97 | 1 | 1 | stuk | S403NP | BE31330 | SB (MCB&RCD Cat.B) | stuk | Automaat SmissLine S400NP 3P+N C63 6kA | Disjoncteur SmissLine S400NP 3P+N C63 6kA | Sicherungsautomat SmissLine S400NP 3P+N C63 6kA | MCB SmissLine S400NP 3P+N C63 6kA |  | 5.14
2CCS561001R1014 | S401M-UCC1 | Active | 7612270109753 | 100.76 | 1 | 1 | stuk | S401 | BE31330 | SB (MCB&RCD Cat.B) | stuk | Automaat SmissLine S400M 1P C1 10kA DC | Disjoncteur SmissLine S400M 1P C1 10kA DC | Sicherungsautomat SmissLine S400M 1P C1 10kA DC | MCB SmissLine S400M 1P C1 10kA DC |  | 5.14
2CCS561001R1018 | S401M-UCZ1 | Active | 7612270110094 | 100.76 | 1 | 1 | stuk | S401 | BE31330 | SB (MCB&RCD Cat.B) | stuk | Automaat SmissLine S400M 1P Z1 10kA DC | Disjoncteur SmissLine S400M 1P Z1 10kA DC | Sicherungsautomat SmissLine S400M 1P Z1 10kA DC | MCB SmissLine S400M 1P Z1 10kA DC |  | 5.14
2CCS561001R1024 | S401M-UCC2 | Active | 7612270109777 | 100.76 | 1 | 1 | stuk | S401 | BE31330 | SB (MCB&RCD Cat.B) | stuk | Automaat SmissLine S400M 1P C2 10kA DC | Disjoncteur SmissLine S400M 1P C2 10kA DC | Sicherungsautomat SmissLine S400M 1P C2 10kA DC | MCB SmissLine S400M 1P C2 10kA DC |  | 5.14
2CCS561001R1028 | S401M-UCZ2 | Active | 7612270110117 | 100.76 | 1 | 1 | stuk | S401 | BE31330 | SB (MCB&RCD Cat.B) | stuk | Automaat SmissLine S400M 1P Z2 10kA DC | Disjoncteur SmissLine S400M 1P Z2 10kA DC | Sicherungsautomat SmissLine S400M 1P Z2 10kA DC | MCB SmissLine S400M 1P Z2 10kA DC |  | 5.14
2CCS561001R1974 | S401M-UCC1.6 | Active | 7612270109760 | 100.76 | 1 | 1 | stuk | S401 | BE31330 | SB (MCB&RCD Cat.B) | stuk | Automaat SmissLine S400M 1P C1.6 10kA DC | Disjoncteur SmissLine S400M 1P C1.6 10kA DC | Sicherungsautomat SmissLine S400M 1P C1.6 10kA DC | MCB SmissLine S400M 1P C1.6 10kA DC |  | 5.14
2CCS561001R1978 | S401M-UCZ1.6 | Active | 7612270110100 | 100.76 | 1 | 1 | stuk | S401 | BE31330 | SB (MCB&RCD Cat.B) | stuk | Automaat SmissLine S400M 1P Z1.6 10kA DC | Disjoncteur SmissLine S400M 1P Z1.6 10kA DC | Sicherungsautomat SmissLine S400M 1P Z1.6 10kA DC | MCB SmissLine S400M 1P Z1.6 10kA DC |  | 5.14
2CCS561001R1984 | S401M-UCC0.5 | Active | 7612270109746 | 100.76 | 1 | 1 | stuk | S401 | BE31330 | SB (MCB&RCD Cat.B) | stuk | Automaat SmissLine S400M 1P C0.5 10kA DC | Disjoncteur SmissLine S400M 1P C0.5 10kA DC | Sicherungsautomat SmissLine S400M 1P C0.5 10kA DC | MCB SmissLine S400M 1P C0.5 10kA DC |  | 5.14
2CCS561001R1988 | S401M-UCZ0.5 | Active | 7612270110087 | 100.76 | 1 | 1 | stuk | S401 | BE31330 | SB (MCB&RCD Cat.B) | stuk | Automaat SmissLine S400M 1P Z0.5 10kA DC | Disjoncteur SmissLine S400M 1P Z0.5 10kA DC | Sicherungsautomat SmissLine S400M 1P Z0.5 10kA DC | MCB SmissLine S400M 1P Z0.5 10kA DC |  | 5.14
2CCS562001R1014 | S402M-UCC1 | Active | 7612270109920 | 215.76 | 1 | 1 | stuk | S402 | BE31330 | SB (MCB&RCD Cat.B) | stuk | Automaat SmissLine S400M 2P C1 10kA DC | Disjoncteur SmissLine S400M 2P C1 10kA DC | Sicherungsautomat SmissLine S400M 2P C1 10kA DC | MCB SmissLine S400M 2P C1 10kA DC |  | 5.14
2CCS562001R1018 | S402M-UCZ1 | Active | 7612270110261 | 215.76 | 1 | 1 | stuk | S402 | BE31330 | SB (MCB&RCD Cat.B) | stuk | Automaat SmissLine S400M 2P Z1 10kA DC | Disjoncteur SmissLine S400M 2P Z1 10kA DC | Sicherungsautomat SmissLine S400M 2P Z1 10kA DC | MCB SmissLine S400M 2P Z1 10kA DC |  | 5.14
2CCS562001R1024 | S402M-UCC2 | Active | 7612270109944 | 215.76 | 1 | 1 | stuk | S402 | BE31330 | SB (MCB&RCD Cat.B) | stuk | Automaat SmissLine S400M 2P C2 10kA DC | Disjoncteur SmissLine S400M 2P C2 10kA DC | Sicherungsautomat SmissLine S400M 2P C2 10kA DC | MCB SmissLine S400M 2P C2 10kA DC |  | 5.14
2CCS562001R1028 | S402M-UCZ2 | Active | 7612270110285 | 215.76 | 1 | 1 | stuk | S402 | BE31330 | SB (MCB&RCD Cat.B) | stuk | Automaat SmissLine S400M 2P Z2 10kA DC | Disjoncteur SmissLine S400M 2P Z2 10kA DC | Sicherungsautomat SmissLine S400M 2P Z2 10kA DC | MCB SmissLine S400M 2P Z2 10kA DC |  | 5.14
2CCS562001R1974 | S402M-UCC1.6 | Active | 7612270109937 | 215.76 | 1 | 1 | stuk | S402 | BE31330 | SB (MCB&RCD Cat.B) | stuk | Automaat SmissLine S400M 2P C1.6 10kA DC | Disjoncteur SmissLine S400M 2P C1.6 10kA DC | Sicherungsautomat SmissLine S400M 2P C1.6 10kA DC | MCB SmissLine S400M 2P C1.6 10kA DC |  | 5.14
2CCS562001R1978 | S402M-UCZ1.6 | Active | 7612270110278 | 215.76 | 1 | 1 | stuk | S402 | BE31330 | SB (MCB&RCD Cat.B) | stuk | Automaat SmissLine S400M 2P Z1.6 10kA DC | Disjoncteur SmissLine S400M 2P Z1.6 10kA DC | Sicherungsautomat SmissLine S400M 2P Z1.6 10kA DC | MCB SmissLine S400M 2P Z1.6 10kA DC |  | 5.14
2CCS562001R1984 | S402M-UCC0.5 | Active | 7612270109913 | 215.76 | 1 | 1 | stuk | S402 | BE31330 | SB (MCB&RCD Cat.B) | stuk | Automaat SmissLine S400M 2P C0.5 10kA DC | Disjoncteur SmissLine S400M 2P C0.5 10kA DC | Sicherungsautomat SmissLine S400M 2P C0.5 10kA DC | MCB SmissLine S400M 2P C0.5 10kA DC |  | 5.14
2CCS562001R1988 | S402M-UCZ0.5 | Active | 7612270110254 | 215.76 | 1 | 1 | stuk | S402 | BE31330 | SB (MCB&RCD Cat.B) | stuk | Automaat SmissLine S400M 2P Z0.5 10kA DC | Disjoncteur SmissLine S400M 2P Z0.5 10kA DC | Sicherungsautomat SmissLine S400M 2P Z0.5 10kA DC | MCB SmissLine S400M 2P Z0.5 10kA DC |  | 5.14
2CCS571001R0014 | S401M-C1 | Active | 7612270101337 | 59.06 | 1 | 1 | stuk | S401 | BE31330 | SB (MCB&RCD Cat.B) | stuk | Automaat SmissLine S400M 1P C1 10kA | Disjoncteur SmissLine S400M 1P C1 10kA | Sicherungsautomat SmissLine S400M 1P C1 10kA | MCB SmissLine S400M 1P C1 10kA |  | 5.14
2CCS571001R0024 | S401M-C2 | Active | 7612270101351 | 59.06 | 1 | 1 | stuk | S401 | BE31330 | SB (MCB&RCD Cat.B) | stuk | Automaat SmissLine S400M 1P C2 10kA | Disjoncteur SmissLine S400M 1P C2 10kA | Sicherungsautomat SmissLine S400M 1P C2 10kA | MCB SmissLine S400M 1P C2 10kA |  | 5.14
2CCS571001R0034 | S401M-C3 | Active | 7612270101368 | 59.06 | 1 | 1 | stuk | S401 | BE31330 | SB (MCB&RCD Cat.B) | stuk | Automaat SmissLine S400M 1P C3 10kA | Disjoncteur SmissLine S400M 1P C3 10kA | Sicherungsautomat SmissLine S400M 1P C3 10kA | MCB SmissLine S400M 1P C3 10kA |  | 5.14
2CCS571001R0044 | S401M-C4 | Active | 7612270101375 | 59.06 | 1 | 1 | stuk | S401 | BE31330 | SB (MCB&RCD Cat.B) | stuk | Automaat SmissLine S400M 1P C4 10kA | Disjoncteur SmissLine S400M 1P C4 10kA | Sicherungsautomat SmissLine S400M 1P C4 10kA | MCB SmissLine S400M 1P C4 10kA |  | 5.14
2CCS571001R0045 | S401M-B4 | Active | 7612270101214 | 48.7 | 1 | 1 | stuk | S401 | BE31330 | SB (MCB&RCD Cat.B) | stuk | Automaat SmissLine S400M 1P B4 10kA | Disjoncteur SmissLine S400M 1P B4 10kA | Sicherungsautomat SmissLine S400M 1P B4 10kA | MCB SmissLine S400M 1P B4 10kA |  | 5.14
2CCS571001R0061 | S401M-D6 | Active | 7612270101498 | 64.73 | 1 | 1 | stuk | S401 | BE31330 | SB (MCB&RCD Cat.B) | stuk | Automaat SmissLine S400M 1P D6 10kA | Disjoncteur SmissLine S400M 1P D6 10kA | Sicherungsautomat SmissLine S400M 1P D6 10kA | MCB SmissLine S400M 1P D6 10kA |  | 5.14
2CCS571001R0064 | S401M-C6 | Active | 7612270101382 | 54.12 | 1 | 1 | stuk | S401 | BE31330 | SB (MCB&RCD Cat.B) | stuk | Automaat SmissLine S400M 1P C6 10kA | Disjoncteur SmissLine S400M 1P C6 10kA | Sicherungsautomat SmissLine S400M 1P C6 10kA | MCB SmissLine S400M 1P C6 10kA |  | 5.14
2CCS571001R0065 | S401M-B6 | Active | 7612270101221 | 44.36 | 1 | 1 | stuk | S401 | BE31330 | SB (MCB&RCD Cat.B) | stuk | Automaat SmissLine S400M 1P B6 10kA | Disjoncteur SmissLine S400M 1P B6 10kA | Sicherungsautomat SmissLine S400M 1P B6 10kA | MCB SmissLine S400M 1P B6 10kA |  | 5.14
2CCS571001R0081 | S401M-D8 | Active | 7612270101504 | 64.73 | 1 | 1 | stuk | S401 | BE31330 | SB (MCB&RCD Cat.B) | stuk | Automaat SmissLine S400M 1P D8 10kA | Disjoncteur SmissLine S400M 1P D8 10kA | Sicherungsautomat SmissLine S400M 1P D8 10kA | MCB SmissLine S400M 1P D8 10kA |  | 5.14
2CCS571001R0084 | S401M-C8 | Active | 7612270101399 | 54.12 | 1 | 1 | stuk | S401 | BE31330 | SB (MCB&RCD Cat.B) | stuk | Automaat SmissLine S400M 1P C8 10kA | Disjoncteur SmissLine S400M 1P C8 10kA | Sicherungsautomat SmissLine S400M 1P C8 10kA | MCB SmissLine S400M 1P C8 10kA |  | 5.14
2CCS571001R0085 | S401M-B8 | Active | 7612270108411 | 44.36 | 1 | 1 | stuk | S401 | BE31330 | SB (MCB&RCD Cat.B) | stuk | Automaat SmissLine S400M 1P B8 10kA | Disjoncteur SmissLine S400M 1P B8 10kA | Sicherungsautomat SmissLine S400M 1P B8 10kA | MCB SmissLine S400M 1P B8 10kA |  | 5.14
2CCS571001R0101 | S401M-D10 | Active | 7612270101511 | 52.79 | 1 | 1 | stuk | S401 | BE31330 | SB (MCB&RCD Cat.B) | stuk | Automaat SmissLine S400M 1P D10 10kA | Disjoncteur SmissLine S400M 1P D10 10kA | Sicherungsautomat SmissLine S400M 1P D10 10kA | MCB SmissLine S400M 1P D10 10kA |  | 5.14
2CCS571001R0104 | S401M-C10 | Active | 7612270101405 | 45.43 | 1 | 1 | stuk | S401 | BE31330 | SB (MCB&RCD Cat.B) | stuk | Automaat SmissLine S400M 1P C10 10kA | Disjoncteur SmissLine S400M 1P C10 10kA | Sicherungsautomat SmissLine S400M 1P C10 10kA | MCB SmissLine S400M 1P C10 10kA |  | 5.14
2CCS571001R0105 | S401M-B10 | Active | 7612270101238 | 38.58 | 1 | 1 | stuk | S401 | BE31330 | SB (MCB&RCD Cat.B) | stuk | Automaat SmissLine S400M 1P B10 10kA | Disjoncteur SmissLine S400M 1P B10 10kA | Sicherungsautomat SmissLine S400M 1P B10 10kA | MCB SmissLine S400M 1P B10 10kA |  | 5.14
2CCS571001R0131 | S401M-D13 | Active | 7612270101528 | 44.24 | 1 | 1 | stuk | S401 | BE31330 | SB (MCB&RCD Cat.B) | stuk | Automaat SmissLine S400M 1P D13 10kA | Disjoncteur SmissLine S400M 1P D13 10kA | Sicherungsautomat SmissLine S400M 1P D13 10kA | MCB SmissLine S400M 1P D13 10kA |  | 5.14
2CCS571001R0134 | S401M-C13 | Active | 7612270101412 | 38.58 | 1 | 1 | stuk | S401 | BE31330 | SB (MCB&RCD Cat.B) | stuk | Automaat SmissLine S400M 1P C13 10kA | Disjoncteur SmissLine S400M 1P C13 10kA | Sicherungsautomat SmissLine S400M 1P C13 10kA | MCB SmissLine S400M 1P C13 10kA |  | 5.14
2CCS571001R0135 | S401M-B13 | Active | 7612270101245 | 32.67 | 1 | 1 | stuk | S401 | BE31330 | SB (MCB&RCD Cat.B) | stuk | Automaat SmissLine S400M 1P B13 10kA | Disjoncteur SmissLine S400M 1P B13 10kA | Sicherungsautomat SmissLine S400M 1P B13 10kA | MCB SmissLine S400M 1P B13 10kA |  | 5.14
2CCS571001R0157 | S401M-K0.5 | Active | 7612270101603 | 68.47 | 1 | 1 | stuk | S401 | BE31330 | SB (MCB&RCD Cat.B) | stuk | Automaat SmissLine S400M 1P K0.5 10kA | Disjoncteur SmissLine S400M 1P K0.5 10kA | Sicherungsautomat SmissLine S400M 1P K0.5 10kA | MCB SmissLine S400M 1P K0.5 10kA |  | 5.14
2CCS571001R0161 | S401M-D16 | Active | 7612270101535 | 44.24 | 1 | 1 | stuk | S401 | BE31330 | SB (MCB&RCD Cat.B) | stuk | Automaat SmissLine S400M 1P D16 10kA | Disjoncteur SmissLine S400M 1P D16 10kA | Sicherungsautomat SmissLine S400M 1P D16 10kA | MCB SmissLine S400M 1P D16 10kA |  | 5.14
2CCS571001R0164 | S401M-C16 | Active | 7612270101429 | 38.58 | 1 | 1 | stuk | S401 | BE31330 | SB (MCB&RCD Cat.B) | stuk | Automaat SmissLine S400M 1P C16 10kA | Disjoncteur SmissLine S400M 1P C16 10kA | Sicherungsautomat SmissLine S400M 1P C16 10kA | MCB SmissLine S400M 1P C16 10kA |  | 5.14
2CCS571001R0165 | S401M-B16 | Active | 7612270101252 | 32.67 | 1 | 1 | stuk | S401 | BE31330 | SB (MCB&RCD Cat.B) | stuk | Automaat SmissLine S400M 1P B16 10kA | Disjoncteur SmissLine S400M 1P B16 10kA | Sicherungsautomat SmissLine S400M 1P B16 10kA | MCB SmissLine S400M 1P B16 10kA |  | 5.14
2CCS571001R0201 | S401M-D20 | Active | 7612270101542 | 50.4 | 1 | 1 | stuk | S401 | BE31330 | SB (MCB&RCD Cat.B) | stuk | Automaat SmissLine S400M 1P D20 10kA | Disjoncteur SmissLine S400M 1P D20 10kA | Sicherungsautomat SmissLine S400M 1P D20 10kA | MCB SmissLine S400M 1P D20 10kA |  | 5.14
2CCS571001R0204 | S401M-C20 | Active | 7612270101436 | 43.88 | 1 | 1 | stuk | S401 | BE31330 | SB (MCB&RCD Cat.B) | stuk | Automaat SmissLine S400M 1P C20 10kA | Disjoncteur SmissLine S400M 1P C20 10kA | Sicherungsautomat SmissLine S400M 1P C20 10kA | MCB SmissLine S400M 1P C20 10kA |  | 5.14
2CCS571001R0205 | S401M-B20 | Active | 7612270101269 | 36.88 | 1 | 1 | stuk | S401 | BE31330 | SB (MCB&RCD Cat.B) | stuk | Automaat SmissLine S400M 1P B20 10kA | Disjoncteur SmissLine S400M 1P B20 10kA | Sicherungsautomat SmissLine S400M 1P B20 10kA | MCB SmissLine S400M 1P B20 10kA |  | 5.14
2CCS571001R0217 | S401M-K1 | Active | 7612270101610 | 68.47 | 1 | 1 | stuk | S401 | BE31330 | SB (MCB&RCD Cat.B) | stuk | Automaat SmissLine S400M 1P K1 10kA | Disjoncteur SmissLine S400M 1P K1 10kA | Sicherungsautomat SmissLine S400M 1P K1 10kA | MCB SmissLine S400M 1P K1 10kA |  | 5.14
2CCS571001R0251 | S401M-D25 | Active | 7612270101559 | 50.4 | 1 | 1 | stuk | S401 | BE31330 | SB (MCB&RCD Cat.B) | stuk | Automaat SmissLine S400M 1P D25 10kA | Disjoncteur SmissLine S400M 1P D25 10kA | Sicherungsautomat SmissLine S400M 1P D25 10kA | MCB SmissLine S400M 1P D25 10kA |  | 5.14
2CCS571001R0254 | S401M-C25 | Active | 7612270101443 | 43.88 | 1 | 1 | stuk | S401 | BE31330 | SB (MCB&RCD Cat.B) | stuk | Automaat SmissLine S400M 1P C25 10kA | Disjoncteur SmissLine S400M 1P C25 10kA | Sicherungsautomat SmissLine S400M 1P C25 10kA | MCB SmissLine S400M 1P C25 10kA |  | 5.14
2CCS571001R0255 | S401M-B25 | Active | 7612270101276 | 36.88 | 1 | 1 | stuk | S401 | BE31330 | SB (MCB&RCD Cat.B) | stuk | Automaat SmissLine S400M 1P B25 10kA | Disjoncteur SmissLine S400M 1P B25 10kA | Sicherungsautomat SmissLine S400M 1P B25 10kA | MCB SmissLine S400M 1P B25 10kA |  | 5.14
2CCS571001R0257 | S401M-K1.6 | Active | 7612270101627 | 68.47 | 1 | 1 | stuk | S401 | BE31330 | SB (MCB&RCD Cat.B) | stuk | Automaat SmissLine S400M 1P K1.6 10kA | Disjoncteur SmissLine S400M 1P K1.6 10kA | Sicherungsautomat SmissLine S400M 1P K1.6 10kA | MCB SmissLine S400M 1P K1.6 10kA |  | 5.14
2CCS571001R0277 | S401M-K2 | Active | 7612270101634 | 68.47 | 1 | 1 | stuk | S401 | BE31330 | SB (MCB&RCD Cat.B) | stuk | Automaat SmissLine S400M 1P K2 10kA | Disjoncteur SmissLine S400M 1P K2 10kA | Sicherungsautomat SmissLine S400M 1P K2 10kA | MCB SmissLine S400M 1P K2 10kA |  | 5.14
2CCS571001R0317 | S401M-K3 | Active | 7612270101641 | 68.47 | 1 | 1 | stuk | S401 | BE31330 | SB (MCB&RCD Cat.B) | stuk | Automaat SmissLine S400M 1P K3 10kA | Disjoncteur SmissLine S400M 1P K3 10kA | Sicherungsautomat SmissLine S400M 1P K3 10kA | MCB SmissLine S400M 1P K3 10kA |  | 5.14
2CCS571001R0321 | S401M-D32 | Active | 7612270101566 | 53.63 | 1 | 1 | stuk | S401 | BE31330 | SB (MCB&RCD Cat.B) | stuk | Automaat SmissLine S400M 1P D32 10kA | Disjoncteur SmissLine S400M 1P D32 10kA | Sicherungsautomat SmissLine S400M 1P D32 10kA | MCB SmissLine S400M 1P D32 10kA |  | 5.14
2CCS571001R0324 | S401M-C32 | Active | 7612270101450 | 47.24 | 1 | 1 | stuk | S401 | BE31330 | SB (MCB&RCD Cat.B) | stuk | Automaat SmissLine S400M 1P C32 10kA | Disjoncteur SmissLine S400M 1P C32 10kA | Sicherungsautomat SmissLine S400M 1P C32 10kA | MCB SmissLine S400M 1P C32 10kA |  | 5.14
2CCS571001R0325 | S401M-B32 | Active | 7612270101283 | 40.14 | 1 | 1 | stuk | S401 | BE31330 | SB (MCB&RCD Cat.B) | stuk | Automaat SmissLine S400M 1P B32 10kA | Disjoncteur SmissLine S400M 1P B32 10kA | Sicherungsautomat SmissLine S400M 1P B32 10kA | MCB SmissLine S400M 1P B32 10kA |  | 5.14
2CCS571001R0337 | S401M-K4 | Active | 7612270101658 | 68.47 | 1 | 1 | stuk | S401 | BE31330 | SB (MCB&RCD Cat.B) | stuk | Automaat SmissLine S400M 1P K4 10kA | Disjoncteur SmissLine S400M 1P K4 10kA | Sicherungsautomat SmissLine S400M 1P K4 10kA | MCB SmissLine S400M 1P K4 10kA |  | 5.14
2CCS571001R0377 | S401M-K6 | Active | 7612270101665 | 63.15 | 1 | 1 | stuk | S401 | BE31330 | SB (MCB&RCD Cat.B) | stuk | Automaat SmissLine S400M 1P K6 10kA | Disjoncteur SmissLine S400M 1P K6 10kA | Sicherungsautomat SmissLine S400M 1P K6 10kA | MCB SmissLine S400M 1P K6 10kA |  | 5.14
2CCS571001R0401 | S401M-D40 | Active | 7612270101573 | 70.39 | 1 | 1 | stuk | S401 | BE31330 | SB (MCB&RCD Cat.B) | stuk | Automaat SmissLine S400M 1P D40 10kA | Disjoncteur SmissLine S400M 1P D40 10kA | Sicherungsautomat SmissLine S400M 1P D40 10kA | MCB SmissLine S400M 1P D40 10kA |  | 5.14
2CCS571001R0404 | S401M-C40 | Active | 7612270101467 | 62.92 | 1 | 1 | stuk | S401 | BE31330 | SB (MCB&RCD Cat.B) | stuk | Automaat SmissLine S400M 1P C40 10kA | Disjoncteur SmissLine S400M 1P C40 10kA | Sicherungsautomat SmissLine S400M 1P C40 10kA | MCB SmissLine S400M 1P C40 10kA |  | 5.14
2CCS571001R0405 | S401M-B40 | Active | 7612270101290 | 53.28 | 1 | 1 | stuk | S401 | BE31330 | SB (MCB&RCD Cat.B) | stuk | Automaat SmissLine S400M 1P B40 10kA | Disjoncteur SmissLine S400M 1P B40 10kA | Sicherungsautomat SmissLine S400M 1P B40 10kA | MCB SmissLine S400M 1P B40 10kA |  | 5.14
2CCS571001R0407 | S401M-K8 | Active | 7612270101672 | 63.15 | 1 | 1 | stuk | S401 | BE31330 | SB (MCB&RCD Cat.B) | stuk | Automaat SmissLine S400M 1P K8 10kA | Disjoncteur SmissLine S400M 1P K8 10kA | Sicherungsautomat SmissLine S400M 1P K8 10kA | MCB SmissLine S400M 1P K8 10kA |  | 5.14
2CCS571001R0427 | S401M-K10 | Active | 7612270101689 | 59.9 | 1 | 1 | stuk | S401 | BE31330 | SB (MCB&RCD Cat.B) | stuk | Automaat SmissLine S400M 1P K10 10kA | Disjoncteur SmissLine S400M 1P K10 10kA | Sicherungsautomat SmissLine S400M 1P K10 10kA | MCB SmissLine S400M 1P K10 10kA |  | 5.14
2CCS571001R0447 | S401M-K13 | Active | 7612270101696 | 50.4 | 1 | 1 | stuk | S401 | BE31330 | SB (MCB&RCD Cat.B) | stuk | Automaat SmissLine S400M 1P K13 10kA | Disjoncteur SmissLine S400M 1P K13 10kA | Sicherungsautomat SmissLine S400M 1P K13 10kA | MCB SmissLine S400M 1P K13 10kA |  | 5.14
2CCS571001R0467 | S401M-K16 | Active | 7612270101702 | 50.4 | 1 | 1 | stuk | S401 | BE31330 | SB (MCB&RCD Cat.B) | stuk | Automaat SmissLine S400M 1P K16 10kA | Disjoncteur SmissLine S400M 1P K16 10kA | Sicherungsautomat SmissLine S400M 1P K16 10kA | MCB SmissLine S400M 1P K16 10kA |  | 5.14
2CCS571001R0487 | S401M-K20 | Active | 7612270101719 | 57.86 | 1 | 1 | stuk | S401 | BE31330 | SB (MCB&RCD Cat.B) | stuk | Automaat SmissLine S400M 1P K20 10kA | Disjoncteur SmissLine S400M 1P K20 10kA | Sicherungsautomat SmissLine S400M 1P K20 10kA | MCB SmissLine S400M 1P K20 10kA |  | 5.14
2CCS571001R0501 | S401M-D50 | Active | 7612270101580 | 83.16 | 1 | 1 | stuk | S401 | BE31330 | SB (MCB&RCD Cat.B) | stuk | Automaat SmissLine S400M 1P D50 10kA | Disjoncteur SmissLine S400M 1P D50 10kA | Sicherungsautomat SmissLine S400M 1P D50 10kA | MCB SmissLine S400M 1P D50 10kA |  | 5.14
2CCS571001R0504 | S401M-C50 | Active | 7612270101474 | 77.37 | 1 | 1 | stuk | S401 | BE31330 | SB (MCB&RCD Cat.B) | stuk | Automaat SmissLine S400M 1P C50 10kA | Disjoncteur SmissLine S400M 1P C50 10kA | Sicherungsautomat SmissLine S400M 1P C50 10kA | MCB SmissLine S400M 1P C50 10kA |  | 5.14
2CCS571001R0505 | S401M-B50 | Active | 7612270101306 | 65.7 | 1 | 1 | stuk | S401 | BE31330 | SB (MCB&RCD Cat.B) | stuk | Automaat SmissLine S400M 1P B50 10kA | Disjoncteur SmissLine S400M 1P B50 10kA | Sicherungsautomat SmissLine S400M 1P B50 10kA | MCB SmissLine S400M 1P B50 10kA |  | 5.14
2CCS571001R0517 | S401M-K25 | Active | 7612270101726 | 57.86 | 1 | 1 | stuk | S401 | BE31330 | SB (MCB&RCD Cat.B) | stuk | Automaat SmissLine S400M 1P K25 10kA | Disjoncteur SmissLine S400M 1P K25 10kA | Sicherungsautomat SmissLine S400M 1P K25 10kA | MCB SmissLine S400M 1P K25 10kA |  | 5.14
2CCS571001R0537 | S401M-K32 | Active | 7612270101733 | 61.47 | 1 | 1 | stuk | S401 | BE31330 | SB (MCB&RCD Cat.B) | stuk | Automaat SmissLine S400M 1P K32 10kA | Disjoncteur SmissLine S400M 1P K32 10kA | Sicherungsautomat SmissLine S400M 1P K32 10kA | MCB SmissLine S400M 1P K32 10kA |  | 5.14
2CCS571001R0557 | S401M-K40 | Active | 7612270101740 | 79.92 | 1 | 1 | stuk | S401 | BE31330 | SB (MCB&RCD Cat.B) | stuk | Automaat SmissLine S400M 1P K40 10kA | Disjoncteur SmissLine S400M 1P K40 10kA | Sicherungsautomat SmissLine S400M 1P K40 10kA | MCB SmissLine S400M 1P K40 10kA |  | 5.14
2CCS571001R0577 | S401M-K50 | Active | 7612270101757 | 94.98 | 1 | 1 | stuk | S401 | BE31330 | SB (MCB&RCD Cat.B) | stuk | Automaat SmissLine S400M 1P K50 10kA | Disjoncteur SmissLine S400M 1P K50 10kA | Sicherungsautomat SmissLine S400M 1P K50 10kA | MCB SmissLine S400M 1P K50 10kA |  | 5.14
2CCS571001R0597 | S401M-K63 | Active | 7612270101764 | 104.37 | 1 | 1 | stuk | S401 | BE31330 | SB (MCB&RCD Cat.B) | stuk | Automaat SmissLine S400M 1P K63 10kA | Disjoncteur SmissLine S400M 1P K63 10kA | Sicherungsautomat SmissLine S400M 1P K63 10kA | MCB SmissLine S400M 1P K63 10kA |  | 5.14
2CCS571001R0631 | S401M-D63 | Active | 7612270101597 | 91.35 | 1 | 1 | stuk | S401 | BE31330 | SB (MCB&RCD Cat.B) | stuk | Automaat SmissLine S400M 1P D63 10kA | Disjoncteur SmissLine S400M 1P D63 10kA | Sicherungsautomat SmissLine S400M 1P D63 10kA | MCB SmissLine S400M 1P D63 10kA |  | 5.14
2CCS571001R0634 | S401M-C63 | Active | 7612270101481 | 88.83 | 1 | 1 | stuk | S401 | BE31330 | SB (MCB&RCD Cat.B) | stuk | Automaat SmissLine S400M 1P C63 10kA | Disjoncteur SmissLine S400M 1P C63 10kA | Sicherungsautomat SmissLine S400M 1P C63 10kA | MCB SmissLine S400M 1P C63 10kA |  | 5.14
2CCS571001R0635 | S401M-B63 | Active | 7612270101313 | 74.96 | 1 | 1 | stuk | S401 | BE31330 | SB (MCB&RCD Cat.B) | stuk | Automaat SmissLine S400M 1P B63 10kA | Disjoncteur SmissLine S400M 1P B63 10kA | Sicherungsautomat SmissLine S400M 1P B63 10kA | MCB SmissLine S400M 1P B63 10kA |  | 5.14
2CCS571001R0974 | S401M-C1.6 | Active | 7612270101344 | 59.06 | 1 | 1 | stuk | S401 | BE31330 | SB (MCB&RCD Cat.B) | stuk | Automaat SmissLine S400M 1P C1.6 10kA | Disjoncteur SmissLine S400M 1P C1.6 10kA | Sicherungsautomat SmissLine S400M 1P C1.6 10kA | MCB SmissLine S400M 1P C1.6 10kA |  | 5.14
2CCS571001R0984 | S401M-C0.5 | Active | 7612270101320 | 59.06 | 1 | 1 | stuk | S401 | BE31330 | SB (MCB&RCD Cat.B) | stuk | Automaat SmissLine S400M 1P C0.5 10kA | Disjoncteur SmissLine S400M 1P C0.5 10kA | Sicherungsautomat SmissLine S400M 1P C0.5 10kA | MCB SmissLine S400M 1P C0.5 10kA |  | 5.14
2CCS571001R1034 | S401M-UCC3 | Active | 7612270109784 | 100.76 | 1 | 1 | stuk | S401 | BE31330 | SB (MCB&RCD Cat.B) | stuk | Automaat SmissLine S400M 1P C3 10kA DC | Disjoncteur SmissLine S400M 1P C3 10kA DC | Sicherungsautomat SmissLine S400M 1P C3 10kA DC | MCB SmissLine S400M 1P C3 10kA DC |  | 5.14
2CCS571001R1038 | S401M-UCZ3 | Active | 7612270110124 | 100.76 | 1 | 1 | stuk | S401 | BE31330 | SB (MCB&RCD Cat.B) | stuk | Automaat SmissLine S400M 1P Z3 10kA DC | Disjoncteur SmissLine S400M 1P Z3 10kA DC | Sicherungsautomat SmissLine S400M 1P Z3 10kA DC | MCB SmissLine S400M 1P Z3 10kA DC |  | 5.14
2CCS571001R1044 | S401M-UCC4 | Active | 7612270109791 | 100.76 | 1 | 1 | stuk | S401 | BE31330 | SB (MCB&RCD Cat.B) | stuk | Automaat SmissLine S400M 1P C4 10kA DC | Disjoncteur SmissLine S400M 1P C4 10kA DC | Sicherungsautomat SmissLine S400M 1P C4 10kA DC | MCB SmissLine S400M 1P C4 10kA DC |  | 5.14
2CCS571001R1048 | S401M-UCZ4 | Active | 7612270110131 | 100.76 | 1 | 1 | stuk | S401 | BE31330 | SB (MCB&RCD Cat.B) | stuk | Automaat SmissLine S400M 1P Z4 10kA DC | Disjoncteur SmissLine S400M 1P Z4 10kA DC | Sicherungsautomat SmissLine S400M 1P Z4 10kA DC | MCB SmissLine S400M 1P Z4 10kA DC |  | 5.14
2CCS571001R1064 | S401M-UCC6 | Active | 7612270109807 | 92.57 | 1 | 1 | stuk | S401 | BE31330 | SB (MCB&RCD Cat.B) | stuk | Automaat SmissLine S400M 1P C6 10kA DC | Disjoncteur SmissLine S400M 1P C6 10kA DC | Sicherungsautomat SmissLine S400M 1P C6 10kA DC | MCB SmissLine S400M 1P C6 10kA DC |  | 5.14
2CCS571001R1068 | S401M-UCZ6 | Active | 7612270110148 | 92.57 | 1 | 1 | stuk | S401 | BE31330 | SB (MCB&RCD Cat.B) | stuk | Automaat SmissLine S400M 1P Z6 10kA DC | Disjoncteur SmissLine S400M 1P Z6 10kA DC | Sicherungsautomat SmissLine S400M 1P Z6 10kA DC | MCB SmissLine S400M 1P Z6 10kA DC |  | 5.14
2CCS571001R1084 | S401M-UCC8 | Active | 7612270109814 | 92.57 | 1 | 1 | stuk | S401 | BE31330 | SB (MCB&RCD Cat.B) | stuk | Automaat SmissLine S400M 1P C8 10kA DC | Disjoncteur SmissLine S400M 1P C8 10kA DC | Sicherungsautomat SmissLine S400M 1P C8 10kA DC | MCB SmissLine S400M 1P C8 10kA DC |  | 5.14
2CCS571001R1088 | S401M-UCZ8 | Active | 7612270110155 | 92.57 | 1 | 1 | stuk | S401 | BE31330 | SB (MCB&RCD Cat.B) | stuk | Automaat SmissLine S400M 1P Z8 10kA DC | Disjoncteur SmissLine S400M 1P Z8 10kA DC | Sicherungsautomat SmissLine S400M 1P Z8 10kA DC | MCB SmissLine S400M 1P Z8 10kA DC |  | 5.14
2CCS571001R1104 | S401M-UCC10 | Active | 7612270109821 | 88.36 | 1 | 1 | stuk | S401 | BE31330 | SB (MCB&RCD Cat.B) | stuk | Automaat SmissLine S400M 1P C10 10kA DC | Disjoncteur SmissLine S400M 1P C10 10kA DC | Sicherungsautomat SmissLine S400M 1P C10 10kA DC | MCB SmissLine S400M 1P C10 10kA DC |  | 5.14
2CCS571001R1108 | S401M-UCZ10 | Active | 7612270110162 | 105.58 | 1 | 1 | stuk | S401 | BE31330 | SB (MCB&RCD Cat.B) | stuk | Automaat SmissLine S400M 1P Z10 10kA DC | Disjoncteur SmissLine S400M 1P Z10 10kA DC | Sicherungsautomat SmissLine S400M 1P Z10 10kA DC | MCB SmissLine S400M 1P Z10 10kA DC |  | 5.14
2CCS571001R1134 | S401M-UCC13 | Active | 7612270109838 | 73.76 | 1 | 1 | stuk | S401 | BE31330 | SB (MCB&RCD Cat.B) | stuk | Automaat SmissLine S400M 1P C13 10kA DC | Disjoncteur SmissLine S400M 1P C13 10kA DC | Sicherungsautomat SmissLine S400M 1P C13 10kA DC | MCB SmissLine S400M 1P C13 10kA DC |  | 5.14
2CCS571001R1138 | S401M-UCZ13 | Active | 7612270110179 | 87.97 | 1 | 1 | stuk | S401 | BE31330 | SB (MCB&RCD Cat.B) | stuk | Automaat SmissLine S400M 1P Z13 10kA DC | Disjoncteur SmissLine S400M 1P Z13 10kA DC | Sicherungsautomat SmissLine S400M 1P Z13 10kA DC | MCB SmissLine S400M 1P Z13 10kA DC |  | 5.14
2CCS571001R1164 | S401M-UCC16 | Active | 7612270109845 | 73.76 | 1 | 1 | stuk | S401 | BE31330 | SB (MCB&RCD Cat.B) | stuk | Automaat SmissLine S400M 1P C16 10kA DC | Disjoncteur SmissLine S400M 1P C16 10kA DC | Sicherungsautomat SmissLine S400M 1P C16 10kA DC | MCB SmissLine S400M 1P C16 10kA DC |  | 5.14
2CCS571001R1168 | S401M-UCZ16 | Active | 7612270110186 | 87.97 | 1 | 1 | stuk | S401 | BE31330 | SB (MCB&RCD Cat.B) | stuk | Automaat SmissLine S400M 1P Z16 10kA DC | Disjoncteur SmissLine S400M 1P Z16 10kA DC | Sicherungsautomat SmissLine S400M 1P Z16 10kA DC | MCB SmissLine S400M 1P Z16 10kA DC |  | 5.14
2CCS571001R1204 | S401M-UCC20 | Active | 7612270109852 | 84.63 | 1 | 1 | stuk | S401 | BE31330 | SB (MCB&RCD Cat.B) | stuk | Automaat SmissLine S400M 1P C20 10kA DC | Disjoncteur SmissLine S400M 1P C20 10kA DC | Sicherungsautomat SmissLine S400M 1P C20 10kA DC | MCB SmissLine S400M 1P C20 10kA DC |  | 5.14
2CCS571001R1208 | S401M-UCZ20 | Active | 7612270110193 | 100.76 | 1 | 1 | stuk | S401 | BE31330 | SB (MCB&RCD Cat.B) | stuk | Automaat SmissLine S400M 1P Z20 10kA DC | Disjoncteur SmissLine S400M 1P Z20 10kA DC | Sicherungsautomat SmissLine S400M 1P Z20 10kA DC | MCB SmissLine S400M 1P Z20 10kA DC |  | 5.14
2CCS571001R1254 | S401M-UCC25 | Active | 7612270109869 | 84.63 | 1 | 1 | stuk | S401 | BE31330 | SB (MCB&RCD Cat.B) | stuk | Automaat SmissLine S400M 1P C25 10kA DC | Disjoncteur SmissLine S400M 1P C25 10kA DC | Sicherungsautomat SmissLine S400M 1P C25 10kA DC | MCB SmissLine S400M 1P C25 10kA DC |  | 5.14
2CCS571001R1258 | S401M-UCZ25 | Active | 7612270110209 | 100.76 | 1 | 1 | stuk | S401 | BE31330 | SB (MCB&RCD Cat.B) | stuk | Automaat SmissLine S400M 1P Z25 10kA DC | Disjoncteur SmissLine S400M 1P Z25 10kA DC | Sicherungsautomat SmissLine S400M 1P Z25 10kA DC | MCB SmissLine S400M 1P Z25 10kA DC |  | 5.14
2CCS571001R1324 | S401M-UCC32 | Active | 7612270109876 | 90.42 | 1 | 1 | stuk | S401 | BE31330 | SB (MCB&RCD Cat.B) | stuk | Automaat SmissLine S400M 1P C32 10kA DC | Disjoncteur SmissLine S400M 1P C32 10kA DC | Sicherungsautomat SmissLine S400M 1P C32 10kA DC | MCB SmissLine S400M 1P C32 10kA DC |  | 5.14
2CCS571001R1328 | S401M-UCZ32 | Active | 7612270110216 | 107.51 | 1 | 1 | stuk | S401 | BE31330 | SB (MCB&RCD Cat.B) | stuk | Automaat SmissLine S400M 1P Z32 10kA DC | Disjoncteur SmissLine S400M 1P Z32 10kA DC | Sicherungsautomat SmissLine S400M 1P Z32 10kA DC | MCB SmissLine S400M 1P Z32 10kA DC |  | 5.14
2CCS571001R1404 | S401M-UCC40 | Active | 7612270109883 | 102.46 | 1 | 1 | stuk | S401 | BE31330 | SB (MCB&RCD Cat.B) | stuk | Automaat SmissLine S400M 1P C40 10kA DC | Disjoncteur SmissLine S400M 1P C40 10kA DC | Sicherungsautomat SmissLine S400M 1P C40 10kA DC | MCB SmissLine S400M 1P C40 10kA DC |  | 5.14
2CCS571001R1408 | S401M-UCZ40 | Active | 7612270110223 | 121.74 | 1 | 1 | stuk | S401 | BE31330 | SB (MCB&RCD Cat.B) | stuk | Automaat SmissLine S400M 1P Z40 10kA DC | Disjoncteur SmissLine S400M 1P Z40 10kA DC | Sicherungsautomat SmissLine S400M 1P Z40 10kA DC | MCB SmissLine S400M 1P Z40 10kA DC |  | 5.14
2CCS571001R1504 | S401M-UCC50 | Active | 7612270109890 | 121.74 | 1 | 1 | stuk | S401 | BE31330 | SB (MCB&RCD Cat.B) | stuk | Automaat SmissLine S400M 1P C50 10kA DC | Disjoncteur SmissLine S400M 1P C50 10kA DC | Sicherungsautomat SmissLine S400M 1P C50 10kA DC | MCB SmissLine S400M 1P C50 10kA DC |  | 5.14
2CCS571001R1508 | S401M-UCZ50 | Active | 7612270110230 | 144.63 | 1 | 1 | stuk | S401 | BE31330 | SB (MCB&RCD Cat.B) | stuk | Automaat SmissLine S400M 1P Z50 10kA DC | Disjoncteur SmissLine S400M 1P Z50 10kA DC | Sicherungsautomat SmissLine S400M 1P Z50 10kA DC | MCB SmissLine S400M 1P Z50 10kA DC |  | 5.14
2CCS571001R1634 | S401M-UCC63 | Active | 7612270109906 | 133.79 | 1 | 1 | stuk | S401 | BE31330 | SB (MCB&RCD Cat.B) | stuk | Automaat SmissLine S400M 1P C63 10kA DC | Disjoncteur SmissLine S400M 1P C63 10kA DC | Sicherungsautomat SmissLine S400M 1P C63 10kA DC | MCB SmissLine S400M 1P C63 10kA DC |  | 5.14
2CCS571001R1638 | S401M-UCZ63 | Active | 7612270110247 | 157.9 | 1 | 1 | stuk | S401 | BE31330 | SB (MCB&RCD Cat.B) | stuk | Automaat SmissLine S400M 1P Z63 10kA DC | Disjoncteur SmissLine S400M 1P Z63 10kA DC | Sicherungsautomat SmissLine S400M 1P Z63 10kA DC | MCB SmissLine S400M 1P Z63 10kA DC |  | 5.14
2CCS571103R8024 | S401M-C2NP | Active | 7612270108480 | 130.18 | 1 | 1 | stuk | S401 | BE31330 | SB (MCB&RCD Cat.B) | stuk | Automaat SmissLine S400M 1P+N C2 10kA | Disjoncteur SmissLine S400M 1P+N C2 10kA | Sicherungsautomat SmissLine S400M 1P+N C2 10kA | MCB SmissLine S400M 1P+N C2 10kA |  | 5.14
2CCS571103R8034 | S401M-C3NP | Active | 7612270108497 | 130.18 | 1 | 1 | stuk | S401 | BE31330 | SB (MCB&RCD Cat.B) | stuk | Automaat SmissLine S400M 1P+N C3 10kA | Disjoncteur SmissLine S400M 1P+N C3 10kA | Sicherungsautomat SmissLine S400M 1P+N C3 10kA | MCB SmissLine S400M 1P+N C3 10kA |  | 5.14
2CCS571103R8044 | S401M-C4NP | Active | 7612270108503 | 130.18 | 1 | 1 | stuk | S401 | BE31330 | SB (MCB&RCD Cat.B) | stuk | Automaat SmissLine S400M 1P+N C4 10kA | Disjoncteur SmissLine S400M 1P+N C4 10kA | Sicherungsautomat SmissLine S400M 1P+N C4 10kA | MCB SmissLine S400M 1P+N C4 10kA |  | 5.14
2CCS571103R8064 | S401M-C6NP | Active | 7612270103416 | 131.39 | 1 | 1 | stuk | S401 | BE31330 | SB (MCB&RCD Cat.B) | stuk | Automaat SmissLine S400M 1P+N C6 10kA | Disjoncteur SmissLine S400M 1P+N C6 10kA | Sicherungsautomat SmissLine S400M 1P+N C6 10kA | MCB SmissLine S400M 1P+N C6 10kA |  | 5.14
2CCS571103R8065 | S401M-B6NP | Active | 7612270103317 | 122.94 | 1 | 1 | stuk | S401 | BE31330 | SB (MCB&RCD Cat.B) | stuk | Automaat SmissLine S400M 1P+N B6 10kA | Disjoncteur SmissLine S400M 1P+N B6 10kA | Sicherungsautomat SmissLine S400M 1P+N B6 10kA | MCB SmissLine S400M 1P+N B6 10kA |  | 5.14
2CCS571103R8084 | S401M-C8NP | Active | 7612270103423 | 131.39 | 1 | 1 | stuk | S401 | BE31330 | SB (MCB&RCD Cat.B) | stuk | Automaat SmissLine S400M 1P+N C8 10kA | Disjoncteur SmissLine S400M 1P+N C8 10kA | Sicherungsautomat SmissLine S400M 1P+N C8 10kA | MCB SmissLine S400M 1P+N C8 10kA |  | 5.14
2CCS571103R8085 | S401M-B8NP | Active | 7612270108473 | 122.94 | 1 | 1 | stuk | S401 | BE31330 | SB (MCB&RCD Cat.B) | stuk | Automaat SmissLine S400M 1P+N B8 10kA | Disjoncteur SmissLine S400M 1P+N B8 10kA | Sicherungsautomat SmissLine S400M 1P+N B8 10kA | MCB SmissLine S400M 1P+N B8 10kA |  | 5.14
2CCS571103R8101 | S401M-D10NP | Active | 7612270103522 | 121.74 | 1 | 1 | stuk | S401 | BE31330 | SB (MCB&RCD Cat.B) | stuk | Automaat SmissLine S400M 1P+N D10 10kA | Disjoncteur SmissLine S400M 1P+N D10 10kA | Sicherungsautomat SmissLine S400M 1P+N D10 10kA | MCB SmissLine S400M 1P+N D10 10kA |  | 5.14
2CCS571103R8104 | S401M-C10NP | Active | 7612270103430 | 108.26 | 1 | 1 | stuk | S401 | BE31330 | SB (MCB&RCD Cat.B) | stuk | Automaat SmissLine S400M 1P+N C10 10kA | Disjoncteur SmissLine S400M 1P+N C10 10kA | Sicherungsautomat SmissLine S400M 1P+N C10 10kA | MCB SmissLine S400M 1P+N C10 10kA |  | 5.14
2CCS571103R8105 | S401M-B10NP | Active | 7612270103324 | 94.98 | 1 | 1 | stuk | S401 | BE31330 | SB (MCB&RCD Cat.B) | stuk | Automaat SmissLine S400M 1P+N B10 10kA | Disjoncteur SmissLine S400M 1P+N B10 10kA | Sicherungsautomat SmissLine S400M 1P+N B10 10kA | MCB SmissLine S400M 1P+N B10 10kA |  | 5.14
2CCS571103R8131 | S401M-D13NP | Active | 7612270103539 | 102.46 | 1 | 1 | stuk | S401 | BE31330 | SB (MCB&RCD Cat.B) | stuk | Automaat SmissLine S400M 1P+N D13 10kA | Disjoncteur SmissLine S400M 1P+N D13 10kA | Sicherungsautomat SmissLine S400M 1P+N D13 10kA | MCB SmissLine S400M 1P+N D13 10kA |  | 5.14
2CCS571103R8134 | S401M-C13NP | Active | 7612270103447 | 89.81 | 1 | 1 | stuk | S401 | BE31330 | SB (MCB&RCD Cat.B) | stuk | Automaat SmissLine S400M 1P+N C13 10kA | Disjoncteur SmissLine S400M 1P+N C13 10kA | Sicherungsautomat SmissLine S400M 1P+N C13 10kA | MCB SmissLine S400M 1P+N C13 10kA |  | 5.14
2CCS571103R8135 | S401M-B13NP | Active | 7612270103331 | 77.75 | 1 | 1 | stuk | S401 | BE31330 | SB (MCB&RCD Cat.B) | stuk | Automaat SmissLine S400M 1P+N B13 10kA | Disjoncteur SmissLine S400M 1P+N B13 10kA | Sicherungsautomat SmissLine S400M 1P+N B13 10kA | MCB SmissLine S400M 1P+N B13 10kA |  | 5.14
2CCS571103R8157 | S401M-K0.5NP | Active | 7612270103614 | 133.79 | 1 | 1 | stuk | S401 | BE31330 | SB (MCB&RCD Cat.B) | stuk | Automaat SmissLine S400M 1P+N K0.5 10kA | Disjoncteur SmissLine S400M 1P+N K0.5 10kA | Sicherungsautomat SmissLine S400M 1P+N K0.5 10kA | MCB SmissLine S400M 1P+N K0.5 10kA |  | 5.14
2CCS571103R8161 | S401M-D16NP | Active | 7612270103546 | 102.46 | 1 | 1 | stuk | S401 | BE31330 | SB (MCB&RCD Cat.B) | stuk | Automaat SmissLine S400M 1P+N D16 10kA | Disjoncteur SmissLine S400M 1P+N D16 10kA | Sicherungsautomat SmissLine S400M 1P+N D16 10kA | MCB SmissLine S400M 1P+N D16 10kA |  | 5.14
2CCS571103R8164 | S401M-C16NP | Active | 7612270103454 | 89.81 | 1 | 1 | stuk | S401 | BE31330 | SB (MCB&RCD Cat.B) | stuk | Automaat SmissLine S400M 1P+N C16 10kA | Disjoncteur SmissLine S400M 1P+N C16 10kA | Sicherungsautomat SmissLine S400M 1P+N C16 10kA | MCB SmissLine S400M 1P+N C16 10kA |  | 5.14
2CCS571103R8165 | S401M-B16NP | Active | 7612270103348 | 77.75 | 1 | 1 | stuk | S401 | BE31330 | SB (MCB&RCD Cat.B) | stuk | Automaat SmissLine S400M 1P+N B16 10kA | Disjoncteur SmissLine S400M 1P+N B16 10kA | Sicherungsautomat SmissLine S400M 1P+N B16 10kA | MCB SmissLine S400M 1P+N B16 10kA |  | 5.14
2CCS571103R8201 | S401M-D20NP | Active | 7612270103553 | 116.92 | 1 | 1 | stuk | S401 | BE31330 | SB (MCB&RCD Cat.B) | stuk | Automaat SmissLine S400M 1P+N D20 10kA | Disjoncteur SmissLine S400M 1P+N D20 10kA | Sicherungsautomat SmissLine S400M 1P+N D20 10kA | MCB SmissLine S400M 1P+N D20 10kA |  | 5.14
2CCS571103R8204 | S401M-C20NP | Active | 7612270103461 | 103.66 | 1 | 1 | stuk | S401 | BE31330 | SB (MCB&RCD Cat.B) | stuk | Automaat SmissLine S400M 1P+N C20 10kA | Disjoncteur SmissLine S400M 1P+N C20 10kA | Sicherungsautomat SmissLine S400M 1P+N C20 10kA | MCB SmissLine S400M 1P+N C20 10kA |  | 5.14
2CCS571103R8205 | S401M-B20NP | Active | 7612270103355 | 90.76 | 1 | 1 | stuk | S401 | BE31330 | SB (MCB&RCD Cat.B) | stuk | Automaat SmissLine S400M 1P+N B20 10kA | Disjoncteur SmissLine S400M 1P+N B20 10kA | Sicherungsautomat SmissLine S400M 1P+N B20 10kA | MCB SmissLine S400M 1P+N B20 10kA |  | 5.14
2CCS571103R8217 | S401M-K1NP | Active | 7612270103621 | 139.82 | 1 | 1 | stuk | S401 | BE31330 | SB (MCB&RCD Cat.B) | stuk | Automaat SmissLine S400M 1P+N K1 10kA | Disjoncteur SmissLine S400M 1P+N K1 10kA | Sicherungsautomat SmissLine S400M 1P+N K1 10kA | MCB SmissLine S400M 1P+N K1 10kA |  | 5.14
2CCS571103R8251 | S401M-D25NP | Active | 7612270103560 | 116.92 | 1 | 1 | stuk | S401 | BE31330 | SB (MCB&RCD Cat.B) | stuk | Automaat SmissLine S400M 1P+N D25 10kA | Disjoncteur SmissLine S400M 1P+N D25 10kA | Sicherungsautomat SmissLine S400M 1P+N D25 10kA | MCB SmissLine S400M 1P+N D25 10kA |  | 5.14
2CCS571103R8254 | S401M-C25NP | Active | 7612270103478 | 103.66 | 1 | 1 | stuk | S401 | BE31330 | SB (MCB&RCD Cat.B) | stuk | Automaat SmissLine S400M 1P+N C25 10kA | Disjoncteur SmissLine S400M 1P+N C25 10kA | Sicherungsautomat SmissLine S400M 1P+N C25 10kA | MCB SmissLine S400M 1P+N C25 10kA |  | 5.14
2CCS571103R8255 | S401M-B25NP | Active | 7612270103362 | 90.76 | 1 | 1 | stuk | S401 | BE31330 | SB (MCB&RCD Cat.B) | stuk | Automaat SmissLine S400M 1P+N B25 10kA | Disjoncteur SmissLine S400M 1P+N B25 10kA | Sicherungsautomat SmissLine S400M 1P+N B25 10kA | MCB SmissLine S400M 1P+N B25 10kA |  | 5.14
2CCS571103R8257 | S401M-K1,6NP | Active | 7612270103638 | 133.79 | 1 | 1 | stuk | S401 | BE31330 | SB (MCB&RCD Cat.B) | stuk | Automaat SmissLine S400M 1P+N K16 10kA | Disjoncteur SmissLine S400M 1P+N K16 10kA | Sicherungsautomat SmissLine S400M 1P+N K16 10kA | MCB SmissLine S400M 1P+N K16 10kA |  | 5.14
2CCS571103R8277 | S401M-K2NP | Active | 7612270103645 | 139.82 | 1 | 1 | stuk | S401 | BE31330 | SB (MCB&RCD Cat.B) | stuk | Automaat SmissLine S400M 1P+N K2 10kA | Disjoncteur SmissLine S400M 1P+N K2 10kA | Sicherungsautomat SmissLine S400M 1P+N K2 10kA | MCB SmissLine S400M 1P+N K2 10kA |  | 5.14
2CCS571103R8317 | S401M-K3NP | Active | 7612270103652 | 139.82 | 1 | 1 | stuk | S401 | BE31330 | SB (MCB&RCD Cat.B) | stuk | Automaat SmissLine S400M 1P+N K3 10kA | Disjoncteur SmissLine S400M 1P+N K3 10kA | Sicherungsautomat SmissLine S400M 1P+N K3 10kA | MCB SmissLine S400M 1P+N K3 10kA |  | 5.14
2CCS571103R8321 | S401M-D32NP | Active | 7612270103577 | 134.99 | 1 | 1 | stuk | S401 | BE31330 | SB (MCB&RCD Cat.B) | stuk | Automaat SmissLine S400M 1P+N D32 10kA | Disjoncteur SmissLine S400M 1P+N D32 10kA | Sicherungsautomat SmissLine S400M 1P+N D32 10kA | MCB SmissLine S400M 1P+N D32 10kA |  | 5.14
2CCS571103R8324 | S401M-C32NP | Active | 7612270103485 | 120.17 | 1 | 1 | stuk | S401 | BE31330 | SB (MCB&RCD Cat.B) | stuk | Automaat SmissLine S400M 1P+C C32 10kA | Disjoncteur SmissLine S400M 1P+C C32 10kA | Sicherungsautomat SmissLine S400M 1P+C C32 10kA | MCB SmissLine S400M 1P+C C32 10kA |  | 5.14
2CCS571103R8325 | S401M-B32NP | Active | 7612270103379 | 106.07 | 1 | 1 | stuk | S401 | BE31330 | SB (MCB&RCD Cat.B) | stuk | Automaat SmissLine S400M 1P+N B32 10kA | Disjoncteur SmissLine S400M 1P+N B32 10kA | Sicherungsautomat SmissLine S400M 1P+N B32 10kA | MCB SmissLine S400M 1P+N B32 10kA |  | 5.14
2CCS571103R8337 | S401M-K4NP | Active | 7612270103669 | 139.82 | 1 | 1 | stuk | S401 | BE31330 | SB (MCB&RCD Cat.B) | stuk | Automaat SmissLine S400M 1P+N K4 10kA | Disjoncteur SmissLine S400M 1P+N K4 10kA | Sicherungsautomat SmissLine S400M 1P+N K4 10kA | MCB SmissLine S400M 1P+N K4 10kA |  | 5.14
2CCS571103R8377 | S401M-K6NP | Active | 7612270103676 | 132.58 | 1 | 1 | stuk | S401 | BE31330 | SB (MCB&RCD Cat.B) | stuk | Automaat SmissLine S400M 1P+N K6 10kA | Disjoncteur SmissLine S400M 1P+N K6 10kA | Sicherungsautomat SmissLine S400M 1P+N K6 10kA | MCB SmissLine S400M 1P+N K6 10kA |  | 5.14
2CCS571103R8401 | S401M-D40NP | Active | 7612270103584 | 157.9 | 1 | 1 | stuk | S401 | BE31330 | SB (MCB&RCD Cat.B) | stuk | Automaat SmissLine S400M 1P+N D40 10kA | Disjoncteur SmissLine S400M 1P+N D40 10kA | Sicherungsautomat SmissLine S400M 1P+N D40 10kA | MCB SmissLine S400M 1P+N D40 10kA |  | 5.14
2CCS571103R8404 | S401M-C40NP | Active | 7612270103492 | 143.42 | 1 | 1 | stuk | S401 | BE31330 | SB (MCB&RCD Cat.B) | stuk | Automaat SmissLine S400M 1P+N C40 10kA | Disjoncteur SmissLine S400M 1P+N C40 10kA | Sicherungsautomat SmissLine S400M 1P+N C40 10kA | MCB SmissLine S400M 1P+N C40 10kA |  | 5.14
2CCS571103R8405 | S401M-B40NP | Active | 7612270103386 | 128.96 | 1 | 1 | stuk | S401 | BE31330 | SB (MCB&RCD Cat.B) | stuk | Automaat SmissLine S400M 1P+N B40 10kA | Disjoncteur SmissLine S400M 1P+N B40 10kA | Sicherungsautomat SmissLine S400M 1P+N B40 10kA | MCB SmissLine S400M 1P+N B40 10kA |  | 5.14
2CCS571103R8407 | S401M-K8NP | Active | 7612270103683 | 132.58 | 1 | 1 | stuk | S401 | BE31330 | SB (MCB&RCD Cat.B) | stuk | Automaat SmissLine S400M 1P+N K8 10kA | Disjoncteur SmissLine S400M 1P+N K8 10kA | Sicherungsautomat SmissLine S400M 1P+N K8 10kA | MCB SmissLine S400M 1P+N K8 10kA |  | 5.14
2CCS571103R8427 | S401M-K10NP | Active | 7612270103690 | 137.4 | 1 | 1 | stuk | S401 | BE31330 | SB (MCB&RCD Cat.B) | stuk | Automaat SmissLine S400M 1P+N K10 10kA | Disjoncteur SmissLine S400M 1P+N K10 10kA | Sicherungsautomat SmissLine S400M 1P+N K10 10kA | MCB SmissLine S400M 1P+N K10 10kA |  | 5.14
2CCS571103R8447 | S401M-K13NP | Active | 7612270103706 | 114.73 | 1 | 1 | stuk | S401 | BE31330 | SB (MCB&RCD Cat.B) | stuk | Automaat SmissLine S400M 1P+N K13 10kA | Disjoncteur SmissLine S400M 1P+N K13 10kA | Sicherungsautomat SmissLine S400M 1P+N K13 10kA | MCB SmissLine S400M 1P+N K13 10kA |  | 5.14
2CCS571103R8467 | S401M-K16NP | Active | 7612270103713 | 114.73 | 1 | 1 | stuk | S401 | BE31330 | SB (MCB&RCD Cat.B) | stuk | Automaat SmissLine S400M 1P+N K16 10kA | Disjoncteur SmissLine S400M 1P+N K16 10kA | Sicherungsautomat SmissLine S400M 1P+N K16 10kA | MCB SmissLine S400M 1P+N K16 10kA |  | 5.14
2CCS571103R8487 | S401M-K20NP | Active | 7612270103720 | 132.58 | 1 | 1 | stuk | S401 | BE31330 | SB (MCB&RCD Cat.B) | stuk | Automaat SmissLine S400M 1P+N K20 10kA | Disjoncteur SmissLine S400M 1P+N K20 10kA | Sicherungsautomat SmissLine S400M 1P+N K20 10kA | MCB SmissLine S400M 1P+N K20 10kA |  | 5.14
2CCS571103R8501 | S401M-D50NP | Active | 7612270103591 | 219.38 | 1 | 1 | stuk | S401 | BE31330 | SB (MCB&RCD Cat.B) | stuk | Automaat SmissLine S400M 1P+N D50 10kA | Disjoncteur SmissLine S400M 1P+N D50 10kA | Sicherungsautomat SmissLine S400M 1P+N D50 10kA | MCB SmissLine S400M 1P+N D50 10kA |  | 5.14
2CCS571103R8504 | S401M-C50NP | Active | 7612270103508 | 201.29 | 1 | 1 | stuk | S401 | BE31330 | SB (MCB&RCD Cat.B) | stuk | Automaat SmissLine S400M 1P+N C50 10kA | Disjoncteur SmissLine S400M 1P+N C50 10kA | Sicherungsautomat SmissLine S400M 1P+N C50 10kA | MCB SmissLine S400M 1P+N C50 10kA |  | 5.14
2CCS571103R8505 | S401M-B50NP | Active | 7612270103393 | 182 | 1 | 1 | stuk | S401 | BE31330 | SB (MCB&RCD Cat.B) | stuk | Automaat SmissLine S400M 1P+N B50 10kA | Disjoncteur SmissLine S400M 1P+N B50 10kA | Sicherungsautomat SmissLine S400M 1P+N B50 10kA | MCB SmissLine S400M 1P+N B50 10kA |  | 5.14
2CCS571103R8517 | S401M-K25NP | Active | 7612270103737 | 132.58 | 1 | 1 | stuk | S401 | BE31330 | SB (MCB&RCD Cat.B) | stuk | Automaat SmissLine S400M 1P+N K25 10kA | Disjoncteur SmissLine S400M 1P+N K25 10kA | Sicherungsautomat SmissLine S400M 1P+N K25 10kA | MCB SmissLine S400M 1P+N K25 10kA |  | 5.14
2CCS571103R8537 | S401M-K32NP | Active | 7612270103744 | 139.82 | 1 | 1 | stuk | S401 | BE31330 | SB (MCB&RCD Cat.B) | stuk | Automaat SmissLine S400M 1P+N K32 10kA | Disjoncteur SmissLine S400M 1P+N K32 10kA | Sicherungsautomat SmissLine S400M 1P+N K32 10kA | MCB SmissLine S400M 1P+N K32 10kA |  | 5.14
2CCS571103R8557 | S401M-K40NP | Active | 7612270103751 | 180.8 | 1 | 1 | stuk | S401 | BE31330 | SB (MCB&RCD Cat.B) | stuk | Automaat SmissLine S400M 1P+N K40 10kA | Disjoncteur SmissLine S400M 1P+N K40 10kA | Sicherungsautomat SmissLine S400M 1P+N K40 10kA | MCB SmissLine S400M 1P+N K40 10kA |  | 5.14
2CCS571103R8577 | S401M-K50NP | Active | 7612270103768 | 213.35 | 1 | 1 | stuk | S401 | BE31330 | SB (MCB&RCD Cat.B) | stuk | Automaat SmissLine S400M 1P+N K50 10kA | Disjoncteur SmissLine S400M 1P+N K50 10kA | Sicherungsautomat SmissLine S400M 1P+N K50 10kA | MCB SmissLine S400M 1P+N K50 10kA |  | 5.14
2CCS571103R8597 | S401M-K63NP | Active | 7612270103775 | 233.85 | 1 | 1 | stuk | S401 | BE31330 | SB (MCB&RCD Cat.B) | stuk | Automaat SmissLine S400M 1P+N K63 10kA | Disjoncteur SmissLine S400M 1P+N K63 10kA | Sicherungsautomat SmissLine S400M 1P+N K63 10kA | MCB SmissLine S400M 1P+N K63 10kA |  | 5.14
2CCS571103R8631 | S401M-D63NP | Active | 7612270103607 | 243.47 | 1 | 1 | stuk | S401 | BE31330 | SB (MCB&RCD Cat.B) | stuk | Automaat SmissLine S400M 1P+N D63 10kA | Disjoncteur SmissLine S400M 1P+N D63 10kA | Sicherungsautomat SmissLine S400M 1P+N D63 10kA | MCB SmissLine S400M 1P+N D63 10kA |  | 5.14
2CCS571103R8634 | S401M-C63NP | Active | 7612270103515 | 224.2 | 1 | 1 | stuk | S401 | BE31330 | SB (MCB&RCD Cat.B) | stuk | Automaat SmissLine S400M 1P+N C63 10kA | Disjoncteur SmissLine S400M 1P+N C63 10kA | Sicherungsautomat SmissLine S400M 1P+N C63 10kA | MCB SmissLine S400M 1P+N C63 10kA |  | 5.14
2CCS571103R8635 | S401M-B63NP | Active | 7612270103409 | 206.1 | 1 | 1 | stuk | S401 | BE31330 | SB (MCB&RCD Cat.B) | stuk | Automaat SmissLine S400M 1P+N B63 10kA | Disjoncteur SmissLine S400M 1P+N B63 10kA | Sicherungsautomat SmissLine S400M 1P+N B63 10kA | MCB SmissLine S400M 1P+N B63 10kA |  | 5.14
2CCS572001R0014 | S402M-C1 | Active | 7612270102105 | 134.99 | 1 | 1 | stuk | S402 | BE31330 | SB (MCB&RCD Cat.B) | stuk | Automaat SmissLine S400M 2P C1 10kA | Disjoncteur SmissLine S400M 2P C1 10kA | Sicherungsautomat SmissLine S400M 2P C1 10kA | MCB SmissLine S400M 2P C1 10kA |  | 5.14
2CCS572001R0024 | S402M-C2 | Active | 7612270102129 | 134.99 | 1 | 1 | stuk | S402 | BE31330 | SB (MCB&RCD Cat.B) | stuk | Automaat SmissLine S400M 2P C2 10kA | Disjoncteur SmissLine S400M 2P C2 10kA | Sicherungsautomat SmissLine S400M 2P C2 10kA | MCB SmissLine S400M 2P C2 10kA |  | 5.14
2CCS572001R0034 | S402M-C3 | Active | 7612270102136 | 134.99 | 1 | 1 | stuk | S402 | BE31330 | SB (MCB&RCD Cat.B) | stuk | Automaat SmissLine S400M 2P C3 10kA | Disjoncteur SmissLine S400M 2P C3 10kA | Sicherungsautomat SmissLine S400M 2P C3 10kA | MCB SmissLine S400M 2P C3 10kA |  | 5.14
2CCS572001R0044 | S402M-C4 | Active | 7612270102143 | 134.99 | 1 | 1 | stuk | S402 | BE31330 | SB (MCB&RCD Cat.B) | stuk | Automaat SmissLine S400M 2P C4 10kA | Disjoncteur SmissLine S400M 2P C4 10kA | Sicherungsautomat SmissLine S400M 2P C4 10kA | MCB SmissLine S400M 2P C4 10kA |  | 5.14
2CCS572001R0045 | S402M-B4 | Active | 7612270101986 | 116.81 | 1 | 1 | stuk | S402 | BE31330 | SB (MCB&RCD Cat.B) | stuk | Automaat SmissLine S400M 2P B4 10kA | Disjoncteur SmissLine S400M 2P B4 10kA | Sicherungsautomat SmissLine S400M 2P B4 10kA | MCB SmissLine S400M 2P B4 10kA |  | 5.14
2CCS572001R0061 | S402M-D6 | Active | 7612270102266 | 137.4 | 1 | 1 | stuk | S402 | BE31330 | SB (MCB&RCD Cat.B) | stuk | Automaat SmissLine S400M 2P D6 10kA | Disjoncteur SmissLine S400M 2P D6 10kA | Sicherungsautomat SmissLine S400M 2P D6 10kA | MCB SmissLine S400M 2P D6 10kA |  | 5.14
2CCS572001R0064 | S402M-C6 | Active | 7612270102150 | 122.94 | 1 | 1 | stuk | S402 | BE31330 | SB (MCB&RCD Cat.B) | stuk | Automaat SmissLine S400M 2P C6 10kA | Disjoncteur SmissLine S400M 2P C6 10kA | Sicherungsautomat SmissLine S400M 2P C6 10kA | MCB SmissLine S400M 2P C6 10kA |  | 5.14
2CCS572001R0065 | S402M-B6 | Active | 7612270101993 | 105.35 | 1 | 1 | stuk | S402 | BE31330 | SB (MCB&RCD Cat.B) | stuk | Automaat SmissLine S400M 2P B6 10kA | Disjoncteur SmissLine S400M 2P B6 10kA | Sicherungsautomat SmissLine S400M 2P B6 10kA | MCB SmissLine S400M 2P B6 10kA |  | 5.14
2CCS572001R0081 | S402M-D8 | Active | 7612270102273 | 137.4 | 1 | 1 | stuk | S402 | BE31330 | SB (MCB&RCD Cat.B) | stuk | Automaat SmissLine S400M 2P D8 10kA | Disjoncteur SmissLine S400M 2P D8 10kA | Sicherungsautomat SmissLine S400M 2P D8 10kA | MCB SmissLine S400M 2P D8 10kA |  | 5.14
2CCS572001R0084 | S402M-C8 | Active | 7612270102167 | 122.94 | 1 | 1 | stuk | S402 | BE31330 | SB (MCB&RCD Cat.B) | stuk | Automaat SmissLine S400M 2P C8 10kA | Disjoncteur SmissLine S400M 2P C8 10kA | Sicherungsautomat SmissLine S400M 2P C8 10kA | MCB SmissLine S400M 2P C8 10kA |  | 5.14
2CCS572001R0085 | S402M-B8 | Active | 7612270108428 | 105.35 | 1 | 1 | stuk | S402 | BE31330 | SB (MCB&RCD Cat.B) | stuk | Automaat SmissLine S400M 2P B8 10kA | Disjoncteur SmissLine S400M 2P B8 10kA | Sicherungsautomat SmissLine S400M 2P B8 10kA | MCB SmissLine S400M 2P B8 10kA |  | 5.14
2CCS572001R0101 | S402M-D10 | Active | 7612270102280 | 125.36 | 1 | 1 | stuk | S402 | BE31330 | SB (MCB&RCD Cat.B) | stuk | Automaat SmissLine S400M 2P D10 10kA | Disjoncteur SmissLine S400M 2P D10 10kA | Sicherungsautomat SmissLine S400M 2P D10 10kA | MCB SmissLine S400M 2P D10 10kA |  | 5.14
2CCS572001R0104 | S402M-C10 | Active | 7612270102174 | 108.6 | 1 | 1 | stuk | S402 | BE31330 | SB (MCB&RCD Cat.B) | stuk | Automaat SmissLine S400M 2P C10 10kA | Disjoncteur SmissLine S400M 2P C10 10kA | Sicherungsautomat SmissLine S400M 2P C10 10kA | MCB SmissLine S400M 2P C10 10kA |  | 5.14
2CCS572001R0105 | S402M-B10 | Active | 7612270102006 | 91.73 | 1 | 1 | stuk | S402 | BE31330 | SB (MCB&RCD Cat.B) | stuk | Automaat SmissLine S400M 2P B10 10kA | Disjoncteur SmissLine S400M 2P B10 10kA | Sicherungsautomat SmissLine S400M 2P B10 10kA | MCB SmissLine S400M 2P B10 10kA |  | 5.14
2CCS572001R0131 | S402M-D13 | Active | 7612270102297 | 105.35 | 1 | 1 | stuk | S402 | BE31330 | SB (MCB&RCD Cat.B) | stuk | Automaat SmissLine S400M 2P D13 10kA | Disjoncteur SmissLine S400M 2P D13 10kA | Sicherungsautomat SmissLine S400M 2P D13 10kA | MCB SmissLine S400M 2P D13 10kA |  | 5.14
2CCS572001R0134 | S402M-C13 | Active | 7612270102181 | 91.73 | 1 | 1 | stuk | S402 | BE31330 | SB (MCB&RCD Cat.B) | stuk | Automaat SmissLine S400M 2P C13 10kA | Disjoncteur SmissLine S400M 2P C13 10kA | Sicherungsautomat SmissLine S400M 2P C13 10kA | MCB SmissLine S400M 2P C13 10kA |  | 5.14
2CCS572001R0135 | S402M-B13 | Active | 7612270102013 | 77.75 | 1 | 1 | stuk | S402 | BE31330 | SB (MCB&RCD Cat.B) | stuk | Automaat SmissLine S400M 2P B13 10kA | Disjoncteur SmissLine S400M 2P B13 10kA | Sicherungsautomat SmissLine S400M 2P B13 10kA | MCB SmissLine S400M 2P B13 10kA |  | 5.14
2CCS572001R0157 | S402M-K0.5 | Active | 7612270102372 | 139.82 | 1 | 1 | stuk | S402 | BE31330 | SB (MCB&RCD Cat.B) | stuk | Automaat SmissLine S400M 2P K0.5 10kA | Disjoncteur SmissLine S400M 2P K0.5 10kA | Sicherungsautomat SmissLine S400M 2P K0.5 10kA | MCB SmissLine S400M 2P K0.5 10kA |  | 5.14
2CCS572001R0161 | S402M-D16 | Active | 7612270102303 | 105.35 | 1 | 1 | stuk | S402 | BE31330 | SB (MCB&RCD Cat.B) | stuk | Automaat SmissLine S400M 2P D16 10kA | Disjoncteur SmissLine S400M 2P D16 10kA | Sicherungsautomat SmissLine S400M 2P D16 10kA | MCB SmissLine S400M 2P D16 10kA |  | 5.14
2CCS572001R0164 | S402M-C16 | Active | 7612270102198 | 91.73 | 1 | 1 | stuk | S402 | BE31330 | SB (MCB&RCD Cat.B) | stuk | Automaat SmissLine S400M 2P C16 10kA | Disjoncteur SmissLine S400M 2P C16 10kA | Sicherungsautomat SmissLine S400M 2P C16 10kA | MCB SmissLine S400M 2P C16 10kA |  | 5.14
2CCS572001R0165 | S402M-B16 | Active | 7612270102020 | 77.75 | 1 | 1 | stuk | S402 | BE31330 | SB (MCB&RCD Cat.B) | stuk | Automaat SmissLine S400M 2P B16 10kA | Disjoncteur SmissLine S400M 2P B16 10kA | Sicherungsautomat SmissLine S400M 2P B16 10kA | MCB SmissLine S400M 2P B16 10kA |  | 5.14
2CCS572001R0201 | S402M-D20 | Active | 7612270102310 | 120.41 | 1 | 1 | stuk | S402 | BE31330 | SB (MCB&RCD Cat.B) | stuk | Automaat SmissLine S400M 2P D20 10kA | Disjoncteur SmissLine S400M 2P D20 10kA | Sicherungsautomat SmissLine S400M 2P D20 10kA | MCB SmissLine S400M 2P D20 10kA |  | 5.14
2CCS572001R0204 | S402M-C20 | Active | 7612270102204 | 104.75 | 1 | 1 | stuk | S402 | BE31330 | SB (MCB&RCD Cat.B) | stuk | Automaat SmissLine S400M 2P C20 10kA | Disjoncteur SmissLine S400M 2P C20 10kA | Sicherungsautomat SmissLine S400M 2P C20 10kA | MCB SmissLine S400M 2P C20 10kA |  | 5.14
2CCS572001R0205 | S402M-B20 | Active | 7612270102037 | 88.13 | 1 | 1 | stuk | S402 | BE31330 | SB (MCB&RCD Cat.B) | stuk | Automaat SmissLine S400M 2P B20 10kA | Disjoncteur SmissLine S400M 2P B20 10kA | Sicherungsautomat SmissLine S400M 2P B20 10kA | MCB SmissLine S400M 2P B20 10kA |  | 5.14
2CCS572001R0217 | S402M-K1 | Active | 7612270102389 | 145.82 | 1 | 1 | stuk | S402 | BE31330 | SB (MCB&RCD Cat.B) | stuk | Automaat SmissLine S400M 2P K1 10kA | Disjoncteur SmissLine S400M 2P K1 10kA | Sicherungsautomat SmissLine S400M 2P K1 10kA | MCB SmissLine S400M 2P K1 10kA |  | 5.14
2CCS572001R0251 | S402M-D25 | Active | 7612270102327 | 120.41 | 1 | 1 | stuk | S402 | BE31330 | SB (MCB&RCD Cat.B) | stuk | Automaat SmissLine S400M 2P D25 10kA | Disjoncteur SmissLine S400M 2P D25 10kA | Sicherungsautomat SmissLine S400M 2P D25 10kA | MCB SmissLine S400M 2P D25 10kA |  | 5.14
2CCS572001R0254 | S402M-C25 | Active | 7612270102211 | 104.75 | 1 | 1 | stuk | S402 | BE31330 | SB (MCB&RCD Cat.B) | stuk | Automaat SmissLine S400M 2P C25 10kA | Disjoncteur SmissLine S400M 2P C25 10kA | Sicherungsautomat SmissLine S400M 2P C25 10kA | MCB SmissLine S400M 2P C25 10kA |  | 5.14
2CCS572001R0255 | S402M-B25 | Active | 7612270102044 | 88.13 | 1 | 1 | stuk | S402 | BE31330 | SB (MCB&RCD Cat.B) | stuk | Automaat SmissLine S400M 2P B25 10kA | Disjoncteur SmissLine S400M 2P B25 10kA | Sicherungsautomat SmissLine S400M 2P B25 10kA | MCB SmissLine S400M 2P B25 10kA |  | 5.14
2CCS572001R0257 | S402M-K1.6 | Active | 7612270102396 | 139.82 | 1 | 1 | stuk | S402 | BE31330 | SB (MCB&RCD Cat.B) | stuk | Automaat SmissLine S400M 2P K1.6 10kA | Disjoncteur SmissLine S400M 2P K1.6 10kA | Sicherungsautomat SmissLine S400M 2P K1.6 10kA | MCB SmissLine S400M 2P K1.6 10kA |  | 5.14
2CCS572001R0277 | S402M-K2 | Active | 7612270102402 | 145.82 | 1 | 1 | stuk | S402 | BE31330 | SB (MCB&RCD Cat.B) | stuk | Automaat SmissLine S400M 2P K2 10kA | Disjoncteur SmissLine S400M 2P K2 10kA | Sicherungsautomat SmissLine S400M 2P K2 10kA | MCB SmissLine S400M 2P K2 10kA |  | 5.14
2CCS572001R0317 | S402M-K3 | Active | 7612270102419 | 145.82 | 1 | 1 | stuk | S402 | BE31330 | SB (MCB&RCD Cat.B) | stuk | Automaat SmissLine S400M 2P K3 10kA | Disjoncteur SmissLine S400M 2P K3 10kA | Sicherungsautomat SmissLine S400M 2P K3 10kA | MCB SmissLine S400M 2P K3 10kA |  | 5.14
2CCS572001R0321 | S402M-D32 | Active | 7612270102334 | 127.75 | 1 | 1 | stuk | S402 | BE31330 | SB (MCB&RCD Cat.B) | stuk | Automaat SmissLine S400M 2P D32 10kA | Disjoncteur SmissLine S400M 2P D32 10kA | Sicherungsautomat SmissLine S400M 2P D32 10kA | MCB SmissLine S400M 2P D32 10kA |  | 5.14
2CCS572001R0324 | S402M-C32 | Active | 7612270102228 | 111.13 | 1 | 1 | stuk | S402 | BE31330 | SB (MCB&RCD Cat.B) | stuk | Automaat SmissLine S400M 2P C32 10kA | Disjoncteur SmissLine S400M 2P C32 10kA | Sicherungsautomat SmissLine S400M 2P C32 10kA | MCB SmissLine S400M 2P C32 10kA |  | 5.14
2CCS572001R0325 | S402M-B32 | Active | 7612270102051 | 93.29 | 1 | 1 | stuk | S402 | BE31330 | SB (MCB&RCD Cat.B) | stuk | Automaat SmissLine S400M 2P B32 10kA | Disjoncteur SmissLine S400M 2P B32 10kA | Sicherungsautomat SmissLine S400M 2P B32 10kA | MCB SmissLine S400M 2P B32 10kA |  | 5.14
2CCS572001R0337 | S402M-K4 | Active | 7612270102426 | 145.82 | 1 | 1 | stuk | S402 | BE31330 | SB (MCB&RCD Cat.B) | stuk | Automaat SmissLine S400M 2P K4 10kA | Disjoncteur SmissLine S400M 2P K4 10kA | Sicherungsautomat SmissLine S400M 2P K4 10kA | MCB SmissLine S400M 2P K4 10kA |  | 5.14
2CCS572001R0377 | S402M-K6 | Active | 7612270102433 | 137.4 | 1 | 1 | stuk | S402 | BE31330 | SB (MCB&RCD Cat.B) | stuk | Automaat SmissLine S400M 2P K6 10kA | Disjoncteur SmissLine S400M 2P K6 10kA | Sicherungsautomat SmissLine S400M 2P K6 10kA | MCB SmissLine S400M 2P K6 10kA |  | 5.14
2CCS572001R0401 | S402M-D40 | Active | 7612270102341 | 167.54 | 1 | 1 | stuk | S402 | BE31330 | SB (MCB&RCD Cat.B) | stuk | Automaat SmissLine S400M 2P D40 10kA | Disjoncteur SmissLine S400M 2P D40 10kA | Sicherungsautomat SmissLine S400M 2P D40 10kA | MCB SmissLine S400M 2P D40 10kA |  | 5.14
2CCS572001R0404 | S402M-C40 | Active | 7612270102235 | 144.63 | 1 | 1 | stuk | S402 | BE31330 | SB (MCB&RCD Cat.B) | stuk | Automaat SmissLine S400M 2P C40 10kA | Disjoncteur SmissLine S400M 2P C40 10kA | Sicherungsautomat SmissLine S400M 2P C40 10kA | MCB SmissLine S400M 2P C40 10kA |  | 5.14
2CCS572001R0405 | S402M-B40 | Active | 7612270102068 | 122.94 | 1 | 1 | stuk | S402 | BE31330 | SB (MCB&RCD Cat.B) | stuk | Automaat SmissLine S400M 2P B40 10kA | Disjoncteur SmissLine S400M 2P B40 10kA | Sicherungsautomat SmissLine S400M 2P B40 10kA | MCB SmissLine S400M 2P B40 10kA |  | 5.14
2CCS572001R0407 | S402M-K8 | Active | 7612270102440 | 137.4 | 1 | 1 | stuk | S402 | BE31330 | SB (MCB&RCD Cat.B) | stuk | Automaat SmissLine S400M 2P K8 10kA | Disjoncteur SmissLine S400M 2P K8 10kA | Sicherungsautomat SmissLine S400M 2P K8 10kA | MCB SmissLine S400M 2P K8 10kA |  | 5.14
2CCS572001R0427 | S402M-K10 | Active | 7612270102457 | 143.42 | 1 | 1 | stuk | S402 | BE31330 | SB (MCB&RCD Cat.B) | stuk | Automaat SmissLine S400M 2P K10 10kA | Disjoncteur SmissLine S400M 2P K10 10kA | Sicherungsautomat SmissLine S400M 2P K10 10kA | MCB SmissLine S400M 2P K10 10kA |  | 5.14
2CCS572001R0447 | S402M-K13 | Active | 7612270102464 | 120.17 | 1 | 1 | stuk | S402 | BE31330 | SB (MCB&RCD Cat.B) | stuk | Automaat SmissLine S400M 2P K13 10kA | Disjoncteur SmissLine S400M 2P K13 10kA | Sicherungsautomat SmissLine S400M 2P K13 10kA | MCB SmissLine S400M 2P K13 10kA |  | 5.14
2CCS572001R0467 | S402M-K16 | Active | 7612270102471 | 120.17 | 1 | 1 | stuk | S402 | BE31330 | SB (MCB&RCD Cat.B) | stuk | Automaat SmissLine S400M 2P K16 10kA | Disjoncteur SmissLine S400M 2P K16 10kA | Sicherungsautomat SmissLine S400M 2P K16 10kA | MCB SmissLine S400M 2P K16 10kA |  | 5.14
2CCS572001R0487 | S402M-K20 | Active | 7612270102488 | 138.62 | 1 | 1 | stuk | S402 | BE31330 | SB (MCB&RCD Cat.B) | stuk | Automaat SmissLine S400M 2P K20 10kA | Disjoncteur SmissLine S400M 2P K20 10kA | Sicherungsautomat SmissLine S400M 2P K20 10kA | MCB SmissLine S400M 2P K20 10kA |  | 5.14
2CCS572001R0501 | S402M-D50 | Active | 7612270102358 | 194.05 | 1 | 1 | stuk | S402 | BE31330 | SB (MCB&RCD Cat.B) | stuk | Automaat SmissLine S400M 2P D50 10kA | Disjoncteur SmissLine S400M 2P D50 10kA | Sicherungsautomat SmissLine S400M 2P D50 10kA | MCB SmissLine S400M 2P D50 10kA |  | 5.14
2CCS572001R0504 | S402M-C50 | Active | 7612270102242 | 179.58 | 1 | 1 | stuk | S402 | BE31330 | SB (MCB&RCD Cat.B) | stuk | Automaat SmissLine S400M 2P C50 10kA | Disjoncteur SmissLine S400M 2P C50 10kA | Sicherungsautomat SmissLine S400M 2P C50 10kA | MCB SmissLine S400M 2P C50 10kA |  | 5.14
2CCS572001R0505 | S402M-B50 | Active | 7612270102075 | 150.68 | 1 | 1 | stuk | S402 | BE31330 | SB (MCB&RCD Cat.B) | stuk | Automaat SmissLine S400M 2P B50 10kA | Disjoncteur SmissLine S400M 2P B50 10kA | Sicherungsautomat SmissLine S400M 2P B50 10kA | MCB SmissLine S400M 2P B50 10kA |  | 5.14
2CCS572001R0517 | S402M-K25 | Active | 7612270102495 | 138.62 | 1 | 1 | stuk | S402 | BE31330 | SB (MCB&RCD Cat.B) | stuk | Automaat SmissLine S400M 2P K25 10kA | Disjoncteur SmissLine S400M 2P K25 10kA | Sicherungsautomat SmissLine S400M 2P K25 10kA | MCB SmissLine S400M 2P K25 10kA |  | 5.14
2CCS572001R0537 | S402M-K32 | Active | 7612270102501 | 145.82 | 1 | 1 | stuk | S402 | BE31330 | SB (MCB&RCD Cat.B) | stuk | Automaat SmissLine S400M 2P K32 10kA | Disjoncteur SmissLine S400M 2P K32 10kA | Sicherungsautomat SmissLine S400M 2P K32 10kA | MCB SmissLine S400M 2P K32 10kA |  | 5.14
2CCS572001R0557 | S402M-K40 | Active | 7612270102518 | 188.02 | 1 | 1 | stuk | S402 | BE31330 | SB (MCB&RCD Cat.B) | stuk | Automaat SmissLine S400M 2P K40 10kA | Disjoncteur SmissLine S400M 2P K40 10kA | Sicherungsautomat SmissLine S400M 2P K40 10kA | MCB SmissLine S400M 2P K40 10kA |  | 5.14
2CCS572001R0577 | S402M-K50 | Active | 7612270102525 | 222.99 | 1 | 1 | stuk | S402 | BE31330 | SB (MCB&RCD Cat.B) | stuk | Automaat SmissLine S400M 2P K50 10kA | Disjoncteur SmissLine S400M 2P K50 10kA | Sicherungsautomat SmissLine S400M 2P K50 10kA | MCB SmissLine S400M 2P K50 10kA |  | 5.14
2CCS572001R0597 | S402M-K63 | Active | 7612270102532 | 245.88 | 1 | 1 | stuk | S402 | BE31330 | SB (MCB&RCD Cat.B) | stuk | Automaat SmissLine S400M 2P K63 10kA | Disjoncteur SmissLine S400M 2P K63 10kA | Sicherungsautomat SmissLine S400M 2P K63 10kA | MCB SmissLine S400M 2P K63 10kA |  | 5.14
2CCS572001R0631 | S402M-D63 | Active | 7612270102365 | 214.56 | 1 | 1 | stuk | S402 | BE31330 | SB (MCB&RCD Cat.B) | stuk | Automaat SmissLine S400M 2P D63 10kA | Disjoncteur SmissLine S400M 2P D63 10kA | Sicherungsautomat SmissLine S400M 2P D63 10kA | MCB SmissLine S400M 2P D63 10kA |  | 5.14
2CCS572001R0634 | S402M-C63 | Active | 7612270102259 | 206.1 | 1 | 1 | stuk | S402 | BE31330 | SB (MCB&RCD Cat.B) | stuk | Automaat SmissLine S400M 2P C63 10kA | Disjoncteur SmissLine S400M 2P C63 10kA | Sicherungsautomat SmissLine S400M 2P C63 10kA | MCB SmissLine S400M 2P C63 10kA |  | 5.14
2CCS572001R0635 | S402M-B63 | Active | 7612270102082 | 173.58 | 1 | 1 | stuk | S402 | BE31330 | SB (MCB&RCD Cat.B) | stuk | Automaat SmissLine S400M 2P B63 10kA | Disjoncteur SmissLine S400M 2P B63 10kA | Sicherungsautomat SmissLine S400M 2P B63 10kA | MCB SmissLine S400M 2P B63 10kA |  | 5.14
2CCS572001R0974 | S402M-C1.6 | Active | 7612270102112 | 134.99 | 1 | 1 | stuk | S402 | BE31330 | SB (MCB&RCD Cat.B) | stuk | Automaat SmissLine S400M 2P C1.6 10kA | Disjoncteur SmissLine S400M 2P C1.6 10kA | Sicherungsautomat SmissLine S400M 2P C1.6 10kA | MCB SmissLine S400M 2P C1.6 10kA |  | 5.14
2CCS572001R0984 | S402M-C0.5 | Active | 7612270102099 | 134.99 | 1 | 1 | stuk | S402 | BE31330 | SB (MCB&RCD Cat.B) | stuk | Automaat SmissLine S400M 2P C0.5 10kA | Disjoncteur SmissLine S400M 2P C0.5 10kA | Sicherungsautomat SmissLine S400M 2P C0.5 10kA | MCB SmissLine S400M 2P C0.5 10kA |  | 5.14
2CCS572001R1034 | S402M-UCC3 | Active | 7612270109951 | 215.76 | 1 | 1 | stuk | S402 | BE31330 | SB (MCB&RCD Cat.B) | stuk | Automaat SmissLine S400MUC 2P C3 10kA DC | Disjoncteur SmissLine S400MUC 2P C3 10kA DC | Sicherungsautomat SmissLine S400MUC 2P C3 10kA DC | MCB SmissLine S400MUC 2P C3 10kA DC |  | 5.14
2CCS572001R1038 | S402M-UCZ3 | Active | 7612270110292 | 215.76 | 1 | 1 | stuk | S402 | BE31330 | SB (MCB&RCD Cat.B) | stuk | Automaat SmissLine S400MUC 2P Z3 10kA DC | Disjoncteur SmissLine S400MUC 2P Z3 10kA DC | Sicherungsautomat SmissLine S400MUC 2P Z3 10kA DC | MCB SmissLine S400MUC 2P Z3 10kA DC |  | 5.14
2CCS572001R1044 | S402M-UCC4 | Active | 7612270109968 | 215.76 | 1 | 1 | stuk | S402 | BE31330 | SB (MCB&RCD Cat.B) | stuk | Automaat SmissLine S400MUC 2P C4 10kA DC | Disjoncteur SmissLine S400MUC 2P C4 10kA DC | Sicherungsautomat SmissLine S400MUC 2P C4 10kA DC | MCB SmissLine S400MUC 2P C4 10kA DC |  | 5.14
2CCS572001R1048 | S402M-UC Z4 | Active | 7612270110308 | 215.76 | 1 | 1 | stuk | S402 | BE31330 | SB (MCB&RCD Cat.B) | stuk | Automaat SmissLine S400MUC 2P Z4 10kA DC | Disjoncteur SmissLine S400MUC 2P Z4 10kA DC | Sicherungsautomat SmissLine S400MUC 2P Z4 10kA DC | MCB SmissLine S400MUC 2P Z4 10kA DC |  | 5.14
2CCS572001R1064 | S402M-UCC6 | Active | 7612270109975 | 202.48 | 1 | 1 | stuk | S402 | BE31330 | SB (MCB&RCD Cat.B) | stuk | Automaat SmissLine S400MUC 2P C6 10kA DC | Disjoncteur SmissLine S400MUC 2P C6 10kA DC | Sicherungsautomat SmissLine S400MUC 2P C6 10kA DC | MCB SmissLine S400MUC 2P C6 10kA DC |  | 5.14
2CCS572001R1068 | S402M-UCZ6 | Active | 7612270110315 | 202.48 | 1 | 1 | stuk | S402 | BE31330 | SB (MCB&RCD Cat.B) | stuk | Automaat SmissLine S400MUC 2P Z6 10kA DC | Disjoncteur SmissLine S400MUC 2P Z6 10kA DC | Sicherungsautomat SmissLine S400MUC 2P Z6 10kA DC | MCB SmissLine S400MUC 2P Z6 10kA DC |  | 5.14
2CCS572001R1084 | S402M-UCC8 | Active | 7612270109982 | 202.48 | 1 | 1 | stuk | S402 | BE31330 | SB (MCB&RCD Cat.B) | stuk | Automaat SmissLine S400MUC 2P C8 10kA DC | Disjoncteur SmissLine S400MUC 2P C8 10kA DC | Sicherungsautomat SmissLine S400MUC 2P C8 10kA DC | MCB SmissLine S400MUC 2P C8 10kA DC |  | 5.14
2CCS572001R1088 | S402M-UCZ8 | Active | 7612270110322 | 202.48 | 1 | 1 | stuk | S402 | BE31330 | SB (MCB&RCD Cat.B) | stuk | Automaat SmissLine S400MUC 2P Z8 10kA DC | Disjoncteur SmissLine S400MUC 2P Z8 10kA DC | Sicherungsautomat SmissLine S400MUC 2P Z8 10kA DC | MCB SmissLine S400MUC 2P Z8 10kA DC |  | 5.14
2CCS572001R1104 | S402M-UCC10 | Active | 7612270109999 | 212.14 | 1 | 1 | stuk | S402 | BE31330 | SB (MCB&RCD Cat.B) | stuk | Automaat S400MUC 2P C10 10kA DC | Disjoncteur S400MUC 2P C10 10kA DC | Sicherungsautomat S400MUC 2P C10 10kA DC | MCB S400MUC 2P C10 10kA DC |  | 5.14
2CCS572001R1108 | S402M-UCZ10 | Active | 7612270110339 | 253.11 | 1 | 1 | stuk | S402 | BE31330 | SB (MCB&RCD Cat.B) | stuk | Automaat S400MUC 2P Z10 10kA DC | Disjoncteur S400MUC 2P Z10 10kA DC | Sicherungsautomat S400MUC 2P Z10 10kA DC | MCB S400MUC 2P Z10 10kA DC |  | 5.14
2CCS572001R1134 | S402M-UCC13 | Active | 7612270110001 | 177.19 | 1 | 1 | stuk | S402 | BE31330 | SB (MCB&RCD Cat.B) | stuk | Automaat S400MUC 2P C13 10kA DC | Disjoncteur S400MUC 2P C13 10kA DC | Sicherungsautomat S400MUC 2P C13 10kA DC | MCB S400MUC 2P C13 10kA DC |  | 5.14
2CCS572001R1138 | S402M-UCZ13 | Active | 7612270110346 | 210.95 | 1 | 1 | stuk | S402 | BE31330 | SB (MCB&RCD Cat.B) | stuk | Automaat S400MUC 2P Z13 10kA DC | Disjoncteur S400MUC 2P Z13 10kA DC | Sicherungsautomat S400MUC 2P Z13 10kA DC | MCB S400MUC 2P Z13 10kA DC |  | 5.14
2CCS572001R1164 | S402M-UCC16 | Active | 7612270110018 | 177.19 | 1 | 1 | stuk | S402 | BE31330 | SB (MCB&RCD Cat.B) | stuk | Automaat S400MUC 2P C16 10kA DC | Disjoncteur S400MUC 2P C16 10kA DC | Sicherungsautomat S400MUC 2P C16 10kA DC | MCB S400MUC 2P C16 10kA DC |  | 5.14
2CCS572001R1168 | S402M-UCZ16 | Active | 7612270110353 | 210.95 | 1 | 1 | stuk | S402 | BE31330 | SB (MCB&RCD Cat.B) | stuk | Automaat S400MUC 2P Z16 10kA DC | Disjoncteur S400MUC 2P Z16 10kA DC | Sicherungsautomat S400MUC 2P Z16 10kA DC | MCB S400MUC 2P Z16 10kA DC |  | 5.14
2CCS572001R1204 | S402M-UCC20 | Active | 7612270110025 | 202.48 | 1 | 1 | stuk | S402 | BE31330 | SB (MCB&RCD Cat.B) | stuk | Automaat S400MUC 2P C20 10kA DC | Disjoncteur S400MUC 2P C20 10kA DC | Sicherungsautomat S400MUC 2P C20 10kA DC | MCB S400MUC 2P C20 10kA DC |  | 5.14
2CCS572001R1208 | S402M-UCZ20 | Active | 7612270110360 | 242.27 | 1 | 1 | stuk | S402 | BE31330 | SB (MCB&RCD Cat.B) | stuk | Automaat S400MUC 2P Z20 10kA DC | Disjoncteur S400MUC 2P Z20 10kA DC | Sicherungsautomat S400MUC 2P Z20 10kA DC | MCB S400MUC 2P Z20 10kA DC |  | 5.14
2CCS572001R1254 | S402M-UCC25 | Active | 7612270110032 | 202.48 | 1 | 1 | stuk | S402 | BE31330 | SB (MCB&RCD Cat.B) | stuk | Automaat S400MUC 2P C25 10kA DC | Disjoncteur S400MUC 2P C25 10kA DC | Sicherungsautomat S400MUC 2P C25 10kA DC | MCB S400MUC 2P C25 10kA DC |  | 5.14
2CCS572001R1258 | S402M-UCZ25 | Active | 7612270110377 | 242.27 | 1 | 1 | stuk | S402 | BE31330 | SB (MCB&RCD Cat.B) | stuk | Automaat S400MUC 2P Z25 10kA DC | Disjoncteur S400MUC 2P Z25 10kA DC | Sicherungsautomat S400MUC 2P Z25 10kA DC | MCB S400MUC 2P Z25 10kA DC |  | 5.14
2CCS572001R1324 | S402M-UCC32 | Active | 7612270110049 | 216.96 | 1 | 1 | stuk | S402 | BE31330 | SB (MCB&RCD Cat.B) | stuk | Automaat S400MUC 2P C32 10kA DC | Disjoncteur S400MUC 2P C32 10kA DC | Sicherungsautomat S400MUC 2P C32 10kA DC | MCB S400MUC 2P C32 10kA DC |  | 5.14
2CCS572001R1328 | S402M-UCZ32 | Active | 7612270110384 | 259.14 | 1 | 1 | stuk | S402 | BE31330 | SB (MCB&RCD Cat.B) | stuk | Automaat S400MUC 2P Z32 10kA DC | Disjoncteur S400MUC 2P Z32 10kA DC | Sicherungsautomat S400MUC 2P Z32 10kA DC | MCB S400MUC 2P Z32 10kA DC |  | 5.14
2CCS572001R1404 | S402M-UCC40 | Active | 7612270110056 | 242.27 | 1 | 1 | stuk | S402 | BE31330 | SB (MCB&RCD Cat.B) | stuk | Automaat S400MUC 2P C40 10kA DC | Disjoncteur S400MUC 2P C40 10kA DC | Sicherungsautomat S400MUC 2P C40 10kA DC | MCB S400MUC 2P C40 10kA DC |  | 5.14
2CCS572001R1408 | S402M-UCZ40 | Active | 7612270110391 | 286.86 | 1 | 1 | stuk | S402 | BE31330 | SB (MCB&RCD Cat.B) | stuk | Automaat S400MUC 2P Z40 10kA DC | Disjoncteur S400MUC 2P Z40 10kA DC | Sicherungsautomat S400MUC 2P Z40 10kA DC | MCB S400MUC 2P Z40 10kA DC |  | 5.14
2CCS572001R1504 | S402M-UCC50 | Active | 7612270110063 | 285.66 | 1 | 1 | stuk | S402 | BE31330 | SB (MCB&RCD Cat.B) | stuk | Automaat S400MUC 2P C50 10kA DC | Disjoncteur S400MUC 2P C50 10kA DC | Sicherungsautomat S400MUC 2P C50 10kA DC | MCB S400MUC 2P C50 10kA DC |  | 5.14
2CCS572001R1508 | S402M-UCZ50 | Active | 7612270110407 | 339.92 | 1 | 1 | stuk | S402 | BE31330 | SB (MCB&RCD Cat.B) | stuk | Automaat S400MUC 2P Z50 10kA DC | Disjoncteur S400MUC 2P Z50 10kA DC | Sicherungsautomat S400MUC 2P Z50 10kA DC | MCB S400MUC 2P Z50 10kA DC |  | 5.14
2CCS572001R1634 | S402M-UCC63 | Active | 7612270110070 | 314.6 | 1 | 1 | stuk | S402 | BE31330 | SB (MCB&RCD Cat.B) | stuk | Automaat S400MUC 2P C63 10kA DC | Disjoncteur S400MUC 2P C63 10kA DC | Sicherungsautomat S400MUC 2P C63 10kA DC | MCB S400MUC 2P C63 10kA DC |  | 5.14
2CCS572001R1638 | S402M-UCZ63 | Active | 7612270110414 | 372.44 | 1 | 1 | stuk | S402 | BE31330 | SB (MCB&RCD Cat.B) | stuk | Automaat S400MUC 2P Z63 10kA DC | Disjoncteur S400MUC 2P Z63 10kA DC | Sicherungsautomat S400MUC 2P Z63 10kA DC | MCB S400MUC 2P Z63 10kA DC |  | 5.14
2CCS573001R0014 | S403M-C1 | Active | 7612270102877 | 214.56 | 1 | 1 | stuk | S403 | BE31330 | SB (MCB&RCD Cat.B) | stuk | Automaat SmissLine S400M 3P C1 10kA | Disjoncteur SmissLine S400M 3P C1 10kA | Sicherungsautomat SmissLine S400M 3P C1 10kA | MCB SmissLine S400M 3P C1 10kA |  | 5.14
2CCS573001R0024 | S403M-C2 | Active | 7612270102891 | 214.56 | 1 | 1 | stuk | S403 | BE31330 | SB (MCB&RCD Cat.B) | stuk | Automaat SmissLine S400M 3P C2 10kA | Disjoncteur SmissLine S400M 3P C2 10kA | Sicherungsautomat SmissLine S400M 3P C2 10kA | MCB SmissLine S400M 3P C2 10kA |  | 5.14
2CCS573001R0034 | S403M-C3 | Active | 7612270102907 | 214.56 | 1 | 1 | stuk | S403 | BE31330 | SB (MCB&RCD Cat.B) | stuk | Automaat SmissLine S400M 3P C3 10kA | Disjoncteur SmissLine S400M 3P C3 10kA | Sicherungsautomat SmissLine S400M 3P C3 10kA | MCB SmissLine S400M 3P C3 10kA |  | 5.14
2CCS573001R0044 | S403M-C4 | Active | 7612270102914 | 214.56 | 1 | 1 | stuk | S403 | BE31330 | SB (MCB&RCD Cat.B) | stuk | Automaat SmissLine S400M 3P C4 10kA | Disjoncteur SmissLine S400M 3P C4 10kA | Sicherungsautomat SmissLine S400M 3P C4 10kA | MCB SmissLine S400M 3P C4 10kA |  | 5.14
2CCS573001R0045 | S403M-B4 | Active | 7612270102754 | 186.82 | 1 | 1 | stuk | S403 | BE31330 | SB (MCB&RCD Cat.B) | stuk | Automaat SmissLine S400M 3P B4 10kA | Disjoncteur SmissLine S400M 3P B4 10kA | Sicherungsautomat SmissLine S400M 3P B4 10kA | MCB SmissLine S400M 3P B4 10kA |  | 5.14
2CCS573001R0061 | S403M-D6 | Active | 7612270103034 | 219.38 | 1 | 1 | stuk | S403 | BE31330 | SB (MCB&RCD Cat.B) | stuk | Automaat SmissLine S400M 3P D6 10kA | Disjoncteur SmissLine S400M 3P D6 10kA | Sicherungsautomat SmissLine S400M 3P D6 10kA | MCB SmissLine S400M 3P D6 10kA |  | 5.14
2CCS573001R0064 | S403M-C6 | Active | 7612270102921 | 192.85 | 1 | 1 | stuk | S403 | BE31330 | SB (MCB&RCD Cat.B) | stuk | Automaat SmissLine S400M 3P C6 10kA | Disjoncteur SmissLine S400M 3P C6 10kA | Sicherungsautomat SmissLine S400M 3P C6 10kA | MCB SmissLine S400M 3P C6 10kA |  | 5.14
2CCS573001R0065 | S403M-B6 | Active | 7612270102761 | 169.95 | 1 | 1 | stuk | S403 | BE31330 | SB (MCB&RCD Cat.B) | stuk | Automaat SmissLine S400M 3P B6 10kA | Disjoncteur SmissLine S400M 3P B6 10kA | Sicherungsautomat SmissLine S400M 3P B6 10kA | MCB SmissLine S400M 3P B6 10kA |  | 5.14
2CCS573001R0081 | S403M-D8 | Active | 7612270103041 | 219.38 | 1 | 1 | stuk | S403 | BE31330 | SB (MCB&RCD Cat.B) | stuk | Automaat SmissLine S400M 3P D8 10kA | Disjoncteur SmissLine S400M 3P D8 10kA | Sicherungsautomat SmissLine S400M 3P D8 10kA | MCB SmissLine S400M 3P D8 10kA |  | 5.14
2CCS573001R0084 | S403M-C8 | Active | 7612270102938 | 192.85 | 1 | 1 | stuk | S403 | BE31330 | SB (MCB&RCD Cat.B) | stuk | Automaat SmissLine S400M 3P C8 10kA | Disjoncteur SmissLine S400M 3P C8 10kA | Sicherungsautomat SmissLine S400M 3P C8 10kA | MCB SmissLine S400M 3P C8 10kA |  | 5.14
2CCS573001R0085 | S403M-B8 | Active | 7612270108435 | 169.95 | 1 | 1 | stuk | S403 | BE31330 | SB (MCB&RCD Cat.B) | stuk | Automaat SmissLine S400M 3P B8 10kA | Disjoncteur SmissLine S400M 3P B8 10kA | Sicherungsautomat SmissLine S400M 3P B8 10kA | MCB SmissLine S400M 3P B8 10kA |  | 5.14
2CCS573001R0101 | S403M-D10 | Active | 7612270103058 | 197.68 | 1 | 1 | stuk | S403 | BE31330 | SB (MCB&RCD Cat.B) | stuk | Automaat SmissLine S400M 3P D10 10kA | Disjoncteur SmissLine S400M 3P D10 10kA | Sicherungsautomat SmissLine S400M 3P D10 10kA | MCB SmissLine S400M 3P D10 10kA |  | 5.14
2CCS573001R0104 | S403M-C10 | Active | 7612270102945 | 172.38 | 1 | 1 | stuk | S403 | BE31330 | SB (MCB&RCD Cat.B) | stuk | Automaat SmissLine S400M 3P C10 10kA | Disjoncteur SmissLine S400M 3P C10 10kA | Sicherungsautomat SmissLine S400M 3P C10 10kA | MCB SmissLine S400M 3P C10 10kA |  | 5.14
2CCS573001R0105 | S403M-B10 | Active | 7612270102778 | 144.63 | 1 | 1 | stuk | S403 | BE31330 | SB (MCB&RCD Cat.B) | stuk | Automaat SmissLine S400M 3P B10 10kA | Disjoncteur SmissLine S400M 3P B10 10kA | Sicherungsautomat SmissLine S400M 3P B10 10kA | MCB SmissLine S400M 3P B10 10kA |  | 5.14
2CCS573001R0131 | S403M-D13 | Active | 7612270103065 | 167.54 | 1 | 1 | stuk | S403 | BE31330 | SB (MCB&RCD Cat.B) | stuk | Automaat SmissLine S400M 3P D13 10kA | Disjoncteur SmissLine S400M 3P D13 10kA | Sicherungsautomat SmissLine S400M 3P D13 10kA | MCB SmissLine S400M 3P D13 10kA |  | 5.14
2CCS573001R0134 | S403M-C13 | Active | 7612270102952 | 144.63 | 1 | 1 | stuk | S403 | BE31330 | SB (MCB&RCD Cat.B) | stuk | Automaat SmissLine S400M 3P C13 10kA | Disjoncteur SmissLine S400M 3P C13 10kA | Sicherungsautomat SmissLine S400M 3P C13 10kA | MCB SmissLine S400M 3P C13 10kA |  | 5.14
2CCS573001R0135 | S403M-B13 | Active | 7612270102785 | 121.74 | 1 | 1 | stuk | S403 | BE31330 | SB (MCB&RCD Cat.B) | stuk | Automaat SmissLine S400M 3P B13 10kA | Disjoncteur SmissLine S400M 3P B13 10kA | Sicherungsautomat SmissLine S400M 3P B13 10kA | MCB SmissLine S400M 3P B13 10kA |  | 5.14
2CCS573001R0157 | S403M-K0.5 | Active | 7612270103140 | 227.8 | 1 | 1 | stuk | S403 | BE31330 | SB (MCB&RCD Cat.B) | stuk | Automaat SmissLine S400M 3P K0.5 10kA | Disjoncteur SmissLine S400M 3P K0.5 10kA | Sicherungsautomat SmissLine S400M 3P K0.5 10kA | MCB SmissLine S400M 3P K0.5 10kA |  | 5.14
2CCS573001R0161 | S403M-D16 | Active | 7612270103072 | 167.54 | 1 | 1 | stuk | S403 | BE31330 | SB (MCB&RCD Cat.B) | stuk | Automaat SmissLine S400M 3P D16 10kA | Disjoncteur SmissLine S400M 3P D16 10kA | Sicherungsautomat SmissLine S400M 3P D16 10kA | MCB SmissLine S400M 3P D16 10kA |  | 5.14
2CCS573001R0164 | S403M-C16 | Active | 7612270102969 | 144.63 | 1 | 1 | stuk | S403 | BE31330 | SB (MCB&RCD Cat.B) | stuk | Automaat SmissLine S400M 3P C16 10kA | Disjoncteur SmissLine S400M 3P C16 10kA | Sicherungsautomat SmissLine S400M 3P C16 10kA | MCB SmissLine S400M 3P C16 10kA |  | 5.14
2CCS573001R0165 | S403M-B16 | Active | 7612270102792 | 121.74 | 1 | 1 | stuk | S403 | BE31330 | SB (MCB&RCD Cat.B) | stuk | Automaat SmissLine S400M 3P B16 10kA | Disjoncteur SmissLine S400M 3P B16 10kA | Sicherungsautomat SmissLine S400M 3P B16 10kA | MCB SmissLine S400M 3P B16 10kA |  | 5.14
2CCS573001R0201 | S403M-D20 | Active | 7612270103089 | 189.23 | 1 | 1 | stuk | S403 | BE31330 | SB (MCB&RCD Cat.B) | stuk | Automaat SmissLine S400M 3P D20 10kA | Disjoncteur SmissLine S400M 3P D20 10kA | Sicherungsautomat SmissLine S400M 3P D20 10kA | MCB SmissLine S400M 3P D20 10kA |  | 5.14
2CCS573001R0204 | S403M-C20 | Active | 7612270102976 | 165.13 | 1 | 1 | stuk | S403 | BE31330 | SB (MCB&RCD Cat.B) | stuk | Automaat SmissLine S400M 3P C20 10kA | Disjoncteur SmissLine S400M 3P C20 10kA | Sicherungsautomat SmissLine S400M 3P C20 10kA | MCB SmissLine S400M 3P C20 10kA |  | 5.14
2CCS573001R0205 | S403M-B20 | Active | 7612270102808 | 138.62 | 1 | 1 | stuk | S403 | BE31330 | SB (MCB&RCD Cat.B) | stuk | Automaat SmissLine S400M 3P B20 10kA | Disjoncteur SmissLine S400M 3P B20 10kA | Sicherungsautomat SmissLine S400M 3P B20 10kA | MCB SmissLine S400M 3P B20 10kA |  | 5.14
2CCS573001R0217 | S403M-K1 | Active | 7612270103157 | 222.99 | 1 | 1 | stuk | S403 | BE31330 | SB (MCB&RCD Cat.B) | stuk | Automaat SmissLine S400M 3P K1 10kA | Disjoncteur SmissLine S400M 3P K1 10kA | Sicherungsautomat SmissLine S400M 3P K1 10kA | MCB SmissLine S400M 3P K1 10kA |  | 5.14
2CCS573001R0251 | S403M-D25 | Active | 7612270103096 | 189.23 | 1 | 1 | stuk | S403 | BE31330 | SB (MCB&RCD Cat.B) | stuk | Automaat SmissLine S400M 3P D25 10kA | Disjoncteur SmissLine S400M 3P D25 10kA | Sicherungsautomat SmissLine S400M 3P D25 10kA | MCB SmissLine S400M 3P D25 10kA |  | 5.14
2CCS573001R0254 | S403M-C25 | Active | 7612270102983 | 165.13 | 1 | 1 | stuk | S403 | BE31330 | SB (MCB&RCD Cat.B) | stuk | Automaat SmissLine S400M 3P C25 10kA | Disjoncteur SmissLine S400M 3P C25 10kA | Sicherungsautomat SmissLine S400M 3P C25 10kA | MCB SmissLine S400M 3P C25 10kA |  | 5.14
2CCS573001R0255 | S403M-B25 | Active | 7612270102815 | 138.62 | 1 | 1 | stuk | S403 | BE31330 | SB (MCB&RCD Cat.B) | stuk | Automaat SmissLine S400M 3P B25 10kA | Disjoncteur SmissLine S400M 3P B25 10kA | Sicherungsautomat SmissLine S400M 3P B25 10kA | MCB SmissLine S400M 3P B25 10kA |  | 5.14
2CCS573001R0257 | S403M-K1.6 | Active | 7612270103164 | 214.56 | 1 | 1 | stuk | S403 | BE31330 | SB (MCB&RCD Cat.B) | stuk | Automaat SmissLine S400M 3P K1.6 10kA | Disjoncteur SmissLine S400M 3P K1.6 10kA | Sicherungsautomat SmissLine S400M 3P K1.6 10kA | MCB SmissLine S400M 3P K1.6 10kA |  | 5.14
2CCS573001R0277 | S403M-K2 | Active | 7612270103171 | 222.99 | 1 | 1 | stuk | S403 | BE31330 | SB (MCB&RCD Cat.B) | stuk | Automaat SmissLine S400M 3P K2 10kA | Disjoncteur SmissLine S400M 3P K2 10kA | Sicherungsautomat SmissLine S400M 3P K2 10kA | MCB SmissLine S400M 3P K2 10kA |  | 5.14
2CCS573001R0317 | S403M-K3 | Active | 7612270103188 | 222.99 | 1 | 1 | stuk | S403 | BE31330 | SB (MCB&RCD Cat.B) | stuk | Automaat SmissLine S400M 3P K3 10kA | Disjoncteur SmissLine S400M 3P K3 10kA | Sicherungsautomat SmissLine S400M 3P K3 10kA | MCB SmissLine S400M 3P K3 10kA |  | 5.14
2CCS573001R0321 | S403M-D32 | Active | 7612270103102 | 202.48 | 1 | 1 | stuk | S403 | BE31330 | SB (MCB&RCD Cat.B) | stuk | Automaat SmissLine S400M 3P D32 10kA | Disjoncteur SmissLine S400M 3P D32 10kA | Sicherungsautomat SmissLine S400M 3P D32 10kA | MCB SmissLine S400M 3P D32 10kA |  | 5.14
2CCS573001R0324 | S403M-C32 | Active | 7612270102990 | 175.98 | 1 | 1 | stuk | S403 | BE31330 | SB (MCB&RCD Cat.B) | stuk | Automaat SmissLine S400M 3P C32 10kA | Disjoncteur SmissLine S400M 3P C32 10kA | Sicherungsautomat SmissLine S400M 3P C32 10kA | MCB SmissLine S400M 3P C32 10kA |  | 5.14
2CCS573001R0325 | S403M-B32 | Active | 7612270102822 | 147.04 | 1 | 1 | stuk | S403 | BE31330 | SB (MCB&RCD Cat.B) | stuk | Automaat SmissLine S400M 3P B32 10kA | Disjoncteur SmissLine S400M 3P B32 10kA | Sicherungsautomat SmissLine S400M 3P B32 10kA | MCB SmissLine S400M 3P B32 10kA |  | 5.14
2CCS573001R0337 | S403M-K4 | Active | 7612270103195 | 222.99 | 1 | 1 | stuk | S403 | BE31330 | SB (MCB&RCD Cat.B) | stuk | Automaat SmissLine S400M 3P K4 10kA | Disjoncteur SmissLine S400M 3P K4 10kA | Sicherungsautomat SmissLine S400M 3P K4 10kA | MCB SmissLine S400M 3P K4 10kA |  | 5.14
2CCS573001R0377 | S403M-K6 | Active | 7612270103201 | 212.14 | 1 | 1 | stuk | S403 | BE31330 | SB (MCB&RCD Cat.B) | stuk | Automaat SmissLine S400M 3P K6 10kA | Disjoncteur SmissLine S400M 3P K6 10kA | Sicherungsautomat SmissLine S400M 3P K6 10kA | MCB SmissLine S400M 3P K6 10kA |  | 5.14
2CCS573001R0401 | S403M-D40 | Active | 7612270103119 | 261.54 | 1 | 1 | stuk | S403 | BE31330 | SB (MCB&RCD Cat.B) | stuk | Automaat SmissLine S400M 3P D40 10kA | Disjoncteur SmissLine S400M 3P D40 10kA | Sicherungsautomat SmissLine S400M 3P D40 10kA | MCB SmissLine S400M 3P D40 10kA |  | 5.14
2CCS573001R0404 | S403M-C40 | Active | 7612270103003 | 227.8 | 1 | 1 | stuk | S403 | BE31330 | SB (MCB&RCD Cat.B) | stuk | Automaat SmissLine S400M 3P C40 10kA | Disjoncteur SmissLine S400M 3P C40 10kA | Sicherungsautomat SmissLine S400M 3P C40 10kA | MCB SmissLine S400M 3P C40 10kA |  | 5.14
2CCS573001R0405 | S403M-B40 | Active | 7612270102839 | 192.85 | 1 | 1 | stuk | S403 | BE31330 | SB (MCB&RCD Cat.B) | stuk | Automaat SmissLine S400M 3P B40 10kA | Disjoncteur SmissLine S400M 3P B40 10kA | Sicherungsautomat SmissLine S400M 3P B40 10kA | MCB SmissLine S400M 3P B40 10kA |  | 5.14
2CCS573001R0407 | S403M-K8 | Active | 7612270103218 | 212.14 | 1 | 1 | stuk | S403 | BE31330 | SB (MCB&RCD Cat.B) | stuk | Automaat SmissLine S400M 3P K8 10kA | Disjoncteur SmissLine S400M 3P K8 10kA | Sicherungsautomat SmissLine S400M 3P K8 10kA | MCB SmissLine S400M 3P K8 10kA |  | 5.14
2CCS573001R0427 | S403M-K10 | Active | 7612270103225 | 225.39 | 1 | 1 | stuk | S403 | BE31330 | SB (MCB&RCD Cat.B) | stuk | Automaat SmissLine S400M 3P K10 10kA | Disjoncteur SmissLine S400M 3P K10 10kA | Sicherungsautomat SmissLine S400M 3P K10 10kA | MCB SmissLine S400M 3P K10 10kA |  | 5.14
2CCS573001R0447 | S403M-K13 | Active | 7612270103232 | 189.23 | 1 | 1 | stuk | S403 | BE31330 | SB (MCB&RCD Cat.B) | stuk | Automaat SmissLine S400M 3P K13 10kA | Disjoncteur SmissLine S400M 3P K13 10kA | Sicherungsautomat SmissLine S400M 3P K13 10kA | MCB SmissLine S400M 3P K13 10kA |  | 5.14
2CCS573001R0467 | S403M-K16 | Active | 7612270103249 | 189.23 | 1 | 1 | stuk | S403 | BE31330 | SB (MCB&RCD Cat.B) | stuk | Automaat SmissLine S400M 3P K16 10kA | Disjoncteur SmissLine S400M 3P K16 10kA | Sicherungsautomat SmissLine S400M 3P K16 10kA | MCB SmissLine S400M 3P K16 10kA |  | 5.14
2CCS573001R0487 | S403M-K20 | Active | 7612270103256 | 218.16 | 1 | 1 | stuk | S403 | BE31330 | SB (MCB&RCD Cat.B) | stuk | Automaat SmissLine S400M 3P K20 10kA | Disjoncteur SmissLine S400M 3P K20 10kA | Sicherungsautomat SmissLine S400M 3P K20 10kA | MCB SmissLine S400M 3P K20 10kA |  | 5.14
2CCS573001R0501 | S403M-D50 | Active | 7612270103126 | 309.77 | 1 | 1 | stuk | S403 | BE31330 | SB (MCB&RCD Cat.B) | stuk | Automaat SmissLine S400M 3P D50 10kA | Disjoncteur SmissLine S400M 3P D50 10kA | Sicherungsautomat SmissLine S400M 3P D50 10kA | MCB SmissLine S400M 3P D50 10kA |  | 5.14
2CCS573001R0504 | S403M-C50 | Active | 7612270103010 | 283.26 | 1 | 1 | stuk | S403 | BE31330 | SB (MCB&RCD Cat.B) | stuk | Automaat SmissLine S400M 3P C50 10kA | Disjoncteur SmissLine S400M 3P C50 10kA | Sicherungsautomat SmissLine S400M 3P C50 10kA | MCB SmissLine S400M 3P C50 10kA |  | 5.14
2CCS573001R0505 | S403M-B50 | Active | 7612270102846 | 238.64 | 1 | 1 | stuk | S403 | BE31330 | SB (MCB&RCD Cat.B) | stuk | Automaat SmissLine S400M 3P B50 10kA | Disjoncteur SmissLine S400M 3P B50 10kA | Sicherungsautomat SmissLine S400M 3P B50 10kA | MCB SmissLine S400M 3P B50 10kA |  | 5.14
2CCS573001R0517 | S403M-K25 | Active | 7612270103263 | 218.16 | 1 | 1 | stuk | S403 | BE31330 | SB (MCB&RCD Cat.B) | stuk | Automaat SmissLine S400M 3P K25 10kA | Disjoncteur SmissLine S400M 3P K25 10kA | Sicherungsautomat SmissLine S400M 3P K25 10kA | MCB SmissLine S400M 3P K25 10kA |  | 5.14
2CCS573001R0537 | S403M-K32 | Active | 7612270103270 | 230.21 | 1 | 1 | stuk | S403 | BE31330 | SB (MCB&RCD Cat.B) | stuk | Automaat SmissLine S400M 3P K32 10kA | Disjoncteur SmissLine S400M 3P K32 10kA | Sicherungsautomat SmissLine S400M 3P K32 10kA | MCB SmissLine S400M 3P K32 10kA |  | 5.14
2CCS573001R0557 | S403M-K40 | Active | 7612270103287 | 298.92 | 1 | 1 | stuk | S403 | BE31330 | SB (MCB&RCD Cat.B) | stuk | Automaat SmissLine S400M 3P K40 10kA | Disjoncteur SmissLine S400M 3P K40 10kA | Sicherungsautomat SmissLine S400M 3P K40 10kA | MCB SmissLine S400M 3P K40 10kA |  | 5.14
2CCS573001R0577 | S403M-K50 | Active | 7612270103294 | 355.57 | 1 | 1 | stuk | S403 | BE31330 | SB (MCB&RCD Cat.B) | stuk | Automaat SmissLine S400M 3P K50 10kA | Disjoncteur SmissLine S400M 3P K50 10kA | Sicherungsautomat SmissLine S400M 3P K50 10kA | MCB SmissLine S400M 3P K50 10kA |  | 5.14
2CCS573001R0597 | S403M-K63 | Active | 7612270103300 | 390.53 | 1 | 1 | stuk | S403 | BE31330 | SB (MCB&RCD Cat.B) | stuk | Automaat SmissLine S400M 3P K63 10kA | Disjoncteur SmissLine S400M 3P K63 10kA | Sicherungsautomat SmissLine S400M 3P K63 10kA | MCB SmissLine S400M 3P K63 10kA |  | 5.14
2CCS573001R0631 | S403M-D63 | Active | 7612270103133 | 341.11 | 1 | 1 | stuk | S403 | BE31330 | SB (MCB&RCD Cat.B) | stuk | Automaat SmissLine S400M 3P D63 10kA | Disjoncteur SmissLine S400M 3P D63 10kA | Sicherungsautomat SmissLine S400M 3P D63 10kA | MCB SmissLine S400M 3P D63 10kA |  | 5.14
2CCS573001R0634 | S403M-C63 | Active | 7612270103027 | 324.22 | 1 | 1 | stuk | S403 | BE31330 | SB (MCB&RCD Cat.B) | stuk | Automaat SmissLine S400M 3P C63 10kA | Disjoncteur SmissLine S400M 3P C63 10kA | Sicherungsautomat SmissLine S400M 3P C63 10kA | MCB SmissLine S400M 3P C63 10kA |  | 5.14
2CCS573001R0635 | S403M-B63 | Active | 7612270102853 | 273.62 | 1 | 1 | stuk | S403 | BE31330 | SB (MCB&RCD Cat.B) | stuk | Automaat SmissLine S400M 3P B63 10kA | Disjoncteur SmissLine S400M 3P B63 10kA | Sicherungsautomat SmissLine S400M 3P B63 10kA | MCB SmissLine S400M 3P B63 10kA |  | 5.14
2CCS573001R0974 | S403M-C1.6 | Active | 7612270102884 | 214.56 | 1 | 1 | stuk | S403 | BE31330 | SB (MCB&RCD Cat.B) | stuk | Automaat SmissLine S400M 3P C1.6 10kA | Disjoncteur SmissLine S400M 3P C1.6 10kA | Sicherungsautomat SmissLine S400M 3P C1.6 10kA | MCB SmissLine S400M 3P C1.6 10kA |  | 5.14
2CCS573001R0984 | S403M-C0.5 | Active | 7612270102860 | 214.56 | 1 | 1 | stuk | S403 | BE31330 | SB (MCB&RCD Cat.B) | stuk | Automaat SmissLine S400M 3P C0.5 10kA | Disjoncteur SmissLine S400M 3P C0.5 10kA | Sicherungsautomat SmissLine S400M 3P C0.5 10kA | MCB SmissLine S400M 3P C0.5 10kA |  | 5.14
2CCS573103R8024 | S403M-C2NP | Active | 7612270108527 | 230.21 | 1 | 1 | stuk | S403NP | BE31330 | SB (MCB&RCD Cat.B) | stuk | Automaat SmissLine S400M 3P+N C2 10kA | Disjoncteur SmissLine S400M 3P+N C2 10kA | Sicherungsautomat SmissLine S400M 3P+N C2 10kA | MCB SmissLine S400M 3P+N C2 10kA |  | 5.14
2CCS573103R8034 | S403M-C3NP | Active | 7612270108534 | 230.21 | 1 | 1 | stuk | S403NP | BE31330 | SB (MCB&RCD Cat.B) | stuk | Automaat SmissLine S400M 3P+N C3 10kA | Disjoncteur SmissLine S400M 3P+N C3 10kA | Sicherungsautomat SmissLine S400M 3P+N C3 10kA | MCB SmissLine S400M 3P+N C3 10kA |  | 5.14
2CCS573103R8044 | S403M-C4NP | Active | 7612270108541 | 230.21 | 1 | 1 | stuk | S403NP | BE31330 | SB (MCB&RCD Cat.B) | stuk | Automaat SmissLine S400M 3P+N C4 10kA | Disjoncteur SmissLine S400M 3P+N C4 10kA | Sicherungsautomat SmissLine S400M 3P+N C4 10kA | MCB SmissLine S400M 3P+N C4 10kA |  | 5.14
2CCS573103R8064 | S403M-C6NP | Active | 7612270103881 | 245.88 | 1 | 1 | stuk | S403NP | BE31330 | SB (MCB&RCD Cat.B) | stuk | Automaat SmissLine S400M 3P+N C6 10kA | Disjoncteur SmissLine S400M 3P+N C6 10kA | Sicherungsautomat SmissLine S400M 3P+N C6 10kA | MCB SmissLine S400M 3P+N C6 10kA |  | 5.14
2CCS573103R8065 | S403M-B6NP | Active | 7612270103782 | 323.01 | 1 | 1 | stuk | S403NP | BE31330 | SB (MCB&RCD Cat.B) | stuk | Automaat SmissLine S400M 3P+N B6 10kA | Disjoncteur SmissLine S400M 3P+N B6 10kA | Sicherungsautomat SmissLine S400M 3P+N B6 10kA | MCB SmissLine S400M 3P+N B6 10kA |  | 5.14
2CCS573103R8084 | S403M-C8NP | Active | 7612270103898 | 245.88 | 1 | 1 | stuk | S403NP | BE31330 | SB (MCB&RCD Cat.B) | stuk | Automaat SmissLine S400M 3P+N C8 10kA | Disjoncteur SmissLine S400M 3P+N C8 10kA | Sicherungsautomat SmissLine S400M 3P+N C8 10kA | MCB SmissLine S400M 3P+N C8 10kA |  | 5.14
2CCS573103R8085 | S403M-B8NP | Active | 7612270108510 | 241.06 | 1 | 1 | stuk | S403NP | BE31330 | SB (MCB&RCD Cat.B) | stuk | Automaat SmissLine S400M 3P+N B8 10kA | Disjoncteur SmissLine S400M 3P+N B8 10kA | Sicherungsautomat SmissLine S400M 3P+N B8 10kA | MCB SmissLine S400M 3P+N B8 10kA |  | 5.14
2CCS573103R8101 | S403M-D10NP | Active | 7612270103997 | 268.78 | 1 | 1 | stuk | S403NP | BE31330 | SB (MCB&RCD Cat.B) | stuk | Automaat SmissLine S400M 3P+N D10 10kA | Disjoncteur SmissLine S400M 3P+N D10 10kA | Sicherungsautomat SmissLine S400M 3P+N D10 10kA | MCB SmissLine S400M 3P+N D10 10kA |  | 5.14
2CCS573103R8104 | S403M-C10NP | Active | 7612270103904 | 255.53 | 1 | 1 | stuk | S403NP | BE31330 | SB (MCB&RCD Cat.B) | stuk | Automaat SmissLine S400M 3P+N C10 10kA | Disjoncteur SmissLine S400M 3P+N C10 10kA | Sicherungsautomat SmissLine S400M 3P+N C10 10kA | MCB SmissLine S400M 3P+N C10 10kA |  | 5.14
2CCS573103R8105 | S403M-B10NP | Active | 7612270103799 | 241.06 | 1 | 1 | stuk | S403NP | BE31330 | SB (MCB&RCD Cat.B) | stuk | Automaat SmissLine S400M 3P+N B10 10kA | Disjoncteur SmissLine S400M 3P+N B10 10kA | Sicherungsautomat SmissLine S400M 3P+N B10 10kA | MCB SmissLine S400M 3P+N B10 10kA |  | 5.14
2CCS573103R8131 | S403M-D13NP | Active | 7612270104000 | 249.51 | 1 | 1 | stuk | S403NP | BE31330 | SB (MCB&RCD Cat.B) | stuk | Automaat SmissLine S400M 3P+N D13 10kA | Disjoncteur SmissLine S400M 3P+N D13 10kA | Sicherungsautomat SmissLine S400M 3P+N D13 10kA | MCB SmissLine S400M 3P+N D13 10kA |  | 5.14
2CCS573103R8134 | S403M-C13NP | Active | 7612270103911 | 236.24 | 1 | 1 | stuk | S403NP | BE31330 | SB (MCB&RCD Cat.B) | stuk | Automaat SmissLine S400M 3P+N C13 10kA | Disjoncteur SmissLine S400M 3P+N C13 10kA | Sicherungsautomat SmissLine S400M 3P+N C13 10kA | MCB SmissLine S400M 3P+N C13 10kA |  | 5.14
2CCS573103R8135 | S403M-B13NP | Active | 7612270103805 | 222.99 | 1 | 1 | stuk | S403NP | BE31330 | SB (MCB&RCD Cat.B) | stuk | Automaat SmissLine S400M 3P+N B13 10kA | Disjoncteur SmissLine S400M 3P+N B13 10kA | Sicherungsautomat SmissLine S400M 3P+N B13 10kA | MCB SmissLine S400M 3P+N B13 10kA |  | 5.14
2CCS573103R8157 | S403M-K0.5NP | Active | 7612270104086 | 310.97 | 1 | 1 | stuk | S403NP | BE31330 | SB (MCB&RCD Cat.B) | stuk | Automaat SmissLine S400M 3P+N K0.5 10kA | Disjoncteur SmissLine S400M 3P+N K0.5 10kA | Sicherungsautomat SmissLine S400M 3P+N K0.5 10kA | MCB SmissLine S400M 3P+N K0.5 10kA |  | 5.14
2CCS573103R8161 | S403M-D16NP | Active | 7612270104017 | 249.51 | 1 | 1 | stuk | S403NP | BE31330 | SB (MCB&RCD Cat.B) | stuk | Automaat SmissLine S400M 3P+N D16 10kA | Disjoncteur SmissLine S400M 3P+N D16 10kA | Sicherungsautomat SmissLine S400M 3P+N D16 10kA | MCB SmissLine S400M 3P+N D16 10kA |  | 5.14
2CCS573103R8164 | S403M-C16NP | Active | 7612270103928 | 236.24 | 1 | 1 | stuk | S403NP | BE31330 | SB (MCB&RCD Cat.B) | stuk | Automaat SmissLine S400M 3P+N C16 10kA | Disjoncteur SmissLine S400M 3P+N C16 10kA | Sicherungsautomat SmissLine S400M 3P+N C16 10kA | MCB SmissLine S400M 3P+N C16 10kA |  | 5.14
2CCS573103R8165 | S403M-B16NP | Active | 7612270103812 | 222.99 | 1 | 1 | stuk | S403NP | BE31330 | SB (MCB&RCD Cat.B) | stuk | Automaat SmissLine S400M 3P+N B16 10kA | Disjoncteur SmissLine S400M 3P+N B16 10kA | Sicherungsautomat SmissLine S400M 3P+N B16 10kA | MCB SmissLine S400M 3P+N B16 10kA |  | 5.14
2CCS573103R8201 | S403M-D20NP | Active | 7612270104024 | 262.75 | 1 | 1 | stuk | S403NP | BE31330 | SB (MCB&RCD Cat.B) | stuk | Automaat SmissLine S400M 3P+N D20 10kA | Disjoncteur SmissLine S400M 3P+N D20 10kA | Sicherungsautomat SmissLine S400M 3P+N D20 10kA | MCB SmissLine S400M 3P+N D20 10kA |  | 5.14
2CCS573103R8204 | S403M-C20NP | Active | 7612270103935 | 250.71 | 1 | 1 | stuk | S403NP | BE31330 | SB (MCB&RCD Cat.B) | stuk | Automaat SmissLine S400M 3P+N C20 10kA | Disjoncteur SmissLine S400M 3P+N C20 10kA | Sicherungsautomat SmissLine S400M 3P+N C20 10kA | MCB SmissLine S400M 3P+N C20 10kA |  | 5.14
2CCS573103R8205 | S403M-B20NP | Active | 7612270103829 | 236.24 | 1 | 1 | stuk | S403NP | BE31330 | SB (MCB&RCD Cat.B) | stuk | Automaat SmissLine S400M 3P+N B20 10kA | Disjoncteur SmissLine S400M 3P+N B20 10kA | Sicherungsautomat SmissLine S400M 3P+N B20 10kA | MCB SmissLine S400M 3P+N B20 10kA |  | 5.14
2CCS573103R8217 | S403M-K1NP | Active | 7612270104093 | 306.14 | 1 | 1 | stuk | S403NP | BE31330 | SB (MCB&RCD Cat.B) | stuk | Automaat SmissLine S400M 3P+N K1 10kA | Disjoncteur SmissLine S400M 3P+N K1 10kA | Sicherungsautomat SmissLine S400M 3P+N K1 10kA | MCB SmissLine S400M 3P+N K1 10kA |  | 5.14
2CCS573103R8251 | S403M-D25NP | Active | 7612270104031 | 262.75 | 1 | 1 | stuk | S403NP | BE31330 | SB (MCB&RCD Cat.B) | stuk | Automaat SmissLine S400M 3P+N D25 10kA | Disjoncteur SmissLine S400M 3P+N D25 10kA | Sicherungsautomat SmissLine S400M 3P+N D25 10kA | MCB SmissLine S400M 3P+N D25 10kA |  | 5.14
2CCS573103R8254 | S403M-C25NP | Active | 7612270103942 | 250.71 | 1 | 1 | stuk | S403NP | BE31330 | SB (MCB&RCD Cat.B) | stuk | Automaat SmissLine S400M 3P+N C25 10kA | Disjoncteur SmissLine S400M 3P+N C25 10kA | Sicherungsautomat SmissLine S400M 3P+N C25 10kA | MCB SmissLine S400M 3P+N C25 10kA |  | 5.14
2CCS573103R8255 | S403M-B25NP | Active | 7612270103836 | 236.24 | 1 | 1 | stuk | S403NP | BE31330 | SB (MCB&RCD Cat.B) | stuk | Automaat SmissLine S400M 3P+N B25 10kA | Disjoncteur SmissLine S400M 3P+N B25 10kA | Sicherungsautomat SmissLine S400M 3P+N B25 10kA | MCB SmissLine S400M 3P+N B25 10kA |  | 5.14
2CCS573103R8257 | S403M-K1,6NP | Active | 7612270104109 | 291.7 | 1 | 1 | stuk | S403NP | BE31330 | SB (MCB&RCD Cat.B) | stuk | Automaat SmissLine S400M 3P+N K16 10kA | Disjoncteur SmissLine S400M 3P+N K16 10kA | Sicherungsautomat SmissLine S400M 3P+N K16 10kA | MCB SmissLine S400M 3P+N K16 10kA |  | 5.14
2CCS573103R8277 | S403M-K2NP | Active | 7612270104116 | 306.14 | 1 | 1 | stuk | S403NP | BE31330 | SB (MCB&RCD Cat.B) | stuk | Automaat SmissLine S400M 3P+N K2 10kA | Disjoncteur SmissLine S400M 3P+N K2 10kA | Sicherungsautomat SmissLine S400M 3P+N K2 10kA | MCB SmissLine S400M 3P+N K2 10kA |  | 5.14
2CCS573103R8317 | S403M-K3NP | Active | 7612270104123 | 306.14 | 1 | 1 | stuk | S403NP | BE31330 | SB (MCB&RCD Cat.B) | stuk | Automaat SmissLine S400M 3P+N K3 10kA | Disjoncteur SmissLine S400M 3P+N K3 10kA | Sicherungsautomat SmissLine S400M 3P+N K3 10kA | MCB SmissLine S400M 3P+N K3 10kA |  | 5.14
2CCS573103R8321 | S403M-D32NP | Active | 7612270104048 | 280.84 | 1 | 1 | stuk | S403NP | BE31330 | SB (MCB&RCD Cat.B) | stuk | Automaat SmissLine S400M 3P+N D32 10kA | Disjoncteur SmissLine S400M 3P+N D32 10kA | Sicherungsautomat SmissLine S400M 3P+N D32 10kA | MCB SmissLine S400M 3P+N D32 10kA |  | 5.14
2CCS573103R8324 | S403M-C32NP | Active | 7612270103959 | 265.17 | 1 | 1 | stuk | S403NP | BE31330 | SB (MCB&RCD Cat.B) | stuk | Automaat SmissLine S400M 3P+N C32 10kA | Disjoncteur SmissLine S400M 3P+N C32 10kA | Sicherungsautomat SmissLine S400M 3P+N C32 10kA | MCB SmissLine S400M 3P+N C32 10kA |  | 5.14
2CCS573103R8325 | S403M-B32NP | Active | 7612270103843 | 253.11 | 1 | 1 | stuk | S403NP | BE31330 | SB (MCB&RCD Cat.B) | stuk | Automaat SmissLine S400M 3P+N B32 10kA | Disjoncteur SmissLine S400M 3P+N B32 10kA | Sicherungsautomat SmissLine S400M 3P+N B32 10kA | MCB SmissLine S400M 3P+N B32 10kA |  | 5.14
2CCS573103R8337 | S403M-K4NP | Active | 7612270104130 | 306.14 | 1 | 1 | stuk | S403NP | BE31330 | SB (MCB&RCD Cat.B) | stuk | Automaat SmissLine S400M 3P+N K4 10kA | Disjoncteur SmissLine S400M 3P+N K4 10kA | Sicherungsautomat SmissLine S400M 3P+N K4 10kA | MCB SmissLine S400M 3P+N K4 10kA |  | 5.14
2CCS573103R8377 | S403M-K6NP | Active | 7612270104147 | 291.7 | 1 | 1 | stuk | S403NP | BE31330 | SB (MCB&RCD Cat.B) | stuk | Automaat SmissLine S400M 3P+N K6 10kA | Disjoncteur SmissLine S400M 3P+N K6 10kA | Sicherungsautomat SmissLine S400M 3P+N K6 10kA | MCB SmissLine S400M 3P+N K6 10kA |  | 5.14
2CCS573103R8401 | S403M-D40NP | Active | 7612270104055 | 304.94 | 1 | 1 | stuk | S403NP | BE31330 | SB (MCB&RCD Cat.B) | stuk | Automaat SmissLine S400M 3P+N D40 10kA | Disjoncteur SmissLine S400M 3P+N D40 10kA | Sicherungsautomat SmissLine S400M 3P+N D40 10kA | MCB SmissLine S400M 3P+N D40 10kA |  | 5.14
2CCS573103R8404 | S403M-C40NP | Active | 7612270103966 | 290.49 | 1 | 1 | stuk | S403NP | BE31330 | SB (MCB&RCD Cat.B) | stuk | Automaat SmissLine S400M 3P+N C40 10kA | Disjoncteur SmissLine S400M 3P+N C40 10kA | Sicherungsautomat SmissLine S400M 3P+N C40 10kA | MCB SmissLine S400M 3P+N C40 10kA |  | 5.14
2CCS573103R8405 | S403M-B40NP | Active | 7612270103850 | 273.62 | 1 | 1 | stuk | S403NP | BE31330 | SB (MCB&RCD Cat.B) | stuk | Automaat SmissLine S400M 3P+N B40 10kA | Disjoncteur SmissLine S400M 3P+N B40 10kA | Sicherungsautomat SmissLine S400M 3P+N B40 10kA | MCB SmissLine S400M 3P+N B40 10kA |  | 5.14
2CCS573103R8407 | S403M-K8NP | Active | 7612270104154 | 282.05 | 1 | 1 | stuk | S403NP | BE31330 | SB (MCB&RCD Cat.B) | stuk | Automaat SmissLine S400M 3P+N K8 10kA | Disjoncteur SmissLine S400M 3P+N K8 10kA | Sicherungsautomat SmissLine S400M 3P+N K8 10kA | MCB SmissLine S400M 3P+N K8 10kA |  | 5.14
2CCS573103R8427 | S403M-K10NP | Active | 7612270104161 | 301.33 | 1 | 1 | stuk | S403NP | BE31330 | SB (MCB&RCD Cat.B) | stuk | Automaat SmissLine S400M 3P+N K10 10kA | Disjoncteur SmissLine S400M 3P+N K10 10kA | Sicherungsautomat SmissLine S400M 3P+N K10 10kA | MCB SmissLine S400M 3P+N K10 10kA |  | 5.14
2CCS573103R8447 | S403M-K13NP | Active | 7612270104178 | 254.31 | 1 | 1 | stuk | S403NP | BE31330 | SB (MCB&RCD Cat.B) | stuk | Automaat SmissLine S400M 3P+N K13 10kA | Disjoncteur SmissLine S400M 3P+N K13 10kA | Sicherungsautomat SmissLine S400M 3P+N K13 10kA | MCB SmissLine S400M 3P+N K13 10kA |  | 5.14
2CCS573103R8467 | S403M-K16NP | Active | 7612270104185 | 254.31 | 1 | 1 | stuk | S403NP | BE31330 | SB (MCB&RCD Cat.B) | stuk | Automaat SmissLine S400M 3P+N K16 10kA | Disjoncteur SmissLine S400M 3P+N K16 10kA | Sicherungsautomat SmissLine S400M 3P+N K16 10kA | MCB SmissLine S400M 3P+N K16 10kA |  | 5.14
2CCS573103R8487 | S403M-K20NP | Active | 7612270104192 | 290.49 | 1 | 1 | stuk | S403NP | BE31330 | SB (MCB&RCD Cat.B) | stuk | Automaat SmissLine S400M 3P+N K20 10kA | Disjoncteur SmissLine S400M 3P+N K20 10kA | Sicherungsautomat SmissLine S400M 3P+N K20 10kA | MCB SmissLine S400M 3P+N K20 10kA |  | 5.14
2CCS573103R8501 | S403M-D50NP | Active | 7612270104062 | 365.21 | 1 | 1 | stuk | S403NP | BE31330 | SB (MCB&RCD Cat.B) | stuk | Automaat SmissLine S400M 3P+N D50 10kA | Disjoncteur SmissLine S400M 3P+N D50 10kA | Sicherungsautomat SmissLine S400M 3P+N D50 10kA | MCB SmissLine S400M 3P+N D50 10kA |  | 5.14
2CCS573103R8504 | S403M-C50NP | Active | 7612270103973 | 347.12 | 1 | 1 | stuk | S403NP | BE31330 | SB (MCB&RCD Cat.B) | stuk | Automaat SmissLine S400M 3P+N C50 10kA | Disjoncteur SmissLine S400M 3P+N C50 10kA | Sicherungsautomat SmissLine S400M 3P+N C50 10kA | MCB SmissLine S400M 3P+N C50 10kA |  | 5.14
2CCS573103R8505 | S403M-B50NP | Active | 7612270103867 | 327.84 | 1 | 1 | stuk | S403NP | BE31330 | SB (MCB&RCD Cat.B) | stuk | Automaat SmissLine S400M 3P+N B50 10kA | Disjoncteur SmissLine S400M 3P+N B50 10kA | Sicherungsautomat SmissLine S400M 3P+N B50 10kA | MCB SmissLine S400M 3P+N B50 10kA |  | 5.14
2CCS573103R8517 | S403M-K25NP | Active | 7612270104208 | 290.49 | 1 | 1 | stuk | S403NP | BE31330 | SB (MCB&RCD Cat.B) | stuk | Automaat SmissLine S400M 3P+N K25 10kA | Disjoncteur SmissLine S400M 3P+N K25 10kA | Sicherungsautomat SmissLine S400M 3P+N K25 10kA | MCB SmissLine S400M 3P+N K25 10kA |  | 5.14
2CCS573103R8537 | S403M-K32NP | Active | 7612270104215 | 241.06 | 1 | 1 | stuk | S403NP | BE31330 | SB (MCB&RCD Cat.B) | stuk | Automaat SmissLine S400M 3P+N K32 10kA | Disjoncteur SmissLine S400M 3P+N K32 10kA | Sicherungsautomat SmissLine S400M 3P+N K32 10kA | MCB SmissLine S400M 3P+N K32 10kA |  | 5.14
2CCS573103R8557 | S403M-K40NP | Active | 7612270104222 | 306.14 | 1 | 1 | stuk | S403NP | BE31330 | SB (MCB&RCD Cat.B) | stuk | Automaat SmissLine S400M 3P+N K40 10kA | Disjoncteur SmissLine S400M 3P+N K40 10kA | Sicherungsautomat SmissLine S400M 3P+N K40 10kA | MCB SmissLine S400M 3P+N K40 10kA |  | 5.14
2CCS573103R8577 | S403M-K50NP | Active | 7612270104239 | 306.14 | 1 | 1 | stuk | S403NP | BE31330 | SB (MCB&RCD Cat.B) | stuk | Automaat SmissLine S400M 3P+N K50 10kA | Disjoncteur SmissLine S400M 3P+N K50 10kA | Sicherungsautomat SmissLine S400M 3P+N K50 10kA | MCB SmissLine S400M 3P+N K50 10kA |  | 5.14
2CCS573103R8597 | S403M-K63NP | Active | 7612270104246 | 336.28 | 1 | 1 | stuk | S403NP | BE31330 | SB (MCB&RCD Cat.B) | stuk | Automaat SmissLine S400M 3P+N K63 10kA | Disjoncteur SmissLine S400M 3P+N K63 10kA | Sicherungsautomat SmissLine S400M 3P+N K63 10kA | MCB SmissLine S400M 3P+N K63 10kA |  | 5.14
2CCS573103R8631 | S403M-D63NP | Active | 7612270104079 | 390.53 | 1 | 1 | stuk | S403NP | BE31330 | SB (MCB&RCD Cat.B) | stuk | Automaat SmissLine S400M 3P+N D63 10kA | Disjoncteur SmissLine S400M 3P+N D63 10kA | Sicherungsautomat SmissLine S400M 3P+N D63 10kA | MCB SmissLine S400M 3P+N D63 10kA |  | 5.14
2CCS573103R8634 | S403M-C63NP | Active | 7612270103980 | 389.32 | 1 | 1 | stuk | S403NP | BE31330 | SB (MCB&RCD Cat.B) | stuk | Automaat SmissLine S400M 3P+N C63 10kA | Disjoncteur SmissLine S400M 3P+N C63 10kA | Sicherungsautomat SmissLine S400M 3P+N C63 10kA | MCB SmissLine S400M 3P+N C63 10kA |  | 5.14
2CCS573103R8635 | S403M-B63NP | Active | 7612270103874 | 351.96 | 1 | 1 | stuk | S403NP | BE31330 | SB (MCB&RCD Cat.B) | stuk | Automaat SmissLine S400M 3P+N B63 10kA | Disjoncteur SmissLine S400M 3P+N B63 10kA | Sicherungsautomat SmissLine S400M 3P+N B63 10kA | MCB SmissLine S400M 3P+N B63 10kA |  | 5.14
2CCS800017R0001 | S800U-PLL | Active | 7612271215057 | 103.43 | 1 | 1 | stuk | Accessories for HPMCB S800 | BE31330 | SB (MCB&RCD Cat.B) | stuk | S800U-PLL UL locking device | Dispositif de verrouillage Gamme S800 UL/CSA | S800U-PLL UL-Abschliessvorrichtung | S800U-PLL UL locking device
2CCS800900R0011 | S800-AUX | Active | 7612271206802 | 60.49 | 1 | 1 | stuk | Accessories for HPMCB S800 | BE31330 | SB (MCB&RCD Cat.B) | stuk | S800 signaalcontact 1NO+1NG | Disjoncteur S800 1no+1nf | S800-AUX Hilfsschalter linksseitig anbaubar an S800 | S800-AUX Auxiliary contact |  | 5.14
2CCS800900R0021 | S800-AUX/ALT | Active | 7612271206819 | 73.89 | 1 | 1 | stuk | Accessories for HPMCB S800 | BE31330 | SB (MCB&RCD Cat.B) | stuk | S800 Signaalcontact 2W | Contact signal / auxiliaire S800 2 CO | S800-ALT/AUX Signal-/ Hilfsschalter linksseitig anbaubar an S800 | S800-AUX/ALT Auxiliary/signal contact |  | 5.14
2CCS800900R0031 | S800-IP9 | Active | 7612271208202 | 3.6 | 1 | 1 | stuk | Accessories for HPMCB S800 | BE31330 | SB (MCB&RCD Cat.B) | stuk | S800 Tussenstuk 9mm | Pièce intermédiaire Gamme S800 9mm | S800-IP9 Zwischenstück 9mm breit zum Ausfüllen von Leerplätzen | S800-IP9 Intermediate Piece 9mm
2CCS800900R0041 | S800-RD | Active | 7612271208172 | 89.32 | 1 | 1 | stuk | Accessories for HPMCB S800 | BE31330 | SB (MCB&RCD Cat.B) | stuk | S800 Draaioverbrengingsmechanisme | Transmission rotatif Gamme S800 | S800-RD Drehantrieb für S800 für Drehhebel | S800-RD Rotary Drive
2CCS800900R0051 | S800-PLL | Active | 7612271208189 | 103.55 | 1 | 10 | stuk | Accessories for HPMCB S800 | BE31330 | SB (MCB&RCD Cat.B) | stuk | S800 Vergr.mech.hangslot | S800-PLL Padlock Lever Lock | S800-PLL Abschliessvorrichtung für Schlösser mit Durchmesser 4mm | S800-PLL Padlock Lever Lock |  | 5.14
2CCS800900R0061 | S800-NT | Active | 7612271208196 | 68.82 | 1 | 1 | stuk | Accessories for HPMCB S800 | BE31330 | SB (MCB&RCD Cat.B) | stuk | S800 schakelende nul module 63A | Neutre séparé Gamme S800 63A | S800-NT Trennbarer Neutralleiter 63A rechtsseitig anbaubar an S800 | S800-NT Separating neutral 63A |  | 5.14
2CCS800900R0071 | S803-BB250 | Active | 7612271208288 | 367.62 | 1 | 1 | stuk | Accessories for HPMCB S800 | BE31330 | SB (MCB&RCD Cat.B) | stuk | Verbind.railS800 250A 3P 24M | Jeux de barres S800 250A, 3P, 24 modules | S800-BB250 Sammelschiene 250A für S800 Hochleistungssicherungsautomaten | S803-BB250 Busbar |  | 5.14
2CCS800900R0081 | S800-BBIC | Active | 7612271208967 | 35.45 | 1 | 12 | stuk | Accessories for HPMCB S800 | BE31330 | SB (MCB&RCD Cat.B) | stuk | S800 Isolatie rail set 12 st | Isolation Gamme S800 pour jeux de barres, set 12 pieces | S800-BBIC Berührungsschutzkappe für Sammelschiene S800-BB250, | S800-BBIC Busbar Isolation Cap |  | 5.14
2CCS800900R0091 | S800-END | Active | 7612271208295 | 24.71 | 1 | 10 | stuk | Accessories for HPMCB S800 | BE31330 | SB (MCB&RCD Cat.B) | stuk | S800 Eindstuk Set van 10 | Courverture final Gamme S800 set 10 pieces | S800-END Endkappe für Sammelschiene S800-BB250, | S800-END End Cap |  | 5.14
2CCS800900R0101 | S803-BBPC120 | Active | 7612271208301 | 101.85 | 1 | 1 | stuk | Accessories for HPMCB S800 | BE31330 | SB (MCB&RCD Cat.B) | stuk | S800 Voedingsblok 3P 120mm² | Borne pour jeux de barres S800 120mm², 3P | S800-BBPC120 Einspeiseblock für Sammelschiene S800-BB250, | S803-BBPC120 Busbar Power Connector |  | 5.14
2CCS800900R0121 | S800-ILS | Active | 7612271208271 | 24.49 | 1 | 1 | stuk | Accessories for HPMCB S800 | BE31330 | SB (MCB&RCD Cat.B) | stuk | S800 Etiket 168x6x115 | Etiquette Gamme S800 168x6x11,5 | S800-ILS Kennzeichnungssystem für S800 Hochleistungsautomat | S800-ILS Identification Labeling System
2CCS800900R0131 | S800-RT4125 | Active | 7612271208219 | 22.9 | 1 | 4 | stuk | Accessories for HPMCB S800 | BE31330 | SB (MCB&RCD Cat.B) | stuk | S800 Ombouwset 4 ring-kabelschoenklem | Borne anneau Gamme S800 set 4 pièces | S800-RT4125 Ringkabelschuhanschluss 4 polig | S800-RT4125 |  | 5.14
2CCS800900R0151 | S800-CT4125 | Active | 7612271208233 | 22.9 | 1 | 4 | stuk | Accessories for HPMCB S800 | BE31330 | SB (MCB&RCD Cat.B) | stuk | S800 Set van 4 verwisselbare kooiklem | Cage borne Gamme S800 set 4 pieces | S800-CT4125 Käfigklemme 4 polig Wechseladapter für S800 | S800-CT4125 Cage Terminal |  | 5.14
2CCS800900R0161 | S800-RT2125 | Active | 7612271208240 | 11.39 | 1 | 2 | stuk | Accessories for HPMCB S800 | BE31330 | SB (MCB&RCD Cat.B) | stuk | S800 Ombouwset 2 ring-kabelschoenklem | Borne anneau Gamme S800 set 2 pièces | S800-RT2125 Ringkabelschuhanschluss 2 polig | S800-RT2125 |  | 5.14
2CCS800900R0181 | S800-CT2125 | Active | 7612271208264 | 11.39 | 1 | 2 | stuk | Accessories for HPMCB S800 | BE31330 | SB (MCB&RCD Cat.B) | stuk | S800 Set van 2 verwisselbare kooiklem | Cage borne Gamme S800 set 2 pieces | S800-CT2125 Käfigklemme 2 polig Wechseladapter für S800 | S800-CT2125 Cage Terminal |  | 5.14
2CCS800900R0191 | S800-SOR24 | Active | 7612271208318 | 121.74 | 1 | 1 | stuk | Accessories for HPMCB S800 | BE31330 | SB (MCB&RCD Cat.B) | stuk | S800 Uitschakelspoel 24Vac/dc | Déclencheurs Gamme S800 24Vac/dc | S800-SOR24 Arbeitsstromauslöser 24VAC/DC linksseitig anbaubar an S800 | S800-SOR24 Shunt operation release |  | 5.14
2CCS800900R0201 | S800-SOR12 | Active | 7612271212070 | 121.74 | 1 | 1 | stuk | Accessories for HPMCB S800 | BE31330 | SB (MCB&RCD Cat.B) | stuk | S800 Uitschakelspoel 12Vac/dc | Déclencheurs Gamme S800 12Vac/dc | S800-SOR12 Arbeitsstromauslöser 12VAC/DC linksseitig anbaubar an S800 | S800-SOR12 Shunt operation release |  | 5.14
2CCS800900R0211 | S800-SOR250 | Active | 7612271208332 | 121.74 | 1 | 1 | stuk | Accessories for HPMCB S800 | BE31330 | SB (MCB&RCD Cat.B) | stuk | S800 Uitschakelspoel 110-250Vdc | Déclencheurs Gamme S800 110-250Vdc | S800-SOR250 Arbeitsstromauslöser 250VAC/DC | S800-SOR250 Shunt operation release |  | 5.14
2CCS800900R0221 | S800-SOR130 | Active | 7612271208349 | 121.74 | 1 | 1 | stuk | Accessories for HPMCB S800 | BE31330 | SB (MCB&RCD Cat.B) | stuk | S800 Uitschakelspoel 48-130Vac | Déclencheurs Gamme S800 48-130Vac | S800-SOR130 Arbeitsstromauslöser 130VAC/DC | S800-SOR130 Shunt operation release |  | 5.14
2CCS800900R0231 | S800-SOR400 | Active | 7612271208356 | 121.74 | 1 | 1 | stuk | Accessories for HPMCB S800 | BE31330 | SB (MCB&RCD Cat.B) | stuk | S800 Uitschakelspoel 220-400Vac | Déclencheurs Gamme S800 220-400Vac | S800-SOR400 Arbeitsstromauslöser 400VAC/DC | S800-SOR400 Shunt operation release |  | 5.14
2CCS800900R0241 | S800-UVR36 | Active | 7612271208363 | 155.49 | 1 | 1 | stuk | Accessories for HPMCB S800 | BE31330 | SB (MCB&RCD Cat.B) | stuk | S800 Minimaspoel 24-36Vac/dc | Bobine à minima de tension Gamme S800 24-36Vac/dc | S800-UVR36 Unterspannungsauslöser 36VAC/DC | S800-UVR36 Undervoltage release |  | 5.14
2CCS800900R0251 | S800-UVR60 | Active | 7612271208370 | 155.49 | 1 | 1 | stuk | Accessories for HPMCB S800 | BE31330 | SB (MCB&RCD Cat.B) | stuk | S800 Minimaspoel 48-60Vac/dc | Bobine à minima de tension Gamme S800 48-60Vac/dc | S800-UVR60 Unterspannungsauslöser 60VAC/DC | S800-UVR60 Undervoltage release |  | 5.14
2CCS800900R0261 | S800-UVR130 | Active | 7612271208387 | 155.49 | 1 | 1 | stuk | Accessories for HPMCB S800 | BE31330 | SB (MCB&RCD Cat.B) | stuk | S800 Minimaspoel 110-130Vac of 110-125Vdc | Bobine à minima de tension Gamme S800 110-130Vac or 110-125Vdc | S800-UVR130 Unterspannungsauslöser 130VAC/DC | S800-UVR130 Undervoltage release |  | 5.14
2CCS800900R0271 | S800-UVR250 | Active | 7612271208394 | 155.49 | 1 | 1 | stuk | Accessories for HPMCB S800 | BE31330 | SB (MCB&RCD Cat.B) | stuk | S800 Minimaspoel 220-250Vac/dc | Bobine à minima de tension Gamme S800 220-250Vac/dc | S800-UVR250 Unterspannungsauslöser 250VAC/DC | S800-UVR250 Undervoltage release |  | 5.14
2CCS800900R0411 | S802-LINK50 | Active | 7612271211295 | 207.3 | 1 | 10 | stuk | Accessories for HPMCB S800 | BE31330 | SB (MCB&RCD Cat.B) | stuk | S800 Verbindingsrail 2P 50A | Jeux de barres Gamme S800 50A | Polverbinder für 2 Pole,Nennstrom 50A für S800 Hochleistungsautomat | S802-LINK50 Pole connector |  | 5.14
2CCS800900R0501 | S800-RSU-H | Active | 7612271411244 | 677.39 | 1 | 1 | stuk | Accessories for HPMCB S800 | BE31330 | SB (MCB&RCD Cat.B) | stuk | S800-RSU-H Motorbediening | Moteur Gamme S800 pour commander par distance | S800-RSU-H Motorantrieb S800 | S800-RSU-H Remote switching unit |  | 5.14
2CCS800900R0511 | S800W-RSU | Active | 7612271411169 | 837.64 | 1 | 1 | stuk | Accessories for HPMCB S800 | BE31330 | SB (MCB&RCD Cat.B) | stuk | S800W-RSU Motorbediening | S800W-RSU Remote switching unit | S800W-RSU Motorantrieb S800 | S800W-RSU Remote switching unit |  | 5.14
2CCS800900R0541 | S800-RSU-CP | Active | 7612271412869 | 122.94 | 1 | 1 | stuk | Accessories for HPMCB S800 | BE31330 | SB (MCB&RCD Cat.B) | stuk | S800 Verbindingskabel motorbediening | Cable Gamme S800 pour moteur | S800-RSU-CP Anschlusskabel für S800-RSU-H,Länge 3m | S800-RSU-CP Cable with plug
2CCS800900R0551 | S800-RSU-P | Active | 7612271412845 | 25.08 | 1 | 1 | stuk | Accessories for HPMCB S800 | BE31330 | SB (MCB&RCD Cat.B) | stuk | S800-RSU-P 10-PMicro Fit 3.0 plug | Plug de connection Gamme S800 pour moteur | S800-RSU-P Anschlussstecker für S800-RSU-H,10polig | S800-RSU-P 10-pole Micro Fit 3.0 plug |  | 5.14
2CCS800900R0562 | S802-LINK125 | Active | 7612271419103 | 117.75 | 1 | 2 | stuk | Accessories for HPMCB S800 | BE31330 | SB (MCB&RCD Cat.B) | stuk | S802-LINK125 P Con. | barre connexion Gamme S800 S802-LINK125 | S802 LINK125 2 St. Polverbinder für Spannungen bis 1200VDC | S802-LINK125 Pole connector |  | 5.14
2CCS801901R0539 | S801S-SCL32-SR | Active | 7612271412012 | 254.31 | 1 | 1 | stuk | Accessories for HPMCB S800 | BE31330 | SB (MCB&RCD Cat.B) | stuk | Kortsluitstroombegrenser S800 100kA 1P 32A | Limiteur court-circuit S800 100kA 1P 32A | Kurzschlussstrombegrenzer S800 100kA 1P 32A | Short-circuit limiter S800 100kA 1P 32A |  | 5.14
2CCS801901R0599 | S801S-SCL63-SR | Active | 7612271412036 | 297.71 | 1 | 1 | stuk | Accessories for HPMCB S800 | BE31330 | SB (MCB&RCD Cat.B) | stuk | Kortsluitstroombegrenser S800 100kA 1P 63A | Limiteur court-circuit S800 100kA 1P 63A | Kurzschlussstrombegrenzer S800 100kA 1P 63A | Short-circuit limiter S800 100kA 1P 63A |  | 5.14
2CCS801901R0639 | S801S-SCL100-SR | Active | 7612271411992 | 388.1 | 1 | 1 | stuk | Accessories for HPMCB S800 | BE31330 | SB (MCB&RCD Cat.B) | stuk | Kortsluitstroombegrenser S800 100kA 1P 100A | Limiteur court-circuit S800 100kA 1P 100A | Kurzschlussstrombegrenzer S800 100kA 1P 100A | Short-circuit limiter S800 100kA 1P 100A |  | 5.14
2CCS802901R0539 | S802S-SCL32-SR | Active | 7612271412074 | 508.64 | 1 | 1 | stuk | Accessories for HPMCB S800 | BE31330 | SB (MCB&RCD Cat.B) | stuk | Kortsluitstroombegrenser S800 100kA 2P 32A | Limiteur court-circuit S800 100kA 2P 32A | Kurzschlussstrombegrenzer S800 100kA 2P 32A | Short-circuit limiter S800 100kA 2P 32A |  | 5.14
2CCS802901R0599 | S802S-SCL63-SR | Active | 7612271412098 | 595.42 | 1 | 1 | stuk | Accessories for HPMCB S800 | BE31330 | SB (MCB&RCD Cat.B) | stuk | Kortsluitstroombegrenser S800 100kA 2P 63A | Limiteur court-circuit S800 100kA 2P 63A | Kurzschlussstrombegrenzer S800 100kA 2P 63A | Short-circuit limiter S800 100kA 2P 63A |  | 5.14
2CCS802901R0639 | S802S-SCL100-SR | Active | 7612271412050 | 775.02 | 1 | 1 | stuk | Accessories for HPMCB S800 | BE31330 | SB (MCB&RCD Cat.B) | stuk | Kortsluitstroombegrenser S800 100kA 2P 100A | Limiteur court-circuit S800 100kA 2P 100A | Kurzschlussstrombegrenzer S800 100kA 2P 100A | Short-circuit limiter S800 100kA 2P 100A |  | 5.14
2CCS803901R0539 | S803S-SCL32-SR | Active | 7612271425609 | 762.96 | 1 | 1 | stuk | Accessories for HPMCB S800 | BE31330 | SB (MCB&RCD Cat.B) | stuk | Kortsluitstroombegrenser S800 100kA 3P 32A | Limiteur court-circuit S800 100kA 3P 32A | Kurzschlussstrombegrenzer S800 100kA 3P 32A | Short-circuit limiter S800 100kA 3P 32A |  | 5.14
2CCS803901R0599 | S803S-SCL63-SR | Active | 7612271425616 | 893.14 | 1 | 1 | stuk | Accessories for HPMCB S800 | BE31330 | SB (MCB&RCD Cat.B) | stuk | Kortsluitstroombegrenser S800 100kA 3P 63A | Limiteur court-circuit S800 100kA 3P 63A | Kurzschlussstrombegrenzer S800 100kA 3P 63A | Short-circuit limiter S800 100kA 3P 63A |  | 5.14
2CCS803901R0639 | S803S-SCL100-SR | Active | 7612271411954 | 1163.13 | 1 | 1 | stuk | Accessories for HPMCB S800 | BE31330 | SB (MCB&RCD Cat.B) | stuk | Kortsluitstroombegrenser S800 100kA 3P 100A | Limiteur court-circuit S800 100kA 3P 100A | Kurzschlussstrombegrenzer S800 100kA 3P 100A | Short-circuit limiter S800 100kA 3P 100A |  | 5.14
2CCS803917R0539 | S803W-SCL32-SR | Active | 7612271425654 | 802.75 | 1 | 1 | stuk | Accessories for HPMCB S800 | BE31330 | SB (MCB&RCD Cat.B) | stuk | Kortsluitstroombegrenser S800 65kA 3P 32A UL | Limiteur court-circuit S800 65kA 3P 32A UL | Kurzschlussstrombegrenzer S800 65kA 3P 32A UL | Short-circuit limiter S800 65kA 3P 32A UL |  | 5.14
2CCS803917R0599 | S803W-SCL63-SR | Active | 7612271425661 | 937.74 | 1 | 1 | stuk | Accessories for HPMCB S800 | BE31330 | SB (MCB&RCD Cat.B) | stuk | Kortsluitstroombegrenser S800 65kA 3P 63A UL | Limiteur court-circuit S800 65kA 3P 63A UL | Kurzschlussstrombegrenzer S800 65kA 3P 63A UL | Short-circuit limiter S800 65kA 3P 63A UL |  | 5.14
2CCS803917R0639 | S803W-SCL100-SR | Active | 7612271425678 | 1220.98 | 1 | 1 | stuk | Accessories for HPMCB S800 | BE31330 | SB (MCB&RCD Cat.B) | stuk | Kortsluitstroombegrenser S800 65kA 3P 100A UL | Limiteur court-circuit S800 65kA 3P 100A UL | Kurzschlussstrombegrenzer S800 65kA 3P 100A UL | Short-circuit limiter S800 65kA 3P 100A UL |  | 5.14
2CCS811001R0321 | S801B-D32 | Active | 7612271415945 | 60.03 | 1 | 1 | stuk | S800B | BE31330 | SB (MCB&RCD Cat.B) | stuk | Automaat S800B 1P D 32A 16kA | Disjoncteur S800B 1P D 32A 16kA | Sicherungsautomat S800B 1P D 32A 16kA | MCB S800B 1P D 32A 16kA |  | 5.14
2CCS811001R0324 | S801B-C32 | Active | 7612271416225 | 57.94 | 1 | 1 | stuk | S800B | BE31330 | SB (MCB&RCD Cat.B) | stuk | Automaat S800B 1P C 32A 16kA | Disjoncteur S800B 1P C 32A 16kA | Sicherungsautomat S800B 1P C 32A 16kA | MCB S800B 1P C 32A 16kA |  | 5.14
2CCS811001R0325 | S801B-B32 | Active | 7612271415303 | 60.03 | 1 | 1 | stuk | S800B | BE31330 | SB (MCB&RCD Cat.B) | stuk | Automaat S800B 1P B 32A 16kA | Disjoncteur S800B 1P B 32A 16kA | Sicherungsautomat S800B 1P B 32A 16kA | MCB S800B 1P B 32A 16kA |  | 5.14
2CCS811001R0401 | S801B-D40 | Active | 7612271415983 | 60.03 | 1 | 1 | stuk | S800B | BE31330 | SB (MCB&RCD Cat.B) | stuk | Automaat S800B 1P D 40A 16kA | Disjoncteur S800B 1P D 40A 16kA | Sicherungsautomat S800B 1P D 40A 16kA | MCB S800B 1P D 40A 16kA |  | 5.14
2CCS811001R0404 | S801B-C40 | Active | 7612271416263 | 57.94 | 1 | 1 | stuk | S800B | BE31330 | SB (MCB&RCD Cat.B) | stuk | Automaat S800B 1P C 40A 16kA | Disjoncteur S800B 1P C 40A 16kA | Sicherungsautomat S800B 1P C 40A 16kA | MCB S800B 1P C 40A 16kA |  | 5.14
2CCS811001R0405 | S801B-B40 | Active | 7612271416539 | 56.07 | 1 | 1 | stuk | S800B | BE31330 | SB (MCB&RCD Cat.B) | stuk | Automaat S800B 1P B 40A 16kA | Disjoncteur S800B 1P B 40A 16kA | Sicherungsautomat S800B 1P B 40A 16kA | MCB S800B 1P B 40A 16kA |  | 5.14
2CCS811001R0501 | S801B-D50 | Active | 7612271416027 | 63.13 | 1 | 1 | stuk | S800B | BE31330 | SB (MCB&RCD Cat.B) | stuk | Automaat S800B 1P D 50A 16kA | Disjoncteur S800B 1P D 50A 16kA | Sicherungsautomat S800B 1P D 50A 16kA | MCB S800B 1P D 50A 16kA |  | 5.14
2CCS811001R0504 | S801B-C50 | Active | 7612271416300 | 60.93 | 1 | 1 | stuk | S800B | BE31330 | SB (MCB&RCD Cat.B) | stuk | Automaat S800B 1P C 50A 16kA | Disjoncteur S800B 1P C 50A 16kA | Sicherungsautomat S800B 1P C 50A 16kA | MCB S800B 1P C 50A 16kA |  | 5.14
2CCS811001R0505 | S801B-B50 | Active | 7612271416577 | 63.13 | 1 | 1 | stuk | S800B | BE31330 | SB (MCB&RCD Cat.B) | stuk | Automaat S800B 1P B 50A 16kA | Disjoncteur S800B 1P B 50A 16kA | Sicherungsautomat S800B 1P B 50A 16kA | MCB S800B 1P B 50A 16kA |  | 5.14
2CCS811001R0537 | S801B-K32 | Active | 7612271415600 | 60.03 | 1 | 1 | stuk | S800B | BE31330 | SB (MCB&RCD Cat.B) | stuk | Automaat S800B 1P K 32A 16kA | Disjoncteur S800B 1P K 32A 16kA | Sicherungsautomat S800B 1P K 32A 16kA | MCB S800B 1P K 32A 16kA |  | 5.14
2CCS811001R0557 | S801B-K40 | Active | 7612271415723 | 60.03 | 1 | 1 | stuk | S800B | BE31330 | SB (MCB&RCD Cat.B) | stuk | Automaat S800B 1P K 40A 16kA | Disjoncteur S800B 1P K 40A 16kA | Sicherungsautomat S800B 1P K 40A 16kA | MCB S800B 1P K 40A 16kA |  | 5.14
2CCS811001R0577 | S801B-K50 | Active | 7612271415730 | 63.13 | 1 | 1 | stuk | S800B | BE31330 | SB (MCB&RCD Cat.B) | stuk | Automaat S800B 1P K 50A 16kA | Disjoncteur S800B 1P K 50A 16kA | Sicherungsautomat S800B 1P K 50A 16kA | MCB S800B 1P K 50A 16kA |  | 5.14
2CCS811001R0597 | S801B-K63 | Active | 7612271415778 | 63.13 | 1 | 1 | stuk | S800B | BE31330 | SB (MCB&RCD Cat.B) | stuk | Automaat S800B 1P K 63A 16kA | Disjoncteur S800B 1P K 63A 16kA | Sicherungsautomat S800B 1P K 63A 16kA | MCB S800B 1P K 63A 16kA |  | 5.14
2CCS811001R0627 | S801B-K80 | Active | 7612271415815 | 70.23 | 1 | 1 | stuk | S800B | BE31330 | SB (MCB&RCD Cat.B) | stuk | Automaat S800B 1P K 80A 16kA | Disjoncteur S800B 1P K 80A 16kA | Sicherungsautomat S800B 1P K 80A 16kA | MCB S800B 1P K 80A 16kA |  | 5.14
2CCS811001R0631 | S801B-D63 | Active | 7612271416065 | 63.13 | 1 | 1 | stuk | S800B | BE31330 | SB (MCB&RCD Cat.B) | stuk | Automaat S800B 1P D 63A 16kA | Disjoncteur S800B 1P D 63A 16kA | Sicherungsautomat S800B 1P D 63A 16kA | MCB S800B 1P D 63A 16kA |  | 5.14
2CCS811001R0634 | S801B-C63 | Active | 7612271416348 | 60.93 | 1 | 1 | stuk | S800B | BE31330 | SB (MCB&RCD Cat.B) | stuk | Automaat S800B 1P C 63A 16kA | Disjoncteur S800B 1P C 63A 16kA | Sicherungsautomat S800B 1P C 63A 16kA | MCB S800B 1P C 63A 16kA |  | 5.14
2CCS811001R0635 | S801B-B63 | Active | 7612271416614 | 63.13 | 1 | 1 | stuk | S800B | BE31330 | SB (MCB&RCD Cat.B) | stuk | Automaat S800B 1P B 63A 16kA | Disjoncteur S800B 1P B 63A 16kA | Sicherungsautomat S800B 1P B 63A 16kA | MCB S800B 1P B 63A 16kA |  | 5.14
2CCS811001R0637 | S801B-K100 | Active | 7612271415860 | 78.67 | 1 | 1 | stuk | S800B | BE31330 | SB (MCB&RCD Cat.B) | stuk | Automaat S800B 1P K 100A 16kA | Disjoncteur S800B 1P K 100A 16kA | Sicherungsautomat S800B 1P K 100A 16kA | MCB S800B 1P K 100A 16kA |  | 5.14
2CCS811001R0647 | S801B-K125 | Active | 7612271415907 | 156.42 | 1 | 1 | stuk | S800B | BE31330 | SB (MCB&RCD Cat.B) | stuk | Automaat S800B 1P K 125A 16kA | Disjoncteur S800B 1P K 125A 16kA | Sicherungsautomat S800B 1P K 125A 16kA | MCB S800B 1P K 125A 16kA |  | 5.14
2CCS811001R0801 | S801B-D80 | Active | 7612271416102 | 70.23 | 1 | 1 | stuk | S800B | BE31330 | SB (MCB&RCD Cat.B) | stuk | Automaat S800B 1P D 80A 16kA | Disjoncteur S800B 1P D 80A 16kA | Sicherungsautomat S800B 1P D 80A 16kA | MCB S800B 1P D 80A 16kA |  | 5.14
2CCS811001R0804 | S801B-C80 | Active | 7612271416386 | 63.2 | 1 | 1 | stuk | S800B | BE31330 | SB (MCB&RCD Cat.B) | stuk | Automaat S800B 1P C 80A 16kA | Disjoncteur S800B 1P C 80A 16kA | Sicherungsautomat S800B 1P C 80A 16kA | MCB S800B 1P C 80A 16kA |  | 5.14
2CCS811001R0805 | S801B-B80 | Active | 7612271416652 | 65.63 | 1 | 1 | stuk | S800B | BE31330 | SB (MCB&RCD Cat.B) | stuk | Automaat S800B 1P B 80A 16kA | Disjoncteur S800B 1P B 80A 16kA | Sicherungsautomat S800B 1P B 80A 16kA | MCB S800B 1P B 80A 16kA |  | 5.14
2CCS811001R0821 | S801B-D100 | Active | 7612271416140 | 78.67 | 1 | 1 | stuk | S800B | BE31330 | SB (MCB&RCD Cat.B) | stuk | Automaat S800B 1P D 100A 16kA | Disjoncteur S800B 1P D 100A 16kA | Sicherungsautomat S800B 1P D 100A 16kA | MCB S800B 1P D 100A 16kA |  | 5.14
2CCS811001R0824 | S801B-C100 | Active | 7612271416423 | 70.9 | 1 | 1 | stuk | S800B | BE31330 | SB (MCB&RCD Cat.B) | stuk | Automaat S800B 1P C 100A 16kA | Disjoncteur S800B 1P C 100A 16kA | Sicherungsautomat S800B 1P C 100A 16kA | MCB S800B 1P C 100A 16kA |  | 5.14
2CCS811001R0825 | S801B-B100 | Active | 7612271416690 | 78.67 | 1 | 1 | stuk | S800B | BE31330 | SB (MCB&RCD Cat.B) | stuk | Automaat S800B 1P B 100A 16kA | Disjoncteur S800B 1P B 100A 16kA | Sicherungsautomat S800B 1P B 100A 16kA | MCB S800B 1P B 100A 16kA |  | 5.14
2CCS811001R0841 | S801B-D125 | Active | 7612271416188 | 166.59 | 1 | 1 | stuk | S800B | BE31330 | SB (MCB&RCD Cat.B) | stuk | Automaat S800B 1P B 125A 16kA | Disjoncteur S800B 1P B 125A 16kA | Sicherungsautomat S800B 1P B 125A 16kA | MCB S800B 1P B 125A 16kA |  | 5.14
2CCS811001R0844 | S801B-C125 | Active | 7612271416461 | 96.64 | 1 | 1 | stuk | S800B | BE31330 | SB (MCB&RCD Cat.B) | stuk | Automaat S800B 1P C 125A 16kA | Disjoncteur S800B 1P C 125A 16kA | Sicherungsautomat S800B 1P C 125A 16kA | MCB S800B 1P C 125A 16kA |  | 5.14
2CCS811001R0845 | S801B-B125 | Active | 7612271416737 | 102.57 | 1 | 1 | stuk | S800B | BE31330 | SB (MCB&RCD Cat.B) | stuk | Automaat S800B 1P B 125A 16kA | Disjoncteur S800B 1P B 125A 16kA | Sicherungsautomat S800B 1P B 125A 16kA | MCB S800B 1P B 125A 16kA |  | 5.14
2CCS812001R0321 | S802B-D32 | Active | 7612271415952 | 125.69 | 1 | 1 | stuk | S800B | BE31330 | SB (MCB&RCD Cat.B) | stuk | Automaat S800B 2P D 32A 16kA | Disjoncteur S800B 2P D 32A 16kA | Sicherungsautomat S800B 2P D 32A 16kA | MCB S800B 2P D 32A 16kA |  | 5.14
2CCS812001R0324 | S802B-C32 | Active | 7612271416232 | 115.66 | 1 | 1 | stuk | S800B | BE31330 | SB (MCB&RCD Cat.B) | stuk | Automaat S800B 2P C 32A 16kA | Disjoncteur S800B 2P C 32A 16kA | Sicherungsautomat S800B 2P C 32A 16kA | MCB S800B 2P C 32A 16kA |  | 5.14
2CCS812001R0325 | S802B-B32 | Active | 7612271416508 | 125.69 | 1 | 1 | stuk | S800B | BE31330 | SB (MCB&RCD Cat.B) | stuk | Automaat S800B 2P B 32A 16kA | Disjoncteur S800B 2P B 32A 16kA | Sicherungsautomat S800B 2P B 32A 16kA | MCB S800B 2P B 32A 16kA |  | 5.14
2CCS812001R0401 | S802B-D40 | Active | 7612271415990 | 125.69 | 1 | 1 | stuk | S800B | BE31330 | SB (MCB&RCD Cat.B) | stuk | Automaat S800B 2P D 40A 16kA | Disjoncteur S800B 2P D 40A 16kA | Sicherungsautomat S800B 2P D 40A 16kA | MCB S800B 2P D 40A 16kA |  | 5.14
2CCS812001R0404 | S802B-C40 | Active | 7612271416270 | 115.66 | 1 | 1 | stuk | S800B | BE31330 | SB (MCB&RCD Cat.B) | stuk | Automaat S800B 2P C 40A 16kA | Disjoncteur S800B 2P C 40A 16kA | Sicherungsautomat S800B 2P C 40A 16kA | MCB S800B 2P C 40A 16kA |  | 5.14
2CCS812001R0405 | S802B-B40 | Active | 7612271416546 | 125.69 | 1 | 1 | stuk | S800B | BE31330 | SB (MCB&RCD Cat.B) | stuk | Automaat S800B 2P B 40A 16kA | Disjoncteur S800B 2P B 40A 16kA | Sicherungsautomat S800B 2P B 40A 16kA | MCB S800B 2P B 40A 16kA |  | 5.14
2CCS812001R0501 | S802B-D50 | Active | 7612271416034 | 132.28 | 1 | 1 | stuk | S800B | BE31330 | SB (MCB&RCD Cat.B) | stuk | Automaat S800B 2P D 50A 16kA | Disjoncteur S800B 2P D 50A 16kA | Sicherungsautomat S800B 2P D 50A 16kA | MCB S800B 2P D 50A 16kA |  | 5.14
2CCS812001R0504 | S802B-C50 | Active | 7612271416317 | 121.76 | 1 | 1 | stuk | S800B | BE31330 | SB (MCB&RCD Cat.B) | stuk | Automaat S800B 2P C 50A 16kA | Disjoncteur S800B 2P C 50A 16kA | Sicherungsautomat S800B 2P C 50A 16kA | MCB S800B 2P C 50A 16kA |  | 5.14
2CCS812001R0505 | S802B-B50 | Active | 7612271416584 | 132.28 | 1 | 1 | stuk | S800B | BE31330 | SB (MCB&RCD Cat.B) | stuk | Automaat S800B 2P B 50A 16kA | Disjoncteur S800B 2P B 50A 16kA | Sicherungsautomat S800B 2P B 50A 16kA | MCB S800B 2P B 50A 16kA |  | 5.14
2CCS812001R0537 | S802B-K32 | Active | 7612271415709 | 125.69 | 1 | 1 | stuk | S800B | BE31330 | SB (MCB&RCD Cat.B) | stuk | Automaat S800B 2P K 32A 16kA | Disjoncteur S800B 2P K 32A 16kA | Sicherungsautomat S800B 2P K 32A 16kA | MCB S800B 2P K 32A 16kA |  | 5.14
2CCS812001R0557 | S802B-K40 | Active | 7612271416775 | 125.69 | 1 | 1 | stuk | S800B | BE31330 | SB (MCB&RCD Cat.B) | stuk | Automaat S800B 2P K 40A 16kA | Disjoncteur S800B 2P K 40A 16kA | Sicherungsautomat S800B 2P K 40A 16kA | MCB S800B 2P K 40A 16kA |  | 5.14
2CCS812001R0577 | S802B-K50 | Active | 7612271415747 | 132.28 | 1 | 1 | stuk | S800B | BE31330 | SB (MCB&RCD Cat.B) | stuk | Automaat S800B 2P K 50A 16kA | Disjoncteur S800B 2P K 50A 16kA | Sicherungsautomat S800B 2P K 50A 16kA | MCB S800B 2P K 50A 16kA |  | 5.14
2CCS812001R0597 | S802B-K63 | Active | 7612271415785 | 132.28 | 1 | 1 | stuk | S800B | BE31330 | SB (MCB&RCD Cat.B) | stuk | Automaat S800B 2P K 63A 16kA | Disjoncteur S800B 2P K 63A 16kA | Sicherungsautomat S800B 2P K 63A 16kA | MCB S800B 2P K 63A 16kA |  | 5.14
2CCS812001R0627 | S802B-K80 | Active | 7612271415822 | 146.99 | 1 | 1 | stuk | S800B | BE31330 | SB (MCB&RCD Cat.B) | stuk | Automaat S800B 2P K 80A 16kA | Disjoncteur S800B 2P K 80A 16kA | Sicherungsautomat S800B 2P K 80A 16kA | MCB S800B 2P K 80A 16kA |  | 5.14
2CCS812001R0631 | S802B-D63 | Active | 7612271416072 | 132.28 | 1 | 1 | stuk | S800B | BE31330 | SB (MCB&RCD Cat.B) | stuk | Automaat S800B 2P D 63A 16kA | Disjoncteur S800B 2P D 63A 16kA | Sicherungsautomat S800B 2P D 63A 16kA | MCB S800B 2P D 63A 16kA |  | 5.14
2CCS812001R0634 | S802B-C63 | Active | 7612271416355 | 121.76 | 1 | 1 | stuk | S800B | BE31330 | SB (MCB&RCD Cat.B) | stuk | Automaat S800B 2P C 63A 16kA | Disjoncteur S800B 2P C 63A 16kA | Sicherungsautomat S800B 2P C 63A 16kA | MCB S800B 2P C 63A 16kA |  | 5.14
2CCS812001R0635 | S802B-B63 | Active | 7612271416621 | 132.28 | 1 | 1 | stuk | S800B | BE31330 | SB (MCB&RCD Cat.B) | stuk | Automaat S800B 2P B 63A 16kA | Disjoncteur S800B 2P B 63A 16kA | Sicherungsautomat S800B 2P B 63A 16kA | MCB S800B 2P B 63A 16kA |  | 5.14
2CCS812001R0637 | S802B-K100 | Active | 7612271415877 | 165.72 | 1 | 1 | stuk | S800B | BE31330 | SB (MCB&RCD Cat.B) | stuk | Automaat S800B 2P K 100A 16kA | Disjoncteur S800B 2P K 100A 16kA | Sicherungsautomat S800B 2P K 100A 16kA | MCB S800B 2P K 100A 16kA |  | 5.14
2CCS812001R0647 | S802B-K125 | Active | 7612271415914 | 320.72 | 1 | 1 | stuk | S800B | BE31330 | SB (MCB&RCD Cat.B) | stuk | Automaat S800B 2P K 125A 16kA | Disjoncteur S800B 2P K 125A 16kA | Sicherungsautomat S800B 2P K 125A 16kA | MCB S800B 2P K 125A 16kA |  | 5.14
2CCS812001R0801 | S802B-D80 | Active | 7612271416119 | 146.99 | 1 | 1 | stuk | S800B | BE31330 | SB (MCB&RCD Cat.B) | stuk | Automaat S800B 2P D 80A 16kA | Disjoncteur S800B 2P D 80A 16kA | Sicherungsautomat S800B 2P D 80A 16kA | MCB S800B 2P D 80A 16kA |  | 5.14
2CCS812001R0804 | S802B-C80 | Active | 7612271416393 | 135.28 | 1 | 1 | stuk | S800B | BE31330 | SB (MCB&RCD Cat.B) | stuk | Automaat S800B 2P C 80A 16kA | Disjoncteur S800B 2P C 80A 16kA | Sicherungsautomat S800B 2P C 80A 16kA | MCB S800B 2P C 80A 16kA |  | 5.14
2CCS812001R0805 | S802B-B80 | Active | 7612271416669 | 146.99 | 1 | 1 | stuk | S800B | BE31330 | SB (MCB&RCD Cat.B) | stuk | Automaat S800B 2P B 80A 16kA | Disjoncteur S800B 2P B 80A 16kA | Sicherungsautomat S800B 2P B 80A 16kA | MCB S800B 2P B 80A 16kA |  | 5.14
2CCS812001R0821 | S802B-D100 | Active | 7612271416157 | 165.72 | 1 | 1 | stuk | S800B | BE31330 | SB (MCB&RCD Cat.B) | stuk | Automaat S800B 2P D 100A 16kA | Disjoncteur S800B 2P D 100A 16kA | Sicherungsautomat S800B 2P D 100A 16kA | MCB S800B 2P D 100A 16kA |  | 5.14
2CCS812001R0824 | S802B-C100 | Active | 7612271416430 | 152.38 | 1 | 1 | stuk | S800B | BE31330 | SB (MCB&RCD Cat.B) | stuk | Automaat S800B 2P C 100A 16kA | Disjoncteur S800B 2P C 100A 16kA | Sicherungsautomat S800B 2P C 100A 16kA | MCB S800B 2P C 100A 16kA |  | 5.14
2CCS812001R0825 | S802B-B100 | Active | 7612271416706 | 164.91 | 1 | 1 | stuk | S800B | BE31330 | SB (MCB&RCD Cat.B) | stuk | Automaat S800B 2P B 100A 16kA | Disjoncteur S800B 2P B 100A 16kA | Sicherungsautomat S800B 2P B 100A 16kA | MCB S800B 2P B 100A 16kA |  | 5.14
2CCS812001R0841 | S802B-D125 | Active | 7612271416195 | 341.49 | 1 | 1 | stuk | S800B | BE31330 | SB (MCB&RCD Cat.B) | stuk | Automaat S800B 2P D 125A 16kA | Disjoncteur S800B 2P D 125A 16kA | Sicherungsautomat S800B 2P D 125A 16kA | MCB S800B 2P D 125A 16kA |  | 5.14
2CCS812001R0844 | S802B-C125 | Active | 7612271416478 | 193.62 | 1 | 1 | stuk | S800B | BE31330 | SB (MCB&RCD Cat.B) | stuk | Automaat S800B 2P C 125A 16kA | Disjoncteur S800B 2P C 125A 16kA | Sicherungsautomat S800B 2P C 125A 16kA | MCB S800B 2P C 125A 16kA |  | 5.14
2CCS812001R0845 | S802B-B125 | Active | 7612271416744 | 210.48 | 1 | 20 | stuk | S800B | BE31330 | SB (MCB&RCD Cat.B) | stuk | Automaat S800B 2P B 125A 16kA | Disjoncteur S800B 2P B 125A 16kA | Sicherungsautomat S800B 2P B 125A 16kA | MCB S800B 2P B 125A 16kA |  | 5.14
2CCS813001R0321 | S803B-D32 | Active | 7612271415969 | 237.05 | 1 | 1 | stuk | S800B | BE31330 | SB (MCB&RCD Cat.B) | stuk | Automaat S800B 3P D 32A 16kA | Disjoncteur S800B 3P D 32A 16kA | Sicherungsautomat S800B 3P D 32A 16kA | MCB S800B 3P D 32A 16kA |  | 5.14
2CCS813001R0324 | S803B-C32 | Active | 7612271416249 | 217.76 | 1 | 1 | stuk | S800B | BE31330 | SB (MCB&RCD Cat.B) | stuk | Automaat S800B 3P C 32A 16kA | Disjoncteur S800B 3P C 32A 16kA | Sicherungsautomat S800B 3P C 32A 16kA | MCB S800B 3P C 32A 16kA |  | 5.14
2CCS813001R0325 | S803B-B32 | Active | 7612271416515 | 238.44 | 1 | 1 | stuk | S800B | BE31330 | SB (MCB&RCD Cat.B) | stuk | Automaat S800B 3P B 32A 16kA | Disjoncteur S800B 3P B 32A 16kA | Sicherungsautomat S800B 3P B 32A 16kA | MCB S800B 3P B 32A 16kA |  | 5.14
2CCS813001R0401 | S803B-D40 | Active | 7612271416003 | 221.5 | 1 | 1 | stuk | S800B | BE31330 | SB (MCB&RCD Cat.B) | stuk | Automaat S800B 3P D 40A 16kA | Disjoncteur S800B 3P D 40A 16kA | Sicherungsautomat S800B 3P D 40A 16kA | MCB S800B 3P D 40A 16kA |  | 5.14
2CCS813001R0404 | S803B-C40 | Active | 7612271416287 | 203.48 | 1 | 1 | stuk | S800B | BE31330 | SB (MCB&RCD Cat.B) | stuk | Automaat S800B 3P C 40A 16kA | Disjoncteur S800B 3P C 40A 16kA | Sicherungsautomat S800B 3P C 40A 16kA | MCB S800B 3P C 40A 16kA |  | 5.14
2CCS813001R0405 | S803B-B40 | Active | 7612271416553 | 238.44 | 1 | 1 | stuk | S800B | BE31330 | SB (MCB&RCD Cat.B) | stuk | Automaat S800B 3P B 40A 16kA | Disjoncteur S800B 3P B 40A 16kA | Sicherungsautomat S800B 3P B 40A 16kA | MCB S800B 3P B 40A 16kA |  | 5.14
2CCS813001R0501 | S803B-D50 | Active | 7612271416041 | 249.46 | 1 | 1 | stuk | S800B | BE31330 | SB (MCB&RCD Cat.B) | stuk | Automaat S800B 3P D 50A 16kA | Disjoncteur S800B 3P D 50A 16kA | Sicherungsautomat S800B 3P D 50A 16kA | MCB S800B 3P D 50A 16kA |  | 5.14
2CCS813001R0504 | S803B-C50 | Active | 7612271416324 | 214.18 | 1 | 1 | stuk | S800B | BE31330 | SB (MCB&RCD Cat.B) | stuk | Automaat S800B 3P C 50A 16kA | Disjoncteur S800B 3P C 50A 16kA | Sicherungsautomat S800B 3P C 50A 16kA | MCB S800B 3P C 50A 16kA |  | 5.14
2CCS813001R0505 | S803B-B50 | Active | 7612271416591 | 250.96 | 1 | 1 | stuk | S800B | BE31330 | SB (MCB&RCD Cat.B) | stuk | Automaat S800B 3P B 50A 16kA | Disjoncteur S800B 3P B 50A 16kA | Sicherungsautomat S800B 3P B 50A 16kA | MCB S800B 3P B 50A 16kA |  | 5.14
2CCS813001R0537 | S803B-K32 | Active | 7612271415716 | 237.05 | 1 | 1 | stuk | S800B | BE31330 | SB (MCB&RCD Cat.B) | stuk | Automaat S800B 3P K 32A 16kA | Disjoncteur S800B 3P K 32A 16kA | Sicherungsautomat S800B 3P K 32A 16kA | MCB S800B 3P K 32A 16kA |  | 5.14
2CCS813001R0557 | S803B-K40 | Active | 7612271416799 | 237.05 | 1 | 1 | stuk | S800B | BE31330 | SB (MCB&RCD Cat.B) | stuk | Automaat S800B 3P K 40A 16kA | Disjoncteur S800B 3P K 40A 16kA | Sicherungsautomat S800B 3P K 40A 16kA | MCB S800B 3P K 40A 16kA |  | 5.14
2CCS813001R0577 | S803B-K50 | Active | 7612271415754 | 249.46 | 1 | 1 | stuk | S800B | BE31330 | SB (MCB&RCD Cat.B) | stuk | Automaat S800B 3P K 50A 16kA | Disjoncteur S800B 3P K 50A 16kA | Sicherungsautomat S800B 3P K 50A 16kA | MCB S800B 3P K 50A 16kA |  | 5.14
2CCS813001R0597 | S803B-K63 | Active | 7612271415792 | 249.46 | 1 | 1 | stuk | S800B | BE31330 | SB (MCB&RCD Cat.B) | stuk | Automaat S800B 3P K 63A 16kA | Disjoncteur S800B 3P K 63A 16kA | Sicherungsautomat S800B 3P K 63A 16kA | MCB S800B 3P K 63A 16kA |  | 5.14
2CCS813001R0627 | S803B-K80 | Active | 7612271415846 | 277.24 | 1 | 1 | stuk | S800B | BE31330 | SB (MCB&RCD Cat.B) | stuk | Automaat S800B 3P K 80A 16kA | Disjoncteur S800B 3P K 80A 16kA | Sicherungsautomat S800B 3P K 80A 16kA | MCB S800B 3P K 80A 16kA |  | 5.14
2CCS813001R0631 | S803B-D63 | Active | 7612271416089 | 208.52 | 1 | 1 | stuk | S800B | BE31330 | SB (MCB&RCD Cat.B) | stuk | Automaat S800B 3P D 63A 16kA | Disjoncteur S800B 3P D 63A 16kA | Sicherungsautomat S800B 3P D 63A 16kA | MCB S800B 3P D 63A 16kA |  | 5.14
2CCS813001R0634 | S803B-C63 | Active | 7612271416362 | 214.18 | 1 | 1 | stuk | S800B | BE31330 | SB (MCB&RCD Cat.B) | stuk | Automaat S800B 3P C 63A 16kA | Disjoncteur S800B 3P C 63A 16kA | Sicherungsautomat S800B 3P C 63A 16kA | MCB S800B 3P C 63A 16kA |  | 5.14
2CCS813001R0635 | S803B-B63 | Active | 7612271416638 | 250.96 | 1 | 1 | stuk | S800B | BE31330 | SB (MCB&RCD Cat.B) | stuk | Automaat S800B 3P B 63A 16kA | Disjoncteur S800B 3P B 63A 16kA | Sicherungsautomat S800B 3P B 63A 16kA | MCB S800B 3P B 63A 16kA |  | 5.14
2CCS813001R0637 | S803B-K100 | Active | 7612271415884 | 326.18 | 1 | 1 | stuk | S800B | BE31330 | SB (MCB&RCD Cat.B) | stuk | Automaat S800B 3P K 100A 16kA | Disjoncteur S800B 3P K 100A 16kA | Sicherungsautomat S800B 3P K 100A 16kA | MCB S800B 3P K 100A 16kA |  | 5.14
2CCS813001R0647 | S803B-K125 | Active | 7612271415921 | 472.46 | 1 | 1 | stuk | S800B | BE31330 | SB (MCB&RCD Cat.B) | stuk | Automaat S800B 3P K 125A 16kA | Disjoncteur S800B 3P K 125A 16kA | Sicherungsautomat S800B 3P K 125A 16kA | MCB S800B 3P K 125A 16kA |  | 5.14
2CCS813001R0801 | S803B-D80 | Active | 7612271416126 | 230.21 | 1 | 1 | stuk | S800B | BE31330 | SB (MCB&RCD Cat.B) | stuk | Automaat S800B 3P D 80A 16kA | Disjoncteur S800B 3P D 80A 16kA | Sicherungsautomat S800B 3P D 80A 16kA | MCB S800B 3P D 80A 16kA |  | 5.14
2CCS813001R0804 | S803B-C80 | Active | 7612271416409 | 206.1 | 1 | 1 | stuk | S800B | BE31330 | SB (MCB&RCD Cat.B) | stuk | Automaat S800B 3P C 80A 16kA | Disjoncteur S800B 3P C 80A 16kA | Sicherungsautomat S800B 3P C 80A 16kA | MCB S800B 3P C 80A 16kA |  | 5.14
2CCS813001R0805 | S803B-B80 | Active | 7612271416676 | 278.92 | 1 | 1 | stuk | S800B | BE31330 | SB (MCB&RCD Cat.B) | stuk | Automaat S800B 3P B 80A 16kA | Disjoncteur S800B 3P B 80A 16kA | Sicherungsautomat S800B 3P B 80A 16kA | MCB S800B 3P B 80A 16kA |  | 5.14
2CCS813001R0821 | S803B-D100 | Active | 7612271416164 | 272.4 | 1 | 1 | stuk | S800B | BE31330 | SB (MCB&RCD Cat.B) | stuk | Automaat S800B 3P D 100A 16kA | Disjoncteur S800B 3P D 100A 16kA | Sicherungsautomat S800B 3P D 100A 16kA | MCB S800B 3P D 100A 16kA |  | 5.14
2CCS813001R0824 | S803B-C100 | Active | 7612271416447 | 230.21 | 1 | 1 | stuk | S800B | BE31330 | SB (MCB&RCD Cat.B) | stuk | Automaat S800B 3P C 100A 16kA | Disjoncteur S800B 3P C 100A 16kA | Sicherungsautomat S800B 3P C 100A 16kA | MCB S800B 3P C 100A 16kA |  | 5.14
2CCS813001R0825 | S803B-B100 | Active | 7612271416713 | 328.03 | 1 | 1 | stuk | S800B | BE31330 | SB (MCB&RCD Cat.B) | stuk | Automaat S800B 3P B 100A 16kA | Disjoncteur S800B 3P B 100A 16kA | Sicherungsautomat S800B 3P B 100A 16kA | MCB S800B 3P B 100A 16kA |  | 5.14
2CCS813001R0841 | S803B-D125 | Active | 7612271416201 | 503.1 | 1 | 1 | stuk | S800B | BE31330 | SB (MCB&RCD Cat.B) | stuk | Automaat S800B 3P D 125A 16kA | Disjoncteur S800B 3P D 125A 16kA | Sicherungsautomat S800B 3P D 125A 16kA | MCB S800B 3P D 125A 16kA |  | 5.14
2CCS813001R0844 | S803B-C125 | Active | 7612271416485 | 242.27 | 1 | 1 | stuk | S800B | BE31330 | SB (MCB&RCD Cat.B) | stuk | Automaat S800B 3P C 125A 16kA | Disjoncteur S800B 3P C 125A 16kA | Sicherungsautomat S800B 3P C 125A 16kA | MCB S800B 3P C 125A 16kA |  | 5.14
2CCS813001R0845 | S803B-B125 | Active | 7612271416751 | 398.01 | 1 | 1 | stuk | S800B | BE31330 | SB (MCB&RCD Cat.B) | stuk | Automaat S800B 3P B 125A 16kA | Disjoncteur S800B 3P B 125A 16kA | Sicherungsautomat S800B 3P B 125A 16kA | MCB S800B 3P B 125A 16kA |  | 5.14
2CCS814001R0321 | S804B-D32 | Active | 7612271415976 | 337.96 | 1 | 1 | stuk | S800B | BE31330 | SB (MCB&RCD Cat.B) | stuk | Automaat S800B 4P D 32A 16kA | Disjoncteur S800B 4P D 32A 16kA | Sicherungsautomat S800B 4P D 32A 16kA | MCB S800B 4P D 32A 16kA |  | 5.14
2CCS814001R0324 | S804B-C32 | Active | 7612271416256 | 352.98 | 1 | 1 | stuk | S800B | BE31330 | SB (MCB&RCD Cat.B) | stuk | Automaat S800B 4P C 32A 16kA | Disjoncteur S800B 4P C 32A 16kA | Sicherungsautomat S800B 4P C 32A 16kA | MCB S800B 4P C 32A 16kA |  | 5.14
2CCS814001R0325 | S804B-B32 | Active | 7612271416522 | 340.26 | 1 | 1 | stuk | S800B | BE31330 | SB (MCB&RCD Cat.B) | stuk | Automaat S800B 4P B 32A 16kA | Disjoncteur S800B 4P B 32A 16kA | Sicherungsautomat S800B 4P B 32A 16kA | MCB S800B 4P B 32A 16kA |  | 5.14
2CCS814001R0401 | S804B-D40 | Active | 7612271416010 | 337.96 | 1 | 1 | stuk | S800B | BE31330 | SB (MCB&RCD Cat.B) | stuk | Automaat S800B 4P D 40A 16kA | Disjoncteur S800B 4P D 40A 16kA | Sicherungsautomat S800B 4P D 40A 16kA | MCB S800B 4P D 40A 16kA |  | 5.14
2CCS814001R0404 | S804B-C40 | Active | 7612271416294 | 352.98 | 1 | 1 | stuk | S800B | BE31330 | SB (MCB&RCD Cat.B) | stuk | Automaat S800B 4P C 40A 16kA | Disjoncteur S800B 4P C 40A 16kA | Sicherungsautomat S800B 4P C 40A 16kA | MCB S800B 4P C 40A 16kA |  | 5.14
2CCS814001R0405 | S804B-B40 | Active | 7612271416560 | 340.26 | 1 | 1 | stuk | S800B | BE31330 | SB (MCB&RCD Cat.B) | stuk | Automaat S800B 4P B 40A 16kA | Disjoncteur S800B 4P B 40A 16kA | Sicherungsautomat S800B 4P B 40A 16kA | MCB S800B 4P B 40A 16kA |  | 5.14
2CCS814001R0501 | S804B-D50 | Active | 7612271416058 | 355.8 | 1 | 1 | stuk | S800B | BE31330 | SB (MCB&RCD Cat.B) | stuk | Automaat S800B 4P D 50A 16kA | Disjoncteur S800B 4P D 50A 16kA | Sicherungsautomat S800B 4P D 50A 16kA | MCB S800B 4P D 50A 16kA |  | 5.14
2CCS814001R0504 | S804B-C50 | Active | 7612271416331 | 347.15 | 1 | 1 | stuk | S800B | BE31330 | SB (MCB&RCD Cat.B) | stuk | Automaat S800B 4P C 50A 16kA | Disjoncteur S800B 4P C 50A 16kA | Sicherungsautomat S800B 4P C 50A 16kA | MCB S800B 4P C 50A 16kA |  | 5.14
2CCS814001R0505 | S804B-B50 | Active | 7612271416607 | 358.11 | 1 | 1 | stuk | S800B | BE31330 | SB (MCB&RCD Cat.B) | stuk | Automaat S800B 4P B 50A 16kA | Disjoncteur S800B 4P B 50A 16kA | Sicherungsautomat S800B 4P B 50A 16kA | MCB S800B 4P B 50A 16kA |  | 5.14
2CCS814001R0537 | S804B-K32 | Active | 7612271416805 | 337.96 | 1 | 1 | stuk | S800B | BE31330 | SB (MCB&RCD Cat.B) | stuk | Automaat S800B 4P K 32A 16kA | Disjoncteur S800B 4P K 32A 16kA | Sicherungsautomat S800B 4P K 32A 16kA | MCB S800B 4P K 32A 16kA |  | 5.14
2CCS814001R0557 | S804B-K40 | Active | 7612271416812 | 337.96 | 1 | 1 | stuk | S800B | BE31330 | SB (MCB&RCD Cat.B) | stuk | Automaat S800B 4P K 40A 16kA | Disjoncteur S800B 4P K 40A 16kA | Sicherungsautomat S800B 4P K 40A 16kA | MCB S800B 4P K 40A 16kA |  | 5.14
2CCS814001R0577 | S804B-K50 | Active | 7612271415761 | 355.8 | 1 | 1 | stuk | S800B | BE31330 | SB (MCB&RCD Cat.B) | stuk | Automaat S800B 4P K 50A 16kA | Disjoncteur S800B 4P K 50A 16kA | Sicherungsautomat S800B 4P K 50A 16kA | MCB S800B 4P K 50A 16kA |  | 5.14
2CCS814001R0597 | S804B-K63 | Active | 7612271415808 | 355.8 | 1 | 1 | stuk | S800B | BE31330 | SB (MCB&RCD Cat.B) | stuk | Automaat S800B 4P K 63A 16kA | Disjoncteur S800B 4P K 63A 16kA | Sicherungsautomat S800B 4P K 63A 16kA | MCB S800B 4P K 63A 16kA |  | 5.14
2CCS814001R0627 | S804B-K80 | Active | 7612271415853 | 395.26 | 1 | 1 | stuk | S800B | BE31330 | SB (MCB&RCD Cat.B) | stuk | Automaat S800B 4P K 80A 16kA | Disjoncteur S800B 4P K 80A 16kA | Sicherungsautomat S800B 4P K 80A 16kA | MCB S800B 4P K 80A 16kA |  | 5.14
2CCS814001R0631 | S804B-D63 | Active | 7612271416096 | 355.8 | 1 | 1 | stuk | S800B | BE31330 | SB (MCB&RCD Cat.B) | stuk | Automaat S800B 4P D 63A 16kA | Disjoncteur S800B 4P D 63A 16kA | Sicherungsautomat S800B 4P D 63A 16kA | MCB S800B 4P D 63A 16kA |  | 5.14
2CCS814001R0634 | S804B-C63 | Active | 7612271416379 | 300.12 | 1 | 1 | stuk | S800B | BE31330 | SB (MCB&RCD Cat.B) | stuk | Automaat S800B 4P C 63A 16kA | Disjoncteur S800B 4P C 63A 16kA | Sicherungsautomat S800B 4P C 63A 16kA | MCB S800B 4P C 63A 16kA |  | 5.14
2CCS814001R0635 | S804B-B63 | Active | 7612271416645 | 358.11 | 1 | 1 | stuk | S800B | BE31330 | SB (MCB&RCD Cat.B) | stuk | Automaat S800B 4P B 63A 16kA | Disjoncteur S800B 4P B 63A 16kA | Sicherungsautomat S800B 4P B 63A 16kA | MCB S800B 4P B 63A 16kA |  | 5.14
2CCS814001R0637 | S804B-K100 | Active | 7612271415891 | 444.24 | 1 | 1 | stuk | S800B | BE31330 | SB (MCB&RCD Cat.B) | stuk | Automaat S800B 4P K 100A 16kA | Disjoncteur S800B 4P K 100A 16kA | Sicherungsautomat S800B 4P K 100A 16kA | MCB S800B 4P K 100A 16kA |  | 5.14
2CCS814001R0647 | S804B-K125 | Active | 7612271415938 | 641.39 | 1 | 1 | stuk | S800B | BE31330 | SB (MCB&RCD Cat.B) | stuk | Automaat S800B 4P K 125A 16kA | Disjoncteur S800B 4P K 125A 16kA | Sicherungsautomat S800B 4P K 125A 16kA | MCB S800B 4P K 125A 16kA |  | 5.14
2CCS814001R0801 | S804B-D80 | Active | 7612271416133 | 329.04 | 1 | 1 | stuk | S800B | BE31330 | SB (MCB&RCD Cat.B) | stuk | Automaat S800B 4P D 80A 16kA | Disjoncteur S800B 4P D 80A 16kA | Sicherungsautomat S800B 4P D 80A 16kA | MCB S800B 4P D 80A 16kA |  | 5.14
2CCS814001R0804 | S804B-C80 | Active | 7612271416416 | 333.88 | 1 | 1 | stuk | S800B | BE31330 | SB (MCB&RCD Cat.B) | stuk | Automaat S800B 4P C 80A 16kA | Disjoncteur S800B 4P C 80A 16kA | Sicherungsautomat S800B 4P C 80A 16kA | MCB S800B 4P C 80A 16kA |  | 5.14
2CCS814001R0805 | S804B-B80 | Active | 7612271416683 | 397.97 | 1 | 1 | stuk | S800B | BE31330 | SB (MCB&RCD Cat.B) | stuk | Automaat S800B 4P B 80A 16kA | Disjoncteur S800B 4P B 80A 16kA | Sicherungsautomat S800B 4P B 80A 16kA | MCB S800B 4P B 80A 16kA |  | 5.14
2CCS814001R0821 | S804B-D100 | Active | 7612271416171 | 370.03 | 1 | 1 | stuk | S800B | BE31330 | SB (MCB&RCD Cat.B) | stuk | Automaat S800B 4P D 100A 16kA | Disjoncteur S800B 4P D 100A 16kA | Sicherungsautomat S800B 4P D 100A 16kA | MCB S800B 4P D 100A 16kA |  | 5.14
2CCS814001R0824 | S804B-C100 | Active | 7612271416454 | 392.94 | 1 | 1 | stuk | S800B | BE31330 | SB (MCB&RCD Cat.B) | stuk | Automaat S800B 4P C 100A 16kA | Disjoncteur S800B 4P C 100A 16kA | Sicherungsautomat S800B 4P C 100A 16kA | MCB S800B 4P C 100A 16kA |  | 5.14
2CCS814001R0825 | S804B-B100 | Active | 7612271416720 | 447.32 | 1 | 1 | stuk | S800B | BE31330 | SB (MCB&RCD Cat.B) | stuk | Automaat S800B 4P B 100A 16kA | Disjoncteur S800B 4P B 100A 16kA | Sicherungsautomat S800B 4P B 100A 16kA | MCB S800B 4P B 100A 16kA |  | 5.14
2CCS814001R0841 | S804B-D125 | Active | 7612271416218 | 683 | 1 | 1 | stuk | S800B | BE31330 | SB (MCB&RCD Cat.B) | stuk | Automaat S800B 4P D 125A 16kA | Disjoncteur S800B 4P D 125A 16kA | Sicherungsautomat S800B 4P D 125A 16kA | MCB S800B 4P D 125A 16kA |  | 5.14
2CCS814001R0844 | S804B-C125 | Active | 7612271416492 | 397.76 | 1 | 1 | stuk | S800B | BE31330 | SB (MCB&RCD Cat.B) | stuk | Automaat S800B 4P C 125A 16kA | Disjoncteur S800B 4P C 125A 16kA | Sicherungsautomat S800B 4P C 125A 16kA | MCB S800B 4P C 125A 16kA |  | 5.14
2CCS814001R0845 | S804B-B125 | Active | 7612271416768 | 542.56 | 1 | 1 | stuk | S800B | BE31330 | SB (MCB&RCD Cat.B) | stuk | Automaat S800B 4P B 125A 16kA | Disjoncteur S800B 4P B 125A 16kA | Sicherungsautomat S800B 4P B 125A 16kA | MCB S800B 4P B 125A 16kA |  | 5.14
2CCS861001R0061 | S801S-D6 | Active | 7612271408183 | 149.46 | 1 | 1 | stuk | S800S | BE31330 | SB (MCB&RCD Cat.B) | stuk | Automaat S800S 1P D 6A 50kA | Disjoncteur S800S 1P D 6A 50kA | Sicherungsautomat S800S 1P D 6A 50kA | MCB S800S 1P D 6A 50kA |  | 5.14
2CCS861001R0064 | S801S-C6 | Active | 7612271408145 | 134.99 | 1 | 1 | stuk | S800S | BE31330 | SB (MCB&RCD Cat.B) | stuk | Automaat S800S 1P C 6A 50kA | Disjoncteur S800S 1P C 6A 50kA | Sicherungsautomat S800S 1P C 6A 50kA | MCB S800S 1P C 6A 50kA |  | 5.14
2CCS861001R0065 | S801S-B6 | Active | 7612271408107 | 134.99 | 1 | 1 | stuk | S800S | BE31330 | SB (MCB&RCD Cat.B) | stuk | Automaat S800S 1P B 6A 50kA | Disjoncteur S800S 1P B 6A 50kA | Sicherungsautomat S800S 1P B 6A 50kA | MCB S800S 1P B 6A 50kA |  | 5.14
2CCS861001R0067 | S801S-K6 | Active | 7612271408220 | 144.63 | 1 | 1 | stuk | S800S | BE31330 | SB (MCB&RCD Cat.B) | stuk | Automaat S800S 1P K 6A 50kA | Disjoncteur S800S 1P K 6A 50kA | Sicherungsautomat S800S 1P K 6A 50kA | MCB S800S 1P K 6A 50kA |  | 5.14
2CCS861001R0081 | S801S-D8 | Active | 7612271411404 | 143.42 | 1 | 1 | stuk | S800S | BE31330 | SB (MCB&RCD Cat.B) | stuk | Automaat S800S 1P D 8A 50kA | Disjoncteur S800S 1P D 8A 50kA | Sicherungsautomat S800S 1P D 8A 50kA | MCB S800S 1P D 8A 50kA |  | 5.14
2CCS861001R0084 | S801S-C8 | Active | 7612271411367 | 128.96 | 1 | 1 | stuk | S800S | BE31330 | SB (MCB&RCD Cat.B) | stuk | Automaat S800S 1P C 8A 50kA | Disjoncteur S800S 1P C 8A 50kA | Sicherungsautomat S800S 1P C 8A 50kA | MCB S800S 1P C 8A 50kA |  | 5.14
2CCS861001R0085 | S801S-B8 | Active | 7612271411329 | 128.96 | 1 | 1 | stuk | S800S | BE31330 | SB (MCB&RCD Cat.B) | stuk | Automaat S800S 1P B 8A 50kA | Disjoncteur S800S 1P B 8A 50kA | Sicherungsautomat S800S 1P B 8A 50kA | MCB S800S 1P B 8A 50kA |  | 5.14
2CCS861001R0101 | S801S-D10 | Active | 7612271200961 | 124.14 | 1 | 1 | stuk | S800S | BE31330 | SB (MCB&RCD Cat.B) | stuk | Automaat S800S 1P D 10A 50kA | Disjoncteur S800S 1P D 10A 50kA | Sicherungsautomat S800S 1P D 10A 50kA | MCB S800S 1P D 10A 50kA |  | 5.14
2CCS861001R0104 | S801S-C10 | Active | 7612271200480 | 109.94 | 1 | 1 | stuk | S800S | BE31330 | SB (MCB&RCD Cat.B) | stuk | Automaat S800S 1P C 10A 50kA | Disjoncteur S800S 1P C 10A 50kA | Sicherungsautomat S800S 1P C 10A 50kA | MCB S800S 1P C 10A 50kA |  | 5.14
2CCS861001R0105 | S801S-B10 | Active | 7612271200008 | 113.15 | 1 | 1 | stuk | S800S | BE31330 | SB (MCB&RCD Cat.B) | stuk | Automaat S800S 1P B 10A 50kA | Disjoncteur S800S 1P B 10A 50kA | Sicherungsautomat S800S 1P B 10A 50kA | MCB S800S 1P B 10A 50kA |  | 5.14
2CCS861001R0131 | S801S-D13 | Active | 7612271200978 | 124.14 | 1 | 1 | stuk | S800S | BE31330 | SB (MCB&RCD Cat.B) | stuk | Automaat S800S 1P D 13A 50kA | Disjoncteur S800S 1P D 13A 50kA | Sicherungsautomat S800S 1P D 13A 50kA | MCB S800S 1P D 13A 50kA |  | 5.14
2CCS861001R0134 | S801S-C13 | Active | 7612271200497 | 109.94 | 1 | 1 | stuk | S800S | BE31330 | SB (MCB&RCD Cat.B) | stuk | Automaat S800S 1P C 13A 50kA | Disjoncteur S800S 1P C 13A 50kA | Sicherungsautomat S800S 1P C 13A 50kA | MCB S800S 1P C 13A 50kA |  | 5.14
2CCS861001R0135 | S801S-B13 | Active | 7612271200015 | 109.94 | 1 | 1 | stuk | S800S | BE31330 | SB (MCB&RCD Cat.B) | stuk | Automaat S800S 1P B 13A 50kA | Disjoncteur S800S 1P B 13A 50kA | Sicherungsautomat S800S 1P B 13A 50kA | MCB S800S 1P B 13A 50kA |  | 5.14
2CCS861001R0161 | S801S-D16 | Active | 7612271200985 | 124.14 | 1 | 1 | stuk | S800S | BE31330 | SB (MCB&RCD Cat.B) | stuk | Automaat S800S 1P D 16A 50kA | Disjoncteur S800S 1P D 16A 50kA | Sicherungsautomat S800S 1P D 16A 50kA | MCB S800S 1P D 16A 50kA |  | 5.14
2CCS861001R0164 | S801S-C16 | Active | 7612271200503 | 109.94 | 1 | 1 | stuk | S800S | BE31330 | SB (MCB&RCD Cat.B) | stuk | Automaat S800S 1P C 16A 50kA | Disjoncteur S800S 1P C 16A 50kA | Sicherungsautomat S800S 1P C 16A 50kA | MCB S800S 1P C 16A 50kA |  | 5.14
2CCS861001R0165 | S801S-B16 | Active | 7612271200022 | 109.94 | 1 | 1 | stuk | S800S | BE31330 | SB (MCB&RCD Cat.B) | stuk | Automaat S800S 1P B 16A 50kA | Disjoncteur S800S 1P B 16A 50kA | Sicherungsautomat S800S 1P B 16A 50kA | MCB S800S 1P B 16A 50kA |  | 5.14
2CCS861001R0201 | S801S-D20 | Active | 7612271200992 | 124.14 | 1 | 1 | stuk | S800S | BE31330 | SB (MCB&RCD Cat.B) | stuk | Automaat S800S 1P D 20A 50kA | Disjoncteur S800S 1P D 20A 50kA | Sicherungsautomat S800S 1P D 20A 50kA | MCB S800S 1P D 20A 50kA |  | 5.14
2CCS861001R0204 | S801S-C20 | Active | 7612271200510 | 109.94 | 1 | 1 | stuk | S800S | BE31330 | SB (MCB&RCD Cat.B) | stuk | Automaat S800S 1P C 20A 50kA | Disjoncteur S800S 1P C 20A 50kA | Sicherungsautomat S800S 1P C 20A 50kA | MCB S800S 1P C 20A 50kA |  | 5.14
2CCS861001R0205 | S801S-B20 | Active | 7612271200039 | 109.94 | 1 | 1 | stuk | S800S | BE31330 | SB (MCB&RCD Cat.B) | stuk | Automaat S800S 1P B 20A 50kA | Disjoncteur S800S 1P B 20A 50kA | Sicherungsautomat S800S 1P B 20A 50kA | MCB S800S 1P B 20A 50kA |  | 5.14
2CCS861001R0251 | S801S-D25 | Active | 7612271201005 | 124.14 | 1 | 1 | stuk | S800S | BE31330 | SB (MCB&RCD Cat.B) | stuk | Automaat S800S 1P D 25A 50kA | Disjoncteur S800S 1P D 25A 50kA | Sicherungsautomat S800S 1P D 25A 50kA | MCB S800S 1P D 25A 50kA |  | 5.14
2CCS861001R0254 | S801S-C25 | Active | 7612271200527 | 109.94 | 1 | 1 | stuk | S800S | BE31330 | SB (MCB&RCD Cat.B) | stuk | Automaat S800S 1P C 25A 50kA | Disjoncteur S800S 1P C 25A 50kA | Sicherungsautomat S800S 1P C 25A 50kA | MCB S800S 1P C 25A 50kA |  | 5.14
2CCS861001R0255 | S801S-B25 | Active | 7612271200046 | 109.94 | 1 | 1 | stuk | S800S | BE31330 | SB (MCB&RCD Cat.B) | stuk | Automaat S800S 1P B 25A 50kA | Disjoncteur S800S 1P B 25A 50kA | Sicherungsautomat S800S 1P B 25A 50kA | MCB S800S 1P B 25A 50kA |  | 5.14
2CCS861001R0321 | S801S-D32 | Active | 7612271201012 | 124.14 | 1 | 1 | stuk | S800S | BE31330 | SB (MCB&RCD Cat.B) | stuk | Automaat S800S 1P D 32A 50kA | Disjoncteur S800S 1P D 32A 50kA | Sicherungsautomat S800S 1P D 32A 50kA | MCB S800S 1P D 32A 50kA |  | 5.14
2CCS861001R0324 | S801S-C32 | Active | 7612271200534 | 109.94 | 1 | 1 | stuk | S800S | BE31330 | SB (MCB&RCD Cat.B) | stuk | Automaat S800S 1P C 32A 50kA | Disjoncteur S800S 1P C 32A 50kA | Sicherungsautomat S800S 1P C 32A 50kA | MCB S800S 1P C 32A 50kA |  | 5.14
2CCS861001R0325 | S801S-B32 | Active | 7612271200053 | 109.94 | 1 | 1 | stuk | S800S | BE31330 | SB (MCB&RCD Cat.B) | stuk | Automaat S800S 1P B 32A 50kA | Disjoncteur S800S 1P B 32A 50kA | Sicherungsautomat S800S 1P B 32A 50kA | MCB S800S 1P B 32A 50kA |  | 5.14
2CCS861001R0401 | S801S-D40 | Active | 7612271201029 | 148.24 | 1 | 1 | stuk | S800S | BE31330 | SB (MCB&RCD Cat.B) | stuk | Automaat S800S 1P D 40A 50kA | Disjoncteur S800S 1P D 40A 50kA | Sicherungsautomat S800S 1P D 40A 50kA | MCB S800S 1P D 40A 50kA |  | 5.14
2CCS861001R0404 | S801S-C40 | Active | 7612271200541 | 127.75 | 1 | 1 | stuk | S800S | BE31330 | SB (MCB&RCD Cat.B) | stuk | Automaat S800S 1P C 40A 50kA | Disjoncteur S800S 1P C 40A 50kA | Sicherungsautomat S800S 1P C 40A 50kA | MCB S800S 1P C 40A 50kA |  | 5.14
2CCS861001R0405 | S801S-B40 | Active | 7612271200060 | 127.75 | 1 | 1 | stuk | S800S | BE31330 | SB (MCB&RCD Cat.B) | stuk | Automaat S800S 1P B 40A 50kA | Disjoncteur S800S 1P B 40A 50kA | Sicherungsautomat S800S 1P B 40A 50kA | MCB S800S 1P B 40A 50kA |  | 5.14
2CCS861001R0407 | S801S-K8 | Active | 7612271411442 | 139.82 | 1 | 1 | stuk | S800S | BE31330 | SB (MCB&RCD Cat.B) | stuk | Automaat S800S 1P K 8A 50kA | Disjoncteur S800S 1P K 8A 50kA | Sicherungsautomat S800S 1P K 8A 50kA | MCB S800S 1P K 8A 50kA |  | 5.14
2CCS861001R0427 | S801S-K10 | Active | 7612271201449 | 118.71 | 1 | 1 | stuk | S800S | BE31330 | SB (MCB&RCD Cat.B) | stuk | Automaat S800S 1P K 10A 50kA | Disjoncteur S800S 1P K 10A 50kA | Sicherungsautomat S800S 1P K 10A 50kA | MCB S800S 1P K 10A 50kA |  | 5.14
2CCS861001R0447 | S801S-K13 | Active | 7612271201456 | 118.71 | 1 | 1 | stuk | S800S | BE31330 | SB (MCB&RCD Cat.B) | stuk | Automaat S800S 1P K 13A 50kA | Disjoncteur S800S 1P K 13A 50kA | Sicherungsautomat S800S 1P K 13A 50kA | MCB S800S 1P K 13A 50kA |  | 5.14
2CCS861001R0467 | S801S-K16 | Active | 7612271201463 | 118.71 | 1 | 1 | stuk | S800S | BE31330 | SB (MCB&RCD Cat.B) | stuk | Automaat S800S 1P K 16A 50kA | Disjoncteur S800S 1P K 16A 50kA | Sicherungsautomat S800S 1P K 16A 50kA | MCB S800S 1P K 16A 50kA |  | 5.14
2CCS861001R0487 | S801S-K20 | Active | 7612271201470 | 118.71 | 1 | 1 | stuk | S800S | BE31330 | SB (MCB&RCD Cat.B) | stuk | Automaat S800S 1P K 20A 50kA | Disjoncteur S800S 1P K 20A 50kA | Sicherungsautomat S800S 1P K 20A 50kA | MCB S800S 1P K 20A 50kA |  | 5.14
2CCS861001R0501 | S801S-D50 | Active | 7612271201036 | 155.49 | 1 | 1 | stuk | S800S | BE31330 | SB (MCB&RCD Cat.B) | stuk | Automaat S800S 1P D 50A 50kA | Disjoncteur S800S 1P D 50A 50kA | Sicherungsautomat S800S 1P D 50A 50kA | MCB S800S 1P D 50A 50kA |  | 5.14
2CCS861001R0504 | S801S-C50 | Active | 7612271200558 | 133.79 | 1 | 1 | stuk | S800S | BE31330 | SB (MCB&RCD Cat.B) | stuk | Automaat S800S 1P C 50A 50kA | Disjoncteur S800S 1P C 50A 50kA | Sicherungsautomat S800S 1P C 50A 50kA | MCB S800S 1P C 50A 50kA |  | 5.14
2CCS861001R0505 | S801S-B50 | Active | 7612271200077 | 133.79 | 1 | 1 | stuk | S800S | BE31330 | SB (MCB&RCD Cat.B) | stuk | Automaat S800S 1P B 50A 50kA | Disjoncteur S800S 1P B 50A 50kA | Sicherungsautomat S800S 1P B 50A 50kA | MCB S800S 1P B 50A 50kA |  | 5.14
2CCS861001R0517 | S801S-K25 | Active | 7612271201487 | 118.71 | 1 | 1 | stuk | S800S | BE31330 | SB (MCB&RCD Cat.B) | stuk | Automaat S800S 1P K 25A 50kA | Disjoncteur S800S 1P K 25A 50kA | Sicherungsautomat S800S 1P K 25A 50kA | MCB S800S 1P K 25A 50kA |  | 5.14
2CCS861001R0537 | S801S-K32 | Active | 7612271201494 | 118.71 | 1 | 1 | stuk | S800S | BE31330 | SB (MCB&RCD Cat.B) | stuk | Automaat S800S 1P K 32A 50kA | Disjoncteur S800S 1P K 32A 50kA | Sicherungsautomat S800S 1P K 32A 50kA | MCB S800S 1P K 32A 50kA |  | 5.14
2CCS861001R0557 | S801S-K40 | Active | 7612271201500 | 139.82 | 1 | 1 | stuk | S800S | BE31330 | SB (MCB&RCD Cat.B) | stuk | Automaat S800S 1P K 40A 50kA | Disjoncteur S800S 1P K 40A 50kA | Sicherungsautomat S800S 1P K 40A 50kA | MCB S800S 1P K 40A 50kA |  | 5.14
2CCS861001R0577 | S801S-K50 | Active | 7612271201517 | 148.24 | 1 | 1 | stuk | S800S | BE31330 | SB (MCB&RCD Cat.B) | stuk | Automaat S800S 1P K 50A 50kA | Disjoncteur S800S 1P K 50A 50kA | Sicherungsautomat S800S 1P K 50A 50kA | MCB S800S 1P K 50A 50kA |  | 5.14
2CCS861001R0597 | S801S-K63 | Active | 7612271201524 | 157.9 | 1 | 1 | stuk | S800S | BE31330 | SB (MCB&RCD Cat.B) | stuk | Automaat S800S 1P K 63A 50kA | Disjoncteur S800S 1P K 63A 50kA | Sicherungsautomat S800S 1P K 63A 50kA | MCB S800S 1P K 63A 50kA |  | 5.14
2CCS861001R0627 | S801S-K80 | Active | 7612271201531 | 171.15 | 1 | 1 | stuk | S800S | BE31330 | SB (MCB&RCD Cat.B) | stuk | Automaat S800S 1P K 80A 50kA | Disjoncteur S800S 1P K 80A 50kA | Sicherungsautomat S800S 1P K 80A 50kA | MCB S800S 1P K 80A 50kA |  | 5.14
2CCS861001R0631 | S801S-D63 | Active | 7612271201043 | 168.74 | 1 | 1 | stuk | S800S | BE31330 | SB (MCB&RCD Cat.B) | stuk | Automaat S800S 1P D 63A 50kA | Disjoncteur S800S 1P D 63A 50kA | Sicherungsautomat S800S 1P D 63A 50kA | MCB S800S 1P D 63A 50kA |  | 5.14
2CCS861001R0634 | S801S-C63 | Active | 7612271200565 | 142.22 | 1 | 1 | stuk | S800S | BE31330 | SB (MCB&RCD Cat.B) | stuk | Automaat S800S 1P C 63A 50kA | Disjoncteur S800S 1P C 63A 50kA | Sicherungsautomat S800S 1P C 63A 50kA | MCB S800S 1P C 63A 50kA |  | 5.14
2CCS861001R0635 | S801S-B63 | Active | 7612271200084 | 142.22 | 1 | 1 | stuk | S800S | BE31330 | SB (MCB&RCD Cat.B) | stuk | Automaat S800S 1P B 63A 50kA | Disjoncteur S800S 1P B 63A 50kA | Sicherungsautomat S800S 1P B 63A 50kA | MCB S800S 1P B 63A 50kA |  | 5.14
2CCS861001R0637 | S801S-K100 | Active | 7612271201548 | 185.62 | 1 | 1 | stuk | S800S | BE31330 | SB (MCB&RCD Cat.B) | stuk | Automaat S800S 1P K 100A 50kA | Disjoncteur S800S 1P K 100A 50kA | Sicherungsautomat S800S 1P K 100A 50kA | MCB S800S 1P K 100A 50kA |  | 5.14
2CCS861001R0647 | S801S-K125 | Active | 7612271201555 | 206.1 | 1 | 1 | stuk | S800S | BE31330 | SB (MCB&RCD Cat.B) | stuk | Automaat S800S 1P K 125A 50kA | Disjoncteur S800S 1P K 125A 50kA | Sicherungsautomat S800S 1P K 125A 50kA | MCB S800S 1P K 125A 50kA |  | 5.14
2CCS861001R0801 | S801S-D80 | Active | 7612271201050 | 179.58 | 1 | 1 | stuk | S800S | BE31330 | SB (MCB&RCD Cat.B) | stuk | Automaat S800S 1P D 80A 50kA | Disjoncteur S800S 1P D 80A 50kA | Sicherungsautomat S800S 1P D 80A 50kA | MCB S800S 1P D 80A 50kA |  | 5.14
2CCS861001R0804 | S801S-C80 | Active | 7612271200572 | 155.49 | 1 | 1 | stuk | S800S | BE31330 | SB (MCB&RCD Cat.B) | stuk | Automaat S800S 1P C 80A 50kA | Disjoncteur S800S 1P C 80A 50kA | Sicherungsautomat S800S 1P C 80A 50kA | MCB S800S 1P C 80A 50kA |  | 5.14
2CCS861001R0805 | S801S-B80 | Active | 7612271200091 | 155.49 | 1 | 1 | stuk | S800S | BE31330 | SB (MCB&RCD Cat.B) | stuk | Automaat S800S 1P B 80A 50kA | Disjoncteur S800S 1P B 80A 50kA | Sicherungsautomat S800S 1P B 80A 50kA | MCB S800S 1P B 80A 50kA |  | 5.14
2CCS861001R0821 | S801S-D100 | Active | 7612271201067 | 191.65 | 1 | 1 | stuk | S800S | BE31330 | SB (MCB&RCD Cat.B) | stuk | Automaat S800S 1P D 100A 50kA | Disjoncteur S800S 1P D 100A 50kA | Sicherungsautomat S800S 1P D 100A 50kA | MCB S800S 1P D 100A 50kA |  | 5.14
2CCS861001R0824 | S801S-C100 | Active | 7612271200589 | 168.74 | 1 | 1 | stuk | S800S | BE31330 | SB (MCB&RCD Cat.B) | stuk | Automaat S800S 1P C 100A 50kA | Disjoncteur S800S 1P C 100A 50kA | Sicherungsautomat S800S 1P C 100A 50kA | MCB S800S 1P C 100A 50kA |  | 5.14
2CCS861001R0825 | S801S-B100 | Active | 7612271200107 | 168.74 | 1 | 1 | stuk | S800S | BE31330 | SB (MCB&RCD Cat.B) | stuk | Automaat S800S 1P B 100A 50kA | Disjoncteur S800S 1P B 100A 50kA | Sicherungsautomat S800S 1P B 100A 50kA | MCB S800S 1P B 100A 50kA |  | 5.14
2CCS861001R0841 | S801S-D125 | Active | 7612271201074 | 216.96 | 1 | 1 | stuk | S800S | BE31330 | SB (MCB&RCD Cat.B) | stuk | Automaat S800S 1P D 125A 50kA | Disjoncteur S800S 1P D 125A 50kA | Sicherungsautomat S800S 1P D 125A 50kA | MCB S800S 1P D 125A 50kA |  | 5.14
2CCS861001R0844 | S801S-C125 | Active | 7612271200596 | 185.62 | 1 | 1 | stuk | S800S | BE31330 | SB (MCB&RCD Cat.B) | stuk | Automaat S800S 1P C 125A 50kA | Disjoncteur S800S 1P C 125A 50kA | Sicherungsautomat S800S 1P C 125A 50kA | MCB S800S 1P C 125A 50kA |  | 5.14
2CCS861001R0845 | S801S-B125 | Active | 7612271200114 | 185.62 | 1 | 1 | stuk | S800S | BE31330 | SB (MCB&RCD Cat.B) | stuk | Automaat S800S 1P B 125A 50kA | Disjoncteur S800S 1P B 125A 50kA | Sicherungsautomat S800S 1P B 125A 50kA | MCB S800S 1P B 125A 50kA |  | 5.14
2CCS861001R1105 | S801S-UCB10 | Active | 7612271202842 | 142.22 | 1 | 1 | stuk | S800S | BE31330 | SB (MCB&RCD Cat.B) | stuk | Automaat S800S UC 1P B 10A 50kA DC | Disjoncteur S800S UC 1P B 10A 50kA DC | Sicherungsautomat S800S UC 1P B 10A 50kA DC | MCB S800S UC 1P B 10A 50kA DC |  | 5.14
2CCS861001R1135 | S801S-UCB13 | Active | 7612271202859 | 142.22 | 1 | 1 | stuk | S800S | BE31330 | SB (MCB&RCD Cat.B) | stuk | Automaat S800S UC 1P B 13A 50kA DC | Disjoncteur S800S UC 1P B 13A 50kA DC | Sicherungsautomat S800S UC 1P B 13A 50kA DC | MCB S800S UC 1P B 13A 50kA DC |  | 5.14
2CCS861001R1165 | S801S-UCB16 | Active | 7612271202866 | 142.22 | 1 | 1 | stuk | S800S | BE31330 | SB (MCB&RCD Cat.B) | stuk | Automaat S800S UC 1P B 16A 50kA DC | Disjoncteur S800S UC 1P B 16A 50kA DC | Sicherungsautomat S800S UC 1P B 16A 50kA DC | MCB S800S UC 1P B 16A 50kA DC |  | 5.14
2CCS861001R1205 | S801S-UCB20 | Active | 7612271202873 | 142.22 | 1 | 1 | stuk | S800S | BE31330 | SB (MCB&RCD Cat.B) | stuk | Automaat S800S UC 1P B 20A 50kA DC | Disjoncteur S800S UC 1P B 20A 50kA DC | Sicherungsautomat S800S UC 1P B 20A 50kA DC | MCB S800S UC 1P B 20A 50kA DC |  | 5.14
2CCS861001R1255 | S801S-UCB25 | Active | 7612271202880 | 142.22 | 1 | 1 | stuk | S800S | BE31330 | SB (MCB&RCD Cat.B) | stuk | Automaat S800S UC 1P B 25A 50kA DC | Disjoncteur S800S UC 1P B 25A 50kA DC | Sicherungsautomat S800S UC 1P B 25A 50kA DC | MCB S800S UC 1P B 25A 50kA DC |  | 5.14
2CCS861001R1325 | S801S-UCB32 | Active | 7612271202897 | 142.22 | 1 | 1 | stuk | S800S | BE31330 | SB (MCB&RCD Cat.B) | stuk | Automaat S800S UC 1P B 32A 50kA DC | Disjoncteur S800S UC 1P B 32A 50kA DC | Sicherungsautomat S800S UC 1P B 32A 50kA DC | MCB S800S UC 1P B 32A 50kA DC |  | 5.14
2CCS861001R1405 | S801S-UCB40 | Active | 7612271202903 | 167.54 | 1 | 1 | stuk | S800S | BE31330 | SB (MCB&RCD Cat.B) | stuk | Automaat S800S UC 1P B 40A 50kA DC | Disjoncteur S800S UC 1P B 40A 50kA DC | Sicherungsautomat S800S UC 1P B 40A 50kA DC | MCB S800S UC 1P B 40A 50kA DC |  | 5.14
2CCS861001R1427 | S801S-UCK10 | Active | 7612271203320 | 153.08 | 1 | 1 | stuk | S800S | BE31330 | SB (MCB&RCD Cat.B) | stuk | Automaat S800S UC 1P K 10A 50kA DC | Disjoncteur S800S UC 1P K 10A 50kA DC | Sicherungsautomat S800S UC 1P K 10A 50kA DC | MCB S800S UC 1P K 10A 50kA DC |  | 5.14
2CCS861001R1447 | S801S-UCK13 | Active | 7612271203337 | 153.08 | 1 | 1 | stuk | S800S | BE31330 | SB (MCB&RCD Cat.B) | stuk | Automaat S800S UC 1P K 13A 50kA DC | Disjoncteur S800S UC 1P K 13A 50kA DC | Sicherungsautomat S800S UC 1P K 13A 50kA DC | MCB S800S UC 1P K 13A 50kA DC |  | 5.14
2CCS861001R1467 | S801S-UCK16 | Active | 7612271203344 | 153.08 | 1 | 1 | stuk | S800S | BE31330 | SB (MCB&RCD Cat.B) | stuk | Automaat S800S UC 1P K 16A 50kA DC | Disjoncteur S800S UC 1P K 16A 50kA DC | Sicherungsautomat S800S UC 1P K 16A 50kA DC | MCB S800S UC 1P K 16A 50kA DC |  | 5.14
2CCS861001R1487 | S801S-UCK20 | Active | 7612271203351 | 153.08 | 1 | 1 | stuk | S800S | BE31330 | SB (MCB&RCD Cat.B) | stuk | Automaat S800S UC 1P K 20A 50kA DC | Disjoncteur S800S UC 1P K 20A 50kA DC | Sicherungsautomat S800S UC 1P K 20A 50kA DC | MCB S800S UC 1P K 20A 50kA DC |  | 5.14
2CCS861001R1505 | S801S-UCB50 | Active | 7612271202910 | 174.78 | 1 | 1 | stuk | S800S | BE31330 | SB (MCB&RCD Cat.B) | stuk | Automaat S800S UC 1P B 50A 50kA DC | Disjoncteur S800S UC 1P B 50A 50kA DC | Sicherungsautomat S800S UC 1P B 50A 50kA DC | MCB S800S UC 1P B 50A 50kA DC |  | 5.14
2CCS861001R1517 | S801S-UCK25 | Active | 7612271203368 | 153.08 | 1 | 1 | stuk | S800S | BE31330 | SB (MCB&RCD Cat.B) | stuk | Automaat S800S UC 1P K 25A 50kA DC | Disjoncteur S800S UC 1P K 25A 50kA DC | Sicherungsautomat S800S UC 1P K 25A 50kA DC | MCB S800S UC 1P K 25A 50kA DC |  | 5.14
2CCS861001R1537 | S801S-UCK32 | Active | 7612271203375 | 153.08 | 1 | 1 | stuk | S800S | BE31330 | SB (MCB&RCD Cat.B) | stuk | Automaat S800S UC 1P K 32A 50kA DC | Disjoncteur S800S UC 1P K 32A 50kA DC | Sicherungsautomat S800S UC 1P K 32A 50kA DC | MCB S800S UC 1P K 32A 50kA DC |  | 5.14
2CCS861001R1557 | S801S-UCK40 | Active | 7612271203382 | 182 | 1 | 1 | stuk | S800S | BE31330 | SB (MCB&RCD Cat.B) | stuk | Automaat S800S UC 1P K 40A 50kA DC | Disjoncteur S800S UC 1P K 40A 50kA DC | Sicherungsautomat S800S UC 1P K 40A 50kA DC | MCB S800S UC 1P K 40A 50kA DC |  | 5.14
2CCS861001R1577 | S801S-UCK50 | Active | 7612271203399 | 192.85 | 1 | 1 | stuk | S800S | BE31330 | SB (MCB&RCD Cat.B) | stuk | Automaat S800S UC 1P K 50A 50kA DC | Disjoncteur S800S UC 1P K 50A 50kA DC | Sicherungsautomat S800S UC 1P K 50A 50kA DC | MCB S800S UC 1P K 50A 50kA DC |  | 5.14
2CCS861001R1597 | S801S-UCK63 | Active | 7612271203405 | 207.3 | 1 | 1 | stuk | S800S | BE31330 | SB (MCB&RCD Cat.B) | stuk | Automaat S800S UC 1P K 63A 50kA DC | Disjoncteur S800S UC 1P K 63A 50kA DC | Sicherungsautomat S800S UC 1P K 63A 50kA DC | MCB S800S UC 1P K 63A 50kA DC |  | 5.14
2CCS861001R1627 | S801S-UCK80 | Active | 7612271203412 | 221.78 | 1 | 1 | stuk | S800S | BE31330 | SB (MCB&RCD Cat.B) | stuk | Automaat S800S UC 1P K 80A 50kA DC | Disjoncteur S800S UC 1P K 80A 50kA DC | Sicherungsautomat S800S UC 1P K 80A 50kA DC | MCB S800S UC 1P K 80A 50kA DC |  | 5.14
2CCS861001R1635 | S801S-UCB63 | Active | 7612271202927 | 185.62 | 1 | 1 | stuk | S800S | BE31330 | SB (MCB&RCD Cat.B) | stuk | Automaat S800S UC 1P B 63A 50kA DC | Disjoncteur S800S UC 1P B 63A 50kA DC | Sicherungsautomat S800S UC 1P B 63A 50kA DC | MCB S800S UC 1P B 63A 50kA DC |  | 5.14
2CCS861001R1637 | S801S-UCK100 | Active | 7612271203429 | 242.27 | 1 | 1 | stuk | S800S | BE31330 | SB (MCB&RCD Cat.B) | stuk | Automaat S800S UC 1P K 100A 50kA DC | Disjoncteur S800S UC 1P K 100A 50kA DC | Sicherungsautomat S800S UC 1P K 100A 50kA DC | MCB S800S UC 1P K 100A 50kA DC |  | 5.14
2CCS861001R1647 | S801S-UCK125 | Active | 7612271203436 | 265.17 | 1 | 1 | stuk | S800S | BE31330 | SB (MCB&RCD Cat.B) | stuk | Automaat S800S UC 1P K 125A 50kA DC | Disjoncteur S800S UC 1P K 125A 50kA DC | Sicherungsautomat S800S UC 1P K 125A 50kA DC | MCB S800S UC 1P K 125A 50kA DC |  | 5.14
2CCS861001R1805 | S801S-UCB80 | Active | 7612271202934 | 202.48 | 1 | 1 | stuk | S800S | BE31330 | SB (MCB&RCD Cat.B) | stuk | Automaat S800S UC 1P B 80A 50kA DC | Disjoncteur S800S UC 1P B 80A 50kA DC | Sicherungsautomat S800S UC 1P B 80A 50kA DC | MCB S800S UC 1P B 80A 50kA DC |  | 5.14
2CCS861001R1825 | S801S-UCB100 | Active | 7612271202941 | 218.16 | 1 | 1 | stuk | S800S | BE31330 | SB (MCB&RCD Cat.B) | stuk | Automaat S800S UC 1P B 100A 50kA DC | Disjoncteur S800S UC 1P B 100A 50kA DC | Sicherungsautomat S800S UC 1P B 100A 50kA DC | MCB S800S UC 1P B 100A 50kA DC |  | 5.14
2CCS861001R1845 | S801S-UCB125 | Active | 7612271202958 | 242.27 | 1 | 1 | stuk | S800S | BE31330 | SB (MCB&RCD Cat.B) | stuk | Automaat S800S UC 1P B 125A 50kA DC | Disjoncteur S800S UC 1P B 125A 50kA DC | Sicherungsautomat S800S UC 1P B 125A 50kA DC | MCB S800S UC 1P B 125A 50kA DC |  | 5.14
2CCS861002R0061 | S801S-D6-R | Active | 7612271408343 | 163 | 1 | 1 | stuk | S800S | BE31330 | SB (MCB&RCD Cat.B) | stuk | Automaat S800S R 1P B 13A 50kA Tractie | Disjoncteur S800S R 1P B 13A 50kA traction | Sicherungsautomat S800S R 1P B 13A 50kA Tractie | MCB S800S R 1P B 13A 50kA traction |  | 5.14
2CCS861002R0064 | S801S-C6-R | Active | 7612271408305 | 145.31 | 1 | 1 | stuk | S800S | BE31330 | SB (MCB&RCD Cat.B) | stuk | Automaat S800S R 1P B 13A 50kA Tractie | Disjoncteur S800S R 1P B 13A 50kA traction | Sicherungsautomat S800S R 1P B 13A 50kA Tractie | MCB S800S R 1P B 13A 50kA traction |  | 5.14
2CCS861002R0065 | S801S-B6-R | Active | 7612271408268 | 145.31 | 1 | 1 | stuk | S800S | BE31330 | SB (MCB&RCD Cat.B) | stuk | Automaat S800S R 1P B 6A 50kA Tractie | Disjoncteur S800S R 1P B 6A 50kA traction | Sicherungsautomat S800S R 1P B 6A 50kA Tractie | MCB S800S R 1P B 6A 50kA traction |  | 5.14
2CCS861002R0081 | S801S-D8-R | Active | 7612271411565 | 156.18 | 1 | 1 | stuk | S800S | BE31330 | SB (MCB&RCD Cat.B) | stuk | Automaat S800S R 1P D 8A 50kA Tractie | Disjoncteur S800S R 1P D 8A 50kA traction | Sicherungsautomat S800S R 1P D 8A 50kA Tractie | MCB S800S R 1P D 8A 50kA traction |  | 5.14
2CCS861002R0084 | S801S-C8-R | Active | 7612271411527 | 139.27 | 1 | 1 | stuk | S800S | BE31330 | SB (MCB&RCD Cat.B) | stuk | Automaat S800S R 1P C 8A 50kA Tractie | Disjoncteur S800S R 1P C 8A 50kA traction | Sicherungsautomat S800S R 1P C 8A 50kA Tractie | MCB S800S R 1P C 8A 50kA traction |  | 5.14
2CCS861002R0085 | S801S-B8-R | Active | 7612271411480 | 139.27 | 1 | 1 | stuk | S800S | BE31330 | SB (MCB&RCD Cat.B) | stuk | Automaat S800S R 1P B 8A 50kA Tractie | Disjoncteur S800S R 1P B 8A 50kA traction | Sicherungsautomat S800S R 1P B 8A 50kA Tractie | MCB S800S R 1P B 8A 50kA traction |  | 5.14
2CCS861002R0401 | S801S-D40-R | Active | 7612271207304 | 163.53 | 1 | 1 | stuk | S800S | BE31330 | SB (MCB&RCD Cat.B) | stuk | Automaat S800S R 1P D 40A 50kA Tractie | Disjoncteur S800S R 1P D 40A 50kA traction | Sicherungsautomat S800S R 1P D 40A 50kA Tractie | MCB S800S R 1P D 40A 50kA traction |  | 5.14
2CCS861002R0405 | S801S-B40-R | Active | 7612271206826 | 139.73 | 1 | 1 | stuk | S800S | BE31330 | SB (MCB&RCD Cat.B) | stuk | Automaat S800S R 1P B 40A 50kA Tractie | Disjoncteur S800S R 1P B 40A 50kA traction | Sicherungsautomat S800S R 1P B 40A 50kA Tractie | MCB S800S R 1P B 40A 50kA traction |  | 5.14
2CCS861002R0407 | S801S-K8-R | Active | 7612271411602 | 150.39 | 1 | 1 | stuk | S800S | BE31330 | SB (MCB&RCD Cat.B) | stuk | Automaat S800S R 1P K 8A 50kA Tractie | Disjoncteur S800S R 1P K 8A 50kA traction | Sicherungsautomat S800S R 1P K 8A 50kA Tractie | MCB S800S R 1P K 8A 50kA traction |  | 5.14
2CCS861002R0427 | S801S-K10-R | Active | 7612271209391 | 116.4 | 1 | 1 | stuk | S800S | BE31330 | SB (MCB&RCD Cat.B) | stuk | Automaat S800S R 1P K 10A 50kA Tractie | Disjoncteur S800S R 1P K 10A 50kA traction | Sicherungsautomat S800S R 1P K 10A 50kA Tractie | MCB S800S R 1P K 10A 50kA traction |  | 5.14
2CCS861002R0447 | S801S-K13-R | Active | 7612271209407 | 116.4 | 1 | 1 | stuk | S800S | BE31330 | SB (MCB&RCD Cat.B) | stuk | Automaat S800S R 1P K 13A 50kA Tractie | Disjoncteur S800S R 1P K 13A 50kA traction | Sicherungsautomat S800S R 1P K 13A 50kA Tractie | MCB S800S R 1P K 13A 50kA traction |  | 5.14
2CCS861002R0467 | S801S-K16-R | Active | 7612271209414 | 116.4 | 1 | 1 | stuk | S800S | BE31330 | SB (MCB&RCD Cat.B) | stuk | Automaat S800S R 1P K 16A 50kA Tractie | Disjoncteur S800S R 1P K 16A 50kA traction | Sicherungsautomat S800S R 1P K 16A 50kA Tractie | MCB S800S R 1P K 16A 50kA traction |  | 5.14
2CCS861002R0487 | S801S-K20-R | Active | 7612271209421 | 116.4 | 1 | 1 | stuk | S800S | BE31330 | SB (MCB&RCD Cat.B) | stuk | Automaat S800S R 1P K 20A 50kA Tractie | Disjoncteur S800S R 1P K 20A 50kA traction | Sicherungsautomat S800S R 1P K 20A 50kA Tractie | MCB S800S R 1P K 20A 50kA traction |  | 5.14
2CCS861002R0501 | S801S-D50-R | Active | 7612271207311 | 170.28 | 1 | 1 | stuk | S800S | BE31330 | SB (MCB&RCD Cat.B) | stuk | Automaat S800S R 1P D 50A 50kA Tractie | Disjoncteur S800S R 1P D 50A 50kA traction | Sicherungsautomat S800S R 1P D 50A 50kA Tractie | MCB S800S R 1P D 50A 50kA traction |  | 5.14
2CCS861002R0517 | S801S-K25-R | Active | 7612271209438 | 116.4 | 1 | 1 | stuk | S800S | BE31330 | SB (MCB&RCD Cat.B) | stuk | Automaat S800S R 1P K 25A 50kA Tractie | Disjoncteur S800S R 1P K 25A 50kA traction | Sicherungsautomat S800S R 1P K 25A 50kA Tractie | MCB S800S R 1P K 25A 50kA traction |  | 5.14
2CCS861002R0537 | S801S-K32-R | Active | 7612271209445 | 116.4 | 1 | 1 | stuk | S800S | BE31330 | SB (MCB&RCD Cat.B) | stuk | Automaat S800S R 1P K 32A 50kA Tractie | Disjoncteur S800S R 1P K 32A 50kA traction | Sicherungsautomat S800S R 1P K 32A 50kA Tractie | MCB S800S R 1P K 32A 50kA traction |  | 5.14
2CCS861002R0631 | S801S-D63-R | Active | 7612271207328 | 183.87 | 1 | 1 | stuk | S800S | BE31330 | SB (MCB&RCD Cat.B) | stuk | Automaat S800S R 1P D 63A 50kA Tractie | Disjoncteur S800S R 1P D 63A 50kA traction | Sicherungsautomat S800S R 1P D 63A 50kA Tractie | MCB S800S R 1P D 63A 50kA traction |  | 5.14
2CCS861002R0801 | S801S-D80-R | Active | 7612271207335 | 197.73 | 1 | 1 | stuk | S800S | BE31330 | SB (MCB&RCD Cat.B) | stuk | Automaat S800S R 1P D 80A 50kA Tractie | Disjoncteur S800S R 1P D 80A 50kA traction | Sicherungsautomat S800S R 1P D 80A 50kA Tractie | MCB S800S R 1P D 80A 50kA traction |  | 5.14
2CCS861002R0804 | S801S-C80-R | Active | 7612271207090 | 170.28 | 1 | 1 | stuk | S800S | BE31330 | SB (MCB&RCD Cat.B) | stuk | Automaat S800S R 1P C 80A 50kA Tractie | Disjoncteur S800S R 1P C 80A 50kA traction | Sicherungsautomat S800S R 1P C 80A 50kA Tractie | MCB S800S R 1P C 80A 50kA traction |  | 5.14
2CCS861002R0805 | S801S-B80-R | Active | 7612271206857 | 170.28 | 1 | 1 | stuk | S800S | BE31330 | SB (MCB&RCD Cat.B) | stuk | Automaat S800S R 1P B 80A 50kA Tractie | Disjoncteur S800S R 1P B 80A 50kA traction | Sicherungsautomat S800S R 1P B 80A 50kA Tractie | MCB S800S R 1P B 80A 50kA traction |  | 5.14
2CCS861002R0821 | S801S-D100-R | Active | 7612271207342 | 211.28 | 1 | 1 | stuk | S800S | BE31330 | SB (MCB&RCD Cat.B) | stuk | Automaat S800S R 1P D 100A 50kA Tractie | Disjoncteur S800S R 1P D 100A 50kA traction | Sicherungsautomat S800S R 1P D 100A 50kA Tractie | MCB S800S R 1P D 100A 50kA traction |  | 5.14
2CCS861002R0841 | S801S-D125-R | Active | 7612271207359 | 238.44 | 1 | 1 | stuk | S800S | BE31330 | SB (MCB&RCD Cat.B) | stuk | Automaat S800S R 1P D 125A 50kA Tractie | Disjoncteur S800S R 1P D 125A 50kA traction | Sicherungsautomat S800S R 1P D 125A 50kA Tractie | MCB S800S R 1P D 125A 50kA traction |  | 5.14
2CCS861002R0845 | S801S-B125-R | Active | 7612271206871 | 204.49 | 1 | 1 | stuk | S800S | BE31330 | SB (MCB&RCD Cat.B) | stuk | Automaat S800S R 1P B 125A 50kA Tractie | Disjoncteur S800S R 1P B 125A 50kA traction | Sicherungsautomat S800S R 1P B 125A 50kA Tractie | MCB S800S R 1P B 125A 50kA traction |  | 5.14
2CCS861002R1405 | S801S-UCB40-R | Active | 7612271208424 | 182 | 1 | 1 | stuk | S800S | BE31330 | SB (MCB&RCD Cat.B) | stuk | Automaat S800S R 1P B 40A 50kA DC Tract | Disjoncteur S800S R 1P B 40A 50kA DC Tract | Sicherungsautomat S800S R 1P B 40A 50kA DC Tract | MCB S800S R 1P B 40A 50kA DC Tract |  | 5.14
2CCS861002R1505 | S801S-UCB50-R | Active | 7612271208431 | 190.77 | 1 | 1 | stuk | S800S | BE31330 | SB (MCB&RCD Cat.B) | stuk | Automaat S800S R 1P B 50A 50kA DC Tract | Disjoncteur S800S R 1P B 50A 50kA DC Tract | Sicherungsautomat S800S R 1P B 50A 50kA DC Tract | MCB S800S R 1P B 50A 50kA DC Tract |  | 5.14
2CCS861002R1557 | S801S-UCK40-R | Active | 7612271208660 | 199.68 | 1 | 1 | stuk | S800S | BE31330 | SB (MCB&RCD Cat.B) | stuk | Automaat S800S R 1P K 40A 50kA DC Tract | Disjoncteur S800S R 1P K 40A 50kA DC Tract | Sicherungsautomat S800S R 1P K 40A 50kA DC Tract | MCB S800S R 1P K 40A 50kA DC Tract |  | 5.14
2CCS861002R1577 | S801S-UCK50-R | Active | 7612271208677 | 212.61 | 1 | 1 | stuk | S800S | BE31330 | SB (MCB&RCD Cat.B) | stuk | Automaat S800S R 1P K 50A 50kA DC Tract | Disjoncteur S800S R 1P K 50A 50kA DC Tract | Sicherungsautomat S800S R 1P K 50A 50kA DC Tract | MCB S800S R 1P K 50A 50kA DC Tract |  | 5.14
2CCS861002R1597 | S801S-UCK63-R | Active | 7612271208684 | 226.23 | 1 | 1 | stuk | S800S | BE31330 | SB (MCB&RCD Cat.B) | stuk | Automaat S800S R 1P K 63A 50kA DC Tract | Disjoncteur S800S R 1P K 63A 50kA DC Tract | Sicherungsautomat S800S R 1P K 63A 50kA DC Tract | MCB S800S R 1P K 63A 50kA DC Tract |  | 5.14
2CCS861002R1627 | S801S-UCK80-R | Active | 7612271208691 | 243.92 | 1 | 1 | stuk | S800S | BE31330 | SB (MCB&RCD Cat.B) | stuk | Automaat S800S R 1P K 80A 50kA DC Tract | Disjoncteur S800S R 1P K 80A 50kA DC Tract | Sicherungsautomat S800S R 1P K 80A 50kA DC Tract | MCB S800S R 1P K 80A 50kA DC Tract |  | 5.14
2CCS861002R1635 | S801S-UCB63-R | Active | 7612271208448 | 203.76 | 1 | 1 | stuk | S800S | BE31330 | SB (MCB&RCD Cat.B) | stuk | Automaat S800S R 1P B 63A 50kA DC Tract | Disjoncteur S800S R 1P B 63A 50kA DC Tract | Sicherungsautomat S800S R 1P B 63A 50kA DC Tract | MCB S800S R 1P B 63A 50kA DC Tract |  | 5.14
2CCS861002R1637 | S801S-UCK100-R | Active | 7612271208707 | 265.82 | 1 | 1 | stuk | S800S | BE31330 | SB (MCB&RCD Cat.B) | stuk | Automaat S800S R 1P K 100A 50kA DC Trac | Disjoncteur S800S R 1P K 100A 50kA DC Trac | Sicherungsautomat S800S R 1P K 100A 50kA DC Trac | MCB S800S R 1P K 100A 50kA DC Trac |  | 5.14
2CCS861002R1647 | S801S-UCK125-R | Active | 7612271208714 | 292.33 | 1 | 1 | stuk | S800S | BE31330 | SB (MCB&RCD Cat.B) | stuk | Automaat S800S R 1P K 125A 50kA DC Trac | Disjoncteur S800S R 1P K 125A 50kA DC Trac | Sicherungsautomat S800S R 1P K 125A 50kA DC Trac | MCB S800S R 1P K 125A 50kA DC Trac |  | 5.14
2CCS861002R1805 | S801S-UCB80-R | Active | 7612271208455 | 221.57 | 1 | 1 | stuk | S800S | BE31330 | SB (MCB&RCD Cat.B) | stuk | Automaat S800S R 1P B 80A 50kA DC Tract | Disjoncteur S800S R 1P B 80A 50kA DC Tract | Sicherungsautomat S800S R 1P B 80A 50kA DC Tract | MCB S800S R 1P B 80A 50kA DC Tract |  | 5.14
2CCS861002R1825 | S801S-UCB100-R | Active | 7612271208462 | 239.02 | 1 | 1 | stuk | S800S | BE31330 | SB (MCB&RCD Cat.B) | stuk | Automaat S800S R 1P B 100A 50kA DC Tractie | Disjoncteur S800S R 1P B 100A 50kA DC traction | Sicherungsautomat S800S R 1P B 100A 50kA DC Tractie | MCB S800S R 1P B 100A 50kA DC traction |  | 5.14
2CCS861002R1845 | S801S-UCB125-R | Active | 7612271208479 | 265.82 | 1 | 1 | stuk | S800S | BE31330 | SB (MCB&RCD Cat.B) | stuk | Automaat S800S R 1P B 125A 50kA DC Tractie | Disjoncteur S800S R 1P B 125A 50kA DC traction | Sicherungsautomat S800S R 1P B 125A 50kA DC Tractie | MCB S800S R 1P B 125A 50kA DC traction |  | 5.14
2CCS862001R0061 | S802S-D6 | Active | 7612271408190 | 273.62 | 1 | 1 | stuk | S800S | BE31330 | SB (MCB&RCD Cat.B) | stuk | Automaat S800S 2P D 6A 50kA | Disjoncteur S800S 2P D 6A 50kA | Sicherungsautomat S800S 2P D 6A 50kA | MCB S800S 2P D 6A 50kA |  | 5.14
2CCS862001R0064 | S802S-C6 | Active | 7612271408152 | 237.45 | 1 | 1 | stuk | S800S | BE31330 | SB (MCB&RCD Cat.B) | stuk | Automaat S800S 2P C 6A 50kA | Disjoncteur S800S 2P C 6A 50kA | Sicherungsautomat S800S 2P C 6A 50kA | MCB S800S 2P C 6A 50kA |  | 5.14
2CCS862001R0065 | S802S-B6 | Active | 7612271408114 | 237.45 | 1 | 1 | stuk | S800S | BE31330 | SB (MCB&RCD Cat.B) | stuk | Automaat S800S 2P B 6A 50kA | Disjoncteur S800S 2P B 6A 50kA | Sicherungsautomat S800S 2P B 6A 50kA | MCB S800S 2P B 6A 50kA |  | 5.14
2CCS862001R0067 | S802S-K6 | Active | 7612271408237 | 262.75 | 1 | 1 | stuk | S800S | BE31330 | SB (MCB&RCD Cat.B) | stuk | Automaat S800S 2P K 6A 50kA | Disjoncteur S800S 2P K 6A 50kA | Sicherungsautomat S800S 2P K 6A 50kA | MCB S800S 2P K 6A 50kA |  | 5.14
2CCS862001R0081 | S802S-D8 | Active | 7612271411411 | 261.54 | 1 | 1 | stuk | S800S | BE31330 | SB (MCB&RCD Cat.B) | stuk | Automaat S800S 2P D 8A 50kA | Disjoncteur S800S 2P D 8A 50kA | Sicherungsautomat S800S 2P D 8A 50kA | MCB S800S 2P D 8A 50kA |  | 5.14
2CCS862001R0084 | S802S-C8 | Active | 7612271411374 | 226.6 | 1 | 1 | stuk | S800S | BE31330 | SB (MCB&RCD Cat.B) | stuk | Automaat S800S 2P C 8A 50kA | Disjoncteur S800S 2P C 8A 50kA | Sicherungsautomat S800S 2P C 8A 50kA | MCB S800S 2P C 8A 50kA |  | 5.14
2CCS862001R0085 | S802S-B8 | Active | 7612271411336 | 226.6 | 1 | 1 | stuk | S800S | BE31330 | SB (MCB&RCD Cat.B) | stuk | Automaat S800S 2P B 8A 50kA | Disjoncteur S800S 2P B 8A 50kA | Sicherungsautomat S800S 2P B 8A 50kA | MCB S800S 2P B 8A 50kA |  | 5.14
2CCS862001R0101 | S802S-D10 | Active | 7612271201081 | 236.24 | 1 | 1 | stuk | S800S | BE31330 | SB (MCB&RCD Cat.B) | stuk | Automaat S800S 2P D 10A 50kA | Disjoncteur S800S 2P D 10A 50kA | Sicherungsautomat S800S 2P D 10A 50kA | MCB S800S 2P D 10A 50kA |  | 5.14
2CCS862001R0104 | S802S-C10 | Active | 7612271200602 | 204.89 | 1 | 1 | stuk | S800S | BE31330 | SB (MCB&RCD Cat.B) | stuk | Automaat S800S 2P C 10A 50kA | Disjoncteur S800S 2P C 10A 50kA | Sicherungsautomat S800S 2P C 10A 50kA | MCB S800S 2P C 10A 50kA |  | 5.14
2CCS862001R0105 | S802S-B10 | Active | 7612271200121 | 204.89 | 1 | 1 | stuk | S800S | BE31330 | SB (MCB&RCD Cat.B) | stuk | Automaat S800S 2P B 10A 50kA | Disjoncteur S800S 2P B 10A 50kA | Sicherungsautomat S800S 2P B 10A 50kA | MCB S800S 2P B 10A 50kA |  | 5.14
2CCS862001R0131 | S802S-D13 | Active | 7612271201098 | 236.24 | 1 | 1 | stuk | S800S | BE31330 | SB (MCB&RCD Cat.B) | stuk | Automaat S800S 2P D 13A 50kA | Disjoncteur S800S 2P D 13A 50kA | Sicherungsautomat S800S 2P D 13A 50kA | MCB S800S 2P D 13A 50kA |  | 5.14
2CCS862001R0134 | S802S-C13 | Active | 7612271200619 | 204.89 | 1 | 1 | stuk | S800S | BE31330 | SB (MCB&RCD Cat.B) | stuk | Automaat S800S 2P C 13A 50kA | Disjoncteur S800S 2P C 13A 50kA | Sicherungsautomat S800S 2P C 13A 50kA | MCB S800S 2P C 13A 50kA |  | 5.14
2CCS862001R0135 | S802S-B13 | Active | 7612271200138 | 204.89 | 1 | 1 | stuk | S800S | BE31330 | SB (MCB&RCD Cat.B) | stuk | Automaat S800S 2P B 13A 50kA | Disjoncteur S800S 2P B 13A 50kA | Sicherungsautomat S800S 2P B 13A 50kA | MCB S800S 2P B 13A 50kA |  | 5.14
2CCS862001R0161 | S802S-D16 | Active | 7612271201104 | 236.24 | 1 | 1 | stuk | S800S | BE31330 | SB (MCB&RCD Cat.B) | stuk | Automaat S800S 2P D 16A 50kA | Disjoncteur S800S 2P D 16A 50kA | Sicherungsautomat S800S 2P D 16A 50kA | MCB S800S 2P D 16A 50kA |  | 5.14
2CCS862001R0164 | S802S-C16 | Active | 7612271200626 | 204.89 | 1 | 1 | stuk | S800S | BE31330 | SB (MCB&RCD Cat.B) | stuk | Automaat S800S 2P C 16A 50kA | Disjoncteur S800S 2P C 16A 50kA | Sicherungsautomat S800S 2P C 16A 50kA | MCB S800S 2P C 16A 50kA |  | 5.14
2CCS862001R0165 | S802S-B16 | Active | 7612271200145 | 204.89 | 1 | 1 | stuk | S800S | BE31330 | SB (MCB&RCD Cat.B) | stuk | Automaat S800S 2P B 16A 50kA | Disjoncteur S800S 2P B 16A 50kA | Sicherungsautomat S800S 2P B 16A 50kA | MCB S800S 2P B 16A 50kA |  | 5.14
2CCS862001R0201 | S802S-D20 | Active | 7612271201111 | 236.24 | 1 | 1 | stuk | S800S | BE31330 | SB (MCB&RCD Cat.B) | stuk | Automaat S800S 2P D 20A 50kA | Disjoncteur S800S 2P D 20A 50kA | Sicherungsautomat S800S 2P D 20A 50kA | MCB S800S 2P D 20A 50kA |  | 5.14
2CCS862001R0204 | S802S-C20 | Active | 7612271200633 | 197.68 | 1 | 1 | stuk | S800S | BE31330 | SB (MCB&RCD Cat.B) | stuk | Automaat S800S 2P C 20A 50kA | Disjoncteur S800S 2P C 20A 50kA | Sicherungsautomat S800S 2P C 20A 50kA | MCB S800S 2P C 20A 50kA |  | 5.14
2CCS862001R0205 | S802S-B20 | Active | 7612271200152 | 204.89 | 1 | 1 | stuk | S800S | BE31330 | SB (MCB&RCD Cat.B) | stuk | Automaat S800S 2P B 20A 50kA | Disjoncteur S800S 2P B 20A 50kA | Sicherungsautomat S800S 2P B 20A 50kA | MCB S800S 2P B 20A 50kA |  | 5.14
2CCS862001R0251 | S802S-D25 | Active | 7612271201128 | 236.24 | 1 | 1 | stuk | S800S | BE31330 | SB (MCB&RCD Cat.B) | stuk | Automaat S800S 2P D 25A 50kA | Disjoncteur S800S 2P D 25A 50kA | Sicherungsautomat S800S 2P D 25A 50kA | MCB S800S 2P D 25A 50kA |  | 5.14
2CCS862001R0254 | S802S-C25 | Active | 7612271200640 | 204.89 | 1 | 1 | stuk | S800S | BE31330 | SB (MCB&RCD Cat.B) | stuk | Automaat S800S 2P C 25A 50kA | Disjoncteur S800S 2P C 25A 50kA | Sicherungsautomat S800S 2P C 25A 50kA | MCB S800S 2P C 25A 50kA |  | 5.14
2CCS862001R0255 | S802S-B25 | Active | 7612271200169 | 204.89 | 1 | 1 | stuk | S800S | BE31330 | SB (MCB&RCD Cat.B) | stuk | Automaat S800S 2P B 25A 50kA | Disjoncteur S800S 2P B 25A 50kA | Sicherungsautomat S800S 2P B 25A 50kA | MCB S800S 2P B 25A 50kA |  | 5.14
2CCS862001R0321 | S802S-D32 | Active | 7612271201135 | 236.24 | 1 | 1 | stuk | S800S | BE31330 | SB (MCB&RCD Cat.B) | stuk | Automaat S800S 2P D 32A 50kA | Disjoncteur S800S 2P D 32A 50kA | Sicherungsautomat S800S 2P D 32A 50kA | MCB S800S 2P D 32A 50kA |  | 5.14
2CCS862001R0324 | S802S-C32 | Active | 7612271200657 | 204.89 | 1 | 1 | stuk | S800S | BE31330 | SB (MCB&RCD Cat.B) | stuk | Automaat S800S 2P C 32A 50kA | Disjoncteur S800S 2P C 32A 50kA | Sicherungsautomat S800S 2P C 32A 50kA | MCB S800S 2P C 32A 50kA |  | 5.14
2CCS862001R0325 | S802S-B32 | Active | 7612271200176 | 204.89 | 1 | 1 | stuk | S800S | BE31330 | SB (MCB&RCD Cat.B) | stuk | Automaat S800S 2P B 32A 50kA | Disjoncteur S800S 2P B 32A 50kA | Sicherungsautomat S800S 2P B 32A 50kA | MCB S800S 2P B 32A 50kA |  | 5.14
2CCS862001R0401 | S802S-D40 | Active | 7612271201142 | 292.9 | 1 | 1 | stuk | S800S | BE31330 | SB (MCB&RCD Cat.B) | stuk | Automaat S800S 2P D 40A 50kA | Disjoncteur S800S 2P D 40A 50kA | Sicherungsautomat S800S 2P D 40A 50kA | MCB S800S 2P D 40A 50kA |  | 5.14
2CCS862001R0404 | S802S-C40 | Active | 7612271200664 | 251.91 | 1 | 1 | stuk | S800S | BE31330 | SB (MCB&RCD Cat.B) | stuk | Automaat S800S 2P C 40A 50kA | Disjoncteur S800S 2P C 40A 50kA | Sicherungsautomat S800S 2P C 40A 50kA | MCB S800S 2P C 40A 50kA |  | 5.14
2CCS862001R0405 | S802S-B40 | Active | 7612271200183 | 251.91 | 1 | 1 | stuk | S800S | BE31330 | SB (MCB&RCD Cat.B) | stuk | Automaat S800S 2P B 40A 50kA | Disjoncteur S800S 2P B 40A 50kA | Sicherungsautomat S800S 2P B 40A 50kA | MCB S800S 2P B 40A 50kA |  | 5.14
2CCS862001R0407 | S802S-K8 | Active | 7612271411459 | 253.11 | 1 | 1 | stuk | S800S | BE31330 | SB (MCB&RCD Cat.B) | stuk | Automaat S800S 2P K 8A 50kA | Disjoncteur S800S 2P K 8A 50kA | Sicherungsautomat S800S 2P K 8A 50kA | MCB S800S 2P K 8A 50kA |  | 5.14
2CCS862001R0427 | S802S-K10 | Active | 7612271201562 | 224.2 | 1 | 1 | stuk | S800S | BE31330 | SB (MCB&RCD Cat.B) | stuk | Automaat S800S 2P K 10A 50kA | Disjoncteur S800S 2P K 10A 50kA | Sicherungsautomat S800S 2P K 10A 50kA | MCB S800S 2P K 10A 50kA |  | 5.14
2CCS862001R0447 | S802S-K13 | Active | 7612271201579 | 224.2 | 1 | 1 | stuk | S800S | BE31330 | SB (MCB&RCD Cat.B) | stuk | Automaat S800S 2P K 13A 50kA | Disjoncteur S800S 2P K 13A 50kA | Sicherungsautomat S800S 2P K 13A 50kA | MCB S800S 2P K 13A 50kA |  | 5.14
2CCS862001R0467 | S802S-K16 | Active | 7612271201586 | 224.2 | 1 | 1 | stuk | S800S | BE31330 | SB (MCB&RCD Cat.B) | stuk | Automaat S800S 2P K 16A 50kA | Disjoncteur S800S 2P K 16A 50kA | Sicherungsautomat S800S 2P K 16A 50kA | MCB S800S 2P K 16A 50kA |  | 5.14
2CCS862001R0487 | S802S-K20 | Active | 7612271201593 | 224.2 | 1 | 1 | stuk | S800S | BE31330 | SB (MCB&RCD Cat.B) | stuk | Automaat S800S 2P K 20A 50kA | Disjoncteur S800S 2P K 20A 50kA | Sicherungsautomat S800S 2P K 20A 50kA | MCB S800S 2P K 20A 50kA |  | 5.14
2CCS862001R0501 | S802S-D50 | Active | 7612271201159 | 323.01 | 1 | 1 | stuk | S800S | BE31330 | SB (MCB&RCD Cat.B) | stuk | Automaat S800S 2P D 50A 50kA | Disjoncteur S800S 2P D 50A 50kA | Sicherungsautomat S800S 2P D 50A 50kA | MCB S800S 2P D 50A 50kA |  | 5.14
2CCS862001R0504 | S802S-C50 | Active | 7612271200671 | 282.05 | 1 | 1 | stuk | S800S | BE31330 | SB (MCB&RCD Cat.B) | stuk | Automaat S800S 2P C 50A 50kA | Disjoncteur S800S 2P C 50A 50kA | Sicherungsautomat S800S 2P C 50A 50kA | MCB S800S 2P C 50A 50kA |  | 5.14
2CCS862001R0505 | S802S-B50 | Active | 7612271200190 | 282.05 | 1 | 1 | stuk | S800S | BE31330 | SB (MCB&RCD Cat.B) | stuk | Automaat S800S 2P B 50A 50kA | Disjoncteur S800S 2P B 50A 50kA | Sicherungsautomat S800S 2P B 50A 50kA | MCB S800S 2P B 50A 50kA |  | 5.14
2CCS862001R0517 | S802S-K25 | Active | 7612271201609 | 224.2 | 1 | 1 | stuk | S800S | BE31330 | SB (MCB&RCD Cat.B) | stuk | Automaat S800S 2P K 25A 50kA | Disjoncteur S800S 2P K 25A 50kA | Sicherungsautomat S800S 2P K 25A 50kA | MCB S800S 2P K 25A 50kA |  | 5.14
2CCS862001R0537 | S802S-K32 | Active | 7612271201616 | 224.2 | 1 | 1 | stuk | S800S | BE31330 | SB (MCB&RCD Cat.B) | stuk | Automaat S800S 2P K 32A 50kA | Disjoncteur S800S 2P K 32A 50kA | Sicherungsautomat S800S 2P K 32A 50kA | MCB S800S 2P K 32A 50kA |  | 5.14
2CCS862001R0557 | S802S-K40 | Active | 7612271201623 | 279.64 | 1 | 1 | stuk | S800S | BE31330 | SB (MCB&RCD Cat.B) | stuk | Automaat S800S 2P K 40A 50kA | Disjoncteur S800S 2P K 40A 50kA | Sicherungsautomat S800S 2P K 40A 50kA | MCB S800S 2P K 40A 50kA |  | 5.14
2CCS862001R0577 | S802S-K50 | Active | 7612271201630 | 309.77 | 1 | 1 | stuk | S800S | BE31330 | SB (MCB&RCD Cat.B) | stuk | Automaat S800S 2P K 50A 50kA | Disjoncteur S800S 2P K 50A 50kA | Sicherungsautomat S800S 2P K 50A 50kA | MCB S800S 2P K 50A 50kA |  | 5.14
2CCS862001R0597 | S802S-K63 | Active | 7612271201647 | 335.09 | 1 | 1 | stuk | S800S | BE31330 | SB (MCB&RCD Cat.B) | stuk | Automaat S800S 2P K 63A 50kA | Disjoncteur S800S 2P K 63A 50kA | Sicherungsautomat S800S 2P K 63A 50kA | MCB S800S 2P K 63A 50kA |  | 5.14
2CCS862001R0627 | S802S-K80 | Active | 7612271201654 | 354.36 | 1 | 1 | stuk | S800S | BE31330 | SB (MCB&RCD Cat.B) | stuk | Automaat S800S 2P K 80A 50kA | Disjoncteur S800S 2P K 80A 50kA | Sicherungsautomat S800S 2P K 80A 50kA | MCB S800S 2P K 80A 50kA |  | 5.14
2CCS862001R0631 | S802S-D63 | Active | 7612271201166 | 348.34 | 1 | 1 | stuk | S800S | BE31330 | SB (MCB&RCD Cat.B) | stuk | Automaat S800S 2P D 63A 50kA | Disjoncteur S800S 2P D 63A 50kA | Sicherungsautomat S800S 2P D 63A 50kA | MCB S800S 2P D 63A 50kA |  | 5.14
2CCS862001R0634 | S802S-C63 | Active | 7612271200688 | 304.94 | 1 | 1 | stuk | S800S | BE31330 | SB (MCB&RCD Cat.B) | stuk | Automaat S800S 2P C 63A 50kA | Disjoncteur S800S 2P C 63A 50kA | Sicherungsautomat S800S 2P C 63A 50kA | MCB S800S 2P C 63A 50kA |  | 5.14
2CCS862001R0635 | S802S-B63 | Active | 7612271200206 | 304.94 | 1 | 1 | stuk | S800S | BE31330 | SB (MCB&RCD Cat.B) | stuk | Automaat S800S 2P B 63A 50kA | Disjoncteur S800S 2P B 63A 50kA | Sicherungsautomat S800S 2P B 63A 50kA | MCB S800S 2P B 63A 50kA |  | 5.14
2CCS862001R0637 | S802S-K100 | Active | 7612271201661 | 385.7 | 1 | 1 | stuk | S800S | BE31330 | SB (MCB&RCD Cat.B) | stuk | Automaat S800S 2P K 100A 50kA | Disjoncteur S800S 2P K 100A 50kA | Sicherungsautomat S800S 2P K 100A 50kA | MCB S800S 2P K 100A 50kA |  | 5.14
2CCS862001R0647 | S802S-K125 | Active | 7612271201678 | 423.07 | 1 | 1 | stuk | S800S | BE31330 | SB (MCB&RCD Cat.B) | stuk | Automaat S800S 2P K 125A 50kA | Disjoncteur S800S 2P K 125A 50kA | Sicherungsautomat S800S 2P K 125A 50kA | MCB S800S 2P K 125A 50kA |  | 5.14
2CCS862001R0801 | S802S-D80 | Active | 7612271201173 | 371.24 | 1 | 1 | stuk | S800S | BE31330 | SB (MCB&RCD Cat.B) | stuk | Automaat S800S 2P D 80A 50kA | Disjoncteur S800S 2P D 80A 50kA | Sicherungsautomat S800S 2P D 80A 50kA | MCB S800S 2P D 80A 50kA |  | 5.14
2CCS862001R0804 | S802S-C80 | Active | 7612271200695 | 323.01 | 1 | 1 | stuk | S800S | BE31330 | SB (MCB&RCD Cat.B) | stuk | Automaat S800S 2P C 80A 50kA | Disjoncteur S800S 2P C 80A 50kA | Sicherungsautomat S800S 2P C 80A 50kA | MCB S800S 2P C 80A 50kA |  | 5.14
2CCS862001R0805 | S802S-B80 | Active | 7612271200213 | 323.01 | 1 | 1 | stuk | S800S | BE31330 | SB (MCB&RCD Cat.B) | stuk | Automaat S800S 2P B 80A 50kA | Disjoncteur S800S 2P B 80A 50kA | Sicherungsautomat S800S 2P B 80A 50kA | MCB S800S 2P B 80A 50kA |  | 5.14
2CCS862001R0821 | S802S-D100 | Active | 7612271201180 | 403.78 | 1 | 1 | stuk | S800S | BE31330 | SB (MCB&RCD Cat.B) | stuk | Automaat S800S 2P D 100A 50kA | Disjoncteur S800S 2P D 100A 50kA | Sicherungsautomat S800S 2P D 100A 50kA | MCB S800S 2P D 100A 50kA |  | 5.14
2CCS862001R0824 | S802S-C100 | Active | 7612271200701 | 351.96 | 1 | 1 | stuk | S800S | BE31330 | SB (MCB&RCD Cat.B) | stuk | Automaat S800S 2P C 100A 50kA | Disjoncteur S800S 2P C 100A 50kA | Sicherungsautomat S800S 2P C 100A 50kA | MCB S800S 2P C 100A 50kA |  | 5.14
2CCS862001R0825 | S802S-B100 | Active | 7612271200220 | 351.96 | 1 | 1 | stuk | S800S | BE31330 | SB (MCB&RCD Cat.B) | stuk | Automaat S800S 2P B 100A 50kA | Disjoncteur S800S 2P B 100A 50kA | Sicherungsautomat S800S 2P B 100A 50kA | MCB S800S 2P B 100A 50kA |  | 5.14
2CCS862001R0841 | S802S-D125 | Active | 7612271201197 | 441.15 | 1 | 1 | stuk | S800S | BE31330 | SB (MCB&RCD Cat.B) | stuk | Automaat S800S 2P D 125A 50kA | Disjoncteur S800S 2P D 125A 50kA | Sicherungsautomat S800S 2P D 125A 50kA | MCB S800S 2P D 125A 50kA |  | 5.14
2CCS862001R0844 | S802S-C125 | Active | 7612271200718 | 385.7 | 1 | 1 | stuk | S800S | BE31330 | SB (MCB&RCD Cat.B) | stuk | Automaat S800S 2P C 125A 50kA | Disjoncteur S800S 2P C 125A 50kA | Sicherungsautomat S800S 2P C 125A 50kA | MCB S800S 2P C 125A 50kA |  | 5.14
2CCS862001R0845 | S802S-B125 | Active | 7612271200237 | 385.7 | 1 | 1 | stuk | S800S | BE31330 | SB (MCB&RCD Cat.B) | stuk | Automaat S800S 2P B 125A 50kA | Disjoncteur S800S 2P B 125A 50kA | Sicherungsautomat S800S 2P B 125A 50kA | MCB S800S 2P B 125A 50kA |  | 5.14
2CCS862001R1105 | S802S-UCB10 | Active | 7612271202965 | 265.17 | 1 | 1 | stuk | S800S | BE31330 | SB (MCB&RCD Cat.B) | stuk | Automaat S800S UC 2P B 10A 50kA DC | Disjoncteur S800S UC 2P B 10A 50kA DC | Sicherungsautomat S800S UC 2P B 10A 50kA DC | MCB S800S UC 2P B 10A 50kA DC |  | 5.14
2CCS862001R1135 | S802S-UCB13 | Active | 7612271202972 | 265.17 | 1 | 1 | stuk | S800S | BE31330 | SB (MCB&RCD Cat.B) | stuk | Automaat S800S UC 2P B 13A 50kA DC | Disjoncteur S800S UC 2P B 13A 50kA DC | Sicherungsautomat S800S UC 2P B 13A 50kA DC | MCB S800S UC 2P B 13A 50kA DC |  | 5.14
2CCS862001R1165 | S802S-UCB16 | Active | 7612271202989 | 265.17 | 1 | 1 | stuk | S800S | BE31330 | SB (MCB&RCD Cat.B) | stuk | Automaat S800S UC 2P B 16A 50kA DC | Disjoncteur S800S UC 2P B 16A 50kA DC | Sicherungsautomat S800S UC 2P B 16A 50kA DC | MCB S800S UC 2P B 16A 50kA DC |  | 5.14
2CCS862001R1205 | S802S-UCB20 | Active | 7612271202996 | 265.17 | 1 | 1 | stuk | S800S | BE31330 | SB (MCB&RCD Cat.B) | stuk | Automaat S800S UC 2P B 20A 50kA DC | Disjoncteur S800S UC 2P B 20A 50kA DC | Sicherungsautomat S800S UC 2P B 20A 50kA DC | MCB S800S UC 2P B 20A 50kA DC |  | 5.14
2CCS862001R1255 | S802S-UCB25 | Active | 7612271203009 | 265.17 | 1 | 1 | stuk | S800S | BE31330 | SB (MCB&RCD Cat.B) | stuk | Automaat S800S UC 2P B 25A 50kA DC | Disjoncteur S800S UC 2P B 25A 50kA DC | Sicherungsautomat S800S UC 2P B 25A 50kA DC | MCB S800S UC 2P B 25A 50kA DC |  | 5.14
2CCS862001R1325 | S802S-UCB32 | Active | 7612271203016 | 265.17 | 1 | 1 | stuk | S800S | BE31330 | SB (MCB&RCD Cat.B) | stuk | Automaat S800S UC 2P B 32A 50kA DC | Disjoncteur S800S UC 2P B 32A 50kA DC | Sicherungsautomat S800S UC 2P B 32A 50kA DC | MCB S800S UC 2P B 32A 50kA DC |  | 5.14
2CCS862001R1405 | S802S-UCB40 | Active | 7612271203023 | 326.63 | 1 | 1 | stuk | S800S | BE31330 | SB (MCB&RCD Cat.B) | stuk | Automaat S800S UC 2P B 40A 50kA DC | Disjoncteur S800S UC 2P B 40A 50kA DC | Sicherungsautomat S800S UC 2P B 40A 50kA DC | MCB S800S UC 2P B 40A 50kA DC |  | 5.14
2CCS862001R1427 | S802S-UCK10 | Active | 7612271203443 | 294.11 | 1 | 1 | stuk | S800S | BE31330 | SB (MCB&RCD Cat.B) | stuk | Automaat S800S UC 2P K 10A 50kA DC | Disjoncteur S800S UC 2P K 10A 50kA DC | Sicherungsautomat S800S UC 2P K 10A 50kA DC | MCB S800S UC 2P K 10A 50kA DC |  | 5.14
2CCS862001R1447 | S802S-UCK13 | Active | 7612271203450 | 294.11 | 1 | 1 | stuk | S800S | BE31330 | SB (MCB&RCD Cat.B) | stuk | Automaat S800S UC 2P K 13A 50kA DC | Disjoncteur S800S UC 2P K 13A 50kA DC | Sicherungsautomat S800S UC 2P K 13A 50kA DC | MCB S800S UC 2P K 13A 50kA DC |  | 5.14
2CCS862001R1467 | S802S-UCK16 | Active | 7612271203467 | 294.11 | 1 | 1 | stuk | S800S | BE31330 | SB (MCB&RCD Cat.B) | stuk | Automaat S800S UC 2P K 16A 50kA DC | Disjoncteur S800S UC 2P K 16A 50kA DC | Sicherungsautomat S800S UC 2P K 16A 50kA DC | MCB S800S UC 2P K 16A 50kA DC |  | 5.14
2CCS862001R1487 | S802S-UCK20 | Active | 7612271203474 | 294.11 | 1 | 1 | stuk | S800S | BE31330 | SB (MCB&RCD Cat.B) | stuk | Automaat S800S UC 2P K 20A 50kA DC | Disjoncteur S800S UC 2P K 20A 50kA DC | Sicherungsautomat S800S UC 2P K 20A 50kA DC | MCB S800S UC 2P K 20A 50kA DC |  | 5.14
2CCS862001R1505 | S802S-UCB50 | Active | 7612271203030 | 366.42 | 1 | 1 | stuk | S800S | BE31330 | SB (MCB&RCD Cat.B) | stuk | Automaat S800S UC 2P B 50A 50kA DC | Disjoncteur S800S UC 2P B 50A 50kA DC | Sicherungsautomat S800S UC 2P B 50A 50kA DC | MCB S800S UC 2P B 50A 50kA DC |  | 5.14
2CCS862001R1517 | S802S-UCK25 | Active | 7612271203481 | 294.11 | 1 | 1 | stuk | S800S | BE31330 | SB (MCB&RCD Cat.B) | stuk | Automaat S800S UC 2P K 25A 50kA DC | Disjoncteur S800S UC 2P K 25A 50kA DC | Sicherungsautomat S800S UC 2P K 25A 50kA DC | MCB S800S UC 2P K 25A 50kA DC |  | 5.14
2CCS862001R1537 | S802S-UCK32 | Active | 7612271203498 | 294.11 | 1 | 1 | stuk | S800S | BE31330 | SB (MCB&RCD Cat.B) | stuk | Automaat S800S UC 2P K 32A 50kA DC | Disjoncteur S800S UC 2P K 32A 50kA DC | Sicherungsautomat S800S UC 2P K 32A 50kA DC | MCB S800S UC 2P K 32A 50kA DC |  | 5.14
2CCS862001R1557 | S802S-UCK40 | Active | 7612271203504 | 362.8 | 1 | 1 | stuk | S800S | BE31330 | SB (MCB&RCD Cat.B) | stuk | Automaat S800S UC 2P K 40A 50kA DC | Disjoncteur S800S UC 2P K 40A 50kA DC | Sicherungsautomat S800S UC 2P K 40A 50kA DC | MCB S800S UC 2P K 40A 50kA DC |  | 5.14
2CCS862001R1577 | S802S-UCK50 | Active | 7612271203511 | 403.78 | 1 | 1 | stuk | S800S | BE31330 | SB (MCB&RCD Cat.B) | stuk | Automaat S800S UC 2P K 50A 50kA DC | Disjoncteur S800S UC 2P K 50A 50kA DC | Sicherungsautomat S800S UC 2P K 50A 50kA DC | MCB S800S UC 2P K 50A 50kA DC |  | 5.14
2CCS862001R1597 | S802S-UCK63 | Active | 7612271203528 | 436.33 | 1 | 1 | stuk | S800S | BE31330 | SB (MCB&RCD Cat.B) | stuk | Automaat S800S UC 2P K 63A 50kA DC | Disjoncteur S800S UC 2P K 63A 50kA DC | Sicherungsautomat S800S UC 2P K 63A 50kA DC | MCB S800S UC 2P K 63A 50kA DC |  | 5.14
2CCS862001R1627 | S802S-UCK80 | Active | 7612271203535 | 459.24 | 1 | 1 | stuk | S800S | BE31330 | SB (MCB&RCD Cat.B) | stuk | Automaat S800S UC 2P K 80A 50kA DC | Disjoncteur S800S UC 2P K 80A 50kA DC | Sicherungsautomat S800S UC 2P K 80A 50kA DC | MCB S800S UC 2P K 80A 50kA DC |  | 5.14
2CCS862001R1635 | S802S-UCB63 | Active | 7612271203047 | 395.35 | 1 | 1 | stuk | S800S | BE31330 | SB (MCB&RCD Cat.B) | stuk | Automaat S800S UC 2P B 63A 50kA DC | Disjoncteur S800S UC 2P B 63A 50kA DC | Sicherungsautomat S800S UC 2P B 63A 50kA DC | MCB S800S UC 2P B 63A 50kA DC |  | 5.14
2CCS862001R1637 | S802S-UCK100 | Active | 7612271203542 | 500.21 | 1 | 1 | stuk | S800S | BE31330 | SB (MCB&RCD Cat.B) | stuk | Automaat S800S UC 2P K 100A 50kA DC | Disjoncteur S800S UC 2P K 100A 50kA DC | Sicherungsautomat S800S UC 2P K 100A 50kA DC | MCB S800S UC 2P K 100A 50kA DC |  | 5.14
2CCS862001R1647 | S802S-UCK125 | Active | 7612271203559 | 548.4 | 1 | 1 | stuk | S800S | BE31330 | SB (MCB&RCD Cat.B) | stuk | Automaat S800S UC 2P K 125A 50kA DC | Disjoncteur S800S UC 2P K 125A 50kA DC | Sicherungsautomat S800S UC 2P K 125A 50kA DC | MCB S800S UC 2P K 125A 50kA DC |  | 5.14
2CCS862001R1805 | S802S-UCB80 | Active | 7612271203054 | 419.44 | 1 | 1 | stuk | S800S | BE31330 | SB (MCB&RCD Cat.B) | stuk | Automaat S800S UC 2P B 80A 50kA DC | Disjoncteur S800S UC 2P B 80A 50kA DC | Sicherungsautomat S800S UC 2P B 80A 50kA DC | MCB S800S UC 2P B 80A 50kA DC |  | 5.14
2CCS862001R1825 | S802S-UCB100 | Active | 7612271203061 | 455.61 | 1 | 1 | stuk | S800S | BE31330 | SB (MCB&RCD Cat.B) | stuk | Automaat S800S UC 2P B 100A 50kA DC | Disjoncteur S800S UC 2P B 100A 50kA DC | Sicherungsautomat S800S UC 2P B 100A 50kA DC | MCB S800S UC 2P B 100A 50kA DC |  | 5.14
2CCS862001R1845 | S802S-UCB125 | Active | 7612271203078 | 500.21 | 1 | 1 | stuk | S800S | BE31330 | SB (MCB&RCD Cat.B) | stuk | Automaat S800S UC 2P B 125A 50kA DC | Disjoncteur S800S UC 2P B 125A 50kA DC | Sicherungsautomat S800S UC 2P B 125A 50kA DC | MCB S800S UC 2P B 125A 50kA DC |  | 5.14
2CCS862002R0061 | S802S-D6-R | Active | 7612271408350 | 309.94 | 1 | 1 | stuk | S800S | BE31330 | SB (MCB&RCD Cat.B) | stuk | Automaat S800S R 2P D 6A 50kA Tractie | Disjoncteur S800S R 2P D 6A 50kA traction | Sicherungsautomat S800S R 2P D 6A 50kA Tractie | MCB S800S R 2P D 6A 50kA traction |  | 5.14
2CCS862002R0065 | S802S-B6-R | Active | 7612271408275 | 268.99 | 1 | 1 | stuk | S800S | BE31330 | SB (MCB&RCD Cat.B) | stuk | Automaat S800S R 2P B 6A 50kA Tractie | Disjoncteur S800S R 2P B 6A 50kA traction | Sicherungsautomat S800S R 2P B 6A 50kA Tractie | MCB S800S R 2P B 6A 50kA traction |  | 5.14
2CCS862002R0067 | S802S-K6-R | Active | 7612271408398 | 297.82 | 1 | 1 | stuk | S800S | BE31330 | SB (MCB&RCD Cat.B) | stuk | Automaat S800S R 2P K 6A 50kA Tractie | Disjoncteur S800S R 2P K 6A 50kA traction | Sicherungsautomat S800S R 2P K 6A 50kA Tractie | MCB S800S R 2P K 6A 50kA traction |  | 5.14
2CCS862002R0081 | S802S-D8-R | Active | 7612271411572 | 297.06 | 1 | 1 | stuk | S800S | BE31330 | SB (MCB&RCD Cat.B) | stuk | Automaat S800S R 2P D86A 50kA Tractie | Disjoncteur S800S R 2P D86A 50kA traction | Sicherungsautomat S800S R 2P D86A 50kA Tractie | MCB S800S R 2P D86A 50kA traction |  | 5.14
2CCS862002R0084 | S802S-C8-R | Active | 7612271411534 | 257.85 | 1 | 1 | stuk | S800S | BE31330 | SB (MCB&RCD Cat.B) | stuk | Automaat S800S R 2P C 8A 50kA Tractie | Disjoncteur S800S R 2P C 8A 50kA traction | Sicherungsautomat S800S R 2P C 8A 50kA Tractie | MCB S800S R 2P C 8A 50kA traction |  | 5.14
2CCS862002R0085 | S802S-B8-R | Active | 7612271411497 | 257.85 | 1 | 1 | stuk | S800S | BE31330 | SB (MCB&RCD Cat.B) | stuk | Automaat S800S R 2P B 8A 50kA Tractie | Disjoncteur S800S R 2P B 8A 50kA traction | Sicherungsautomat S800S R 2P B 8A 50kA Tractie | MCB S800S R 2P B 8A 50kA traction |  | 5.14
2CCS862002R0401 | S802S-D40-R | Active | 7612271207366 | 320.29 | 1 | 1 | stuk | S800S | BE31330 | SB (MCB&RCD Cat.B) | stuk | Automaat S800S R 2P D 40A 50kA Tractie | Disjoncteur S800S R 2P D 40A 50kA traction | Sicherungsautomat S800S R 2P D 40A 50kA Tractie | MCB S800S R 2P D 40A 50kA traction |  | 5.14
2CCS862002R0405 | S802S-B40-R | Active | 7612271206888 | 275.99 | 1 | 1 | stuk | S800S | BE31330 | SB (MCB&RCD Cat.B) | stuk | Automaat S800S R 2P B 40A 50kA Tractie | Disjoncteur S800S R 2P B 40A 50kA traction | Sicherungsautomat S800S R 2P B 40A 50kA Tractie | MCB S800S R 2P B 40A 50kA traction |  | 5.14
2CCS862002R0407 | S802S-K8-R | Active | 7612271411619 | 285.46 | 1 | 1 | stuk | S800S | BE31330 | SB (MCB&RCD Cat.B) | stuk | Automaat S800S R 2P K 8A 50kA DC Tractie | Disjoncteur S800S R 2P K 8A 50kA DC traction | Sicherungsautomat S800S R 2P K 8A 50kA DC Tractie | MCB S800S R 2P K 8A 50kA DC traction |  | 5.14
2CCS862002R0501 | S802S-D50-R | Active | 7612271207373 | 354.31 | 1 | 1 | stuk | S800S | BE31330 | SB (MCB&RCD Cat.B) | stuk | Automaat S800S R 2P D 50A 50kA Tractie | Disjoncteur S800S R 2P D 50A 50kA traction | Sicherungsautomat S800S R 2P D 50A 50kA Tractie | MCB S800S R 2P D 50A 50kA traction |  | 5.14
2CCS862002R0631 | S802S-D63-R | Active | 7612271207380 | 381.56 | 1 | 1 | stuk | S800S | BE31330 | SB (MCB&RCD Cat.B) | stuk | Automaat S800S R 2P D 63A 50kA Tractie | Disjoncteur S800S R 2P D 63A 50kA traction | Sicherungsautomat S800S R 2P D 63A 50kA Tractie | MCB S800S R 2P D 63A 50kA traction |  | 5.14
2CCS862002R0801 | S802S-D80-R | Active | 7612271207397 | 408.78 | 1 | 1 | stuk | S800S | BE31330 | SB (MCB&RCD Cat.B) | stuk | Automaat S800S R 2P D 80A 50kA Tractie | Disjoncteur S800S R 2P D 80A 50kA traction | Sicherungsautomat S800S R 2P D 80A 50kA Tractie | MCB S800S R 2P D 80A 50kA traction |  | 5.14
2CCS862002R0804 | S802S-C80-R | Active | 7612271207151 | 354.31 | 1 | 1 | stuk | S800S | BE31330 | SB (MCB&RCD Cat.B) | stuk | Automaat S800S R 2P C 80A 50kA Tractie | Disjoncteur S800S R 2P C 80A 50kA traction | Sicherungsautomat S800S R 2P C 80A 50kA Tractie | MCB S800S R 2P C 80A 50kA traction |  | 5.14
2CCS862002R0805 | S802S-B80-R | Active | 7612271206918 | 354.31 | 1 | 1 | stuk | S800S | BE31330 | SB (MCB&RCD Cat.B) | stuk | Automaat S800S R 2P B 80A 50kA Tractie | Disjoncteur S800S R 2P B 80A 50kA traction | Sicherungsautomat S800S R 2P B 80A 50kA Tractie | MCB S800S R 2P B 80A 50kA traction |  | 5.14
2CCS862002R0821 | S802S-D100-R | Active | 7612271207403 | 442.91 | 1 | 1 | stuk | S800S | BE31330 | SB (MCB&RCD Cat.B) | stuk | Automaat S800S R 2P D 100A 50kA Tractie | Disjoncteur S800S R 2P D 100A 50kA traction | Sicherungsautomat S800S R 2P D 100A 50kA Tractie | MCB S800S R 2P D 100A 50kA traction |  | 5.14
2CCS862002R0841 | S802S-D125-R | Active | 7612271207410 | 483.74 | 1 | 1 | stuk | S800S | BE31330 | SB (MCB&RCD Cat.B) | stuk | Automaat S800S R 2P D 125A 50kA Tractie | Disjoncteur S800S R 2P D 125A 50kA traction | Sicherungsautomat S800S R 2P D 125A 50kA Tractie | MCB S800S R 2P D 125A 50kA traction |  | 5.14
2CCS862002R1405 | S802S-UCB40-R | Active | 7612271208486 | 359.11 | 1 | 1 | stuk | S800S | BE31330 | SB (MCB&RCD Cat.B) | stuk | Automaat S800SUC R 2P B 40A 50kA DC Trac | Disjoncteur S800SUC R 2P B 40A 50kA DC Trac | Sicherungsautomat S800SUC R 2P B 40A 50kA DC Trac | MCB S800SUC R 2P B 40A 50kA DC Trac |  | 5.14
2CCS862002R1505 | S802S-UCB50-R | Active | 7612271208493 | 403.39 | 1 | 1 | stuk | S800S | BE31330 | SB (MCB&RCD Cat.B) | stuk | Automaat S800SUC R 2P B 50A 50kA DC Trac | Disjoncteur S800SUC R 2P B 50A 50kA DC Trac | Sicherungsautomat S800SUC R 2P B 50A 50kA DC Trac | MCB S800SUC R 2P B 50A 50kA DC Trac |  | 5.14
2CCS862002R1557 | S802S-UCK40-R | Active | 7612271208721 | 398.65 | 1 | 1 | stuk | S800S | BE31330 | SB (MCB&RCD Cat.B) | stuk | Automaat S800SUC R 2P K 40A 50kA DC Trac | Disjoncteur S800SUC R 2P K 40A 50kA DC Trac | Sicherungsautomat S800SUC R 2P K 40A 50kA DC Trac | MCB S800SUC R 2P K 40A 50kA DC Trac |  | 5.14
2CCS862002R1577 | S802S-UCK50-R | Active | 7612271208738 | 442.91 | 1 | 1 | stuk | S800S | BE31330 | SB (MCB&RCD Cat.B) | stuk | Automaat S800SUC R 2P K 50A 50kA DC Trac | Disjoncteur S800SUC R 2P K 50A 50kA DC Trac | Sicherungsautomat S800SUC R 2P K 50A 50kA DC Trac | MCB S800SUC R 2P K 50A 50kA DC Trac |  | 5.14
2CCS862002R1597 | S802S-UCK63-R | Active | 7612271208745 | 478.43 | 1 | 1 | stuk | S800S | BE31330 | SB (MCB&RCD Cat.B) | stuk | Automaat S800SUC R 2P K 63A 50kA DC Trac | Disjoncteur S800SUC R 2P K 63A 50kA DC Trac | Sicherungsautomat S800SUC R 2P K 63A 50kA DC Trac | MCB S800SUC R 2P K 63A 50kA DC Trac |  | 5.14
2CCS862002R1627 | S802S-UCK80-R | Active | 7612271208752 | 504.82 | 1 | 1 | stuk | S800S | BE31330 | SB (MCB&RCD Cat.B) | stuk | Automaat S800SUC R 2P K 80A 50kA DC Trac | Disjoncteur S800SUC R 2P K 80A 50kA DC Trac | Sicherungsautomat S800SUC R 2P K 80A 50kA DC Trac | MCB S800SUC R 2P K 80A 50kA DC Trac |  | 5.14
2CCS862002R1635 | S802S-UCB63-R | Active | 7612271208509 | 434.07 | 1 | 1 | stuk | S800S | BE31330 | SB (MCB&RCD Cat.B) | stuk | Automaat S800SUC R 2P B 63A 50kA DC Trac | Disjoncteur S800SUC R 2P B 63A 50kA DC Trac | Sicherungsautomat S800SUC R 2P B 63A 50kA DC Trac | MCB S800SUC R 2P B 63A 50kA DC Trac |  | 5.14
2CCS862002R1637 | S802S-UCK100-R | Active | 7612271208769 | 549.31 | 1 | 1 | stuk | S800S | BE31330 | SB (MCB&RCD Cat.B) | stuk | Automaat S800SUC R 2P K 100A 50kA DC Trac | Disjoncteur S800SUC R 2P K 100A 50kA DC Trac | Sicherungsautomat S800SUC R 2P K 100A 50kA DC Trac | MCB S800SUC R 2P K 100A 50kA DC Trac |  | 5.14
2CCS862002R1647 | S802S-UCK125-R | Active | 7612271208776 | 602.33 | 1 | 1 | stuk | S800S | BE31330 | SB (MCB&RCD Cat.B) | stuk | Automaat S800SUC R 2P K 125A 50kA DC Trac | Disjoncteur S800SUC R 2P K 125A 50kA DC Trac | Sicherungsautomat S800SUC R 2P K 125A 50kA DC Trac | MCB S800SUC R 2P K 125A 50kA DC Trac |  | 5.14
2CCS862002R1805 | S802S-UCB80-R | Active | 7612271208516 | 460.64 | 1 | 1 | stuk | S800S | BE31330 | SB (MCB&RCD Cat.B) | stuk | Automaat S800SUC R 2P B 80A 50kA DC Trac | Disjoncteur S800SUC R 2P B 80A 50kA DC Trac | Sicherungsautomat S800SUC R 2P B 80A 50kA DC Trac | MCB S800SUC R 2P B 80A 50kA DC Trac |  | 5.14
2CCS862002R1825 | S802S-UCB100-R | Active | 7612271208523 | 500.9 | 1 | 1 | stuk | S800S | BE31330 | SB (MCB&RCD Cat.B) | stuk | Automaat S800SUC R 2P B 100A 50kA DC Trac | Disjoncteur S800SUC R 2P B 100A 50kA DC Trac | Sicherungsautomat S800SUC R 2P B 100A 50kA DC Trac | MCB S800SUC R 2P B 100A 50kA DC Trac |  | 5.14
2CCS863001R0061 | S803S-D6 | Active | 7612271408206 | 432.71 | 1 | 1 | stuk | S800S | BE31330 | SB (MCB&RCD Cat.B) | stuk | Automaat S800S 3P D 6A 50kA | Disjoncteur S800S 3P D 6A 50kA | Sicherungsautomat S800S 3P D 6A 50kA | MCB S800S 3P D 6A 50kA |  | 5.14
2CCS863001R0064 | S803S-C6 | Active | 7612271408169 | 380.87 | 1 | 1 | stuk | S800S | BE31330 | SB (MCB&RCD Cat.B) | stuk | Automaat S800S 3P C 6A 50kA | Disjoncteur S800S 3P C 6A 50kA | Sicherungsautomat S800S 3P C 6A 50kA | MCB S800S 3P C 6A 50kA |  | 5.14
2CCS863001R0065 | S803S-B6 | Active | 7612271408121 | 380.87 | 1 | 1 | stuk | S800S | BE31330 | SB (MCB&RCD Cat.B) | stuk | Automaat S800S 3P B 6A 50kA | Disjoncteur S800S 3P B 6A 50kA | Sicherungsautomat S800S 3P B 6A 50kA | MCB S800S 3P B 6A 50kA |  | 5.14
2CCS863001R0067 | S803S-K6 | Active | 7612271408244 | 417.04 | 1 | 1 | stuk | S800S | BE31330 | SB (MCB&RCD Cat.B) | stuk | Automaat S800S 3P K 6A 50kA | Disjoncteur S800S 3P K 6A 50kA | Sicherungsautomat S800S 3P K 6A 50kA | MCB S800S 3P K 6A 50kA |  | 5.14
2CCS863001R0081 | S803S-D8 | Active | 7612271411428 | 414.62 | 1 | 1 | stuk | S800S | BE31330 | SB (MCB&RCD Cat.B) | stuk | Automaat S800S 3P D 8A 50kA | Disjoncteur S800S 3P D 8A 50kA | Sicherungsautomat S800S 3P D 8A 50kA | MCB S800S 3P D 8A 50kA |  | 5.14
2CCS863001R0084 | S803S-C8 | Active | 7612271411381 | 364 | 1 | 1 | stuk | S800S | BE31330 | SB (MCB&RCD Cat.B) | stuk | Automaat S800S 3P C 8A 50kA | Disjoncteur S800S 3P C 8A 50kA | Sicherungsautomat S800S 3P C 8A 50kA | MCB S800S 3P C 8A 50kA |  | 5.14
2CCS863001R0085 | S803S-B8 | Active | 7612271411343 | 364 | 1 | 1 | stuk | S800S | BE31330 | SB (MCB&RCD Cat.B) | stuk | Automaat S800S 3P B 8A 50kA | Disjoncteur S800S 3P B 8A 50kA | Sicherungsautomat S800S 3P B 8A 50kA | MCB S800S 3P B 8A 50kA |  | 5.14
2CCS863001R0101 | S803S-D10 | Active | 7612271201203 | 359.18 | 1 | 1 | stuk | S800S | BE31330 | SB (MCB&RCD Cat.B) | stuk | Automaat S800S 3P D 10A 50kA | Disjoncteur S800S 3P D 10A 50kA | Sicherungsautomat S800S 3P D 10A 50kA | MCB S800S 3P D 10A 50kA |  | 5.14
2CCS863001R0104 | S803S-C10 | Active | 7612271200725 | 312.18 | 1 | 1 | stuk | S800S | BE31330 | SB (MCB&RCD Cat.B) | stuk | Automaat S800S 3P C 10A 50kA | Disjoncteur S800S 3P C 10A 50kA | Sicherungsautomat S800S 3P C 10A 50kA | MCB S800S 3P C 10A 50kA |  | 5.14
2CCS863001R0105 | S803S-B10 | Active | 7612271200244 | 312.18 | 1 | 1 | stuk | S800S | BE31330 | SB (MCB&RCD Cat.B) | stuk | Automaat S800S 3P B 10A 50kA | Disjoncteur S800S 3P B 10A 50kA | Sicherungsautomat S800S 3P B 10A 50kA | MCB S800S 3P B 10A 50kA |  | 5.14
2CCS863001R0131 | S803S-D13 | Active | 7612271201210 | 359.18 | 1 | 1 | stuk | S800S | BE31330 | SB (MCB&RCD Cat.B) | stuk | Automaat S800S 3P D 13A 50kA | Disjoncteur S800S 3P D 13A 50kA | Sicherungsautomat S800S 3P D 13A 50kA | MCB S800S 3P D 13A 50kA |  | 5.14
2CCS863001R0134 | S803S-C13 | Active | 7612271200732 | 312.18 | 1 | 1 | stuk | S800S | BE31330 | SB (MCB&RCD Cat.B) | stuk | Automaat S800S 3P C 13A 50kA | Disjoncteur S800S 3P C 13A 50kA | Sicherungsautomat S800S 3P C 13A 50kA | MCB S800S 3P C 13A 50kA |  | 5.14
2CCS863001R0135 | S803S-B13 | Active | 7612271200251 | 312.18 | 1 | 1 | stuk | S800S | BE31330 | SB (MCB&RCD Cat.B) | stuk | Automaat S800S 3P B 13A 50kA | Disjoncteur S800S 3P B 13A 50kA | Sicherungsautomat S800S 3P B 13A 50kA | MCB S800S 3P B 13A 50kA |  | 5.14
2CCS863001R0161 | S803S-D16 | Active | 7612271201227 | 359.18 | 1 | 1 | stuk | S800S | BE31330 | SB (MCB&RCD Cat.B) | stuk | Automaat S800S 3P D 16A 50kA | Disjoncteur S800S 3P D 16A 50kA | Sicherungsautomat S800S 3P D 16A 50kA | MCB S800S 3P D 16A 50kA |  | 5.14
2CCS863001R0164 | S803S-C16 | Active | 7612271200749 | 312.18 | 1 | 1 | stuk | S800S | BE31330 | SB (MCB&RCD Cat.B) | stuk | Automaat S800S 3P C 16A 50kA | Disjoncteur S800S 3P C 16A 50kA | Sicherungsautomat S800S 3P C 16A 50kA | MCB S800S 3P C 16A 50kA |  | 5.14
2CCS863001R0165 | S803S-B16 | Active | 7612271200268 | 312.18 | 1 | 1 | stuk | S800S | BE31330 | SB (MCB&RCD Cat.B) | stuk | Automaat S800S 3P B 16A 50kA | Disjoncteur S800S 3P B 16A 50kA | Sicherungsautomat S800S 3P B 16A 50kA | MCB S800S 3P B 16A 50kA |  | 5.14
2CCS863001R0201 | S803S-D20 | Active | 7612271201234 | 359.18 | 1 | 1 | stuk | S800S | BE31330 | SB (MCB&RCD Cat.B) | stuk | Automaat S800S 3P D 20A 50kA | Disjoncteur S800S 3P D 20A 50kA | Sicherungsautomat S800S 3P D 20A 50kA | MCB S800S 3P D 20A 50kA |  | 5.14
2CCS863001R0204 | S803S-C20 | Active | 7612271200756 | 312.18 | 1 | 1 | stuk | S800S | BE31330 | SB (MCB&RCD Cat.B) | stuk | Automaat S800S 3P C 20A 50kA | Disjoncteur S800S 3P C 20A 50kA | Sicherungsautomat S800S 3P C 20A 50kA | MCB S800S 3P C 20A 50kA |  | 5.14
2CCS863001R0205 | S803S-B20 | Active | 7612271200275 | 312.18 | 1 | 1 | stuk | S800S | BE31330 | SB (MCB&RCD Cat.B) | stuk | Automaat S800S 3P B 20A 50kA | Disjoncteur S800S 3P B 20A 50kA | Sicherungsautomat S800S 3P B 20A 50kA | MCB S800S 3P B 20A 50kA |  | 5.14
2CCS863001R0251 | S803S-D25 | Active | 7612271201241 | 359.18 | 1 | 1 | stuk | S800S | BE31330 | SB (MCB&RCD Cat.B) | stuk | Automaat S800S 3P D 25A 50kA | Disjoncteur S800S 3P D 25A 50kA | Sicherungsautomat S800S 3P D 25A 50kA | MCB S800S 3P D 25A 50kA |  | 5.14
2CCS863001R0254 | S803S-C25 | Active | 7612271200763 | 312.18 | 1 | 1 | stuk | S800S | BE31330 | SB (MCB&RCD Cat.B) | stuk | Automaat S800S 3P C 25A 50kA | Disjoncteur S800S 3P C 25A 50kA | Sicherungsautomat S800S 3P C 25A 50kA | MCB S800S 3P C 25A 50kA |  | 5.14
2CCS863001R0255 | S803S-B25 | Active | 7612271200282 | 312.18 | 1 | 1 | stuk | S800S | BE31330 | SB (MCB&RCD Cat.B) | stuk | Automaat S800S 3P B 25A 50kA | Disjoncteur S800S 3P B 25A 50kA | Sicherungsautomat S800S 3P B 25A 50kA | MCB S800S 3P B 25A 50kA |  | 5.14
2CCS863001R0321 | S803S-D32 | Active | 7612271201258 | 359.18 | 1 | 1 | stuk | S800S | BE31330 | SB (MCB&RCD Cat.B) | stuk | Automaat S800S 3P D 32A 50kA | Disjoncteur S800S 3P D 32A 50kA | Sicherungsautomat S800S 3P D 32A 50kA | MCB S800S 3P D 32A 50kA |  | 5.14
2CCS863001R0324 | S803S-C32 | Active | 7612271200770 | 312.18 | 1 | 1 | stuk | S800S | BE31330 | SB (MCB&RCD Cat.B) | stuk | Automaat S800S 3P C 32A 50kA | Disjoncteur S800S 3P C 32A 50kA | Sicherungsautomat S800S 3P C 32A 50kA | MCB S800S 3P C 32A 50kA |  | 5.14
2CCS863001R0325 | S803S-B32 | Active | 7612271200299 | 312.18 | 1 | 1 | stuk | S800S | BE31330 | SB (MCB&RCD Cat.B) | stuk | Automaat S800S 3P B 32A 50kA | Disjoncteur S800S 3P B 32A 50kA | Sicherungsautomat S800S 3P B 32A 50kA | MCB S800S 3P B 32A 50kA |  | 5.14
2CCS863001R0401 | S803S-D40 | Active | 7612271201265 | 453.2 | 1 | 1 | stuk | S800S | BE31330 | SB (MCB&RCD Cat.B) | stuk | Automaat S800S 3P D 40A 50kA | Disjoncteur S800S 3P D 40A 50kA | Sicherungsautomat S800S 3P D 40A 50kA | MCB S800S 3P D 40A 50kA |  | 5.14
2CCS863001R0404 | S803S-C40 | Active | 7612271200787 | 391.74 | 1 | 1 | stuk | S800S | BE31330 | SB (MCB&RCD Cat.B) | stuk | Automaat S800S 3P C 40A 50kA | Disjoncteur S800S 3P C 40A 50kA | Sicherungsautomat S800S 3P C 40A 50kA | MCB S800S 3P C 40A 50kA |  | 5.14
2CCS863001R0405 | S803S-B40 | Active | 7612271200305 | 391.74 | 1 | 1 | stuk | S800S | BE31330 | SB (MCB&RCD Cat.B) | stuk | Automaat S800S 3P B 40A 50kA | Disjoncteur S800S 3P B 40A 50kA | Sicherungsautomat S800S 3P B 40A 50kA | MCB S800S 3P B 40A 50kA |  | 5.14
2CCS863001R0407 | S803S-K8 | Active | 7612271411466 | 400.18 | 1 | 1 | stuk | S800S | BE31330 | SB (MCB&RCD Cat.B) | stuk | Automaat S800S 3P K 8A 50kA | Disjoncteur S800S 3P K 8A 50kA | Sicherungsautomat S800S 3P K 8A 50kA | MCB S800S 3P K 8A 50kA |  | 5.14
2CCS863001R0427 | S803S-K10 | Active | 7612271201685 | 344.72 | 1 | 1 | stuk | S800S | BE31330 | SB (MCB&RCD Cat.B) | stuk | Automaat S800S 3P K 10A 50kA | Disjoncteur S800S 3P K 10A 50kA | Sicherungsautomat S800S 3P K 10A 50kA | MCB S800S 3P K 10A 50kA |  | 5.14
2CCS863001R0447 | S803S-K13 | Active | 7612271201692 | 344.72 | 1 | 1 | stuk | S800S | BE31330 | SB (MCB&RCD Cat.B) | stuk | Automaat S800S 3P K 13A 50kA | Disjoncteur S800S 3P K 13A 50kA | Sicherungsautomat S800S 3P K 13A 50kA | MCB S800S 3P K 13A 50kA |  | 5.14
2CCS863001R0467 | S803S-K16 | Active | 7612271201708 | 337.96 | 1 | 1 | stuk | S800S | BE31330 | SB (MCB&RCD Cat.B) | stuk | Automaat S800S 3P K 16A 50kA | Disjoncteur S800S 3P K 16A 50kA | Sicherungsautomat S800S 3P K 16A 50kA | MCB S800S 3P K 16A 50kA |  | 5.14
2CCS863001R0486 | S803S-KM20 | Active | 7612271202194 | 332.68 | 1 | 1 | stuk | S800S | BE31330 | SB (MCB&RCD Cat.B) | stuk | Automaat S800SM 3P KM 20A 50kA enkelMag. | Disjoncteur S800SM 3P KM 20A 50kA enkelMag. | Sicherungsautomat S800SM 3P KM 20A 50kA enkelMag. | MCB S800SM 3P KM 20A 50kA enkelMag. |  | 5.14
2CCS863001R0487 | S803S-K20 | Active | 7612271201715 | 344.72 | 1 | 1 | stuk | S800S | BE31330 | SB (MCB&RCD Cat.B) | stuk | Automaat S800S 3P K 20A 50kA | Disjoncteur S800S 3P K 20A 50kA | Sicherungsautomat S800S 3P K 20A 50kA | MCB S800S 3P K 20A 50kA |  | 5.14
2CCS863001R0501 | S803S-D50 | Active | 7612271201272 | 508.64 | 1 | 1 | stuk | S800S | BE31330 | SB (MCB&RCD Cat.B) | stuk | Automaat S800S 3P D 50A 50kA | Disjoncteur S800S 3P D 50A 50kA | Sicherungsautomat S800S 3P D 50A 50kA | MCB S800S 3P D 50A 50kA |  | 5.14
2CCS863001R0504 | S803S-C50 | Active | 7612271200794 | 441.15 | 1 | 1 | stuk | S800S | BE31330 | SB (MCB&RCD Cat.B) | stuk | Automaat S800S 3P C 50A 50kA | Disjoncteur S800S 3P C 50A 50kA | Sicherungsautomat S800S 3P C 50A 50kA | MCB S800S 3P C 50A 50kA |  | 5.14
2CCS863001R0505 | S803S-B50 | Active | 7612271200312 | 441.15 | 1 | 1 | stuk | S800S | BE31330 | SB (MCB&RCD Cat.B) | stuk | Automaat S800S 3P B 50A 50kA | Disjoncteur S800S 3P B 50A 50kA | Sicherungsautomat S800S 3P B 50A 50kA | MCB S800S 3P B 50A 50kA |  | 5.14
2CCS863001R0516 | S803S-KM25 | Active | 7612271202200 | 332.68 | 1 | 1 | stuk | S800S | BE31330 | SB (MCB&RCD Cat.B) | stuk | Automaat S800SM 3P KM 25A 50kA enkelMag. | Disjoncteur S800SM 3P KM 25A 50kA enkelMag. | Sicherungsautomat S800SM 3P KM 25A 50kA enkelMag. | MCB S800SM 3P KM 25A 50kA enkelMag. |  | 5.14
2CCS863001R0517 | S803S-K25 | Active | 7612271201722 | 344.72 | 1 | 1 | stuk | S800S | BE31330 | SB (MCB&RCD Cat.B) | stuk | Automaat S800S 3P K 25A 50kA | Disjoncteur S800S 3P K 25A 50kA | Sicherungsautomat S800S 3P K 25A 50kA | MCB S800S 3P K 25A 50kA |  | 5.14
2CCS863001R0536 | S803S-KM32 | Active | 7612271202217 | 332.68 | 1 | 1 | stuk | S800S | BE31330 | SB (MCB&RCD Cat.B) | stuk | Automaat S800SM 3P KM 32A 50kA enkelMag. | Disjoncteur S800SM 3P KM 32A 50kA enkelMag. | Sicherungsautomat S800SM 3P KM 32A 50kA enkelMag. | MCB S800SM 3P KM 32A 50kA enkelMag. |  | 5.14
2CCS863001R0537 | S803S-K32 | Active | 7612271201739 | 344.72 | 1 | 1 | stuk | S800S | BE31330 | SB (MCB&RCD Cat.B) | stuk | Automaat S800S 3P K 32A 50kA | Disjoncteur S800S 3P K 32A 50kA | Sicherungsautomat S800S 3P K 32A 50kA | MCB S800S 3P K 32A 50kA |  | 5.14
2CCS863001R0556 | S803S-KM40 | Active | 7612271202224 | 406.18 | 1 | 1 | stuk | S800S | BE31330 | SB (MCB&RCD Cat.B) | stuk | Automaat S800SM 3P KM 40A 50kA enkelMag. | Disjoncteur S800SM 3P KM 40A 50kA enkelMag. | Sicherungsautomat S800SM 3P KM 40A 50kA enkelMag. | MCB S800SM 3P KM 40A 50kA enkelMag. |  | 5.14
2CCS863001R0557 | S803S-K40 | Active | 7612271201746 | 429.09 | 1 | 1 | stuk | S800S | BE31330 | SB (MCB&RCD Cat.B) | stuk | Automaat S800S 3P K 40A 50kA | Disjoncteur S800S 3P K 40A 50kA | Sicherungsautomat S800S 3P K 40A 50kA | MCB S800S 3P K 40A 50kA |  | 5.14
2CCS863001R0576 | S803S-KM50 | Active | 7612271202231 | 459.24 | 1 | 1 | stuk | S800S | BE31330 | SB (MCB&RCD Cat.B) | stuk | Automaat S800SM 3P KM 50A 50kA enkelMag. | Disjoncteur S800SM 3P KM 50A 50kA enkelMag. | Sicherungsautomat S800SM 3P KM 50A 50kA enkelMag. | MCB S800SM 3P KM 50A 50kA enkelMag. |  | 5.14
2CCS863001R0577 | S803S-K50 | Active | 7612271201753 | 484.53 | 1 | 1 | stuk | S800S | BE31330 | SB (MCB&RCD Cat.B) | stuk | Automaat S800S 3P K 50A 50kA | Disjoncteur S800S 3P K 50A 50kA | Sicherungsautomat S800S 3P K 50A 50kA | MCB S800S 3P K 50A 50kA |  | 5.14
2CCS863001R0596 | S803S-KM63 | Active | 7612271202248 | 495.39 | 1 | 1 | stuk | S800S | BE31330 | SB (MCB&RCD Cat.B) | stuk | Automaat S800S 3P KM 63A 50kA | Disjoncteur S800S 3P KM 63A 50kA | Sicherungsautomat S800S 3P KM 63A 50kA | MCB S800S 3P KM 63A 50kA |  | 5.14
2CCS863001R0597 | S803S-K63 | Active | 7612271201760 | 521.9 | 1 | 1 | stuk | S800S | BE31330 | SB (MCB&RCD Cat.B) | stuk | Automaat S800S 3P K 63A 50kA | Disjoncteur S800S 3P K 63A 50kA | Sicherungsautomat S800S 3P K 63A 50kA | MCB S800S 3P K 63A 50kA |  | 5.14
2CCS863001R0626 | S803S-KM80 | Active | 7612271202255 | 443.55 | 1 | 1 | stuk | S800S | BE31330 | SB (MCB&RCD Cat.B) | stuk | Automaat S800SM 3P KM 80A 50kA enkelMag. | Disjoncteur S800SM 3P KM 80A 50kA enkelMag. | Sicherungsautomat S800SM 3P KM 80A 50kA enkelMag. | MCB S800SM 3P KM 80A 50kA enkelMag. |  | 5.14
2CCS863001R0627 | S803S-K80 | Active | 7612271201777 | 546 | 1 | 1 | stuk | S800S | BE31330 | SB (MCB&RCD Cat.B) | stuk | Automaat S800S 3P K 80A 50kA | Disjoncteur S800S 3P K 80A 50kA | Sicherungsautomat S800S 3P K 80A 50kA | MCB S800S 3P K 80A 50kA |  | 5.14
2CCS863001R0631 | S803S-D63 | Active | 7612271201289 | 546 | 1 | 1 | stuk | S800S | BE31330 | SB (MCB&RCD Cat.B) | stuk | Automaat S800S 3P D 63A 50kA | Disjoncteur S800S 3P D 63A 50kA | Sicherungsautomat S800S 3P D 63A 50kA | MCB S800S 3P D 63A 50kA |  | 5.14
2CCS863001R0634 | S803S-C63 | Active | 7612271200800 | 472.49 | 1 | 1 | stuk | S800S | BE31330 | SB (MCB&RCD Cat.B) | stuk | Automaat S800S 3P C 63A 50kA | Disjoncteur S800S 3P C 63A 50kA | Sicherungsautomat S800S 3P C 63A 50kA | MCB S800S 3P C 63A 50kA |  | 5.14
2CCS863001R0635 | S803S-B63 | Active | 7612271200329 | 472.49 | 1 | 1 | stuk | S800S | BE31330 | SB (MCB&RCD Cat.B) | stuk | Automaat S800S 3P B 63A 50kA | Disjoncteur S800S 3P B 63A 50kA | Sicherungsautomat S800S 3P B 63A 50kA | MCB S800S 3P B 63A 50kA |  | 5.14
2CCS863001R0637 | S803S-K100 | Active | 7612271201784 | 590.61 | 1 | 1 | stuk | S800S | BE31330 | SB (MCB&RCD Cat.B) | stuk | Automaat S800S 3P K 100A 50kA | Disjoncteur S800S 3P K 100A 50kA | Sicherungsautomat S800S 3P K 100A 50kA | MCB S800S 3P K 100A 50kA |  | 5.14
2CCS863001R0647 | S803S-K125 | Active | 7612271201791 | 652.08 | 1 | 1 | stuk | S800S | BE31330 | SB (MCB&RCD Cat.B) | stuk | Automaat S800S 3P K 125A 50kA | Disjoncteur S800S 3P K 125A 50kA | Sicherungsautomat S800S 3P K 125A 50kA | MCB S800S 3P K 125A 50kA |  | 5.14
2CCS863001R0801 | S803S-D80 | Active | 7612271201296 | 572.53 | 1 | 1 | stuk | S800S | BE31330 | SB (MCB&RCD Cat.B) | stuk | Automaat S800S 3P D 80A 50kA | Disjoncteur S800S 3P D 80A 50kA | Sicherungsautomat S800S 3P D 80A 50kA | MCB S800S 3P D 80A 50kA |  | 5.14
2CCS863001R0804 | S803S-C80 | Active | 7612271200817 | 496.59 | 1 | 1 | stuk | S800S | BE31330 | SB (MCB&RCD Cat.B) | stuk | Automaat S800S 3P C 80A 50kA | Disjoncteur S800S 3P C 80A 50kA | Sicherungsautomat S800S 3P C 80A 50kA | MCB S800S 3P C 80A 50kA |  | 5.14
2CCS863001R0805 | S803S-B80 | Active | 7612271200336 | 496.59 | 1 | 1 | stuk | S800S | BE31330 | SB (MCB&RCD Cat.B) | stuk | Automaat S800S 3P B 80A 50kA | Disjoncteur S800S 3P B 80A 50kA | Sicherungsautomat S800S 3P B 80A 50kA | MCB S800S 3P B 80A 50kA |  | 5.14
2CCS863001R0821 | S803S-D100 | Active | 7612271201302 | 614.71 | 1 | 1 | stuk | S800S | BE31330 | SB (MCB&RCD Cat.B) | stuk | Automaat S800S 3P D 100A 50kA | Disjoncteur S800S 3P D 100A 50kA | Sicherungsautomat S800S 3P D 100A 50kA | MCB S800S 3P D 100A 50kA |  | 5.14
2CCS863001R0824 | S803S-C100 | Active | 7612271200824 | 533.97 | 1 | 1 | stuk | S800S | BE31330 | SB (MCB&RCD Cat.B) | stuk | Automaat S800S 3P C 100A 50kA | Disjoncteur S800S 3P C 100A 50kA | Sicherungsautomat S800S 3P C 100A 50kA | MCB S800S 3P C 100A 50kA |  | 5.14
2CCS863001R0825 | S803S-B100 | Active | 7612271200343 | 533.97 | 1 | 1 | stuk | S800S | BE31330 | SB (MCB&RCD Cat.B) | stuk | Automaat S800S 3P B 100A 50kA | Disjoncteur S800S 3P B 100A 50kA | Sicherungsautomat S800S 3P B 100A 50kA | MCB S800S 3P B 100A 50kA |  | 5.14
2CCS863001R0841 | S803S-D125 | Active | 7612271201319 | 683.4 | 1 | 1 | stuk | S800S | BE31330 | SB (MCB&RCD Cat.B) | stuk | Automaat S800S 3P D 125A 50kA | Disjoncteur S800S 3P D 125A 50kA | Sicherungsautomat S800S 3P D 125A 50kA | MCB S800S 3P D 125A 50kA |  | 5.14
2CCS863001R0844 | S803S-C125 | Active | 7612271200831 | 590.61 | 1 | 1 | stuk | S800S | BE31330 | SB (MCB&RCD Cat.B) | stuk | Automaat S800S 3P C 125A 50kA | Disjoncteur S800S 3P C 125A 50kA | Sicherungsautomat S800S 3P C 125A 50kA | MCB S800S 3P C 125A 50kA |  | 5.14
2CCS863001R0845 | S803S-B125 | Active | 7612271200350 | 590.61 | 1 | 1 | stuk | S800S | BE31330 | SB (MCB&RCD Cat.B) | stuk | Automaat S800S 3P B 125A 50kA | Disjoncteur S800S 3P B 125A 50kA | Sicherungsautomat S800S 3P B 125A 50kA | MCB S800S 3P B 125A 50kA |  | 5.14
2CCS863001R1105 | S803S-UCB10 | Active | 7612271203085 | 404.99 | 1 | 1 | stuk | S800S | BE31330 | SB (MCB&RCD Cat.B) | stuk | Automaat S800S UC 3P B 10A 50kA DC | Disjoncteur S800S UC 3P B 10A 50kA DC | Sicherungsautomat S800S UC 3P B 10A 50kA DC | MCB S800S UC 3P B 10A 50kA DC |  | 5.14
2CCS863001R1135 | S803S-UCB13 | Active | 7612271203092 | 404.99 | 1 | 1 | stuk | S800S | BE31330 | SB (MCB&RCD Cat.B) | stuk | Automaat S800S UC 3P B 13A 50kA DC | Disjoncteur S800S UC 3P B 13A 50kA DC | Sicherungsautomat S800S UC 3P B 13A 50kA DC | MCB S800S UC 3P B 13A 50kA DC |  | 5.14
2CCS863001R1165 | S803S-UCB16 | Active | 7612271203108 | 404.99 | 1 | 1 | stuk | S800S | BE31330 | SB (MCB&RCD Cat.B) | stuk | Automaat S800S UC 3P B 16A 50kA DC | Disjoncteur S800S UC 3P B 16A 50kA DC | Sicherungsautomat S800S UC 3P B 16A 50kA DC | MCB S800S UC 3P B 16A 50kA DC |  | 5.14
2CCS863001R1205 | S803S-UCB20 | Active | 7612271203115 | 404.99 | 1 | 1 | stuk | S800S | BE31330 | SB (MCB&RCD Cat.B) | stuk | Automaat S800S UC 3P B 20A 50kA DC | Disjoncteur S800S UC 3P B 20A 50kA DC | Sicherungsautomat S800S UC 3P B 20A 50kA DC | MCB S800S UC 3P B 20A 50kA DC |  | 5.14
2CCS863001R1255 | S803S-UCB25 | Active | 7612271203122 | 404.99 | 1 | 1 | stuk | S800S | BE31330 | SB (MCB&RCD Cat.B) | stuk | Automaat S800S UC 3P B 25A 50kA DC | Disjoncteur S800S UC 3P B 25A 50kA DC | Sicherungsautomat S800S UC 3P B 25A 50kA DC | MCB S800S UC 3P B 25A 50kA DC |  | 5.14
2CCS863001R1325 | S803S-UCB32 | Active | 7612271203139 | 404.99 | 1 | 1 | stuk | S800S | BE31330 | SB (MCB&RCD Cat.B) | stuk | Automaat S800S UC 3P B 32A 50kA DC | Disjoncteur S800S UC 3P B 32A 50kA DC | Sicherungsautomat S800S UC 3P B 32A 50kA DC | MCB S800S UC 3P B 32A 50kA DC |  | 5.14
2CCS863001R1405 | S803S-UCB40 | Active | 7612271203146 | 507.42 | 1 | 1 | stuk | S800S | BE31330 | SB (MCB&RCD Cat.B) | stuk | Automaat S800S UC 3P B 40A 50kA DC | Disjoncteur S800S UC 3P B 40A 50kA DC | Sicherungsautomat S800S UC 3P B 40A 50kA DC | MCB S800S UC 3P B 40A 50kA DC |  | 5.14
2CCS863001R1427 | S803S-UCK10 | Active | 7612271203566 | 447.16 | 1 | 1 | stuk | S800S | BE31330 | SB (MCB&RCD Cat.B) | stuk | Automaat S800S UC 3P K 10A 50kA DC | Disjoncteur S800S UC 3P K 10A 50kA DC | Sicherungsautomat S800S UC 3P K 10A 50kA DC | MCB S800S UC 3P K 10A 50kA DC |  | 5.14
2CCS863001R1447 | S803S-UCK13 | Active | 7612271203573 | 447.16 | 1 | 1 | stuk | S800S | BE31330 | SB (MCB&RCD Cat.B) | stuk | Automaat S800S UC 3P K 13A 50kA DC | Disjoncteur S800S UC 3P K 13A 50kA DC | Sicherungsautomat S800S UC 3P K 13A 50kA DC | MCB S800S UC 3P K 13A 50kA DC |  | 5.14
2CCS863001R1467 | S803S-UCK16 | Active | 7612271203580 | 447.16 | 1 | 1 | stuk | S800S | BE31330 | SB (MCB&RCD Cat.B) | stuk | Automaat S800S UC 3P K 16A 50kA DC | Disjoncteur S800S UC 3P K 16A 50kA DC | Sicherungsautomat S800S UC 3P K 16A 50kA DC | MCB S800S UC 3P K 16A 50kA DC |  | 5.14
2CCS863001R1487 | S803S-UCK20 | Active | 7612271203597 | 447.16 | 1 | 1 | stuk | S800S | BE31330 | SB (MCB&RCD Cat.B) | stuk | Automaat S800S UC 3P K 20A 50kA DC | Disjoncteur S800S UC 3P K 20A 50kA DC | Sicherungsautomat S800S UC 3P K 20A 50kA DC | MCB S800S UC 3P K 20A 50kA DC |  | 5.14
2CCS863001R1505 | S803S-UCB50 | Active | 7612271203153 | 573.73 | 1 | 1 | stuk | S800S | BE31330 | SB (MCB&RCD Cat.B) | stuk | Automaat S800S UC 3P B 50A 50kA DC | Disjoncteur S800S UC 3P B 50A 50kA DC | Sicherungsautomat S800S UC 3P B 50A 50kA DC | MCB S800S UC 3P B 50A 50kA DC |  | 5.14
2CCS863001R1517 | S803S-UCK25 | Active | 7612271203603 | 447.16 | 1 | 1 | stuk | S800S | BE31330 | SB (MCB&RCD Cat.B) | stuk | Automaat S800S UC 3P K 25A 50kA DC | Disjoncteur S800S UC 3P K 25A 50kA DC | Sicherungsautomat S800S UC 3P K 25A 50kA DC | MCB S800S UC 3P K 25A 50kA DC |  | 5.14
2CCS863001R1537 | S803S-UCK32 | Active | 7612271203610 | 447.16 | 1 | 1 | stuk | S800S | BE31330 | SB (MCB&RCD Cat.B) | stuk | Automaat S800S UC 3P K 32A 50kA DC | Disjoncteur S800S UC 3P K 32A 50kA DC | Sicherungsautomat S800S UC 3P K 32A 50kA DC | MCB S800S UC 3P K 32A 50kA DC |  | 5.14
2CCS863001R1557 | S803S-UCK40 | Active | 7612271203627 | 558.06 | 1 | 1 | stuk | S800S | BE31330 | SB (MCB&RCD Cat.B) | stuk | Automaat S800S UC 3P K 40A 50kA DC | Disjoncteur S800S UC 3P K 40A 50kA DC | Sicherungsautomat S800S UC 3P K 40A 50kA DC | MCB S800S UC 3P K 40A 50kA DC |  | 5.14
2CCS863001R1577 | S803S-UCK50 | Active | 7612271203634 | 630.38 | 1 | 1 | stuk | S800S | BE31330 | SB (MCB&RCD Cat.B) | stuk | Automaat S800S UC 3P K 50A 50kA DC | Disjoncteur S800S UC 3P K 50A 50kA DC | Sicherungsautomat S800S UC 3P K 50A 50kA DC | MCB S800S UC 3P K 50A 50kA DC |  | 5.14
2CCS863001R1597 | S803S-UCK63 | Active | 7612271203641 | 677.39 | 1 | 1 | stuk | S800S | BE31330 | SB (MCB&RCD Cat.B) | stuk | Automaat S800S UC 3P K 63A 50kA DC | Disjoncteur S800S UC 3P K 63A 50kA DC | Sicherungsautomat S800S UC 3P K 63A 50kA DC | MCB S800S UC 3P K 63A 50kA DC |  | 5.14
2CCS863001R1627 | S803S-UCK80 | Active | 7612271203658 | 709.95 | 1 | 1 | stuk | S800S | BE31330 | SB (MCB&RCD Cat.B) | stuk | Automaat S800S UC 3P K 80A 50kA DC | Disjoncteur S800S UC 3P K 80A 50kA DC | Sicherungsautomat S800S UC 3P K 80A 50kA DC | MCB S800S UC 3P K 80A 50kA DC |  | 5.14
2CCS863001R1635 | S803S-UCB63 | Active | 7612271203160 | 613.5 | 1 | 1 | stuk | S800S | BE31330 | SB (MCB&RCD Cat.B) | stuk | Automaat S800S UC 3P B 63A 50kA DC | Disjoncteur S800S UC 3P B 63A 50kA DC | Sicherungsautomat S800S UC 3P B 63A 50kA DC | MCB S800S UC 3P B 63A 50kA DC |  | 5.14
2CCS863001R1637 | S803S-UCK100 | Active | 7612271203665 | 767.79 | 1 | 1 | stuk | S800S | BE31330 | SB (MCB&RCD Cat.B) | stuk | Automaat S800S UC 3P K 100A 50kA DC | Disjoncteur S800S UC 3P K 100A 50kA DC | Sicherungsautomat S800S UC 3P K 100A 50kA DC | MCB S800S UC 3P K 100A 50kA DC |  | 5.14
2CCS863001R1647 | S803S-UCK125 | Active | 7612271203672 | 847.33 | 1 | 1 | stuk | S800S | BE31330 | SB (MCB&RCD Cat.B) | stuk | Automaat S800S UC 3P K 125A 50kA DC | Disjoncteur S800S UC 3P K 125A 50kA DC | Sicherungsautomat S800S UC 3P K 125A 50kA DC | MCB S800S UC 3P K 125A 50kA DC |  | 5.14
2CCS863001R1805 | S803S-UCB80 | Active | 7612271203177 | 647.25 | 1 | 1 | stuk | S800S | BE31330 | SB (MCB&RCD Cat.B) | stuk | Automaat S800S UC 3P B 80A 50kA DC | Disjoncteur S800S UC 3P B 80A 50kA DC | Sicherungsautomat S800S UC 3P B 80A 50kA DC | MCB S800S UC 3P B 80A 50kA DC |  | 5.14
2CCS863001R1825 | S803S-UCB100 | Active | 7612271203184 | 694.28 | 1 | 1 | stuk | S800S | BE31330 | SB (MCB&RCD Cat.B) | stuk | Automaat S800S UC 3P B 100A 50kA DC | Disjoncteur S800S UC 3P B 100A 50kA DC | Sicherungsautomat S800S UC 3P B 100A 50kA DC | MCB S800S UC 3P B 100A 50kA DC |  | 5.14
2CCS863001R1845 | S803S-UCB125 | Active | 7612271203191 | 767.79 | 1 | 1 | stuk | S800S | BE31330 | SB (MCB&RCD Cat.B) | stuk | Automaat S800S UC 3P B 125A 50kA DC | Disjoncteur S800S UC 3P B 125A 50kA DC | Sicherungsautomat S800S UC 3P B 125A 50kA DC | MCB S800S UC 3P B 125A 50kA DC |  | 5.14
2CCS863002R0061 | S803S-D6-R | Active | 7612271408367 | 496.22 | 1 | 1 | stuk | S800S | BE31330 | SB (MCB&RCD Cat.B) | stuk | Automaat S800S R 3P D 6A 50kA Tractie | Disjoncteur S800S R 3P D 6A 50kA traction | Sicherungsautomat S800S R 3P D 6A 50kA Tractie | MCB S800S R 3P D 6A 50kA traction |  | 5.14
2CCS863002R0065 | S803S-B6-R | Active | 7612271408282 | 435.92 | 1 | 1 | stuk | S800S | BE31330 | SB (MCB&RCD Cat.B) | stuk | Automaat S800S R 3P B 6A 50kA Tractie | Disjoncteur S800S R 3P B 6A 50kA traction | Sicherungsautomat S800S R 3P B 6A 50kA Tractie | MCB S800S R 3P B 6A 50kA traction |  | 5.14
2CCS863002R0067 | S803S-K6-R | Active | 7612271408404 | 478.61 | 1 | 1 | stuk | S800S | BE31330 | SB (MCB&RCD Cat.B) | stuk | Automaat S800S R 3P K 6A 50kA Tractie | Disjoncteur S800S R 3P K 6A 50kA traction | Sicherungsautomat S800S R 3P K 6A 50kA Tractie | MCB S800S R 3P K 6A 50kA traction |  | 5.14
2CCS863002R0081 | S803S-D8-R | Active | 7612271411589 | 475.6 | 1 | 1 | stuk | S800S | BE31330 | SB (MCB&RCD Cat.B) | stuk | Automaat S800S R 3P D 8A 50kA Tractie | Disjoncteur S800S R 3P D 8A 50kA traction | Sicherungsautomat S800S R 3P D 8A 50kA Tractie | MCB S800S R 3P D 8A 50kA traction |  | 5.14
2CCS863002R0084 | S803S-C8-R | Active | 7612271411541 | 417.78 | 1 | 1 | stuk | S800S | BE31330 | SB (MCB&RCD Cat.B) | stuk | Automaat S800S R 3P C 8A 50kA Tractie | Disjoncteur S800S R 3P C 8A 50kA traction | Sicherungsautomat S800S R 3P C 8A 50kA Tractie | MCB S800S R 3P C 8A 50kA traction |  | 5.14
2CCS863002R0085 | S803S-B8-R | Active | 7612271411503 | 417.78 | 1 | 1 | stuk | S800S | BE31330 | SB (MCB&RCD Cat.B) | stuk | Automaat S800S R 3P B 8A 50kA Tractie | Disjoncteur S800S R 3P B 8A 50kA traction | Sicherungsautomat S800S R 3P B 8A 50kA Tractie | MCB S800S R 3P B 8A 50kA traction |  | 5.14
2CCS863002R0407 | S803S-K8-R | Active | 7612271411626 | 458.63 | 1 | 1 | stuk | S800S | BE31330 | SB (MCB&RCD Cat.B) | stuk | Automaat S800S R 3P K 8A 50kA Tractie | Disjoncteur S800S R 3P K 8A 50kA traction | Sicherungsautomat S800S R 3P K 8A 50kA Tractie | MCB S800S R 3P K 8A 50kA traction |  | 5.14
2CCS863002R0427 | S803S-K10-R | Active | 7612271209513 | 337.96 | 1 | 1 | stuk | S800S | BE31330 | SB (MCB&RCD Cat.B) | stuk | Automaat S800S R 3P K 10A 50kA Tractie | Disjoncteur S800S R 3P K 10A 50kA traction | Sicherungsautomat S800S R 3P K 10A 50kA Tractie | MCB S800S R 3P K 10A 50kA traction |  | 5.14
2CCS863002R0447 | S803S-K13-R | Active | 7612271209520 | 337.96 | 1 | 1 | stuk | S800S | BE31330 | SB (MCB&RCD Cat.B) | stuk | Automaat S800S R 3P K 13A 50kA Tractie | Disjoncteur S800S R 3P K 13A 50kA traction | Sicherungsautomat S800S R 3P K 13A 50kA Tractie | MCB S800S R 3P K 13A 50kA traction |  | 5.14
2CCS863002R0467 | S803S-K16-R | Active | 7612271209537 | 337.96 | 1 | 1 | stuk | S800S | BE31330 | SB (MCB&RCD Cat.B) | stuk | Automaat S800S R 3P K 16A 50kA Tractie | Disjoncteur S800S R 3P K 16A 50kA traction | Sicherungsautomat S800S R 3P K 16A 50kA Tractie | MCB S800S R 3P K 16A 50kA traction |  | 5.14
2CCS863002R0487 | S803S-K20-R | Active | 7612271209544 | 337.96 | 1 | 1 | stuk | S800S | BE31330 | SB (MCB&RCD Cat.B) | stuk | Automaat S800S R 3P K 20A 50kA Tractie | Disjoncteur S800S R 3P K 20A 50kA traction | Sicherungsautomat S800S R 3P K 20A 50kA Tractie | MCB S800S R 3P K 20A 50kA traction |  | 5.14
2CCS863002R0517 | S803S-K25-R | Active | 7612271209551 | 337.96 | 1 | 1 | stuk | S800S | BE31330 | SB (MCB&RCD Cat.B) | stuk | Automaat S800S R 3P K 25A 50kA Tractie | Disjoncteur S800S R 3P K 25A 50kA traction | Sicherungsautomat S800S R 3P K 25A 50kA Tractie | MCB S800S R 3P K 25A 50kA traction |  | 5.14
2CCS863002R0537 | S803S-K32-R | Active | 7612271209568 | 337.96 | 1 | 1 | stuk | S800S | BE31330 | SB (MCB&RCD Cat.B) | stuk | Automaat S800S R 3P K 32A 50kA Tractie | Disjoncteur S800S R 3P K 32A 50kA traction | Sicherungsautomat S800S R 3P K 32A 50kA Tractie | MCB S800S R 3P K 32A 50kA traction |  | 5.14
2CCS863002R0556 | S803S-KM40-R | Active | 7612271207786 | 447 | 1 | 1 | stuk | S800S | BE31330 | SB (MCB&RCD Cat.B) | stuk | Automaat S800SMR 3P K 40A 50kA Tractie Magn | Disjoncteur S800SMR 3P K 40A 50kA traction Magn | Sicherungsautomat S800SMR 3P K 40A 50kA Tractie Magn | MCB S800SMR 3P K 40A 50kA traction Magn |  | 5.14
2CCS863002R0576 | S803S-KM50-R | Active | 7612271207793 | 504.82 | 1 | 1 | stuk | S800S | BE31330 | SB (MCB&RCD Cat.B) | stuk | Automaat S800SMR 3P K 50A 50kA Tractie Magn | Disjoncteur S800SMR 3P K 50A 50kA traction Magn | Sicherungsautomat S800SMR 3P K 50A 50kA Tractie Magn | MCB S800SMR 3P K 50A 50kA traction Magn |  | 5.14
2CCS863002R0596 | S803S-KM63-R | Active | 7612271207809 | 543.76 | 1 | 1 | stuk | S800S | BE31330 | SB (MCB&RCD Cat.B) | stuk | Automaat S800SMR 3P K 63A 50kA Tractie Magn | Disjoncteur S800SMR 3P K 63A 50kA traction Magn | Sicherungsautomat S800SMR 3P K 63A 50kA Tractie Magn | MCB S800SMR 3P K 63A 50kA traction Magn |  | 5.14
2CCS863002R0844 | S803S-C125-R | Active | 7612271207236 | 575.47 | 1 | 1 | stuk | S800S | BE31330 | SB (MCB&RCD Cat.B) | stuk | S800SMR 3P C 125A 50kA Tractie enkelMag. | S800SMR 3P C 125A 50kA traction enkelMag. | S800SMR 3P C 125A 50kA Tractie enkelMag. | S800SMR 3P C 125A 50kA traction enkelMag. |  | 5.14
2CCS863002R1105 | S803S-UCB10-R | Active | 7612271210472 | 397.05 | 1 | 1 | stuk | S800S | BE31330 | SB (MCB&RCD Cat.B) | stuk | Automaat S800SUC R 3P B 10A 50kA DC Trac | Disjoncteur S800SUC R 3P B 10A 50kA DC Trac | Sicherungsautomat S800SUC R 3P B 10A 50kA DC Trac | MCB S800SUC R 3P B 10A 50kA DC Trac |  | 5.14
2CCS863002R1165 | S803S-UCB16-R | Active | 7612271210496 | 397.05 | 1 | 1 | stuk | S800S | BE31330 | SB (MCB&RCD Cat.B) | stuk | Automaat S800SUC R 3P B 16A 50kA DC Trac | Disjoncteur S800SUC R 3P B 16A 50kA DC Trac | Sicherungsautomat S800SUC R 3P B 16A 50kA DC Trac | MCB S800SUC R 3P B 16A 50kA DC Trac |  | 5.14
2CCS863002R1405 | S803S-UCB40-R | Active | 7612271208547 | 558.09 | 1 | 1 | stuk | S800S | BE31330 | SB (MCB&RCD Cat.B) | stuk | Automaat S800SUC R 3P B 40A 50kA DC Trac | Disjoncteur S800SUC R 3P B 40A 50kA DC Trac | Sicherungsautomat S800SUC R 3P B 40A 50kA DC Trac | MCB S800SUC R 3P B 40A 50kA DC Trac |  | 5.14
2CCS863002R1505 | S803S-UCB50-R | Active | 7612271208554 | 628.95 | 1 | 1 | stuk | S800S | BE31330 | SB (MCB&RCD Cat.B) | stuk | Automaat S800SUC R 3P B 50A 50kA DC Trac | Disjoncteur S800SUC R 3P B 50A 50kA DC Trac | Sicherungsautomat S800SUC R 3P B 50A 50kA DC Trac | MCB S800SUC R 3P B 50A 50kA DC Trac |  | 5.14
2CCS863002R1557 | S803S-UCK40-R | Active | 7612271208783 | 611.23 | 1 | 1 | stuk | S800S | BE31330 | SB (MCB&RCD Cat.B) | stuk | Automaat S800SUC R 3P K 40A 50kA DC Trac | Disjoncteur S800SUC R 3P K 40A 50kA DC Trac | Sicherungsautomat S800SUC R 3P K 40A 50kA DC Trac | MCB S800SUC R 3P K 40A 50kA DC Trac |  | 5.14
2CCS863002R1577 | S803S-UCK50-R | Active | 7612271208790 | 690.88 | 1 | 1 | stuk | S800S | BE31330 | SB (MCB&RCD Cat.B) | stuk | Automaat S800SUC R 3P K 50A 50kA DC Trac | Disjoncteur S800SUC R 3P K 50A 50kA DC Trac | Sicherungsautomat S800SUC R 3P K 50A 50kA DC Trac | MCB S800SUC R 3P K 50A 50kA DC Trac |  | 5.14
2CCS863002R1597 | S803S-UCK63-R | Active | 7612271208806 | 744.06 | 1 | 1 | stuk | S800S | BE31330 | SB (MCB&RCD Cat.B) | stuk | Automaat S800SUC R 3P K 63A 50kA DC Trac | Disjoncteur S800SUC R 3P K 63A 50kA DC Trac | Sicherungsautomat S800SUC R 3P K 63A 50kA DC Trac | MCB S800SUC R 3P K 63A 50kA DC Trac |  | 5.14
2CCS863002R1627 | S803S-UCK80-R | Active | 7612271208813 | 779.48 | 1 | 1 | stuk | S800S | BE31330 | SB (MCB&RCD Cat.B) | stuk | Automaat S800SUC R 3P K 80A 50kA DC Trac | Disjoncteur S800SUC R 3P K 80A 50kA DC Trac | Sicherungsautomat S800SUC R 3P K 80A 50kA DC Trac | MCB S800SUC R 3P K 80A 50kA DC Trac |  | 5.14
2CCS863002R1635 | S803S-UCB63-R | Active | 7612271208561 | 673.21 | 1 | 1 | stuk | S800S | BE31330 | SB (MCB&RCD Cat.B) | stuk | Automaat S800SUC R 3P B 63A 50kA DC Trac | Disjoncteur S800SUC R 3P B 63A 50kA DC Trac | Sicherungsautomat S800SUC R 3P B 63A 50kA DC Trac | MCB S800SUC R 3P B 63A 50kA DC Trac |  | 5.14
2CCS863002R1637 | S803S-UCK100-R | Active | 7612271208820 | 841.58 | 1 | 1 | stuk | S800S | BE31330 | SB (MCB&RCD Cat.B) | stuk | Automaat S800SUC R 3P K 100A 50kA DC Trac | Disjoncteur S800SUC R 3P K 100A 50kA DC Trac | Sicherungsautomat S800SUC R 3P K 100A 50kA DC Trac | MCB S800SUC R 3P K 100A 50kA DC Trac |  | 5.14
2CCS863002R1647 | S803S-UCK125-R | Active | 7612271208837 | 930.16 | 1 | 1 | stuk | S800S | BE31330 | SB (MCB&RCD Cat.B) | stuk | Automaat S800SUC R 3P K 125A 50kA DC Trac | Disjoncteur S800SUC R 3P K 125A 50kA DC Trac | Sicherungsautomat S800SUC R 3P K 125A 50kA DC Trac | MCB S800SUC R 3P K 125A 50kA DC Trac |  | 5.14
2CCS863002R1805 | S803S-UCB80-R | Active | 7612271208578 | 708.67 | 1 | 1 | stuk | S800S | BE31330 | SB (MCB&RCD Cat.B) | stuk | Automaat S800SUC R 3P B 80A 50kA DC Trac | Disjoncteur S800SUC R 3P B 80A 50kA DC Trac | Sicherungsautomat S800SUC R 3P B 80A 50kA DC Trac | MCB S800SUC R 3P B 80A 50kA DC Trac |  | 5.14
2CCS863002R1825 | S803S-UCB100-R | Active | 7612271208585 | 761.75 | 1 | 1 | stuk | S800S | BE31330 | SB (MCB&RCD Cat.B) | stuk | Automaat S800SUC R 3P B 100A 50kA DC Trac | Disjoncteur S800SUC R 3P B 100A 50kA DC Trac | Sicherungsautomat S800SUC R 3P B 100A 50kA DC Trac | MCB S800SUC R 3P B 100A 50kA DC Trac |  | 5.14
2CCS863002R1845 | S803S-UCB125-R | Active | 7612271208592 | 841.58 | 1 | 1 | stuk | S800S | BE31330 | SB (MCB&RCD Cat.B) | stuk | Automaat S800SUC R 3P B 125A 50kA DC Trac | Disjoncteur S800SUC R 3P B 125A 50kA DC Trac | Sicherungsautomat S800SUC R 3P B 125A 50kA DC Trac | MCB S800SUC R 3P B 125A 50kA DC Trac |  | 5.14
2CCS863017R0427 | S803U-K10 | Active | 7612271214029 | 430.86 | 1 | 1 | stuk | S800U | BE31330 | SB (MCB&RCD Cat.B) | stuk | Automaat S800U 3P K 10A 50kA | Disjoncteur S800U 3P K 10A 50kA | Sicherungsautomat S800U 3P K 10A 50kA | MCB S800U 3P K 10A 50kA |  | 5.14
2CCS863017R0457 | S803U-K15 | Active | 7612271214067 | 430.86 | 1 | 1 | stuk | S800U | BE31330 | SB (MCB&RCD Cat.B) | stuk | Automaat S800U 3P K 15A 50kA | Disjoncteur S800U 3P K 15A 50kA | Sicherungsautomat S800U 3P K 15A 50kA | MCB S800U 3P K 15A 50kA |  | 5.14
2CCS863017R0487 | S803U-K20 | Active | 7612271214104 | 430.86 | 1 | 1 | stuk | S800U | BE31330 | SB (MCB&RCD Cat.B) | stuk | Automaat S800U 3P K 20A 50kA | Disjoncteur S800U 3P K 20A 50kA | Sicherungsautomat S800U 3P K 20A 50kA | MCB S800U 3P K 20A 50kA |  | 5.14
2CCS863017R0517 | S803U-K25 | Active | 7612271214142 | 430.86 | 1 | 1 | stuk | S800U | BE31330 | SB (MCB&RCD Cat.B) | stuk | Automaat S800U 3P K 25A 50kA | Disjoncteur S800U 3P K 25A 50kA | Sicherungsautomat S800U 3P K 25A 50kA | MCB S800U 3P K 25A 50kA |  | 5.14
2CCS863017R0527 | S803U-K30 | Active | 7612271214180 | 430.86 | 1 | 1 | stuk | S800U | BE31330 | SB (MCB&RCD Cat.B) | stuk | Automaat S800U 3P K 30A 50kA | Disjoncteur S800U 3P K 30A 50kA | Sicherungsautomat S800U 3P K 30A 50kA | MCB S800U 3P K 30A 50kA |  | 5.14
2CCS863017R0557 | S803U-K40 | Active | 7612271214227 | 430.86 | 1 | 1 | stuk | S800U | BE31330 | SB (MCB&RCD Cat.B) | stuk | Automaat S800U 3P K 40A 50kA | Disjoncteur S800U 3P K 40A 50kA | Sicherungsautomat S800U 3P K 40A 50kA | MCB S800U 3P K 40A 50kA |  | 5.14
2CCS863017R0577 | S803U-K50 | Active | 7612271214265 | 395.86 | 1 | 1 | stuk | S800U | BE31330 | SB (MCB&RCD Cat.B) | stuk | Automaat S800U 3P K 50A 50kA | Disjoncteur S800U 3P K 50A 50kA | Sicherungsautomat S800U 3P K 50A 50kA | MCB S800U 3P K 50A 50kA |  | 5.14
2CCS863017R0587 | S803U-K60 | Active | 7612271214302 | 482.21 | 1 | 1 | stuk | S800U | BE31330 | SB (MCB&RCD Cat.B) | stuk | Automaat S800U 3P K 60A 50kA | Disjoncteur S800U 3P K 60A 50kA | Sicherungsautomat S800U 3P K 60A 50kA | MCB S800U 3P K 60A 50kA |  | 5.14
2CCS863017R0627 | S803U-K80 | Active | 7612271214388 | 622.43 | 1 | 1 | stuk | S800U | BE31330 | SB (MCB&RCD Cat.B) | stuk | Automaat S800U 3P K 80A 50kA | Disjoncteur S800U 3P K 80A 50kA | Sicherungsautomat S800U 3P K 80A 50kA | MCB S800U 3P K 80A 50kA |  | 5.14
2CCS863017R0637 | S803U-K100 | Active | 7612271214463 | 511.68 | 1 | 1 | stuk | S800U | BE31330 | SB (MCB&RCD Cat.B) | stuk | Automaat S800U 3P K 100A 50kA | Disjoncteur S800U 3P K 100A 50kA | Sicherungsautomat S800U 3P K 100A 50kA | MCB S800U 3P K 100A 50kA |  | 5.14
2CCS863017R0707 | S803U-K70 | Active | 7612271214340 | 482.21 | 1 | 1 | stuk | S800U | BE31330 | SB (MCB&RCD Cat.B) | stuk | Automaat S800U 3P K 70A 50kA | Disjoncteur S800U 3P K 70A 50kA | Sicherungsautomat S800U 3P K 70A 50kA | MCB S800U 3P K 70A 50kA |  | 5.14
2CCS863017R0907 | S803U-K90 | Active | 7612271214425 | 622.43 | 1 | 1 | stuk | S800U | BE31330 | SB (MCB&RCD Cat.B) | stuk | Automaat S800U 3P K 90A 50kA | Disjoncteur S800U 3P K 90A 50kA | Sicherungsautomat S800U 3P K 90A 50kA | MCB S800U 3P K 90A 50kA |  | 5.14
2CCS864001R0061 | S804S-D6 | Active | 7612271408213 | 565.29 | 1 | 1 | stuk | S800S | BE31330 | SB (MCB&RCD Cat.B) | stuk | Automaat S800S 4P D 6A 50kA | Disjoncteur S800S 4P D 6A 50kA | Sicherungsautomat S800S 4P D 6A 50kA | MCB S800S 4P D 6A 50kA |  | 5.14
2CCS864001R0064 | S804S-C6 | Active | 7612271408176 | 488.15 | 1 | 1 | stuk | S800S | BE31330 | SB (MCB&RCD Cat.B) | stuk | Automaat S800S 4P C 6A 50kA | Disjoncteur S800S 4P C 6A 50kA | Sicherungsautomat S800S 4P C 6A 50kA | MCB S800S 4P C 6A 50kA |  | 5.14
2CCS864001R0065 | S804S-B6 | Active | 7612271408138 | 488.15 | 1 | 1 | stuk | S800S | BE31330 | SB (MCB&RCD Cat.B) | stuk | Automaat S800S 4P B 6A 50kA | Disjoncteur S800S 4P B 6A 50kA | Sicherungsautomat S800S 4P B 6A 50kA | MCB S800S 4P B 6A 50kA |  | 5.14
2CCS864001R0067 | S804S-K6 | Active | 7612271408251 | 537.57 | 1 | 1 | stuk | S800S | BE31330 | SB (MCB&RCD Cat.B) | stuk | Automaat S800S 4P K 6A 50kA | Disjoncteur S800S 4P K 6A 50kA | Sicherungsautomat S800S 4P K 6A 50kA | MCB S800S 4P K 6A 50kA |  | 5.14
2CCS864001R0081 | S804S-D8 | Active | 7612271411435 | 541.19 | 1 | 1 | stuk | S800S | BE31330 | SB (MCB&RCD Cat.B) | stuk | Automaat S800S 4P D 8A 50kA | Disjoncteur S800S 4P D 8A 50kA | Sicherungsautomat S800S 4P D 8A 50kA | MCB S800S 4P D 8A 50kA |  | 5.14
2CCS864001R0084 | S804S-C8 | Active | 7612271411398 | 468.88 | 1 | 1 | stuk | S800S | BE31330 | SB (MCB&RCD Cat.B) | stuk | Automaat S800S 4P C 8A 50kA | Disjoncteur S800S 4P C 8A 50kA | Sicherungsautomat S800S 4P C 8A 50kA | MCB S800S 4P C 8A 50kA |  | 5.14
2CCS864001R0085 | S804S-B8 | Active | 7612271411350 | 468.88 | 1 | 1 | stuk | S800S | BE31330 | SB (MCB&RCD Cat.B) | stuk | Automaat S800S 4P B 8A 50kA | Disjoncteur S800S 4P B 8A 50kA | Sicherungsautomat S800S 4P B 8A 50kA | MCB S800S 4P B 8A 50kA |  | 5.14
2CCS864001R0101 | S804S-D10 | Active | 7612271201326 | 507.42 | 1 | 1 | stuk | S800S | BE31330 | SB (MCB&RCD Cat.B) | stuk | Automaat S800S 4P D 10A 50kA | Disjoncteur S800S 4P D 10A 50kA | Sicherungsautomat S800S 4P D 10A 50kA | MCB S800S 4P D 10A 50kA |  | 5.14
2CCS864001R0104 | S804S-C10 | Active | 7612271200848 | 435.12 | 1 | 1 | stuk | S800S | BE31330 | SB (MCB&RCD Cat.B) | stuk | Automaat S800S 4P C 10A 50kA | Disjoncteur S800S 4P C 10A 50kA | Sicherungsautomat S800S 4P C 10A 50kA | MCB S800S 4P C 10A 50kA |  | 5.14
2CCS864001R0105 | S804S-B10 | Active | 7612271200367 | 435.12 | 1 | 1 | stuk | S800S | BE31330 | SB (MCB&RCD Cat.B) | stuk | Automaat S800S 4P B 10A 50kA | Disjoncteur S800S 4P B 10A 50kA | Sicherungsautomat S800S 4P B 10A 50kA | MCB S800S 4P B 10A 50kA |  | 5.14
2CCS864001R0131 | S804S-D13 | Active | 7612271201333 | 507.42 | 1 | 1 | stuk | S800S | BE31330 | SB (MCB&RCD Cat.B) | stuk | Automaat S800S 4P D 13A 50kA | Disjoncteur S800S 4P D 13A 50kA | Sicherungsautomat S800S 4P D 13A 50kA | MCB S800S 4P D 13A 50kA |  | 5.14
2CCS864001R0134 | S804S-C13 | Active | 7612271200855 | 435.12 | 1 | 1 | stuk | S800S | BE31330 | SB (MCB&RCD Cat.B) | stuk | Automaat S800S 4P C 13A 50kA | Disjoncteur S800S 4P C 13A 50kA | Sicherungsautomat S800S 4P C 13A 50kA | MCB S800S 4P C 13A 50kA |  | 5.14
2CCS864001R0135 | S804S-B13 | Active | 7612271200374 | 435.12 | 1 | 1 | stuk | S800S | BE31330 | SB (MCB&RCD Cat.B) | stuk | Automaat S800S 4P B 13A 50kA | Disjoncteur S800S 4P B 13A 50kA | Sicherungsautomat S800S 4P B 13A 50kA | MCB S800S 4P B 13A 50kA |  | 5.14
2CCS864001R0161 | S804S-D16 | Active | 7612271201340 | 507.42 | 1 | 1 | stuk | S800S | BE31330 | SB (MCB&RCD Cat.B) | stuk | Automaat S800S 4P D 16A 50kA | Disjoncteur S800S 4P D 16A 50kA | Sicherungsautomat S800S 4P D 16A 50kA | MCB S800S 4P D 16A 50kA |  | 5.14
2CCS864001R0164 | S804S-C16 | Active | 7612271200862 | 435.12 | 1 | 1 | stuk | S800S | BE31330 | SB (MCB&RCD Cat.B) | stuk | Automaat S800S 4P C 16A 50kA | Disjoncteur S800S 4P C 16A 50kA | Sicherungsautomat S800S 4P C 16A 50kA | MCB S800S 4P C 16A 50kA |  | 5.14
2CCS864001R0165 | S804S-B16 | Active | 7612271200381 | 435.12 | 1 | 1 | stuk | S800S | BE31330 | SB (MCB&RCD Cat.B) | stuk | Automaat S800S 4P B 16A 50kA | Disjoncteur S800S 4P B 16A 50kA | Sicherungsautomat S800S 4P B 16A 50kA | MCB S800S 4P B 16A 50kA |  | 5.14
2CCS864001R0201 | S804S-D20 | Active | 7612271201357 | 507.42 | 1 | 1 | stuk | S800S | BE31330 | SB (MCB&RCD Cat.B) | stuk | Automaat S800S 4P D 20A 50kA | Disjoncteur S800S 4P D 20A 50kA | Sicherungsautomat S800S 4P D 20A 50kA | MCB S800S 4P D 20A 50kA |  | 5.14
2CCS864001R0204 | S804S-C20 | Active | 7612271200879 | 435.12 | 1 | 1 | stuk | S800S | BE31330 | SB (MCB&RCD Cat.B) | stuk | Automaat S800S 4P C 20A 50kA | Disjoncteur S800S 4P C 20A 50kA | Sicherungsautomat S800S 4P C 20A 50kA | MCB S800S 4P C 20A 50kA |  | 5.14
2CCS864001R0205 | S804S-B20 | Active | 7612271200398 | 435.12 | 1 | 1 | stuk | S800S | BE31330 | SB (MCB&RCD Cat.B) | stuk | Automaat S800S 4P B 20A 50kA | Disjoncteur S800S 4P B 20A 50kA | Sicherungsautomat S800S 4P B 20A 50kA | MCB S800S 4P B 20A 50kA |  | 5.14
2CCS864001R0251 | S804S-D25 | Active | 7612271201364 | 507.42 | 1 | 1 | stuk | S800S | BE31330 | SB (MCB&RCD Cat.B) | stuk | Automaat S800S 4P D 25A 50kA | Disjoncteur S800S 4P D 25A 50kA | Sicherungsautomat S800S 4P D 25A 50kA | MCB S800S 4P D 25A 50kA |  | 5.14
2CCS864001R0254 | S804S-C25 | Active | 7612271200886 | 435.12 | 1 | 1 | stuk | S800S | BE31330 | SB (MCB&RCD Cat.B) | stuk | Automaat S800S 4P C 25A 50kA | Disjoncteur S800S 4P C 25A 50kA | Sicherungsautomat S800S 4P C 25A 50kA | MCB S800S 4P C 25A 50kA |  | 5.14
2CCS864001R0255 | S804S-B25 | Active | 7612271200404 | 435.12 | 1 | 1 | stuk | S800S | BE31330 | SB (MCB&RCD Cat.B) | stuk | Automaat S800S 4P B 25A 50kA | Disjoncteur S800S 4P B 25A 50kA | Sicherungsautomat S800S 4P B 25A 50kA | MCB S800S 4P B 25A 50kA |  | 5.14
2CCS864001R0321 | S804S-D32 | Active | 7612271201371 | 507.42 | 1 | 1 | stuk | S800S | BE31330 | SB (MCB&RCD Cat.B) | stuk | Automaat S800S 4P D 32A 50kA | Disjoncteur S800S 4P D 32A 50kA | Sicherungsautomat S800S 4P D 32A 50kA | MCB S800S 4P D 32A 50kA |  | 5.14
2CCS864001R0324 | S804S-C32 | Active | 7612271200893 | 435.12 | 1 | 1 | stuk | S800S | BE31330 | SB (MCB&RCD Cat.B) | stuk | Automaat S800S 4P C 32A 50kA | Disjoncteur S800S 4P C 32A 50kA | Sicherungsautomat S800S 4P C 32A 50kA | MCB S800S 4P C 32A 50kA |  | 5.14
2CCS864001R0325 | S804S-B32 | Active | 7612271200411 | 435.12 | 1 | 1 | stuk | S800S | BE31330 | SB (MCB&RCD Cat.B) | stuk | Automaat S800S 4P B 32A 50kA | Disjoncteur S800S 4P B 32A 50kA | Sicherungsautomat S800S 4P B 32A 50kA | MCB S800S 4P B 32A 50kA |  | 5.14
2CCS864001R0401 | S804S-D40 | Active | 7612271201388 | 632.79 | 1 | 1 | stuk | S800S | BE31330 | SB (MCB&RCD Cat.B) | stuk | Automaat S800S 4P D 40A 50kA | Disjoncteur S800S 4P D 40A 50kA | Sicherungsautomat S800S 4P D 40A 50kA | MCB S800S 4P D 40A 50kA |  | 5.14
2CCS864001R0404 | S804S-C40 | Active | 7612271200909 | 546 | 1 | 1 | stuk | S800S | BE31330 | SB (MCB&RCD Cat.B) | stuk | Automaat S800S 4P C 40A 50kA | Disjoncteur S800S 4P C 40A 50kA | Sicherungsautomat S800S 4P C 40A 50kA | MCB S800S 4P C 40A 50kA |  | 5.14
2CCS864001R0405 | S804S-B40 | Active | 7612271200428 | 546 | 1 | 1 | stuk | S800S | BE31330 | SB (MCB&RCD Cat.B) | stuk | Automaat S800S 4P B 40A 50kA | Disjoncteur S800S 4P B 40A 50kA | Sicherungsautomat S800S 4P B 40A 50kA | MCB S800S 4P B 40A 50kA |  | 5.14
2CCS864001R0407 | S804S-K8 | Active | 7612271411473 | 515.9 | 1 | 1 | stuk | S800S | BE31330 | SB (MCB&RCD Cat.B) | stuk | Automaat S800S 4P K 8A 50kA | Disjoncteur S800S 4P K 8A 50kA | Sicherungsautomat S800S 4P K 8A 50kA | MCB S800S 4P K 8A 50kA |  | 5.14
2CCS864001R0427 | S804S-K10 | Active | 7612271201807 | 479.71 | 1 | 1 | stuk | S800S | BE31330 | SB (MCB&RCD Cat.B) | stuk | Automaat S800S 4P K 10A 50kA | Disjoncteur S800S 4P K 10A 50kA | Sicherungsautomat S800S 4P K 10A 50kA | MCB S800S 4P K 10A 50kA |  | 5.14
2CCS864001R0447 | S804S-K13 | Active | 7612271201814 | 479.71 | 1 | 1 | stuk | S800S | BE31330 | SB (MCB&RCD Cat.B) | stuk | Automaat S800S 4P K 13A 50kA | Disjoncteur S800S 4P K 13A 50kA | Sicherungsautomat S800S 4P K 13A 50kA | MCB S800S 4P K 13A 50kA |  | 5.14
2CCS864001R0467 | S804S-K16 | Active | 7612271201821 | 479.71 | 1 | 1 | stuk | S800S | BE31330 | SB (MCB&RCD Cat.B) | stuk | Automaat S800S 4P K 16A 50kA | Disjoncteur S800S 4P K 16A 50kA | Sicherungsautomat S800S 4P K 16A 50kA | MCB S800S 4P K 16A 50kA |  | 5.14
2CCS864001R0487 | S804S-K20 | Active | 7612271201838 | 479.71 | 1 | 1 | stuk | S800S | BE31330 | SB (MCB&RCD Cat.B) | stuk | Automaat S800S 4P K 20A 50kA | Disjoncteur S800S 4P K 20A 50kA | Sicherungsautomat S800S 4P K 20A 50kA | MCB S800S 4P K 20A 50kA |  | 5.14
2CCS864001R0501 | S804S-D50 | Active | 7612271201395 | 713.55 | 1 | 1 | stuk | S800S | BE31330 | SB (MCB&RCD Cat.B) | stuk | Automaat S800S 4P D 50A 50kA | Disjoncteur S800S 4P D 50A 50kA | Sicherungsautomat S800S 4P D 50A 50kA | MCB S800S 4P D 50A 50kA |  | 5.14
2CCS864001R0504 | S804S-C50 | Active | 7612271200916 | 618.32 | 1 | 1 | stuk | S800S | BE31330 | SB (MCB&RCD Cat.B) | stuk | Automaat S800S 4P C 50A 50kA | Disjoncteur S800S 4P C 50A 50kA | Sicherungsautomat S800S 4P C 50A 50kA | MCB S800S 4P C 50A 50kA |  | 5.14
2CCS864001R0505 | S804S-B50 | Active | 7612271200435 | 618.32 | 1 | 1 | stuk | S800S | BE31330 | SB (MCB&RCD Cat.B) | stuk | Automaat S800S 4P B 50A 50kA | Disjoncteur S800S 4P B 50A 50kA | Sicherungsautomat S800S 4P B 50A 50kA | MCB S800S 4P B 50A 50kA |  | 5.14
2CCS864001R0517 | S804S-K25 | Active | 7612271201845 | 479.71 | 1 | 1 | stuk | S800S | BE31330 | SB (MCB&RCD Cat.B) | stuk | Automaat S800S 4P K 25A 50kA | Disjoncteur S800S 4P K 25A 50kA | Sicherungsautomat S800S 4P K 25A 50kA | MCB S800S 4P K 25A 50kA |  | 5.14
2CCS864001R0537 | S804S-K32 | Active | 7612271201852 | 479.71 | 1 | 1 | stuk | S800S | BE31330 | SB (MCB&RCD Cat.B) | stuk | Automaat S800S 4P K 32A 50kA | Disjoncteur S800S 4P K 32A 50kA | Sicherungsautomat S800S 4P K 32A 50kA | MCB S800S 4P K 32A 50kA |  | 5.14
2CCS864001R0557 | S804S-K40 | Active | 7612271201869 | 602.66 | 1 | 1 | stuk | S800S | BE31330 | SB (MCB&RCD Cat.B) | stuk | Automaat S800S 4P K 40A 50kA | Disjoncteur S800S 4P K 40A 50kA | Sicherungsautomat S800S 4P K 40A 50kA | MCB S800S 4P K 40A 50kA |  | 5.14
2CCS864001R0577 | S804S-K50 | Active | 7612271201876 | 683.4 | 1 | 1 | stuk | S800S | BE31330 | SB (MCB&RCD Cat.B) | stuk | Automaat S800S 4P K 50A 50kA | Disjoncteur S800S 4P K 50A 50kA | Sicherungsautomat S800S 4P K 50A 50kA | MCB S800S 4P K 50A 50kA |  | 5.14
2CCS864001R0597 | S804S-K63 | Active | 7612271201883 | 725.59 | 1 | 1 | stuk | S800S | BE31330 | SB (MCB&RCD Cat.B) | stuk | Automaat S800S 4P K 63A 50kA | Disjoncteur S800S 4P K 63A 50kA | Sicherungsautomat S800S 4P K 63A 50kA | MCB S800S 4P K 63A 50kA |  | 5.14
2CCS864001R0627 | S804S-K80 | Active | 7612271201890 | 762.96 | 1 | 1 | stuk | S800S | BE31330 | SB (MCB&RCD Cat.B) | stuk | Automaat S800S 4P K 80A 50kA | Disjoncteur S800S 4P K 80A 50kA | Sicherungsautomat S800S 4P K 80A 50kA | MCB S800S 4P K 80A 50kA |  | 5.14
2CCS864001R0631 | S804S-D63 | Active | 7612271201401 | 762.96 | 1 | 1 | stuk | S800S | BE31330 | SB (MCB&RCD Cat.B) | stuk | Automaat S800S 4P D 63A 50kA | Disjoncteur S800S 4P D 63A 50kA | Sicherungsautomat S800S 4P D 63A 50kA | MCB S800S 4P D 63A 50kA |  | 5.14
2CCS864001R0634 | S804S-C63 | Active | 7612271200923 | 661.72 | 1 | 1 | stuk | S800S | BE31330 | SB (MCB&RCD Cat.B) | stuk | Automaat S800S 4P C 63A 50kA | Disjoncteur S800S 4P C 63A 50kA | Sicherungsautomat S800S 4P C 63A 50kA | MCB S800S 4P C 63A 50kA |  | 5.14
2CCS864001R0635 | S804S-B63 | Active | 7612271200442 | 661.72 | 1 | 1 | stuk | S800S | BE31330 | SB (MCB&RCD Cat.B) | stuk | Automaat S800S 4P B 63A 50kA | Disjoncteur S800S 4P B 63A 50kA | Sicherungsautomat S800S 4P B 63A 50kA | MCB S800S 4P B 63A 50kA |  | 5.14
2CCS864001R0637 | S804S-K100 | Active | 7612271201906 | 825.64 | 1 | 1 | stuk | S800S | BE31330 | SB (MCB&RCD Cat.B) | stuk | Automaat S800S 4P K 100A 50kA | Disjoncteur S800S 4P K 100A 50kA | Sicherungsautomat S800S 4P K 100A 50kA | MCB S800S 4P K 100A 50kA |  | 5.14
2CCS864001R0647 | S804S-K125 | Active | 7612271201913 | 913.63 | 1 | 1 | stuk | S800S | BE31330 | SB (MCB&RCD Cat.B) | stuk | Automaat S800S 4P K 125A 50kA | Disjoncteur S800S 4P K 125A 50kA | Sicherungsautomat S800S 4P K 125A 50kA | MCB S800S 4P K 125A 50kA |  | 5.14
2CCS864001R0801 | S804S-D80 | Active | 7612271201418 | 800.32 | 1 | 1 | stuk | S800S | BE31330 | SB (MCB&RCD Cat.B) | stuk | Automaat S800S 4P D 80A 50kA | Disjoncteur S800S 4P D 80A 50kA | Sicherungsautomat S800S 4P D 80A 50kA | MCB S800S 4P D 80A 50kA |  | 5.14
2CCS864001R0804 | S804S-C80 | Active | 7612271200930 | 696.69 | 1 | 1 | stuk | S800S | BE31330 | SB (MCB&RCD Cat.B) | stuk | Automaat S800S 4P C 80A 50kA | Disjoncteur S800S 4P C 80A 50kA | Sicherungsautomat S800S 4P C 80A 50kA | MCB S800S 4P C 80A 50kA |  | 5.14
2CCS864001R0805 | S804S-B80 | Active | 7612271200459 | 696.69 | 1 | 1 | stuk | S800S | BE31330 | SB (MCB&RCD Cat.B) | stuk | Automaat S800S 4P B 80A 50kA | Disjoncteur S800S 4P B 80A 50kA | Sicherungsautomat S800S 4P B 80A 50kA | MCB S800S 4P B 80A 50kA |  | 5.14
2CCS864001R0821 | S804S-D100 | Active | 7612271201425 | 861.8 | 1 | 1 | stuk | S800S | BE31330 | SB (MCB&RCD Cat.B) | stuk | Automaat S800S 4P D 100A 50kA | Disjoncteur S800S 4P D 100A 50kA | Sicherungsautomat S800S 4P D 100A 50kA | MCB S800S 4P D 100A 50kA |  | 5.14
2CCS864001R0824 | S804S-C100 | Active | 7612271200947 | 748.5 | 1 | 1 | stuk | S800S | BE31330 | SB (MCB&RCD Cat.B) | stuk | Automaat S800S 4P C 100A 50kA | Disjoncteur S800S 4P C 100A 50kA | Sicherungsautomat S800S 4P C 100A 50kA | MCB S800S 4P C 100A 50kA |  | 5.14
2CCS864001R0825 | S804S-B100 | Active | 7612271200466 | 748.5 | 1 | 1 | stuk | S800S | BE31330 | SB (MCB&RCD Cat.B) | stuk | Automaat S800S 4P B 100A 50kA | Disjoncteur S800S 4P B 100A 50kA | Sicherungsautomat S800S 4P B 100A 50kA | MCB S800S 4P B 100A 50kA |  | 5.14
2CCS864001R0841 | S804S-D125 | Active | 7612271201432 | 949.79 | 1 | 1 | stuk | S800S | BE31330 | SB (MCB&RCD Cat.B) | stuk | Automaat S800S 4P D 125A 50kA | Disjoncteur S800S 4P D 125A 50kA | Sicherungsautomat S800S 4P D 125A 50kA | MCB S800S 4P D 125A 50kA |  | 5.14
2CCS864001R0844 | S804S-C125 | Active | 7612271200954 | 825.64 | 1 | 1 | stuk | S800S | BE31330 | SB (MCB&RCD Cat.B) | stuk | Automaat S800S 4P C 125A 50kA | Disjoncteur S800S 4P C 125A 50kA | Sicherungsautomat S800S 4P C 125A 50kA | MCB S800S 4P C 125A 50kA |  | 5.14
2CCS864001R0845 | S804S-B125 | Active | 7612271200473 | 825.64 | 1 | 1 | stuk | S800S | BE31330 | SB (MCB&RCD Cat.B) | stuk | Automaat S800S 4P B 125A 50kA | Disjoncteur S800S 4P B 125A 50kA | Sicherungsautomat S800S 4P B 125A 50kA | MCB S800S 4P B 125A 50kA |  | 5.14
2CCS864001R1105 | S804S-UCB10 | Active | 7612271203207 | 566.5 | 1 | 1 | stuk | S800S | BE31330 | SB (MCB&RCD Cat.B) | stuk | Automaat S800S UC 4P B 10A 50kA DC | Disjoncteur S800S UC 4P B 10A 50kA DC | Sicherungsautomat S800S UC 4P B 10A 50kA DC | MCB S800S UC 4P B 10A 50kA DC |  | 5.14
2CCS864001R1135 | S804S-UCB13 | Active | 7612271203214 | 566.5 | 1 | 1 | stuk | S800S | BE31330 | SB (MCB&RCD Cat.B) | stuk | Automaat S800S UC 4P B 13A 50kA DC | Disjoncteur S800S UC 4P B 13A 50kA DC | Sicherungsautomat S800S UC 4P B 13A 50kA DC | MCB S800S UC 4P B 13A 50kA DC |  | 5.14
2CCS864001R1165 | S804S-UCB16 | Active | 7612271203221 | 566.5 | 1 | 1 | stuk | S800S | BE31330 | SB (MCB&RCD Cat.B) | stuk | Automaat S800S UC 4P B 16A 50kA DC | Disjoncteur S800S UC 4P B 16A 50kA DC | Sicherungsautomat S800S UC 4P B 16A 50kA DC | MCB S800S UC 4P B 16A 50kA DC |  | 5.14
2CCS864001R1205 | S804S-UCB20 | Active | 7612271203238 | 566.5 | 1 | 1 | stuk | S800S | BE31330 | SB (MCB&RCD Cat.B) | stuk | Automaat S800S UC 4P B 20A 50kA DC | Disjoncteur S800S UC 4P B 20A 50kA DC | Sicherungsautomat S800S UC 4P B 20A 50kA DC | MCB S800S UC 4P B 20A 50kA DC |  | 5.14
2CCS864001R1255 | S804S-UCB25 | Active | 7612271203245 | 566.5 | 1 | 1 | stuk | S800S | BE31330 | SB (MCB&RCD Cat.B) | stuk | Automaat S800S UC 4P B 25A 50kA DC | Disjoncteur S800S UC 4P B 25A 50kA DC | Sicherungsautomat S800S UC 4P B 25A 50kA DC | MCB S800S UC 4P B 25A 50kA DC |  | 5.14
2CCS864001R1325 | S804S-UCB32 | Active | 7612271203252 | 566.5 | 1 | 1 | stuk | S800S | BE31330 | SB (MCB&RCD Cat.B) | stuk | Automaat S800S UC 4P B 32A 50kA DC | Disjoncteur S800S UC 4P B 32A 50kA DC | Sicherungsautomat S800S UC 4P B 32A 50kA DC | MCB S800S UC 4P B 32A 50kA DC |  | 5.14
2CCS864001R1405 | S804S-UCB40 | Active | 7612271203269 | 709.95 | 1 | 1 | stuk | S800S | BE31330 | SB (MCB&RCD Cat.B) | stuk | Automaat S800S UC 4P B 40A 50kA DC | Disjoncteur S800S UC 4P B 40A 50kA DC | Sicherungsautomat S800S UC 4P B 40A 50kA DC | MCB S800S UC 4P B 40A 50kA DC |  | 5.14
2CCS864001R1427 | S804S-UCK10 | Active | 7612271203689 | 625.56 | 1 | 1 | stuk | S800S | BE31330 | SB (MCB&RCD Cat.B) | stuk | Automaat S800S UC 4P K 10A 50kA DC | Disjoncteur S800S UC 4P K 10A 50kA DC | Sicherungsautomat S800S UC 4P K 10A 50kA DC | MCB S800S UC 4P K 10A 50kA DC |  | 5.14
2CCS864001R1447 | S804S-UCK13 | Active | 7612271203696 | 625.56 | 1 | 1 | stuk | S800S | BE31330 | SB (MCB&RCD Cat.B) | stuk | Automaat S800S UC 4P K 13A 50kA DC | Disjoncteur S800S UC 4P K 13A 50kA DC | Sicherungsautomat S800S UC 4P K 13A 50kA DC | MCB S800S UC 4P K 13A 50kA DC |  | 5.14
2CCS864001R1467 | S804S-UCK16 | Active | 7612271203702 | 625.56 | 1 | 1 | stuk | S800S | BE31330 | SB (MCB&RCD Cat.B) | stuk | Automaat S800S UC 4P K 16A 50kA DC | Disjoncteur S800S UC 4P K 16A 50kA DC | Sicherungsautomat S800S UC 4P K 16A 50kA DC | MCB S800S UC 4P K 16A 50kA DC |  | 5.14
2CCS864001R1487 | S804S-UCK20 | Active | 7612271203719 | 625.56 | 1 | 1 | stuk | S800S | BE31330 | SB (MCB&RCD Cat.B) | stuk | Automaat S800S UC 4P K 20A 50kA DC | Disjoncteur S800S UC 4P K 20A 50kA DC | Sicherungsautomat S800S UC 4P K 20A 50kA DC | MCB S800S UC 4P K 20A 50kA DC |  | 5.14
2CCS864001R1505 | S804S-UCB50 | Active | 7612271203276 | 803.94 | 1 | 1 | stuk | S800S | BE31330 | SB (MCB&RCD Cat.B) | stuk | Automaat S800S UC 4P B 50A 50kA DC | Disjoncteur S800S UC 4P B 50A 50kA DC | Sicherungsautomat S800S UC 4P B 50A 50kA DC | MCB S800S UC 4P B 50A 50kA DC |  | 5.14
2CCS864001R1517 | S804S-UCK25 | Active | 7612271203726 | 625.56 | 1 | 1 | stuk | S800S | BE31330 | SB (MCB&RCD Cat.B) | stuk | Automaat S800S UC 4P K 25A 50kA DC | Disjoncteur S800S UC 4P K 25A 50kA DC | Sicherungsautomat S800S UC 4P K 25A 50kA DC | MCB S800S UC 4P K 25A 50kA DC |  | 5.14
2CCS864001R1537 | S804S-UCK32 | Active | 7612271203733 | 625.56 | 1 | 1 | stuk | S800S | BE31330 | SB (MCB&RCD Cat.B) | stuk | Automaat S800S UC 4P K 32A 50kA DC | Disjoncteur S800S UC 4P K 32A 50kA DC | Sicherungsautomat S800S UC 4P K 32A 50kA DC | MCB S800S UC 4P K 32A 50kA DC |  | 5.14
2CCS864001R1557 | S804S-UCK40 | Active | 7612271203740 | 783.45 | 1 | 1 | stuk | S800S | BE31330 | SB (MCB&RCD Cat.B) | stuk | Automaat S800S UC 4P K 40A 50kA DC | Disjoncteur S800S UC 4P K 40A 50kA DC | Sicherungsautomat S800S UC 4P K 40A 50kA DC | MCB S800S UC 4P K 40A 50kA DC |  | 5.14
2CCS864001R1577 | S804S-UCK50 | Active | 7612271203757 | 888.33 | 1 | 1 | stuk | S800S | BE31330 | SB (MCB&RCD Cat.B) | stuk | Automaat S800S UC 4P K 50A 50kA DC | Disjoncteur S800S UC 4P K 50A 50kA DC | Sicherungsautomat S800S UC 4P K 50A 50kA DC | MCB S800S UC 4P K 50A 50kA DC |  | 5.14
2CCS864001R1597 | S804S-UCK63 | Active | 7612271203764 | 943.76 | 1 | 1 | stuk | S800S | BE31330 | SB (MCB&RCD Cat.B) | stuk | Automaat S800S UC 4P K 63A 50kA DC | Disjoncteur S800S UC 4P K 63A 50kA DC | Sicherungsautomat S800S UC 4P K 63A 50kA DC | MCB S800S UC 4P K 63A 50kA DC |  | 5.14
2CCS864001R1627 | S804S-UCK80 | Active | 7612271203771 | 993.17 | 1 | 1 | stuk | S800S | BE31330 | SB (MCB&RCD Cat.B) | stuk | Automaat S800S UC 4P K 80A 50kA DC | Disjoncteur S800S UC 4P K 80A 50kA DC | Sicherungsautomat S800S UC 4P K 80A 50kA DC | MCB S800S UC 4P K 80A 50kA DC |  | 5.14
2CCS864001R1635 | S804S-UCB63 | Active | 7612271203283 | 859.37 | 1 | 1 | stuk | S800S | BE31330 | SB (MCB&RCD Cat.B) | stuk | Automaat S800S UC 4P B 63A 50kA DC | Disjoncteur S800S UC 4P B 63A 50kA DC | Sicherungsautomat S800S UC 4P B 63A 50kA DC | MCB S800S UC 4P B 63A 50kA DC |  | 5.14
2CCS864001R1637 | S804S-UCK100 | Active | 7612271203788 | 1072.73 | 1 | 1 | stuk | S800S | BE31330 | SB (MCB&RCD Cat.B) | stuk | Automaat S800S UC 4P K 100A 50kA DC | Disjoncteur S800S UC 4P K 100A 50kA DC | Sicherungsautomat S800S UC 4P K 100A 50kA DC | MCB S800S UC 4P K 100A 50kA DC |  | 5.14
2CCS864001R1647 | S804S-UCK125 | Active | 7612271203795 | 1186.03 | 1 | 1 | stuk | S800S | BE31330 | SB (MCB&RCD Cat.B) | stuk | Automaat S800S UC 4P K 125A 50kA DC | Disjoncteur S800S UC 4P K 125A 50kA DC | Sicherungsautomat S800S UC 4P K 125A 50kA DC | MCB S800S UC 4P K 125A 50kA DC |  | 5.14
2CCS864001R1805 | S804S-UCB80 | Active | 7612271203290 | 903.99 | 1 | 1 | stuk | S800S | BE31330 | SB (MCB&RCD Cat.B) | stuk | Automaat S800S UC 4P B 80A 50kA DC | Disjoncteur S800S UC 4P B 80A 50kA DC | Sicherungsautomat S800S UC 4P B 80A 50kA DC | MCB S800S UC 4P B 80A 50kA DC |  | 5.14
2CCS864001R1825 | S804S-UCB100 | Active | 7612271203306 | 972.69 | 1 | 1 | stuk | S800S | BE31330 | SB (MCB&RCD Cat.B) | stuk | Automaat S800S UC 4P B 100A 50kA DC | Disjoncteur S800S UC 4P B 100A 50kA DC | Sicherungsautomat S800S UC 4P B 100A 50kA DC | MCB S800S UC 4P B 100A 50kA DC |  | 5.14
2CCS864001R1845 | S804S-UCB125 | Active | 7612271203313 | 1072.73 | 1 | 1 | stuk | S800S | BE31330 | SB (MCB&RCD Cat.B) | stuk | Automaat S800S UC 4P B 125A 50kA DC | Disjoncteur S800S UC 4P B 125A 50kA DC | Sicherungsautomat S800S UC 4P B 125A 50kA DC | MCB S800S UC 4P B 125A 50kA DC |  | 5.14
2CCS864002R0061 | S804S-D6-R | Active | 7612271408374 | 658.93 | 1 | 1 | stuk | S800S | BE31330 | SB (MCB&RCD Cat.B) | stuk | Automaat S800S R 4P D 6A 50kA tractie | Disjoncteur S800S R 4P D 6A 50kA traction | Sicherungsautomat S800S R 4P D 6A 50kA tractie | MCB S800S R 4P D 6A 50kA traction |  | 5.14
2CCS864002R0064 | S804S-C6-R | Active | 7612271408336 | 569.4 | 1 | 1 | stuk | S800S | BE31330 | SB (MCB&RCD Cat.B) | stuk | Automaat S800S R 4P C 6A 50kA tractie | Disjoncteur S800S R 4P C 6A 50kA traction | Sicherungsautomat S800S R 4P C 6A 50kA tractie | MCB S800S R 4P C 6A 50kA traction |  | 5.14
2CCS864002R0065 | S804S-B6-R | Active | 7612271408299 | 569.4 | 1 | 1 | stuk | S800S | BE31330 | SB (MCB&RCD Cat.B) | stuk | Automaat S800S R 4P B 6A 50kA tractie | Disjoncteur S800S R 4P B 6A 50kA traction | Sicherungsautomat S800S R 4P B 6A 50kA tractie | MCB S800S R 4P B 6A 50kA traction |  | 5.14
2CCS864002R0067 | S804S-K6-R | Active | 7612271408411 | 627.34 | 1 | 1 | stuk | S800S | BE31330 | SB (MCB&RCD Cat.B) | stuk | Automaat S800S R 4P K 6A 50kA tractie | Disjoncteur S800S R 4P K 6A 50kA traction | Sicherungsautomat S800S R 4P K 6A 50kA tractie | MCB S800S R 4P K 6A 50kA traction |  | 5.14
2CCS864002R0081 | S804S-D8-R | Active | 7612271411596 | 631.44 | 1 | 1 | stuk | S800S | BE31330 | SB (MCB&RCD Cat.B) | stuk | Automaat S800S R 4P D 8A 50kA tractie | Disjoncteur S800S R 4P D 8A 50kA traction | Sicherungsautomat S800S R 4P D 8A 50kA tractie | MCB S800S R 4P D 8A 50kA traction |  | 5.14
2CCS864002R0084 | S804S-C8-R | Active | 7612271411558 | 545.66 | 1 | 1 | stuk | S800S | BE31330 | SB (MCB&RCD Cat.B) | stuk | Automaat S800S R 4P C 8A 50kA tractie | Disjoncteur S800S R 4P C 8A 50kA traction | Sicherungsautomat S800S R 4P C 8A 50kA tractie | MCB S800S R 4P C 8A 50kA traction |  | 5.14
2CCS864002R0085 | S804S-B8-R | Active | 7612271411510 | 545.66 | 1 | 1 | stuk | S800S | BE31330 | SB (MCB&RCD Cat.B) | stuk | Automaat S800S R 4P B 8A 50kA tractie | Disjoncteur S800S R 4P B 8A 50kA traction | Sicherungsautomat S800S R 4P B 8A 50kA tractie | MCB S800S R 4P B 8A 50kA traction |  | 5.14
2CCS864002R0407 | S804S-K8-R | Active | 7612271411633 | 601.17 | 1 | 1 | stuk | S800S | BE31330 | SB (MCB&RCD Cat.B) | stuk | Automaat S800S R 4P K 8A 50kA tractie | Disjoncteur S800S R 4P K 8A 50kA traction | Sicherungsautomat S800S R 4P K 8A 50kA tractie | MCB S800S R 4P K 8A 50kA traction |  | 5.14
2CCS864002R0427 | S804S-K10-R | Active | 7612271209575 | 470.31 | 1 | 1 | stuk | S800S | BE31330 | SB (MCB&RCD Cat.B) | stuk | Automaat S800S R 4P K 10A 50kA Tractie | Disjoncteur S800S R 4P K 10A 50kA traction | Sicherungsautomat S800S R 4P K 10A 50kA Tractie | MCB S800S R 4P K 10A 50kA traction |  | 5.14
2CCS864002R0447 | S804S-K13-R | Active | 7612271209582 | 470.31 | 1 | 1 | stuk | S800S | BE31330 | SB (MCB&RCD Cat.B) | stuk | Automaat S800S R 4P K 13A 50kA Tractie | Disjoncteur S800S R 4P K 13A 50kA traction | Sicherungsautomat S800S R 4P K 13A 50kA Tractie | MCB S800S R 4P K 13A 50kA traction |  | 5.14
2CCS864002R0467 | S804S-K16-R | Active | 7612271209599 | 470.31 | 1 | 1 | stuk | S800S | BE31330 | SB (MCB&RCD Cat.B) | stuk | Automaat S800S R 4P K 16A 50kA Tractie | Disjoncteur S800S R 4P K 16A 50kA traction | Sicherungsautomat S800S R 4P K 16A 50kA Tractie | MCB S800S R 4P K 16A 50kA traction |  | 5.14
2CCS864002R0487 | S804S-K20-R | Active | 7612271209605 | 470.31 | 1 | 1 | stuk | S800S | BE31330 | SB (MCB&RCD Cat.B) | stuk | Automaat S800S R 4P K 20A 50kA Tractie | Disjoncteur S800S R 4P K 20A 50kA traction | Sicherungsautomat S800S R 4P K 20A 50kA Tractie | MCB S800S R 4P K 20A 50kA traction |  | 5.14
2CCS864002R0517 | S804S-K25-R | Active | 7612271209612 | 470.31 | 1 | 1 | stuk | S800S | BE31330 | SB (MCB&RCD Cat.B) | stuk | Automaat S800S R 4P K 25A 50kA Tractie | Disjoncteur S800S R 4P K 25A 50kA traction | Sicherungsautomat S800S R 4P K 25A 50kA Tractie | MCB S800S R 4P K 25A 50kA traction |  | 5.14
2CCS864002R0537 | S804S-K32-R | Active | 7612271209629 | 470.31 | 1 | 1 | stuk | S800S | BE31330 | SB (MCB&RCD Cat.B) | stuk | Automaat S800S R 4P K 32A 50kA Tractie | Disjoncteur S800S R 4P K 32A 50kA traction | Sicherungsautomat S800S R 4P K 32A 50kA Tractie | MCB S800S R 4P K 32A 50kA traction |  | 5.14
2CCS864002R0634 | S804S-C63-R | Active | 7612271207267 | 648.74 | 1 | 1 | stuk | S800S | BE31330 | SB (MCB&RCD Cat.B) | stuk | Automaat S800S R 4P C 63A 50kA tractie | Disjoncteur S800S R 4P C 63A 50kA traction | Sicherungsautomat S800S R 4P C 63A 50kA tractie | MCB S800S R 4P C 63A 50kA traction |  | 5.14
2CCS864002R1405 | S804S-UCB40-R | Active | 7612271208608 | 779.48 | 1 | 1 | stuk | S800S | BE31330 | SB (MCB&RCD Cat.B) | stuk | Automaat S800S UCR 4P B 40A 50kA DC Trac | Disjoncteur S800S UCR 4P B 40A 50kA DC Trac | Sicherungsautomat S800S UCR 4P B 40A 50kA DC Trac | MCB S800S UCR 4P B 40A 50kA DC Trac |  | 5.14
2CCS864002R1505 | S804S-UCB50-R | Active | 7612271208615 | 881.71 | 1 | 1 | stuk | S800S | BE31330 | SB (MCB&RCD Cat.B) | stuk | Automaat S800S UCR 4P B 50A 50kA DC Trac | Disjoncteur S800S UCR 4P B 50A 50kA DC Trac | Sicherungsautomat S800S UCR 4P B 50A 50kA DC Trac | MCB S800S UCR 4P B 50A 50kA DC Trac |  | 5.14
2CCS864002R1557 | S804S-UCK40-R | Active | 7612271208844 | 859.3 | 1 | 1 | stuk | S800S | BE31330 | SB (MCB&RCD Cat.B) | stuk | Automaat S800S UCR 4P K 40A 50kA DC Trac | Disjoncteur S800S UCR 4P K 40A 50kA DC Trac | Sicherungsautomat S800S UCR 4P K 40A 50kA DC Trac | MCB S800S UCR 4P K 40A 50kA DC Trac |  | 5.14
2CCS864002R1577 | S804S-UCK50-R | Active | 7612271208851 | 974.43 | 1 | 1 | stuk | S800S | BE31330 | SB (MCB&RCD Cat.B) | stuk | Automaat S800S UCR 4P K 50A 50kA DC Trac | Disjoncteur S800S UCR 4P K 50A 50kA DC Trac | Sicherungsautomat S800S UCR 4P K 50A 50kA DC Trac | MCB S800S UCR 4P K 50A 50kA DC Trac |  | 5.14
2CCS864002R1597 | S804S-UCK63-R | Active | 7612271208868 | 1036.39 | 1 | 1 | stuk | S800S | BE31330 | SB (MCB&RCD Cat.B) | stuk | Automaat S800S UCR 4P K 63A 50kA DC Trac | Disjoncteur S800S UCR 4P K 63A 50kA DC Trac | Sicherungsautomat S800S UCR 4P K 63A 50kA DC Trac | MCB S800S UCR 4P K 63A 50kA DC Trac |  | 5.14
2CCS864002R1627 | S804S-UCK80-R | Active | 7612271208875 | 1089.61 | 1 | 1 | stuk | S800S | BE31330 | SB (MCB&RCD Cat.B) | stuk | Automaat S800S UCR 4P K 80A 50kA DC Trac | Disjoncteur S800S UCR 4P K 80A 50kA DC Trac | Sicherungsautomat S800S UCR 4P K 80A 50kA DC Trac | MCB S800S UCR 4P K 80A 50kA DC Trac |  | 5.14
2CCS864002R1635 | S804S-UCB63-R | Active | 7612271208622 | 943.75 | 1 | 1 | stuk | S800S | BE31330 | SB (MCB&RCD Cat.B) | stuk | Automaat S800S UCR 4P B 63A 50kA DC Trac | Disjoncteur S800S UCR 4P B 63A 50kA DC Trac | Sicherungsautomat S800S UCR 4P B 63A 50kA DC Trac | MCB S800S UCR 4P B 63A 50kA DC Trac |  | 5.14
2CCS864002R1637 | S804S-UCK100-R | Active | 7612271208882 | 1178.09 | 1 | 1 | stuk | S800S | BE31330 | SB (MCB&RCD Cat.B) | stuk | Automaat S800S UCR 4P K 100A 50kA DC Trac | Disjoncteur S800S UCR 4P K 100A 50kA DC Trac | Sicherungsautomat S800S UCR 4P K 100A 50kA DC Trac | MCB S800S UCR 4P K 100A 50kA DC Trac |  | 5.14
2CCS864002R1647 | S804S-UCK125-R | Active | 7612271208899 | 1302.09 | 1 | 1 | stuk | S800S | BE31330 | SB (MCB&RCD Cat.B) | stuk | Automaat S800S UCR 4P K 125A 50kA DC Trac | Disjoncteur S800S UCR 4P K 125A 50kA DC Trac | Sicherungsautomat S800S UCR 4P K 125A 50kA DC Trac | MCB S800S UCR 4P K 125A 50kA DC Trac |  | 5.14
2CCS864002R1805 | S804S-UCB80-R | Active | 7612271208639 | 992.22 | 1 | 1 | stuk | S800S | BE31330 | SB (MCB&RCD Cat.B) | stuk | Automaat S800S UCR 4P B 80A 50kA DC Trac | Disjoncteur S800S UCR 4P B 80A 50kA DC Trac | Sicherungsautomat S800S UCR 4P B 80A 50kA DC Trac | MCB S800S UCR 4P B 80A 50kA DC Trac |  | 5.14
2CCS864002R1825 | S804S-UCB100-R | Active | 7612271208646 | 1067.71 | 1 | 1 | stuk | S800S | BE31330 | SB (MCB&RCD Cat.B) | stuk | Automaat S800S UCR 4P B 100A 50kA DC Trac | Disjoncteur S800S UCR 4P B 100A 50kA DC Trac | Sicherungsautomat S800S UCR 4P B 100A 50kA DC Trac | MCB S800S UCR 4P B 100A 50kA DC Trac |  | 5.14
2CCS864002R1845 | S804S-UCB125-R | Active | 7612271208653 | 1178.09 | 1 | 1 | stuk | S800S | BE31330 | SB (MCB&RCD Cat.B) | stuk | Automaat S800S UCR 4P B 125A 50kA DC Trac | Disjoncteur S800S UCR 4P B 125A 50kA DC Trac | Sicherungsautomat S800S UCR 4P B 125A 50kA DC Trac | MCB S800S UCR 4P B 125A 50kA DC Trac |  | 5.14
2CCS864017R0427 | S804U-K10 | Active | 7612271214036 | 604.57 | 1 | 1 | stuk | S800U | BE31330 | SB (MCB&RCD Cat.B) | stuk | Automaat S800U 4P K 10A 50kA | Disjoncteur S800U 4P K 10A 50kA | Sicherungsautomat S800U 4P K 10A 50kA | MCB S800U 4P K 10A 50kA |  | 5.14
2CCS864017R0457 | S804U-K15 | Active | 7612271214074 | 604.57 | 1 | 1 | stuk | S800U | BE31330 | SB (MCB&RCD Cat.B) | stuk | Automaat S800U 4P K 15A 50kA | Disjoncteur S800U 4P K 15A 50kA | Sicherungsautomat S800U 4P K 15A 50kA | MCB S800U 4P K 15A 50kA |  | 5.14
2CCS864017R0487 | S804U-K20 | Active | 7612271214111 | 604.57 | 1 | 1 | stuk | S800U | BE31330 | SB (MCB&RCD Cat.B) | stuk | Automaat S800U 4P K 20A 50kA | Disjoncteur S800U 4P K 20A 50kA | Sicherungsautomat S800U 4P K 20A 50kA | MCB S800U 4P K 20A 50kA |  | 5.14
2CCS864017R0517 | S804U-K25 | Active | 7612271214159 | 604.57 | 1 | 1 | stuk | S800U | BE31330 | SB (MCB&RCD Cat.B) | stuk | Automaat S800U 4P K 25A 50kA | Disjoncteur S800U 4P K 25A 50kA | Sicherungsautomat S800U 4P K 25A 50kA | MCB S800U 4P K 25A 50kA |  | 5.14
2CCS864017R0527 | S804U-K30 | Active | 7612271214197 | 604.57 | 1 | 1 | stuk | S800U | BE31330 | SB (MCB&RCD Cat.B) | stuk | Automaat S800U 4P K 30A 50kA | Disjoncteur S800U 4P K 30A 50kA | Sicherungsautomat S800U 4P K 30A 50kA | MCB S800U 4P K 30A 50kA |  | 5.14
2CCS864017R0557 | S804U-K40 | Active | 7612271214234 | 604.57 | 1 | 1 | stuk | S800U | BE31330 | SB (MCB&RCD Cat.B) | stuk | Automaat S800U 4P K 40A 50kA | Disjoncteur S800U 4P K 40A 50kA | Sicherungsautomat S800U 4P K 40A 50kA | MCB S800U 4P K 40A 50kA |  | 5.14
2CCS864017R0577 | S804U-K50 | Active | 7612271214272 | 676.2 | 1 | 1 | stuk | S800U | BE31330 | SB (MCB&RCD Cat.B) | stuk | Automaat S800U 4P K 50A 50kA | Disjoncteur S800U 4P K 50A 50kA | Sicherungsautomat S800U 4P K 50A 50kA | MCB S800U 4P K 50A 50kA |  | 5.14
2CCS864017R0587 | S804U-K60 | Active | 7612271214319 | 676.2 | 1 | 1 | stuk | S800U | BE31330 | SB (MCB&RCD Cat.B) | stuk | Automaat S800U 4P K 60A 50kA | Disjoncteur S800U 4P K 60A 50kA | Sicherungsautomat S800U 4P K 60A 50kA | MCB S800U 4P K 60A 50kA |  | 5.14
2CCS864017R0627 | S804U-K80 | Active | 7612271214395 | 872.42 | 1 | 1 | stuk | S800U | BE31330 | SB (MCB&RCD Cat.B) | stuk | Automaat S800U 4P K 80A 50kA | Disjoncteur S800U 4P K 80A 50kA | Sicherungsautomat S800U 4P K 80A 50kA | MCB S800U 4P K 80A 50kA |  | 5.14
2CCS864017R0637 | S804U-K100 | Active | 7612271214470 | 866.17 | 1 | 1 | stuk | S800U | BE31330 | SB (MCB&RCD Cat.B) | stuk | Automaat S800U 4P K 100A 50kA | Disjoncteur S800U 4P K 100A 50kA | Sicherungsautomat S800U 4P K 100A 50kA | MCB S800U 4P K 100A 50kA |  | 5.14
2CCS864017R0707 | S804U-K70 | Active | 7612271214357 | 676.2 | 1 | 1 | stuk | S800U | BE31330 | SB (MCB&RCD Cat.B) | stuk | Automaat S800U 4P K 70A 50kA | Disjoncteur S800U 4P K 70A 50kA | Sicherungsautomat S800U 4P K 70A 50kA | MCB S800U 4P K 70A 50kA |  | 5.14
2CCS864017R0907 | S804U-K90 | Active | 7612271214432 | 872.42 | 1 | 1 | stuk | S800U | BE31330 | SB (MCB&RCD Cat.B) | stuk | Automaat S800U 4P K 90A 50kA | Disjoncteur S800U 4P K 90A 50kA | Sicherungsautomat S800U 4P K 90A 50kA | MCB S800U 4P K 90A 50kA |  | 5.14
2CCS881001R0101 | S801C-D10 | Active | 7612271212162 | 66.53 | 1 | 1 | stuk | S800C | BE31330 | SB (MCB&RCD Cat.B) | stuk | Automaat S800C 1P D 10A 25kA | Disjoncteur S800C 1P D 10A 25kA | Sicherungsautomat S800C 1P D 10A 25kA | MCB S800C 1P D 10A 25kA |  | 5.14
2CCS881001R0104 | S801C-C10 | Active | 7612271212124 | 58.95 | 1 | 1 | stuk | S800C | BE31330 | SB (MCB&RCD Cat.B) | stuk | Automaat S800C 1P C 10A 25kA | Disjoncteur S800C 1P C 10A 25kA | Sicherungsautomat S800C 1P C 10A 25kA | MCB S800C 1P C 10A 25kA |  | 5.14
2CCS881001R0105 | S801C-B10 | Active | 7612271212087 | 59.9 | 1 | 1 | stuk | S800C | BE31330 | SB (MCB&RCD Cat.B) | stuk | Automaat S800C 1P B 10A 25kA | Disjoncteur S800C 1P B 10A 25kA | Sicherungsautomat S800C 1P B 10A 25kA | MCB S800C 1P B 10A 25kA |  | 5.14
2CCS881001R0131 | S801C-D13 | Active | 7612271212322 | 66.53 | 1 | 1 | stuk | S800C | BE31330 | SB (MCB&RCD Cat.B) | stuk | Automaat S800C 1P D 13A 25kA | Disjoncteur S800C 1P D 13A 25kA | Sicherungsautomat S800C 1P D 13A 25kA | MCB S800C 1P D 13A 25kA |  | 5.14
2CCS881001R0134 | S801C-C13 | Active | 7612271212285 | 58.95 | 1 | 1 | stuk | S800C | BE31330 | SB (MCB&RCD Cat.B) | stuk | Automaat S800C 1P C 13A 25kA | Disjoncteur S800C 1P C 13A 25kA | Sicherungsautomat S800C 1P C 13A 25kA | MCB S800C 1P C 13A 25kA |  | 5.14
2CCS881001R0135 | S801C-B13 | Active | 7612271212247 | 59.9 | 1 | 1 | stuk | S800C | BE31330 | SB (MCB&RCD Cat.B) | stuk | Automaat S800C 1P B 13A 25kA | Disjoncteur S800C 1P B 13A 25kA | Sicherungsautomat S800C 1P B 13A 25kA | MCB S800C 1P B 13A 25kA |  | 5.14
2CCS881001R0161 | S801C-D16 | Active | 7612271212483 | 66.53 | 1 | 1 | stuk | S800C | BE31330 | SB (MCB&RCD Cat.B) | stuk | Automaat S800C 1P D 16A 25kA | Disjoncteur S800C 1P D 16A 25kA | Sicherungsautomat S800C 1P D 16A 25kA | MCB S800C 1P D 16A 25kA |  | 5.14
2CCS881001R0164 | S801C-C16 | Active | 7612271212445 | 58.95 | 1 | 1 | stuk | S800C | BE31330 | SB (MCB&RCD Cat.B) | stuk | Automaat S800C 1P C 16A 25kA | Disjoncteur S800C 1P C 16A 25kA | Sicherungsautomat S800C 1P C 16A 25kA | MCB S800C 1P C 16A 25kA |  | 5.14
2CCS881001R0165 | S801C-B16 | Active | 7612271212407 | 59.9 | 1 | 1 | stuk | S800C | BE31330 | SB (MCB&RCD Cat.B) | stuk | Automaat S800C 1P B 16A 25kA | Disjoncteur S800C 1P B 16A 25kA | Sicherungsautomat S800C 1P B 16A 25kA | MCB S800C 1P B 16A 25kA |  | 5.14
2CCS881001R0201 | S801C-D20 | Active | 7612271212643 | 66.53 | 1 | 1 | stuk | S800C | BE31330 | SB (MCB&RCD Cat.B) | stuk | Automaat S800C 1P D 20A 25kA | Disjoncteur S800C 1P D 20A 25kA | Sicherungsautomat S800C 1P D 20A 25kA | MCB S800C 1P D 20A 25kA |  | 5.14
2CCS881001R0204 | S801C-C20 | Active | 7612271212605 | 58.95 | 1 | 1 | stuk | S800C | BE31330 | SB (MCB&RCD Cat.B) | stuk | Automaat S800C 1P C 20A 25kA | Disjoncteur S800C 1P C 20A 25kA | Sicherungsautomat S800C 1P C 20A 25kA | MCB S800C 1P C 20A 25kA |  | 5.14
2CCS881001R0205 | S801C-B20 | Active | 7612271212568 | 59.9 | 1 | 1 | stuk | S800C | BE31330 | SB (MCB&RCD Cat.B) | stuk | Automaat S800C 1P B 20A 25kA | Disjoncteur S800C 1P B 20A 25kA | Sicherungsautomat S800C 1P B 20A 25kA | MCB S800C 1P B 20A 25kA |  | 5.14
2CCS881001R0251 | S801C-D25 | Active | 7612271212803 | 66.53 | 1 | 1 | stuk | S800C | BE31330 | SB (MCB&RCD Cat.B) | stuk | Automaat S800C 1P D 25A 25kA | Disjoncteur S800C 1P D 25A 25kA | Sicherungsautomat S800C 1P D 25A 25kA | MCB S800C 1P D 25A 25kA |  | 5.14
2CCS881001R0254 | S801C-C25 | Active | 7612271212766 | 58.95 | 1 | 1 | stuk | S800C | BE31330 | SB (MCB&RCD Cat.B) | stuk | Automaat S800C 1P C 25A 25kA | Disjoncteur S800C 1P C 25A 25kA | Sicherungsautomat S800C 1P C 25A 25kA | MCB S800C 1P C 25A 25kA |  | 5.14
2CCS881001R0255 | S801C-B25 | Active | 7612271212728 | 59.9 | 1 | 1 | stuk | S800C | BE31330 | SB (MCB&RCD Cat.B) | stuk | Automaat S800C 1P B 25A 25kA | Disjoncteur S800C 1P B 25A 25kA | Sicherungsautomat S800C 1P B 25A 25kA | MCB S800C 1P B 25A 25kA |  | 5.14
2CCS881001R0321 | S801C-D32 | Active | 7612271212964 | 66.53 | 1 | 1 | stuk | S800C | BE31330 | SB (MCB&RCD Cat.B) | stuk | Automaat S800C 1P D 32A 25kA | Disjoncteur S800C 1P D 32A 25kA | Sicherungsautomat S800C 1P D 32A 25kA | MCB S800C 1P D 32A 25kA |  | 5.14
2CCS881001R0324 | S801C-C32 | Active | 7612271212926 | 58.95 | 1 | 1 | stuk | S800C | BE31330 | SB (MCB&RCD Cat.B) | stuk | Automaat S800C 1P C 32A 25kA | Disjoncteur S800C 1P C 32A 25kA | Sicherungsautomat S800C 1P C 32A 25kA | MCB S800C 1P C 32A 25kA |  | 5.14
2CCS881001R0325 | S801C-B32 | Active | 7612271212889 | 59.9 | 1 | 1 | stuk | S800C | BE31330 | SB (MCB&RCD Cat.B) | stuk | Automaat S800C 1P B 32A 25kA | Disjoncteur S800C 1P B 32A 25kA | Sicherungsautomat S800C 1P B 32A 25kA | MCB S800C 1P B 32A 25kA |  | 5.14
2CCS881001R0401 | S801C-D40 | Active | 7612271213121 | 74.36 | 1 | 1 | stuk | S800C | BE31330 | SB (MCB&RCD Cat.B) | stuk | Automaat S800C 1P D 40A 25kA | Disjoncteur S800C 1P D 40A 25kA | Sicherungsautomat S800C 1P D 40A 25kA | MCB S800C 1P D 40A 25kA |  | 5.14
2CCS881001R0404 | S801C-C40 | Active | 7612271213084 | 65.82 | 1 | 1 | stuk | S800C | BE31330 | SB (MCB&RCD Cat.B) | stuk | Automaat S800C 1P C 40A 25kA | Disjoncteur S800C 1P C 40A 25kA | Sicherungsautomat S800C 1P C 40A 25kA | MCB S800C 1P C 40A 25kA |  | 5.14
2CCS881001R0405 | S801C-B40 | Active | 7612271213046 | 66.9 | 1 | 1 | stuk | S800C | BE31330 | SB (MCB&RCD Cat.B) | stuk | Automaat S800C 1P B 40A 25kA | Disjoncteur S800C 1P B 40A 25kA | Sicherungsautomat S800C 1P B 40A 25kA | MCB S800C 1P B 40A 25kA |  | 5.14
2CCS881001R0427 | S801C-K10 | Active | 7612271212209 | 65.21 | 1 | 1 | stuk | S800C | BE31330 | SB (MCB&RCD Cat.B) | stuk | Automaat S800C 1P K 10A 25kA | Disjoncteur S800C 1P K 10A 25kA | Sicherungsautomat S800C 1P K 10A 25kA | MCB S800C 1P K 10A 25kA |  | 5.14
2CCS881001R0447 | S801C-K13 | Active | 7612271212360 | 65.21 | 1 | 1 | stuk | S800C | BE31330 | SB (MCB&RCD Cat.B) | stuk | Automaat S800C 1P K 13A 25kA | Disjoncteur S800C 1P K 13A 25kA | Sicherungsautomat S800C 1P K 13A 25kA | MCB S800C 1P K 13A 25kA |  | 5.14
2CCS881001R0467 | S801C-K16 | Active | 7612271212520 | 65.21 | 1 | 1 | stuk | S800C | BE31330 | SB (MCB&RCD Cat.B) | stuk | Automaat S800C 1P K 16A 25kA | Disjoncteur S800C 1P K 16A 25kA | Sicherungsautomat S800C 1P K 16A 25kA | MCB S800C 1P K 16A 25kA |  | 5.14
2CCS881001R0487 | S801C-K20 | Active | 7612271212681 | 65.21 | 1 | 1 | stuk | S800C | BE31330 | SB (MCB&RCD Cat.B) | stuk | Automaat S800C 1P K 20A 25kA | Disjoncteur S800C 1P K 20A 25kA | Sicherungsautomat S800C 1P K 20A 25kA | MCB S800C 1P K 20A 25kA |  | 5.14
2CCS881001R0501 | S801C-D50 | Active | 7612271213282 | 74.36 | 1 | 1 | stuk | S800C | BE31330 | SB (MCB&RCD Cat.B) | stuk | Automaat S800C 1P D 50A 25kA | Disjoncteur S800C 1P D 50A 25kA | Sicherungsautomat S800C 1P D 50A 25kA | MCB S800C 1P D 50A 25kA |  | 5.14
2CCS881001R0504 | S801C-C50 | Active | 7612271213244 | 65.82 | 1 | 1 | stuk | S800C | BE31330 | SB (MCB&RCD Cat.B) | stuk | Automaat S800C 1P C 50A 25kA | Disjoncteur S800C 1P C 50A 25kA | Sicherungsautomat S800C 1P C 50A 25kA | MCB S800C 1P C 50A 25kA |  | 5.14
2CCS881001R0505 | S801C-B50 | Active | 7612271213206 | 66.9 | 1 | 1 | stuk | S800C | BE31330 | SB (MCB&RCD Cat.B) | stuk | Automaat S800C 1P B 50A 25kA | Disjoncteur S800C 1P B 50A 25kA | Sicherungsautomat S800C 1P B 50A 25kA | MCB S800C 1P B 50A 25kA |  | 5.14
2CCS881001R0517 | S801C-K25 | Active | 7612271212841 | 65.21 | 1 | 1 | stuk | S800C | BE31330 | SB (MCB&RCD Cat.B) | stuk | Automaat S800C 1P K 25A 25kA | Disjoncteur S800C 1P K 25A 25kA | Sicherungsautomat S800C 1P K 25A 25kA | MCB S800C 1P K 25A 25kA |  | 5.14
2CCS881001R0537 | S801C-K32 | Active | 7612271213008 | 65.21 | 1 | 1 | stuk | S800C | BE31330 | SB (MCB&RCD Cat.B) | stuk | Automaat S800C 1P K 32A 25kA | Disjoncteur S800C 1P K 32A 25kA | Sicherungsautomat S800C 1P K 32A 25kA | MCB S800C 1P K 32A 25kA |  | 5.14
2CCS881001R0557 | S801C-K40 | Active | 7612271213169 | 72.8 | 1 | 1 | stuk | S800C | BE31330 | SB (MCB&RCD Cat.B) | stuk | Automaat S800C 1P K 40A 25kA | Disjoncteur S800C 1P K 40A 25kA | Sicherungsautomat S800C 1P K 40A 25kA | MCB S800C 1P K 40A 25kA |  | 5.14
2CCS881001R0577 | S801C-K50 | Active | 7612271213329 | 72.8 | 1 | 1 | stuk | S800C | BE31330 | SB (MCB&RCD Cat.B) | stuk | Automaat S800C 1P K 50A 25kA | Disjoncteur S800C 1P K 50A 25kA | Sicherungsautomat S800C 1P K 50A 25kA | MCB S800C 1P K 50A 25kA |  | 5.14
2CCS881001R0597 | S801C-K63 | Active | 7612271213480 | 72.8 | 1 | 1 | stuk | S800C | BE31330 | SB (MCB&RCD Cat.B) | stuk | Automaat S800C 1P K 63A 25kA | Disjoncteur S800C 1P K 63A 25kA | Sicherungsautomat S800C 1P K 63A 25kA | MCB S800C 1P K 63A 25kA |  | 5.14
2CCS881001R0627 | S801C-K80 | Active | 7612271213640 | 88.13 | 1 | 1 | stuk | S800C | BE31330 | SB (MCB&RCD Cat.B) | stuk | Automaat S800C 1P K 80A 25kA | Disjoncteur S800C 1P K 80A 25kA | Sicherungsautomat S800C 1P K 80A 25kA | MCB S800C 1P K 80A 25kA |  | 5.14
2CCS881001R0631 | S801C-D63 | Active | 7612271213442 | 74.36 | 1 | 1 | stuk | S800C | BE31330 | SB (MCB&RCD Cat.B) | stuk | Automaat S800C 1P D 63A 25kA | Disjoncteur S800C 1P D 63A 25kA | Sicherungsautomat S800C 1P D 63A 25kA | MCB S800C 1P D 63A 25kA |  | 5.14
2CCS881001R0634 | S801C-C63 | Active | 7612271213404 | 65.82 | 1 | 1 | stuk | S800C | BE31330 | SB (MCB&RCD Cat.B) | stuk | Automaat S800C 1P C 63A 25kA | Disjoncteur S800C 1P C 63A 25kA | Sicherungsautomat S800C 1P C 63A 25kA | MCB S800C 1P C 63A 25kA |  | 5.14
2CCS881001R0635 | S801C-B63 | Active | 7612271213367 | 66.9 | 1 | 1 | stuk | S800C | BE31330 | SB (MCB&RCD Cat.B) | stuk | Automaat S800C 1P B 63A 25kA | Disjoncteur S800C 1P B 63A 25kA | Sicherungsautomat S800C 1P B 63A 25kA | MCB S800C 1P B 63A 25kA |  | 5.14
2CCS881001R0637 | S801C-K100 | Active | 7612271213800 | 88.13 | 1 | 1 | stuk | S800C | BE31330 | SB (MCB&RCD Cat.B) | stuk | Automaat S800C 1P K 100A 25kA | Disjoncteur S800C 1P K 100A 25kA | Sicherungsautomat S800C 1P K 100A 25kA | MCB S800C 1P K 100A 25kA |  | 5.14
2CCS881001R0647 | S801C-K125 | Active | 7612271213961 | 91.84 | 1 | 1 | stuk | S800C | BE31330 | SB (MCB&RCD Cat.B) | stuk | Automaat S800C 1P K 125A 25kA | Disjoncteur S800C 1P K 125A 25kA | Sicherungsautomat S800C 1P K 125A 25kA | MCB S800C 1P K 125A 25kA |  | 5.14
2CCS881001R0801 | S801C-D80 | Active | 7612271213602 | 90.03 | 1 | 1 | stuk | S800C | BE31330 | SB (MCB&RCD Cat.B) | stuk | Automaat S800C 1P D 80A 25kA | Disjoncteur S800C 1P D 80A 25kA | Sicherungsautomat S800C 1P D 80A 25kA | MCB S800C 1P D 80A 25kA |  | 5.14
2CCS881001R0804 | S801C-C80 | Active | 7612271213565 | 79.79 | 1 | 1 | stuk | S800C | BE31330 | SB (MCB&RCD Cat.B) | stuk | Automaat S800C 1P C 80A 25kA | Disjoncteur S800C 1P C 80A 25kA | Sicherungsautomat S800C 1P C 80A 25kA | MCB S800C 1P C 80A 25kA |  | 5.14
2CCS881001R0805 | S801C-B80 | Active | 7612271213527 | 80.99 | 1 | 1 | stuk | S800C | BE31330 | SB (MCB&RCD Cat.B) | stuk | Automaat S800C 1P B 80A 25kA | Disjoncteur S800C 1P B 80A 25kA | Sicherungsautomat S800C 1P B 80A 25kA | MCB S800C 1P B 80A 25kA |  | 5.14
2CCS881001R0821 | S801C-D100 | Active | 7612271213763 | 90.03 | 1 | 1 | stuk | S800C | BE31330 | SB (MCB&RCD Cat.B) | stuk | Automaat S800C 1P D 100A 25kA | Disjoncteur S800C 1P D 100A 25kA | Sicherungsautomat S800C 1P D 100A 25kA | MCB S800C 1P D 100A 25kA |  | 5.14
2CCS881001R0824 | S801C-C100 | Active | 7612271213725 | 79.79 | 1 | 1 | stuk | S800C | BE31330 | SB (MCB&RCD Cat.B) | stuk | Automaat S800C 1P C 100A 25kA | Disjoncteur S800C 1P C 100A 25kA | Sicherungsautomat S800C 1P C 100A 25kA | MCB S800C 1P C 100A 25kA |  | 5.14
2CCS881001R0825 | S801C-B100 | Active | 7612271213688 | 80.99 | 1 | 1 | stuk | S800C | BE31330 | SB (MCB&RCD Cat.B) | stuk | Automaat S800C 1P B 100A 25kA | Disjoncteur S800C 1P B 100A 25kA | Sicherungsautomat S800C 1P B 100A 25kA | MCB S800C 1P B 100A 25kA |  | 5.14
2CCS881001R0841 | S801C-D125 | Active | 7612271213923 | 91.84 | 1 | 1 | stuk | S800C | BE31330 | SB (MCB&RCD Cat.B) | stuk | Automaat S800C 1P D 125A 25kA | Disjoncteur S800C 1P D 125A 25kA | Sicherungsautomat S800C 1P D 125A 25kA | MCB S800C 1P D 125A 25kA |  | 5.14
2CCS881001R0844 | S801C-C125 | Active | 7612271213886 | 88.23 | 1 | 1 | stuk | S800C | BE31330 | SB (MCB&RCD Cat.B) | stuk | Automaat S800C 1P C 125A 25kA | Disjoncteur S800C 1P C 125A 25kA | Sicherungsautomat S800C 1P C 125A 25kA | MCB S800C 1P C 125A 25kA |  | 5.14
2CCS881001R0845 | S801C-B125 | Active | 7612271213848 | 93.52 | 1 | 1 | stuk | S800C | BE31330 | SB (MCB&RCD Cat.B) | stuk | Automaat S800C 1P B 125A 25kA | Disjoncteur S800C 1P B 125A 25kA | Sicherungsautomat S800C 1P B 125A 25kA | MCB S800C 1P B 125A 25kA |  | 5.14
2CCS882001R0101 | S802C-D10 | Active | 7612271212179 | 137.4 | 1 | 1 | stuk | S800C | BE31330 | SB (MCB&RCD Cat.B) | stuk | Automaat S800C 2P D 10A 25kA | Disjoncteur S800C 2P D 10A 25kA | Sicherungsautomat S800C 2P D 10A 25kA | MCB S800C 2P D 10A 25kA |  | 5.14
2CCS882001R0104 | S802C-C10 | Active | 7612271212131 | 120.53 | 1 | 1 | stuk | S800C | BE31330 | SB (MCB&RCD Cat.B) | stuk | Automaat S800C 2P C 10A 25kA | Disjoncteur S800C 2P C 10A 25kA | Sicherungsautomat S800C 2P C 10A 25kA | MCB S800C 2P C 10A 25kA |  | 5.14
2CCS882001R0105 | S802C-B10 | Active | 7612271212094 | 122.94 | 1 | 1 | stuk | S800C | BE31330 | SB (MCB&RCD Cat.B) | stuk | Automaat S800C 2P B 10A 25kA | Disjoncteur S800C 2P B 10A 25kA | Sicherungsautomat S800C 2P B 10A 25kA | MCB S800C 2P B 10A 25kA |  | 5.14
2CCS882001R0131 | S802C-D13 | Active | 7612271212339 | 137.4 | 1 | 1 | stuk | S800C | BE31330 | SB (MCB&RCD Cat.B) | stuk | Automaat S800C 2P D 13A 25kA | Disjoncteur S800C 2P D 13A 25kA | Sicherungsautomat S800C 2P D 13A 25kA | MCB S800C 2P D 13A 25kA |  | 5.14
2CCS882001R0134 | S802C-C13 | Active | 7612271212292 | 120.53 | 1 | 1 | stuk | S800C | BE31330 | SB (MCB&RCD Cat.B) | stuk | Automaat S800C 2P C 13A 25kA | Disjoncteur S800C 2P C 13A 25kA | Sicherungsautomat S800C 2P C 13A 25kA | MCB S800C 2P C 13A 25kA |  | 5.14
2CCS882001R0135 | S802C-B13 | Active | 7612271212254 | 122.94 | 1 | 1 | stuk | S800C | BE31330 | SB (MCB&RCD Cat.B) | stuk | Automaat S800C 2P B 13A 25kA | Disjoncteur S800C 2P B 13A 25kA | Sicherungsautomat S800C 2P B 13A 25kA | MCB S800C 2P B 13A 25kA |  | 5.14
2CCS882001R0161 | S802C-D16 | Active | 7612271212490 | 137.4 | 1 | 1 | stuk | S800C | BE31330 | SB (MCB&RCD Cat.B) | stuk | Automaat S800C 2P D 16A 25kA | Disjoncteur S800C 2P D 16A 25kA | Sicherungsautomat S800C 2P D 16A 25kA | MCB S800C 2P D 16A 25kA |  | 5.14
2CCS882001R0164 | S802C-C16 | Active | 7612271212452 | 120.53 | 1 | 1 | stuk | S800C | BE31330 | SB (MCB&RCD Cat.B) | stuk | Automaat S800C 2P C 16A 25kA | Disjoncteur S800C 2P C 16A 25kA | Sicherungsautomat S800C 2P C 16A 25kA | MCB S800C 2P C 16A 25kA |  | 5.14
2CCS882001R0165 | S802C-B16 | Active | 7612271212414 | 122.94 | 1 | 1 | stuk | S800C | BE31330 | SB (MCB&RCD Cat.B) | stuk | Automaat S800C 2P B 16A 25kA | Disjoncteur S800C 2P B 16A 25kA | Sicherungsautomat S800C 2P B 16A 25kA | MCB S800C 2P B 16A 25kA |  | 5.14
2CCS882001R0201 | S802C-D20 | Active | 7612271212650 | 137.4 | 1 | 1 | stuk | S800C | BE31330 | SB (MCB&RCD Cat.B) | stuk | Automaat S800C 2P D 20A 25kA | Disjoncteur S800C 2P D 20A 25kA | Sicherungsautomat S800C 2P D 20A 25kA | MCB S800C 2P D 20A 25kA |  | 5.14
2CCS882001R0204 | S802C-C20 | Active | 7612271212612 | 120.53 | 1 | 1 | stuk | S800C | BE31330 | SB (MCB&RCD Cat.B) | stuk | Automaat S800C 2P C 20A 25kA | Disjoncteur S800C 2P C 20A 25kA | Sicherungsautomat S800C 2P C 20A 25kA | MCB S800C 2P C 20A 25kA |  | 5.14
2CCS882001R0205 | S802C-B20 | Active | 7612271212575 | 122.94 | 1 | 1 | stuk | S800C | BE31330 | SB (MCB&RCD Cat.B) | stuk | Automaat S800C 2P B 20A 25kA | Disjoncteur S800C 2P B 20A 25kA | Sicherungsautomat S800C 2P B 20A 25kA | MCB S800C 2P B 20A 25kA |  | 5.14
2CCS882001R0251 | S802C-D25 | Active | 7612271212810 | 137.4 | 1 | 1 | stuk | S800C | BE31330 | SB (MCB&RCD Cat.B) | stuk | Automaat S800C 2P D 25A 25kA | Disjoncteur S800C 2P D 25A 25kA | Sicherungsautomat S800C 2P D 25A 25kA | MCB S800C 2P D 25A 25kA |  | 5.14
2CCS882001R0254 | S802C-C25 | Active | 7612271212773 | 120.53 | 1 | 1 | stuk | S800C | BE31330 | SB (MCB&RCD Cat.B) | stuk | Automaat S800C 2P C 25A 25kA | Disjoncteur S800C 2P C 25A 25kA | Sicherungsautomat S800C 2P C 25A 25kA | MCB S800C 2P C 25A 25kA |  | 5.14
2CCS882001R0255 | S802C-B25 | Active | 7612271212735 | 122.94 | 1 | 1 | stuk | S800C | BE31330 | SB (MCB&RCD Cat.B) | stuk | Automaat S800C 2P B 25A 25kA | Disjoncteur S800C 2P B 25A 25kA | Sicherungsautomat S800C 2P B 25A 25kA | MCB S800C 2P B 25A 25kA |  | 5.14
2CCS882001R0321 | S802C-D32 | Active | 7612271212971 | 137.4 | 1 | 1 | stuk | S800C | BE31330 | SB (MCB&RCD Cat.B) | stuk | Automaat S800C 2P D 32A 25kA | Disjoncteur S800C 2P D 32A 25kA | Sicherungsautomat S800C 2P D 32A 25kA | MCB S800C 2P D 32A 25kA |  | 5.14
2CCS882001R0324 | S802C-C32 | Active | 7612271212933 | 120.53 | 1 | 1 | stuk | S800C | BE31330 | SB (MCB&RCD Cat.B) | stuk | Automaat S800C 2P C 32A 25kA | Disjoncteur S800C 2P C 32A 25kA | Sicherungsautomat S800C 2P C 32A 25kA | MCB S800C 2P C 32A 25kA |  | 5.14
2CCS882001R0325 | S802C-B32 | Active | 7612271212896 | 122.94 | 1 | 1 | stuk | S800C | BE31330 | SB (MCB&RCD Cat.B) | stuk | Automaat S800C 2P B 32A 25kA | Disjoncteur S800C 2P B 32A 25kA | Sicherungsautomat S800C 2P B 32A 25kA | MCB S800C 2P B 32A 25kA |  | 5.14
2CCS882001R0401 | S802C-D40 | Active | 7612271213138 | 151.88 | 1 | 1 | stuk | S800C | BE31330 | SB (MCB&RCD Cat.B) | stuk | Automaat S800C 2P D 40A 25kA | Disjoncteur S800C 2P D 40A 25kA | Sicherungsautomat S800C 2P D 40A 25kA | MCB S800C 2P D 40A 25kA |  | 5.14
2CCS882001R0404 | S802C-C40 | Active | 7612271213091 | 134.99 | 1 | 1 | stuk | S800C | BE31330 | SB (MCB&RCD Cat.B) | stuk | Automaat S800C 2P C 40A 25kA | Disjoncteur S800C 2P C 40A 25kA | Sicherungsautomat S800C 2P C 40A 25kA | MCB S800C 2P C 40A 25kA |  | 5.14
2CCS882001R0405 | S802C-B40 | Active | 7612271213053 | 137.4 | 1 | 1 | stuk | S800C | BE31330 | SB (MCB&RCD Cat.B) | stuk | Automaat S800C 2P B 40A 25kA | Disjoncteur S800C 2P B 40A 25kA | Sicherungsautomat S800C 2P B 40A 25kA | MCB S800C 2P B 40A 25kA |  | 5.14
2CCS882001R0427 | S802C-K10 | Active | 7612271212216 | 133.79 | 1 | 1 | stuk | S800C | BE31330 | SB (MCB&RCD Cat.B) | stuk | Automaat S800C 2P K 10A 25kA | Disjoncteur S800C 2P K 10A 25kA | Sicherungsautomat S800C 2P K 10A 25kA | MCB S800C 2P K 10A 25kA |  | 5.14
2CCS882001R0447 | S802C-K13 | Active | 7612271212377 | 133.79 | 1 | 1 | stuk | S800C | BE31330 | SB (MCB&RCD Cat.B) | stuk | Automaat S800C 2P K 13A 25kA | Disjoncteur S800C 2P K 13A 25kA | Sicherungsautomat S800C 2P K 13A 25kA | MCB S800C 2P K 13A 25kA |  | 5.14
2CCS882001R0467 | S802C-K16 | Active | 7612271212537 | 133.79 | 1 | 1 | stuk | S800C | BE31330 | SB (MCB&RCD Cat.B) | stuk | Automaat S800C 2P K 16A 25kA | Disjoncteur S800C 2P K 16A 25kA | Sicherungsautomat S800C 2P K 16A 25kA | MCB S800C 2P K 16A 25kA |  | 5.14
2CCS882001R0487 | S802C-K20 | Active | 7612271212698 | 133.79 | 1 | 1 | stuk | S800C | BE31330 | SB (MCB&RCD Cat.B) | stuk | Automaat S800C 2P K 20A 25kA | Disjoncteur S800C 2P K 20A 25kA | Sicherungsautomat S800C 2P K 20A 25kA | MCB S800C 2P K 20A 25kA |  | 5.14
2CCS882001R0501 | S802C-D50 | Active | 7612271213299 | 151.88 | 1 | 1 | stuk | S800C | BE31330 | SB (MCB&RCD Cat.B) | stuk | Automaat S800C 2P D 50A 25kA | Disjoncteur S800C 2P D 50A 25kA | Sicherungsautomat S800C 2P D 50A 25kA | MCB S800C 2P D 50A 25kA |  | 5.14
2CCS882001R0504 | S802C-C50 | Active | 7612271213251 | 134.99 | 1 | 1 | stuk | S800C | BE31330 | SB (MCB&RCD Cat.B) | stuk | Automaat S800C 2P C 50A 25kA | Disjoncteur S800C 2P C 50A 25kA | Sicherungsautomat S800C 2P C 50A 25kA | MCB S800C 2P C 50A 25kA |  | 5.14
2CCS882001R0505 | S802C-B50 | Active | 7612271213213 | 137.4 | 1 | 1 | stuk | S800C | BE31330 | SB (MCB&RCD Cat.B) | stuk | Automaat S800C 2P B 50A 25kA | Disjoncteur S800C 2P B 50A 25kA | Sicherungsautomat S800C 2P B 50A 25kA | MCB S800C 2P B 50A 25kA |  | 5.14
2CCS882001R0517 | S802C-K25 | Active | 7612271212858 | 133.79 | 1 | 1 | stuk | S800C | BE31330 | SB (MCB&RCD Cat.B) | stuk | Automaat S800C 2P K 25A 25kA | Disjoncteur S800C 2P K 25A 25kA | Sicherungsautomat S800C 2P K 25A 25kA | MCB S800C 2P K 25A 25kA |  | 5.14
2CCS882001R0537 | S802C-K32 | Active | 7612271213015 | 133.79 | 1 | 1 | stuk | S800C | BE31330 | SB (MCB&RCD Cat.B) | stuk | Automaat S800C 2P K 32A 25kA | Disjoncteur S800C 2P K 32A 25kA | Sicherungsautomat S800C 2P K 32A 25kA | MCB S800C 2P K 32A 25kA |  | 5.14
2CCS882001R0557 | S802C-K40 | Active | 7612271213176 | 148.24 | 1 | 1 | stuk | S800C | BE31330 | SB (MCB&RCD Cat.B) | stuk | Automaat S800C 2P K 40A 25kA | Disjoncteur S800C 2P K 40A 25kA | Sicherungsautomat S800C 2P K 40A 25kA | MCB S800C 2P K 40A 25kA |  | 5.14
2CCS882001R0577 | S802C-K50 | Active | 7612271213336 | 148.24 | 1 | 1 | stuk | S800C | BE31330 | SB (MCB&RCD Cat.B) | stuk | Automaat S800C 2P K 50A 25kA | Disjoncteur S800C 2P K 50A 25kA | Sicherungsautomat S800C 2P K 50A 25kA | MCB S800C 2P K 50A 25kA |  | 5.14
2CCS882001R0597 | S802C-K63 | Active | 7612271213497 | 148.24 | 1 | 1 | stuk | S800C | BE31330 | SB (MCB&RCD Cat.B) | stuk | Automaat S800C 2P K 63A 25kA | Disjoncteur S800C 2P K 63A 25kA | Sicherungsautomat S800C 2P K 63A 25kA | MCB S800C 2P K 63A 25kA |  | 5.14
2CCS882001R0627 | S802C-K80 | Active | 7612271213657 | 180.8 | 1 | 1 | stuk | S800C | BE31330 | SB (MCB&RCD Cat.B) | stuk | Automaat S800C 2P K 80A 25kA | Disjoncteur S800C 2P K 80A 25kA | Sicherungsautomat S800C 2P K 80A 25kA | MCB S800C 2P K 80A 25kA |  | 5.14
2CCS882001R0631 | S802C-D63 | Active | 7612271213459 | 151.88 | 1 | 1 | stuk | S800C | BE31330 | SB (MCB&RCD Cat.B) | stuk | Automaat S800C 2P D 63A 25kA | Disjoncteur S800C 2P D 63A 25kA | Sicherungsautomat S800C 2P D 63A 25kA | MCB S800C 2P D 63A 25kA |  | 5.14
2CCS882001R0634 | S802C-C63 | Active | 7612271213411 | 134.99 | 1 | 1 | stuk | S800C | BE31330 | SB (MCB&RCD Cat.B) | stuk | Automaat S800C 2P C 63A 25kA | Disjoncteur S800C 2P C 63A 25kA | Sicherungsautomat S800C 2P C 63A 25kA | MCB S800C 2P C 63A 25kA |  | 5.14
2CCS882001R0635 | S802C-B63 | Active | 7612271213374 | 137.4 | 1 | 1 | stuk | S800C | BE31330 | SB (MCB&RCD Cat.B) | stuk | Automaat S800C 2P B 63A 25kA | Disjoncteur S800C 2P B 63A 25kA | Sicherungsautomat S800C 2P B 63A 25kA | MCB S800C 2P B 63A 25kA |  | 5.14
2CCS882001R0637 | S802C-K100 | Active | 7612271213817 | 180.8 | 1 | 1 | stuk | S800C | BE31330 | SB (MCB&RCD Cat.B) | stuk | Automaat S800C 2P K 100A 25kA | Disjoncteur S800C 2P K 100A 25kA | Sicherungsautomat S800C 2P K 100A 25kA | MCB S800C 2P K 100A 25kA |  | 5.14
2CCS882001R0647 | S802C-K125 | Active | 7612271213978 | 192.85 | 1 | 1 | stuk | S800C | BE31330 | SB (MCB&RCD Cat.B) | stuk | Automaat S800C 2P K 125A 25kA | Disjoncteur S800C 2P K 125A 25kA | Sicherungsautomat S800C 2P K 125A 25kA | MCB S800C 2P K 125A 25kA |  | 5.14
2CCS882001R0801 | S802C-D80 | Active | 7612271213619 | 184.41 | 1 | 1 | stuk | S800C | BE31330 | SB (MCB&RCD Cat.B) | stuk | Automaat S800C 2P D 80A 25kA | Disjoncteur S800C 2P D 80A 25kA | Sicherungsautomat S800C 2P D 80A 25kA | MCB S800C 2P D 80A 25kA |  | 5.14
2CCS882001R0804 | S802C-C80 | Active | 7612271213572 | 163.93 | 1 | 1 | stuk | S800C | BE31330 | SB (MCB&RCD Cat.B) | stuk | Automaat S800C 2P C 80A 25kA | Disjoncteur S800C 2P C 80A 25kA | Sicherungsautomat S800C 2P C 80A 25kA | MCB S800C 2P C 80A 25kA |  | 5.14
2CCS882001R0805 | S802C-B80 | Active | 7612271213534 | 167.54 | 1 | 1 | stuk | S800C | BE31330 | SB (MCB&RCD Cat.B) | stuk | Automaat S800C 2P B 80A 25kA | Disjoncteur S800C 2P B 80A 25kA | Sicherungsautomat S800C 2P B 80A 25kA | MCB S800C 2P B 80A 25kA |  | 5.14
2CCS882001R0821 | S802C-D100 | Active | 7612271213770 | 184.41 | 1 | 1 | stuk | S800C | BE31330 | SB (MCB&RCD Cat.B) | stuk | Automaat S800C 2P D 100A 25kA | Disjoncteur S800C 2P D 100A 25kA | Sicherungsautomat S800C 2P D 100A 25kA | MCB S800C 2P D 100A 25kA |  | 5.14
2CCS882001R0824 | S802C-C100 | Active | 7612271213732 | 163.93 | 1 | 1 | stuk | S800C | BE31330 | SB (MCB&RCD Cat.B) | stuk | Automaat S800C 2P C 100A 25kA | Disjoncteur S800C 2P C 100A 25kA | Sicherungsautomat S800C 2P C 100A 25kA | MCB S800C 2P C 100A 25kA |  | 5.14
2CCS882001R0825 | S802C-B100 | Active | 7612271213695 | 167.54 | 1 | 1 | stuk | S800C | BE31330 | SB (MCB&RCD Cat.B) | stuk | Automaat S800C 2P B 100A 25kA | Disjoncteur S800C 2P B 100A 25kA | Sicherungsautomat S800C 2P B 100A 25kA | MCB S800C 2P B 100A 25kA |  | 5.14
2CCS882001R0841 | S802C-D125 | Active | 7612271213930 | 192.85 | 1 | 1 | stuk | S800C | BE31330 | SB (MCB&RCD Cat.B) | stuk | Automaat S800C 2P D 125A 25kA | Disjoncteur S800C 2P D 125A 25kA | Sicherungsautomat S800C 2P D 125A 25kA | MCB S800C 2P D 125A 25kA |  | 5.14
2CCS882001R0844 | S802C-C125 | Active | 7612271213893 | 177.19 | 1 | 1 | stuk | S800C | BE31330 | SB (MCB&RCD Cat.B) | stuk | Automaat S800C 2P C 125A 25kA | Disjoncteur S800C 2P C 125A 25kA | Sicherungsautomat S800C 2P C 125A 25kA | MCB S800C 2P C 125A 25kA |  | 5.14
2CCS882001R0845 | S802C-B125 | Active | 7612271213855 | 191.65 | 1 | 1 | stuk | S800C | BE31330 | SB (MCB&RCD Cat.B) | stuk | Automaat S800C 2P B 125A 25kA | Disjoncteur S800C 2P B 125A 25kA | Sicherungsautomat S800C 2P B 125A 25kA | MCB S800C 2P B 125A 25kA |  | 5.14
2CCS883001R0101 | S803C-D10 | Active | 7612271212186 | 216.96 | 1 | 1 | stuk | S800C | BE31330 | SB (MCB&RCD Cat.B) | stuk | Automaat S800C 3P D 10A 25kA | Disjoncteur S800C 3P D 10A 25kA | Sicherungsautomat S800C 3P D 10A 25kA | MCB S800C 3P D 10A 25kA |  | 5.14
2CCS883001R0104 | S803C-C10 | Active | 7612271212148 | 197.68 | 1 | 1 | stuk | S800C | BE31330 | SB (MCB&RCD Cat.B) | stuk | Automaat S800C 3P C 10A 25kA | Disjoncteur S800C 3P C 10A 25kA | Sicherungsautomat S800C 3P C 10A 25kA | MCB S800C 3P C 10A 25kA |  | 5.14
2CCS883001R0105 | S803C-B10 | Active | 7612271212100 | 218.16 | 1 | 1 | stuk | S800C | BE31330 | SB (MCB&RCD Cat.B) | stuk | Automaat S800C 3P B 10A 25kA | Disjoncteur S800C 3P B 10A 25kA | Sicherungsautomat S800C 3P B 10A 25kA | MCB S800C 3P B 10A 25kA |  | 5.14
2CCS883001R0131 | S803C-D13 | Active | 7612271212346 | 209.73 | 1 | 1 | stuk | S800C | BE31330 | SB (MCB&RCD Cat.B) | stuk | Automaat S800C 3P D 13A 25kA | Disjoncteur S800C 3P D 13A 25kA | Sicherungsautomat S800C 3P D 13A 25kA | MCB S800C 3P D 13A 25kA |  | 5.14
2CCS883001R0134 | S803C-C13 | Active | 7612271212308 | 180.8 | 1 | 1 | stuk | S800C | BE31330 | SB (MCB&RCD Cat.B) | stuk | Automaat S800C 3P C 13A 25kA | Disjoncteur S800C 3P C 13A 25kA | Sicherungsautomat S800C 3P C 13A 25kA | MCB S800C 3P C 13A 25kA |  | 5.14
2CCS883001R0135 | S803C-B13 | Active | 7612271212261 | 186.82 | 1 | 1 | stuk | S800C | BE31330 | SB (MCB&RCD Cat.B) | stuk | Automaat S800C 3P B 13A 25kA | Disjoncteur S800C 3P B 13A 25kA | Sicherungsautomat S800C 3P B 13A 25kA | MCB S800C 3P B 13A 25kA |  | 5.14
2CCS883001R0161 | S803C-D16 | Active | 7612271212506 | 216.96 | 1 | 1 | stuk | S800C | BE31330 | SB (MCB&RCD Cat.B) | stuk | Automaat S800C 3P D 16A 25kA | Disjoncteur S800C 3P D 16A 25kA | Sicherungsautomat S800C 3P D 16A 25kA | MCB S800C 3P D 16A 25kA |  | 5.14
2CCS883001R0164 | S803C-C16 | Active | 7612271212469 | 197.68 | 1 | 1 | stuk | S800C | BE31330 | SB (MCB&RCD Cat.B) | stuk | Automaat S800C 3P C 16A 25kA | Disjoncteur S800C 3P C 16A 25kA | Sicherungsautomat S800C 3P C 16A 25kA | MCB S800C 3P C 16A 25kA |  | 5.14
2CCS883001R0165 | S803C-B16 | Active | 7612271212421 | 218.16 | 1 | 1 | stuk | S800C | BE31330 | SB (MCB&RCD Cat.B) | stuk | Automaat S800C 3P B 16A 25kA | Disjoncteur S800C 3P B 16A 25kA | Sicherungsautomat S800C 3P B 16A 25kA | MCB S800C 3P B 16A 25kA |  | 5.14
2CCS883001R0201 | S803C-D20 | Active | 7612271212667 | 216.96 | 1 | 1 | stuk | S800C | BE31330 | SB (MCB&RCD Cat.B) | stuk | Automaat S800C 3P D 20A 25kA | Disjoncteur S800C 3P D 20A 25kA | Sicherungsautomat S800C 3P D 20A 25kA | MCB S800C 3P D 20A 25kA |  | 5.14
2CCS883001R0204 | S803C-C20 | Active | 7612271212629 | 197.68 | 1 | 1 | stuk | S800C | BE31330 | SB (MCB&RCD Cat.B) | stuk | Automaat S800C 3P C 20A 25kA | Disjoncteur S800C 3P C 20A 25kA | Sicherungsautomat S800C 3P C 20A 25kA | MCB S800C 3P C 20A 25kA |  | 5.14
2CCS883001R0205 | S803C-B20 | Active | 7612271212582 | 218.16 | 1 | 1 | stuk | S800C | BE31330 | SB (MCB&RCD Cat.B) | stuk | Automaat S800C 3P B 20A 25kA | Disjoncteur S800C 3P B 20A 25kA | Sicherungsautomat S800C 3P B 20A 25kA | MCB S800C 3P B 20A 25kA |  | 5.14
2CCS883001R0251 | S803C-D25 | Active | 7612271212827 | 216.96 | 1 | 1 | stuk | S800C | BE31330 | SB (MCB&RCD Cat.B) | stuk | Automaat S800C 3P D 25A 25kA | Disjoncteur S800C 3P D 25A 25kA | Sicherungsautomat S800C 3P D 25A 25kA | MCB S800C 3P D 25A 25kA |  | 5.14
2CCS883001R0254 | S803C-C25 | Active | 7612271212780 | 197.68 | 1 | 1 | stuk | S800C | BE31330 | SB (MCB&RCD Cat.B) | stuk | Automaat S800C 3P C 25A 25kA | Disjoncteur S800C 3P C 25A 25kA | Sicherungsautomat S800C 3P C 25A 25kA | MCB S800C 3P C 25A 25kA |  | 5.14
2CCS883001R0255 | S803C-B25 | Active | 7612271212742 | 218.16 | 1 | 1 | stuk | S800C | BE31330 | SB (MCB&RCD Cat.B) | stuk | Automaat S800C 3P B 25A 25kA | Disjoncteur S800C 3P B 25A 25kA | Sicherungsautomat S800C 3P B 25A 25kA | MCB S800C 3P B 25A 25kA |  | 5.14
2CCS883001R0321 | S803C-D32 | Active | 7612271212988 | 216.96 | 1 | 1 | stuk | S800C | BE31330 | SB (MCB&RCD Cat.B) | stuk | Automaat S800C 3P D 32A 25kA | Disjoncteur S800C 3P D 32A 25kA | Sicherungsautomat S800C 3P D 32A 25kA | MCB S800C 3P D 32A 25kA |  | 5.14
2CCS883001R0324 | S803C-C32 | Active | 7612271212940 | 197.68 | 1 | 1 | stuk | S800C | BE31330 | SB (MCB&RCD Cat.B) | stuk | Automaat S800C 3P C 32A 25kA | Disjoncteur S800C 3P C 32A 25kA | Sicherungsautomat S800C 3P C 32A 25kA | MCB S800C 3P C 32A 25kA |  | 5.14
2CCS883001R0325 | S803C-B32 | Active | 7612271212902 | 218.16 | 1 | 1 | stuk | S800C | BE31330 | SB (MCB&RCD Cat.B) | stuk | Automaat S800C 3P B 32A 25kA | Disjoncteur S800C 3P B 32A 25kA | Sicherungsautomat S800C 3P B 32A 25kA | MCB S800C 3P B 32A 25kA |  | 5.14
2CCS883001R0401 | S803C-D40 | Active | 7612271213145 | 226.6 | 1 | 1 | stuk | S800C | BE31330 | SB (MCB&RCD Cat.B) | stuk | Automaat S800C 3P D 40A 25kA | Disjoncteur S800C 3P D 40A 25kA | Sicherungsautomat S800C 3P D 40A 25kA | MCB S800C 3P D 40A 25kA |  | 5.14
2CCS883001R0404 | S803C-C40 | Active | 7612271213107 | 209.73 | 1 | 1 | stuk | S800C | BE31330 | SB (MCB&RCD Cat.B) | stuk | Automaat S800C 3P C 40A 25kA | Disjoncteur S800C 3P C 40A 25kA | Sicherungsautomat S800C 3P C 40A 25kA | MCB S800C 3P C 40A 25kA |  | 5.14
2CCS883001R0405 | S803C-B40 | Active | 7612271213060 | 227.8 | 1 | 1 | stuk | S800C | BE31330 | SB (MCB&RCD Cat.B) | stuk | Automaat S800C 3P B 40A 25kA | Disjoncteur S800C 3P B 40A 25kA | Sicherungsautomat S800C 3P B 40A 25kA | MCB S800C 3P B 40A 25kA |  | 5.14
2CCS883001R0427 | S803C-K10 | Active | 7612271212223 | 216.96 | 1 | 1 | stuk | S800C | BE31330 | SB (MCB&RCD Cat.B) | stuk | Automaat S800C 3P K 10A 25kA | Disjoncteur S800C 3P K 10A 25kA | Sicherungsautomat S800C 3P K 10A 25kA | MCB S800C 3P K 10A 25kA |  | 5.14
2CCS883001R0447 | S803C-K13 | Active | 7612271212384 | 216.96 | 1 | 1 | stuk | S800C | BE31330 | SB (MCB&RCD Cat.B) | stuk | Automaat S800C 3P K 13A 25kA | Disjoncteur S800C 3P K 13A 25kA | Sicherungsautomat S800C 3P K 13A 25kA | MCB S800C 3P K 13A 25kA |  | 5.14
2CCS883001R0467 | S803C-K16 | Active | 7612271212544 | 216.96 | 1 | 1 | stuk | S800C | BE31330 | SB (MCB&RCD Cat.B) | stuk | Automaat S800C 3P K 16A 25kA | Disjoncteur S800C 3P K 16A 25kA | Sicherungsautomat S800C 3P K 16A 25kA | MCB S800C 3P K 16A 25kA |  | 5.14
2CCS883001R0487 | S803C-K20 | Active | 7612271212704 | 216.96 | 1 | 1 | stuk | S800C | BE31330 | SB (MCB&RCD Cat.B) | stuk | Automaat S800C 3P K 20A 25kA | Disjoncteur S800C 3P K 20A 25kA | Sicherungsautomat S800C 3P K 20A 25kA | MCB S800C 3P K 20A 25kA |  | 5.14
2CCS883001R0501 | S803C-D50 | Active | 7612271213305 | 226.6 | 1 | 1 | stuk | S800C | BE31330 | SB (MCB&RCD Cat.B) | stuk | Automaat S800C 3P D 50A 25kA | Disjoncteur S800C 3P D 50A 25kA | Sicherungsautomat S800C 3P D 50A 25kA | MCB S800C 3P D 50A 25kA |  | 5.14
2CCS883001R0504 | S803C-C50 | Active | 7612271213268 | 209.73 | 1 | 1 | stuk | S800C | BE31330 | SB (MCB&RCD Cat.B) | stuk | Automaat S800C 3P C 50A 25kA | Disjoncteur S800C 3P C 50A 25kA | Sicherungsautomat S800C 3P C 50A 25kA | MCB S800C 3P C 50A 25kA |  | 5.14
2CCS883001R0505 | S803C-B50 | Active | 7612271213220 | 227.8 | 1 | 1 | stuk | S800C | BE31330 | SB (MCB&RCD Cat.B) | stuk | Automaat S800C 3P B 50A 25kA | Disjoncteur S800C 3P B 50A 25kA | Sicherungsautomat S800C 3P B 50A 25kA | MCB S800C 3P B 50A 25kA |  | 5.14
2CCS883001R0517 | S803C-K25 | Active | 7612271212865 | 216.96 | 1 | 1 | stuk | S800C | BE31330 | SB (MCB&RCD Cat.B) | stuk | Automaat S800C 3P K 25A 25kA | Disjoncteur S800C 3P K 25A 25kA | Sicherungsautomat S800C 3P K 25A 25kA | MCB S800C 3P K 25A 25kA |  | 5.14
2CCS883001R0537 | S803C-K32 | Active | 7612271213022 | 216.96 | 1 | 1 | stuk | S800C | BE31330 | SB (MCB&RCD Cat.B) | stuk | Automaat S800C 3P K 32A 25kA | Disjoncteur S800C 3P K 32A 25kA | Sicherungsautomat S800C 3P K 32A 25kA | MCB S800C 3P K 32A 25kA |  | 5.14
2CCS883001R0557 | S803C-K40 | Active | 7612271213183 | 226.6 | 1 | 1 | stuk | S800C | BE31330 | SB (MCB&RCD Cat.B) | stuk | Automaat S800C 3P K 40A 25kA | Disjoncteur S800C 3P K 40A 25kA | Sicherungsautomat S800C 3P K 40A 25kA | MCB S800C 3P K 40A 25kA |  | 5.14
2CCS883001R0577 | S803C-K50 | Active | 7612271213343 | 226.6 | 1 | 1 | stuk | S800C | BE31330 | SB (MCB&RCD Cat.B) | stuk | Automaat S800C 3P K 50A 25kA | Disjoncteur S800C 3P K 50A 25kA | Sicherungsautomat S800C 3P K 50A 25kA | MCB S800C 3P K 50A 25kA |  | 5.14
2CCS883001R0597 | S803C-K63 | Active | 7612271213503 | 226.6 | 1 | 1 | stuk | S800C | BE31330 | SB (MCB&RCD Cat.B) | stuk | Automaat S800C 3P K 63A 25kA | Disjoncteur S800C 3P K 63A 25kA | Sicherungsautomat S800C 3P K 63A 25kA | MCB S800C 3P K 63A 25kA |  | 5.14
2CCS883001R0627 | S803C-K80 | Active | 7612271213664 | 253.11 | 1 | 1 | stuk | S800C | BE31330 | SB (MCB&RCD Cat.B) | stuk | Automaat S800C 3P K 80A 25kA | Disjoncteur S800C 3P K 80A 25kA | Sicherungsautomat S800C 3P K 80A 25kA | MCB S800C 3P K 80A 25kA |  | 5.14
2CCS883001R0631 | S803C-D63 | Active | 7612271213466 | 226.6 | 1 | 1 | stuk | S800C | BE31330 | SB (MCB&RCD Cat.B) | stuk | Automaat S800C 3P D 63A 25kA | Disjoncteur S800C 3P D 63A 25kA | Sicherungsautomat S800C 3P D 63A 25kA | MCB S800C 3P D 63A 25kA |  | 5.14
2CCS883001R0634 | S803C-C63 | Active | 7612271213428 | 209.73 | 1 | 1 | stuk | S800C | BE31330 | SB (MCB&RCD Cat.B) | stuk | Automaat S800C 3P C 63A 25kA | Disjoncteur S800C 3P C 63A 25kA | Sicherungsautomat S800C 3P C 63A 25kA | MCB S800C 3P C 63A 25kA |  | 5.14
2CCS883001R0635 | S803C-B63 | Active | 7612271213381 | 227.8 | 1 | 1 | stuk | S800C | BE31330 | SB (MCB&RCD Cat.B) | stuk | Automaat S800C 3P B 63A 25kA | Disjoncteur S800C 3P B 63A 25kA | Sicherungsautomat S800C 3P B 63A 25kA | MCB S800C 3P B 63A 25kA |  | 5.14
2CCS883001R0637 | S803C-K100 | Active | 7612271213824 | 297.71 | 1 | 1 | stuk | S800C | BE31330 | SB (MCB&RCD Cat.B) | stuk | Automaat S800C 3P K 100A 25kA | Disjoncteur S800C 3P K 100A 25kA | Sicherungsautomat S800C 3P K 100A 25kA | MCB S800C 3P K 100A 25kA |  | 5.14
2CCS883001R0647 | S803C-K125 | Active | 7612271213985 | 384.49 | 1 | 1 | stuk | S800C | BE31330 | SB (MCB&RCD Cat.B) | stuk | Automaat S800C 3P K 125A 25kA | Disjoncteur S800C 3P K 125A 25kA | Sicherungsautomat S800C 3P K 125A 25kA | MCB S800C 3P K 125A 25kA |  | 5.14
2CCS883001R0801 | S803C-D80 | Active | 7612271213626 | 261.54 | 1 | 1 | stuk | S800C | BE31330 | SB (MCB&RCD Cat.B) | stuk | Automaat S800C 3P D 80A 25kA | Disjoncteur S800C 3P D 80A 25kA | Sicherungsautomat S800C 3P D 80A 25kA | MCB S800C 3P D 80A 25kA |  | 5.14
2CCS883001R0804 | S803C-C80 | Active | 7612271213589 | 232.64 | 1 | 1 | stuk | S800C | BE31330 | SB (MCB&RCD Cat.B) | stuk | Automaat S800C 3P C 80A 25kA | Disjoncteur S800C 3P C 80A 25kA | Sicherungsautomat S800C 3P C 80A 25kA | MCB S800C 3P C 80A 25kA |  | 5.14
2CCS883001R0805 | S803C-B80 | Active | 7612271213541 | 255.53 | 1 | 1 | stuk | S800C | BE31330 | SB (MCB&RCD Cat.B) | stuk | Automaat S800C 3P B 80A 25kA | Disjoncteur S800C 3P B 80A 25kA | Sicherungsautomat S800C 3P B 80A 25kA | MCB S800C 3P B 80A 25kA |  | 5.14
2CCS883001R0821 | S803C-D100 | Active | 7612271213787 | 297.71 | 1 | 1 | stuk | S800C | BE31330 | SB (MCB&RCD Cat.B) | stuk | Automaat S800C 3P D 100A 25kA | Disjoncteur S800C 3P D 100A 25kA | Sicherungsautomat S800C 3P D 100A 25kA | MCB S800C 3P D 100A 25kA |  | 5.14
2CCS883001R0824 | S803C-C100 | Active | 7612271213749 | 273.62 | 1 | 1 | stuk | S800C | BE31330 | SB (MCB&RCD Cat.B) | stuk | Automaat S800C 3P C 100A 25kA | Disjoncteur S800C 3P C 100A 25kA | Sicherungsautomat S800C 3P C 100A 25kA | MCB S800C 3P C 100A 25kA |  | 5.14
2CCS883001R0825 | S803C-B100 | Active | 7612271213701 | 298.92 | 1 | 1 | stuk | S800C | BE31330 | SB (MCB&RCD Cat.B) | stuk | Automaat S800C 3P B 100A 25kA | Disjoncteur S800C 3P B 100A 25kA | Sicherungsautomat S800C 3P B 100A 25kA | MCB S800C 3P B 100A 25kA |  | 5.14
2CCS883001R0841 | S803C-D125 | Active | 7612271213947 | 384.49 | 1 | 1 | stuk | S800C | BE31330 | SB (MCB&RCD Cat.B) | stuk | Automaat S800C 3P D 125A 25kA | Disjoncteur S800C 3P D 125A 25kA | Sicherungsautomat S800C 3P D 125A 25kA | MCB S800C 3P D 125A 25kA |  | 5.14
2CCS883001R0844 | S803C-C125 | Active | 7612271213909 | 378.46 | 1 | 1 | stuk | S800C | BE31330 | SB (MCB&RCD Cat.B) | stuk | Automaat S800C 3P C 125A 25kA | Disjoncteur S800C 3P C 125A 25kA | Sicherungsautomat S800C 3P C 125A 25kA | MCB S800C 3P C 125A 25kA |  | 5.14
2CCS883001R0845 | S803C-B125 | Active | 7612271213862 | 389.32 | 1 | 1 | stuk | S800C | BE31330 | SB (MCB&RCD Cat.B) | stuk | Automaat S800C 3P B 125A 25kA | Disjoncteur S800C 3P B 125A 25kA | Sicherungsautomat S800C 3P B 125A 25kA | MCB S800C 3P B 125A 25kA |  | 5.14
2CCS884001R0101 | S804C-D10 | Active | 7612271212193 | 308.55 | 1 | 1 | stuk | S800C | BE31330 | SB (MCB&RCD Cat.B) | stuk | Automaat S800C 4P D 10A 25kA | Disjoncteur S800C 4P D 10A 25kA | Sicherungsautomat S800C 4P D 10A 25kA | MCB S800C 4P D 10A 25kA |  | 5.14
2CCS884001R0104 | S804C-C10 | Active | 7612271212155 | 286.86 | 1 | 1 | stuk | S800C | BE31330 | SB (MCB&RCD Cat.B) | stuk | Automaat S800C 4P C 10A 25kA | Disjoncteur S800C 4P C 10A 25kA | Sicherungsautomat S800C 4P C 10A 25kA | MCB S800C 4P C 10A 25kA |  | 5.14
2CCS884001R0105 | S804C-B10 | Active | 7612271212117 | 310.97 | 1 | 1 | stuk | S800C | BE31330 | SB (MCB&RCD Cat.B) | stuk | Automaat S800C 4P B 10A 25kA | Disjoncteur S800C 4P B 10A 25kA | Sicherungsautomat S800C 4P B 10A 25kA | MCB S800C 4P B 10A 25kA |  | 5.14
2CCS884001R0131 | S804C-D13 | Active | 7612271212353 | 295.3 | 1 | 1 | stuk | S800C | BE31330 | SB (MCB&RCD Cat.B) | stuk | Automaat S800C 4P D 13A 25kA | Disjoncteur S800C 4P D 13A 25kA | Sicherungsautomat S800C 4P D 13A 25kA | MCB S800C 4P D 13A 25kA |  | 5.14
2CCS884001R0134 | S804C-C13 | Active | 7612271212315 | 256.74 | 1 | 1 | stuk | S800C | BE31330 | SB (MCB&RCD Cat.B) | stuk | Automaat S800C 4P C 13A 25kA | Disjoncteur S800C 4P C 13A 25kA | Sicherungsautomat S800C 4P C 13A 25kA | MCB S800C 4P C 13A 25kA |  | 5.14
2CCS884001R0135 | S804C-B13 | Active | 7612271212278 | 263.95 | 1 | 1 | stuk | S800C | BE31330 | SB (MCB&RCD Cat.B) | stuk | Automaat S800C 4P B 13A 25kA | Disjoncteur S800C 4P B 13A 25kA | Sicherungsautomat S800C 4P B 13A 25kA | MCB S800C 4P B 13A 25kA |  | 5.14
2CCS884001R0161 | S804C-D16 | Active | 7612271212513 | 308.55 | 1 | 1 | stuk | S800C | BE31330 | SB (MCB&RCD Cat.B) | stuk | Automaat S800C 4P D 16A 25kA | Disjoncteur S800C 4P D 16A 25kA | Sicherungsautomat S800C 4P D 16A 25kA | MCB S800C 4P D 16A 25kA |  | 5.14
2CCS884001R0164 | S804C-C16 | Active | 7612271212476 | 286.86 | 1 | 1 | stuk | S800C | BE31330 | SB (MCB&RCD Cat.B) | stuk | Automaat S800C 4P C 16A 25kA | Disjoncteur S800C 4P C 16A 25kA | Sicherungsautomat S800C 4P C 16A 25kA | MCB S800C 4P C 16A 25kA |  | 5.14
2CCS884001R0165 | S804C-B16 | Active | 7612271212438 | 310.97 | 1 | 1 | stuk | S800C | BE31330 | SB (MCB&RCD Cat.B) | stuk | Automaat S800C 4P B 16A 25kA | Disjoncteur S800C 4P B 16A 25kA | Sicherungsautomat S800C 4P B 16A 25kA | MCB S800C 4P B 16A 25kA |  | 5.14
2CCS884001R0201 | S804C-D20 | Active | 7612271212674 | 308.55 | 1 | 1 | stuk | S800C | BE31330 | SB (MCB&RCD Cat.B) | stuk | Automaat S800C 4P D 20A 25kA | Disjoncteur S800C 4P D 20A 25kA | Sicherungsautomat S800C 4P D 20A 25kA | MCB S800C 4P D 20A 25kA |  | 5.14
2CCS884001R0204 | S804C-C20 | Active | 7612271212636 | 286.86 | 1 | 1 | stuk | S800C | BE31330 | SB (MCB&RCD Cat.B) | stuk | Automaat S800C 4P C 20A 25kA | Disjoncteur S800C 4P C 20A 25kA | Sicherungsautomat S800C 4P C 20A 25kA | MCB S800C 4P C 20A 25kA |  | 5.14
2CCS884001R0205 | S804C-B20 | Active | 7612271212599 | 310.97 | 1 | 1 | stuk | S800C | BE31330 | SB (MCB&RCD Cat.B) | stuk | Automaat S800C 4P B 20A 25kA | Disjoncteur S800C 4P B 20A 25kA | Sicherungsautomat S800C 4P B 20A 25kA | MCB S800C 4P B 20A 25kA |  | 5.14
2CCS884001R0251 | S804C-D25 | Active | 7612271212834 | 308.55 | 1 | 1 | stuk | S800C | BE31330 | SB (MCB&RCD Cat.B) | stuk | Automaat S800C 4P D 25A 25kA | Disjoncteur S800C 4P D 25A 25kA | Sicherungsautomat S800C 4P D 25A 25kA | MCB S800C 4P D 25A 25kA |  | 5.14
2CCS884001R0254 | S804C-C25 | Active | 7612271212797 | 286.86 | 1 | 1 | stuk | S800C | BE31330 | SB (MCB&RCD Cat.B) | stuk | Automaat S800C 4P C 25A 25kA | Disjoncteur S800C 4P C 25A 25kA | Sicherungsautomat S800C 4P C 25A 25kA | MCB S800C 4P C 25A 25kA |  | 5.14
2CCS884001R0255 | S804C-B25 | Active | 7612271212759 | 310.97 | 1 | 1 | stuk | S800C | BE31330 | SB (MCB&RCD Cat.B) | stuk | Automaat S800C 4P B 25A 25kA | Disjoncteur S800C 4P B 25A 25kA | Sicherungsautomat S800C 4P B 25A 25kA | MCB S800C 4P B 25A 25kA |  | 5.14
2CCS884001R0321 | S804C-D32 | Active | 7612271212995 | 308.55 | 1 | 1 | stuk | S800C | BE31330 | SB (MCB&RCD Cat.B) | stuk | Automaat S800C 4P D 32A 25kA | Disjoncteur S800C 4P D 32A 25kA | Sicherungsautomat S800C 4P D 32A 25kA | MCB S800C 4P D 32A 25kA |  | 5.14
2CCS884001R0324 | S804C-C32 | Active | 7612271212957 | 286.86 | 1 | 1 | stuk | S800C | BE31330 | SB (MCB&RCD Cat.B) | stuk | Automaat S800C 4P C 32A 25kA | Disjoncteur S800C 4P C 32A 25kA | Sicherungsautomat S800C 4P C 32A 25kA | MCB S800C 4P C 32A 25kA |  | 5.14
2CCS884001R0325 | S804C-B32 | Active | 7612271212919 | 310.97 | 1 | 1 | stuk | S800C | BE31330 | SB (MCB&RCD Cat.B) | stuk | Automaat S800C 4P B 32A 25kA | Disjoncteur S800C 4P B 32A 25kA | Sicherungsautomat S800C 4P B 32A 25kA | MCB S800C 4P B 32A 25kA |  | 5.14
2CCS884001R0401 | S804C-D40 | Active | 7612271213152 | 324.22 | 1 | 1 | stuk | S800C | BE31330 | SB (MCB&RCD Cat.B) | stuk | Automaat S800C 4P D 40A 25kA | Disjoncteur S800C 4P D 40A 25kA | Sicherungsautomat S800C 4P D 40A 25kA | MCB S800C 4P D 40A 25kA |  | 5.14
2CCS884001R0404 | S804C-C40 | Active | 7612271213114 | 303.74 | 1 | 1 | stuk | S800C | BE31330 | SB (MCB&RCD Cat.B) | stuk | Automaat S800C 4P C 40A 25kA | Disjoncteur S800C 4P C 40A 25kA | Sicherungsautomat S800C 4P C 40A 25kA | MCB S800C 4P C 40A 25kA |  | 5.14
2CCS884001R0405 | S804C-B40 | Active | 7612271213077 | 326.63 | 1 | 1 | stuk | S800C | BE31330 | SB (MCB&RCD Cat.B) | stuk | Automaat S800C 4P B 40A 25kA | Disjoncteur S800C 4P B 40A 25kA | Sicherungsautomat S800C 4P B 40A 25kA | MCB S800C 4P B 40A 25kA |  | 5.14
2CCS884001R0427 | S804C-K10 | Active | 7612271212230 | 308.55 | 1 | 1 | stuk | S800C | BE31330 | SB (MCB&RCD Cat.B) | stuk | Automaat S800C 4P K 10A 25kA | Disjoncteur S800C 4P K 10A 25kA | Sicherungsautomat S800C 4P K 10A 25kA | MCB S800C 4P K 10A 25kA |  | 5.14
2CCS884001R0447 | S804C-K13 | Active | 7612271212391 | 308.55 | 1 | 1 | stuk | S800C | BE31330 | SB (MCB&RCD Cat.B) | stuk | Automaat S800C 4P K 13A 25kA | Disjoncteur S800C 4P K 13A 25kA | Sicherungsautomat S800C 4P K 13A 25kA | MCB S800C 4P K 13A 25kA |  | 5.14
2CCS884001R0467 | S804C-K16 | Active | 7612271212551 | 308.55 | 1 | 1 | stuk | S800C | BE31330 | SB (MCB&RCD Cat.B) | stuk | Automaat S800C 4P K 16A 25kA | Disjoncteur S800C 4P K 16A 25kA | Sicherungsautomat S800C 4P K 16A 25kA | MCB S800C 4P K 16A 25kA |  | 5.14
2CCS884001R0487 | S804C-K20 | Active | 7612271212711 | 308.55 | 1 | 1 | stuk | S800C | BE31330 | SB (MCB&RCD Cat.B) | stuk | Automaat S800C 4P K 20A 25kA | Disjoncteur S800C 4P K 20A 25kA | Sicherungsautomat S800C 4P K 20A 25kA | MCB S800C 4P K 20A 25kA |  | 5.14
2CCS884001R0501 | S804C-D50 | Active | 7612271213312 | 324.22 | 1 | 1 | stuk | S800C | BE31330 | SB (MCB&RCD Cat.B) | stuk | Automaat S800C 4P D 50A 25kA | Disjoncteur S800C 4P D 50A 25kA | Sicherungsautomat S800C 4P D 50A 25kA | MCB S800C 4P D 50A 25kA |  | 5.14
2CCS884001R0504 | S804C-C50 | Active | 7612271213275 | 303.74 | 1 | 1 | stuk | S800C | BE31330 | SB (MCB&RCD Cat.B) | stuk | Automaat S800C 4P C 50A 25kA | Disjoncteur S800C 4P C 50A 25kA | Sicherungsautomat S800C 4P C 50A 25kA | MCB S800C 4P C 50A 25kA |  | 5.14
2CCS884001R0505 | S804C-B50 | Active | 7612271213237 | 326.63 | 1 | 1 | stuk | S800C | BE31330 | SB (MCB&RCD Cat.B) | stuk | Automaat S800C 4P B 50A 25kA | Disjoncteur S800C 4P B 50A 25kA | Sicherungsautomat S800C 4P B 50A 25kA | MCB S800C 4P B 50A 25kA |  | 5.14
2CCS884001R0517 | S804C-K25 | Active | 7612271212872 | 308.55 | 1 | 1 | stuk | S800C | BE31330 | SB (MCB&RCD Cat.B) | stuk | Automaat S800C 4P K 25A 25kA | Disjoncteur S800C 4P K 25A 25kA | Sicherungsautomat S800C 4P K 25A 25kA | MCB S800C 4P K 25A 25kA |  | 5.14
2CCS884001R0537 | S804C-K32 | Active | 7612271213039 | 308.55 | 1 | 1 | stuk | S800C | BE31330 | SB (MCB&RCD Cat.B) | stuk | Automaat S800C 4P K 32A 25kA | Disjoncteur S800C 4P K 32A 25kA | Sicherungsautomat S800C 4P K 32A 25kA | MCB S800C 4P K 32A 25kA |  | 5.14
2CCS884001R0557 | S804C-K40 | Active | 7612271213190 | 324.22 | 1 | 1 | stuk | S800C | BE31330 | SB (MCB&RCD Cat.B) | stuk | Automaat S800C 4P K 40A 25kA | Disjoncteur S800C 4P K 40A 25kA | Sicherungsautomat S800C 4P K 40A 25kA | MCB S800C 4P K 40A 25kA |  | 5.14
2CCS884001R0577 | S804C-K50 | Active | 7612271213350 | 324.22 | 1 | 1 | stuk | S800C | BE31330 | SB (MCB&RCD Cat.B) | stuk | Automaat S800C 4P K 50A 25kA | Disjoncteur S800C 4P K 50A 25kA | Sicherungsautomat S800C 4P K 50A 25kA | MCB S800C 4P K 50A 25kA |  | 5.14
2CCS884001R0597 | S804C-K63 | Active | 7612271213510 | 324.22 | 1 | 1 | stuk | S800C | BE31330 | SB (MCB&RCD Cat.B) | stuk | Automaat S800C 4P K 63A 25kA | Disjoncteur S800C 4P K 63A 25kA | Sicherungsautomat S800C 4P K 63A 25kA | MCB S800C 4P K 63A 25kA |  | 5.14
2CCS884001R0627 | S804C-K80 | Active | 7612271213671 | 360.38 | 1 | 1 | stuk | S800C | BE31330 | SB (MCB&RCD Cat.B) | stuk | Automaat S800C 4P K 80A 25kA | Disjoncteur S800C 4P K 80A 25kA | Sicherungsautomat S800C 4P K 80A 25kA | MCB S800C 4P K 80A 25kA |  | 5.14
2CCS884001R0631 | S804C-D63 | Active | 7612271213473 | 324.22 | 1 | 1 | stuk | S800C | BE31330 | SB (MCB&RCD Cat.B) | stuk | Automaat S800C 4P D 63A 25kA | Disjoncteur S800C 4P D 63A 25kA | Sicherungsautomat S800C 4P D 63A 25kA | MCB S800C 4P D 63A 25kA |  | 5.14
2CCS884001R0634 | S804C-C63 | Active | 7612271213435 | 303.74 | 1 | 1 | stuk | S800C | BE31330 | SB (MCB&RCD Cat.B) | stuk | Automaat S800C 4P C 63A 25kA | Disjoncteur S800C 4P C 63A 25kA | Sicherungsautomat S800C 4P C 63A 25kA | MCB S800C 4P C 63A 25kA |  | 5.14
2CCS884001R0635 | S804C-B63 | Active | 7612271213398 | 326.63 | 1 | 1 | stuk | S800C | BE31330 | SB (MCB&RCD Cat.B) | stuk | Automaat S800C 4P B 63A 25kA | Disjoncteur S800C 4P B 63A 25kA | Sicherungsautomat S800C 4P B 63A 25kA | MCB S800C 4P B 63A 25kA |  | 5.14
2CCS884001R0637 | S804C-K100 | Active | 7612271213831 | 404.99 | 1 | 1 | stuk | S800C | BE31330 | SB (MCB&RCD Cat.B) | stuk | Automaat S800C 4P K 100A 25kA | Disjoncteur S800C 4P K 100A 25kA | Sicherungsautomat S800C 4P K 100A 25kA | MCB S800C 4P K 100A 25kA |  | 5.14
2CCS884001R0647 | S804C-K125 | Active | 7612271213992 | 525.51 | 1 | 1 | stuk | S800C | BE31330 | SB (MCB&RCD Cat.B) | stuk | Automaat S800C 4P K 125A 25kA | Disjoncteur S800C 4P K 125A 25kA | Sicherungsautomat S800C 4P K 125A 25kA | MCB S800C 4P K 125A 25kA |  | 5.14
2CCS884001R0801 | S804C-D80 | Active | 7612271213633 | 368.82 | 1 | 1 | stuk | S800C | BE31330 | SB (MCB&RCD Cat.B) | stuk | Automaat S800C 4P D 80A 25kA | Disjoncteur S800C 4P D 80A 25kA | Sicherungsautomat S800C 4P D 80A 25kA | MCB S800C 4P D 80A 25kA |  | 5.14
2CCS884001R0804 | S804C-C80 | Active | 7612271213596 | 336.28 | 1 | 1 | stuk | S800C | BE31330 | SB (MCB&RCD Cat.B) | stuk | Automaat S800C 4P C 80A 25kA | Disjoncteur S800C 4P C 80A 25kA | Sicherungsautomat S800C 4P C 80A 25kA | MCB S800C 4P C 80A 25kA |  | 5.14
2CCS884001R0805 | S804C-B80 | Active | 7612271213558 | 362.8 | 1 | 1 | stuk | S800C | BE31330 | SB (MCB&RCD Cat.B) | stuk | Automaat S800C 4P B 80A 25kA | Disjoncteur S800C 4P B 80A 25kA | Sicherungsautomat S800C 4P B 80A 25kA | MCB S800C 4P B 80A 25kA |  | 5.14
2CCS884001R0821 | S804C-D100 | Active | 7612271213794 | 404.99 | 1 | 1 | stuk | S800C | BE31330 | SB (MCB&RCD Cat.B) | stuk | Automaat S800C 4P D 100A 25kA | Disjoncteur S800C 4P D 100A 25kA | Sicherungsautomat S800C 4P D 100A 25kA | MCB S800C 4P D 100A 25kA |  | 5.14
2CCS884001R0824 | S804C-C100 | Active | 7612271213756 | 379.67 | 1 | 1 | stuk | S800C | BE31330 | SB (MCB&RCD Cat.B) | stuk | Automaat S800C 4P C 100A 25kA | Disjoncteur S800C 4P C 100A 25kA | Sicherungsautomat S800C 4P C 100A 25kA | MCB S800C 4P C 100A 25kA |  | 5.14
2CCS884001R0825 | S804C-B100 | Active | 7612271213718 | 407.4 | 1 | 1 | stuk | S800C | BE31330 | SB (MCB&RCD Cat.B) | stuk | Automaat S800C 4P B 100A 25kA | Disjoncteur S800C 4P B 100A 25kA | Sicherungsautomat S800C 4P B 100A 25kA | MCB S800C 4P B 100A 25kA |  | 5.14
2CCS884001R0841 | S804C-D125 | Active | 7612271213954 | 525.51 | 1 | 1 | stuk | S800C | BE31330 | SB (MCB&RCD Cat.B) | stuk | Automaat S800C 4P D 125A 25kA | Disjoncteur S800C 4P D 125A 25kA | Sicherungsautomat S800C 4P D 125A 25kA | MCB S800C 4P D 125A 25kA |  | 5.14
2CCS884001R0844 | S804C-C125 | Active | 7612271213916 | 514.67 | 1 | 1 | stuk | S800C | BE31330 | SB (MCB&RCD Cat.B) | stuk | Automaat S800C 4P C 125A 25kA | Disjoncteur S800C 4P C 125A 25kA | Sicherungsautomat S800C 4P C 125A 25kA | MCB S800C 4P C 125A 25kA |  | 5.14
2CCS884001R0845 | S804C-B125 | Active | 7612271213879 | 530.34 | 1 | 1 | stuk | S800C | BE31330 | SB (MCB&RCD Cat.B) | stuk | Automaat S800C 4P B 125A 25kA | Disjoncteur S800C 4P B 125A 25kA | Sicherungsautomat S800C 4P B 125A 25kA | MCB S800C 4P B 125A 25kA |  | 5.14
2CCS891001R0061 | S801N-D6 | Active | 7612271408503 | 106.3 | 1 | 1 | stuk | S800N | BE31330 | SB (MCB&RCD Cat.B) | stuk | Automaat S800N 1P D 6A 36kA | Disjoncteur S800N 1P D 6A 36kA | Sicherungsautomat S800N 1P D 6A 36kA | MCB S800N 1P D 6A 36kA |  | 5.14
2CCS891001R0064 | S801N-C6 | Active | 7612271408466 | 92.43 | 1 | 1 | stuk | S800N | BE31330 | SB (MCB&RCD Cat.B) | stuk | Automaat S800N 1P C 6A 36kA | Disjoncteur S800N 1P C 6A 36kA | Sicherungsautomat S800N 1P C 6A 36kA | MCB S800N 1P C 6A 36kA |  | 5.14
2CCS891001R0065 | S801N-B6 | Active | 7612271408428 | 92.43 | 1 | 1 | stuk | S800N | BE31330 | SB (MCB&RCD Cat.B) | stuk | Automaat S800N 1P B 6A 36kA | Disjoncteur S800N 1P B 6A 36kA | Sicherungsautomat S800N 1P B 6A 36kA | MCB S800N 1P B 6A 36kA |  | 5.14
2CCS891001R0081 | S801N-D8 | Active | 7612271411725 | 101.85 | 1 | 1 | stuk | S800N | BE31330 | SB (MCB&RCD Cat.B) | stuk | Automaat S800N 1P D 8A 36kA | Disjoncteur S800N 1P D 8A 36kA | Sicherungsautomat S800N 1P D 8A 36kA | MCB S800N 1P D 8A 36kA |  | 5.14
2CCS891001R0084 | S801N-C8 | Active | 7612271411688 | 88.59 | 1 | 1 | stuk | S800N | BE31330 | SB (MCB&RCD Cat.B) | stuk | Automaat S800N 1P C 8A 36kA | Disjoncteur S800N 1P C 8A 36kA | Sicherungsautomat S800N 1P C 8A 36kA | MCB S800N 1P C 8A 36kA |  | 5.14
2CCS891001R0085 | S801N-B8 | Active | 7612271411640 | 88.59 | 1 | 1 | stuk | S800N | BE31330 | SB (MCB&RCD Cat.B) | stuk | Automaat S800N 1P B 8A 36kA | Disjoncteur S800N 1P B 8A 36kA | Sicherungsautomat S800N 1P B 8A 36kA | MCB S800N 1P B 8A 36kA |  | 5.14
2CCS891001R0101 | S801N-D10 | Active | 7612271204761 | 87.52 | 1 | 1 | stuk | S800N | BE31330 | SB (MCB&RCD Cat.B) | stuk | Automaat S800N 1P D 10A 36kA | Disjoncteur S800N 1P D 10A 36kA | Sicherungsautomat S800N 1P D 10A 36kA | MCB S800N 1P D 10A 36kA |  | 5.14
2CCS891001R0104 | S801N-C10 | Active | 7612271204280 | 75.45 | 1 | 1 | stuk | S800N | BE31330 | SB (MCB&RCD Cat.B) | stuk | Automaat S800N 1P C 10A 36kA | Disjoncteur S800N 1P C 10A 36kA | Sicherungsautomat S800N 1P C 10A 36kA | MCB S800N 1P C 10A 36kA |  | 5.14
2CCS891001R0105 | S801N-B10 | Active | 7612271203801 | 75.45 | 1 | 1 | stuk | S800N | BE31330 | SB (MCB&RCD Cat.B) | stuk | Automaat S800N 1P B 10A 36kA | Disjoncteur S800N 1P B 10A 36kA | Sicherungsautomat S800N 1P B 10A 36kA | MCB S800N 1P B 10A 36kA |  | 5.14
2CCS891001R0131 | S801N-D13 | Active | 7612271204778 | 87.52 | 1 | 1 | stuk | S800N | BE31330 | SB (MCB&RCD Cat.B) | stuk | Automaat S800N 1P D 13A 36kA | Disjoncteur S800N 1P D 13A 36kA | Sicherungsautomat S800N 1P D 13A 36kA | MCB S800N 1P D 13A 36kA |  | 5.14
2CCS891001R0134 | S801N-C13 | Active | 7612271204297 | 75.45 | 1 | 1 | stuk | S800N | BE31330 | SB (MCB&RCD Cat.B) | stuk | Automaat S800N 1P C 13A 36kA | Disjoncteur S800N 1P C 13A 36kA | Sicherungsautomat S800N 1P C 13A 36kA | MCB S800N 1P C 13A 36kA |  | 5.14
2CCS891001R0135 | S801N-B13 | Active | 7612271203818 | 75.45 | 1 | 1 | stuk | S800N | BE31330 | SB (MCB&RCD Cat.B) | stuk | Automaat S800N 1P B 13A 36kA | Disjoncteur S800N 1P B 13A 36kA | Sicherungsautomat S800N 1P B 13A 36kA | MCB S800N 1P B 13A 36kA |  | 5.14
2CCS891001R0161 | S801N-D16 | Active | 7612271204785 | 87.52 | 1 | 1 | stuk | S800N | BE31330 | SB (MCB&RCD Cat.B) | stuk | Automaat S800N 1P D 16A 36kA | Disjoncteur S800N 1P D 16A 36kA | Sicherungsautomat S800N 1P D 16A 36kA | MCB S800N 1P D 16A 36kA |  | 5.14
2CCS891001R0164 | S801N-C16 | Active | 7612271204303 | 75.45 | 1 | 1 | stuk | S800N | BE31330 | SB (MCB&RCD Cat.B) | stuk | Automaat S800N 1P C 16A 36kA | Disjoncteur S800N 1P C 16A 36kA | Sicherungsautomat S800N 1P C 16A 36kA | MCB S800N 1P C 16A 36kA |  | 5.14
2CCS891001R0165 | S801N-B16 | Active | 7612271203825 | 75.45 | 1 | 1 | stuk | S800N | BE31330 | SB (MCB&RCD Cat.B) | stuk | Automaat S800N 1P B 16A 36kA | Disjoncteur S800N 1P B 16A 36kA | Sicherungsautomat S800N 1P B 16A 36kA | MCB S800N 1P B 16A 36kA |  | 5.14
2CCS891001R0201 | S801N-D20 | Active | 7612271204792 | 87.52 | 1 | 1 | stuk | S800N | BE31330 | SB (MCB&RCD Cat.B) | stuk | Automaat S800N 1P D 20A 36kA | Disjoncteur S800N 1P D 20A 36kA | Sicherungsautomat S800N 1P D 20A 36kA | MCB S800N 1P D 20A 36kA |  | 5.14
2CCS891001R0204 | S801N-C20 | Active | 7612271204310 | 75.45 | 1 | 1 | stuk | S800N | BE31330 | SB (MCB&RCD Cat.B) | stuk | Automaat S800N 1P C 20A 36kA | Disjoncteur S800N 1P C 20A 36kA | Sicherungsautomat S800N 1P C 20A 36kA | MCB S800N 1P C 20A 36kA |  | 5.14
2CCS891001R0205 | S801N-B20 | Active | 7612271203832 | 75.45 | 1 | 1 | stuk | S800N | BE31330 | SB (MCB&RCD Cat.B) | stuk | Automaat S800N 1P B 20A 36kA | Disjoncteur S800N 1P B 20A 36kA | Sicherungsautomat S800N 1P B 20A 36kA | MCB S800N 1P B 20A 36kA |  | 5.14
2CCS891001R0251 | S801N-D25 | Active | 7612271204808 | 87.52 | 1 | 1 | stuk | S800N | BE31330 | SB (MCB&RCD Cat.B) | stuk | Automaat S800N 1P D 25A 36kA | Disjoncteur S800N 1P D 25A 36kA | Sicherungsautomat S800N 1P D 25A 36kA | MCB S800N 1P D 25A 36kA |  | 5.14
2CCS891001R0254 | S801N-C25 | Active | 7612271204327 | 75.45 | 1 | 1 | stuk | S800N | BE31330 | SB (MCB&RCD Cat.B) | stuk | Automaat S800N 1P C 25A 36kA | Disjoncteur S800N 1P C 25A 36kA | Sicherungsautomat S800N 1P C 25A 36kA | MCB S800N 1P C 25A 36kA |  | 5.14
2CCS891001R0255 | S801N-B25 | Active | 7612271203849 | 75.45 | 1 | 1 | stuk | S800N | BE31330 | SB (MCB&RCD Cat.B) | stuk | Automaat S800N 1P B 25A 36kA | Disjoncteur S800N 1P B 25A 36kA | Sicherungsautomat S800N 1P B 25A 36kA | MCB S800N 1P B 25A 36kA |  | 5.14
2CCS891001R0321 | S801N-D32 | Active | 7612271204815 | 87.52 | 1 | 1 | stuk | S800N | BE31330 | SB (MCB&RCD Cat.B) | stuk | Automaat S800N 1P D 32A 36kA | Disjoncteur S800N 1P D 32A 36kA | Sicherungsautomat S800N 1P D 32A 36kA | MCB S800N 1P D 32A 36kA |  | 5.14
2CCS891001R0324 | S801N-C32 | Active | 7612271204334 | 75.45 | 1 | 1 | stuk | S800N | BE31330 | SB (MCB&RCD Cat.B) | stuk | Automaat S800N 1P C 32A 36kA | Disjoncteur S800N 1P C 32A 36kA | Sicherungsautomat S800N 1P C 32A 36kA | MCB S800N 1P C 32A 36kA |  | 5.14
2CCS891001R0325 | S801N-B32 | Active | 7612271203856 | 75.45 | 1 | 1 | stuk | S800N | BE31330 | SB (MCB&RCD Cat.B) | stuk | Automaat S800N 1P B 32A 36kA | Disjoncteur S800N 1P B 32A 36kA | Sicherungsautomat S800N 1P B 32A 36kA | MCB S800N 1P B 32A 36kA |  | 5.14
2CCS891001R0401 | S801N-D40 | Active | 7612271204822 | 102.7 | 1 | 1 | stuk | S800N | BE31330 | SB (MCB&RCD Cat.B) | stuk | Automaat S800N 1P D 40A 36kA | Disjoncteur S800N 1P D 40A 36kA | Sicherungsautomat S800N 1P D 40A 36kA | MCB S800N 1P D 40A 36kA |  | 5.14
2CCS891001R0404 | S801N-C40 | Active | 7612271204341 | 88.46 | 1 | 1 | stuk | S800N | BE31330 | SB (MCB&RCD Cat.B) | stuk | Automaat S800N 1P C 40A 36kA | Disjoncteur S800N 1P C 40A 36kA | Sicherungsautomat S800N 1P C 40A 36kA | MCB S800N 1P C 40A 36kA |  | 5.14
2CCS891001R0405 | S801N-B40 | Active | 7612271203863 | 88.46 | 1 | 1 | stuk | S800N | BE31330 | SB (MCB&RCD Cat.B) | stuk | Automaat S800N 1P B 40A 36kA | Disjoncteur S800N 1P B 40A 36kA | Sicherungsautomat S800N 1P B 40A 36kA | MCB S800N 1P B 40A 36kA |  | 5.14
2CCS891001R0501 | S801N-D50 | Active | 7612271204839 | 114.15 | 1 | 1 | stuk | S800N | BE31330 | SB (MCB&RCD Cat.B) | stuk | Automaat S800N 1P D 50A 36kA | Disjoncteur S800N 1P D 50A 36kA | Sicherungsautomat S800N 1P D 50A 36kA | MCB S800N 1P D 50A 36kA |  | 5.14
2CCS891001R0504 | S801N-C50 | Active | 7612271204358 | 91.49 | 1 | 1 | stuk | S800N | BE31330 | SB (MCB&RCD Cat.B) | stuk | Automaat S800N 1P C 50A 36kA | Disjoncteur S800N 1P C 50A 36kA | Sicherungsautomat S800N 1P C 50A 36kA | MCB S800N 1P C 50A 36kA |  | 5.14
2CCS891001R0505 | S801N-B50 | Active | 7612271203870 | 91.49 | 1 | 1 | stuk | S800N | BE31330 | SB (MCB&RCD Cat.B) | stuk | Automaat S800N 1P B 50A 36kA | Disjoncteur S800N 1P B 50A 36kA | Sicherungsautomat S800N 1P B 50A 36kA | MCB S800N 1P B 50A 36kA |  | 5.14
2CCS891001R0631 | S801N-D63 | Active | 7612271204846 | 126.56 | 1 | 1 | stuk | S800N | BE31330 | SB (MCB&RCD Cat.B) | stuk | Automaat S800N 1P D 63A 36kA | Disjoncteur S800N 1P D 63A 36kA | Sicherungsautomat S800N 1P D 63A 36kA | MCB S800N 1P D 63A 36kA |  | 5.14
2CCS891001R0634 | S801N-C63 | Active | 7612271204365 | 96.92 | 1 | 1 | stuk | S800N | BE31330 | SB (MCB&RCD Cat.B) | stuk | Automaat S800N 1P C 63A 36kA | Disjoncteur S800N 1P C 63A 36kA | Sicherungsautomat S800N 1P C 63A 36kA | MCB S800N 1P C 63A 36kA |  | 5.14
2CCS891001R0635 | S801N-B63 | Active | 7612271203887 | 96.92 | 1 | 1 | stuk | S800N | BE31330 | SB (MCB&RCD Cat.B) | stuk | Automaat S800N 1P B 63A 36kA | Disjoncteur S800N 1P B 63A 36kA | Sicherungsautomat S800N 1P B 63A 36kA | MCB S800N 1P B 63A 36kA |  | 5.14
2CCS891001R0801 | S801N-D80 | Active | 7612271204853 | 132.58 | 1 | 1 | stuk | S800N | BE31330 | SB (MCB&RCD Cat.B) | stuk | Automaat S800N 1P D 80A 36kA | Disjoncteur S800N 1P D 80A 36kA | Sicherungsautomat S800N 1P D 80A 36kA | MCB S800N 1P D 80A 36kA |  | 5.14
2CCS891001R0804 | S801N-C80 | Active | 7612271204372 | 108.26 | 1 | 1 | stuk | S800N | BE31330 | SB (MCB&RCD Cat.B) | stuk | Automaat S800N 1P C 80A 36kA | Disjoncteur S800N 1P C 80A 36kA | Sicherungsautomat S800N 1P C 80A 36kA | MCB S800N 1P C 80A 36kA |  | 5.14
2CCS891001R0805 | S801N-B80 | Active | 7612271203894 | 108.26 | 1 | 1 | stuk | S800N | BE31330 | SB (MCB&RCD Cat.B) | stuk | Automaat S800N 1P B 80A 36kA | Disjoncteur S800N 1P B 80A 36kA | Sicherungsautomat S800N 1P B 80A 36kA | MCB S800N 1P B 80A 36kA |  | 5.14
2CCS891001R0821 | S801N-D100 | Active | 7612271204860 | 144.63 | 1 | 1 | stuk | S800N | BE31330 | SB (MCB&RCD Cat.B) | stuk | Automaat S800N 1P D 100A 36kA | Disjoncteur S800N 1P D 100A 36kA | Sicherungsautomat S800N 1P D 100A 36kA | MCB S800N 1P D 100A 36kA |  | 5.14
2CCS891001R0824 | S801N-C100 | Active | 7612271204389 | 126.56 | 1 | 1 | stuk | S800N | BE31330 | SB (MCB&RCD Cat.B) | stuk | Automaat S800N 1P C 100A 36kA | Disjoncteur S800N 1P C 100A 36kA | Sicherungsautomat S800N 1P C 100A 36kA | MCB S800N 1P C 100A 36kA |  | 5.14
2CCS891001R0825 | S801N-B100 | Active | 7612271203900 | 126.56 | 1 | 1 | stuk | S800N | BE31330 | SB (MCB&RCD Cat.B) | stuk | Automaat S800N 1P B 100A 36kA | Disjoncteur S800N 1P B 100A 36kA | Sicherungsautomat S800N 1P B 100A 36kA | MCB S800N 1P B 100A 36kA |  | 5.14
2CCS891001R0841 | S801N-D125 | Active | 7612271204877 | 172.38 | 1 | 1 | stuk | S800N | BE31330 | SB (MCB&RCD Cat.B) | stuk | Automaat S800N 1P D 125A 36kA | Disjoncteur S800N 1P D 125A 36kA | Sicherungsautomat S800N 1P D 125A 36kA | MCB S800N 1P D 125A 36kA |  | 5.14
2CCS891001R0844 | S801N-C125 | Active | 7612271204396 | 148.24 | 1 | 1 | stuk | S800N | BE31330 | SB (MCB&RCD Cat.B) | stuk | Automaat S800N 1P C 125A 36kA | Disjoncteur S800N 1P C 125A 36kA | Sicherungsautomat S800N 1P C 125A 36kA | MCB S800N 1P C 125A 36kA |  | 5.14
2CCS891001R0845 | S801N-B125 | Active | 7612271203917 | 148.24 | 1 | 1 | stuk | S800N | BE31330 | SB (MCB&RCD Cat.B) | stuk | Automaat S800N 1P B 125A 36kA | Disjoncteur S800N 1P B 125A 36kA | Sicherungsautomat S800N 1P B 125A 36kA | MCB S800N 1P B 125A 36kA |  | 5.14
2CCS892001R0061 | S802N-D6 | Active | 7612271408510 | 188.02 | 1 | 1 | stuk | S800N | BE31330 | SB (MCB&RCD Cat.B) | stuk | Automaat S800N 2P D 6A 36kA | Disjoncteur S800N 2P D 6A 36kA | Sicherungsautomat S800N 2P D 6A 36kA | MCB S800N 2P D 6A 36kA |  | 5.14
2CCS892001R0064 | S802N-C6 | Active | 7612271408473 | 150.68 | 1 | 1 | stuk | S800N | BE31330 | SB (MCB&RCD Cat.B) | stuk | Automaat S800N 2P C 6A 36kA | Disjoncteur S800N 2P C 6A 36kA | Sicherungsautomat S800N 2P C 6A 36kA | MCB S800N 2P C 6A 36kA |  | 5.14
2CCS892001R0065 | S802N-B6 | Active | 7612271408435 | 165.13 | 1 | 1 | stuk | S800N | BE31330 | SB (MCB&RCD Cat.B) | stuk | Automaat S800N 2P B 6A 36kA | Disjoncteur S800N 2P B 6A 36kA | Sicherungsautomat S800N 2P B 6A 36kA | MCB S800N 2P B 6A 36kA |  | 5.14
2CCS892001R0081 | S802N-D8 | Active | 7612271411732 | 180.8 | 1 | 1 | stuk | S800N | BE31330 | SB (MCB&RCD Cat.B) | stuk | Automaat S800N 2P D 8A 36kA | Disjoncteur S800N 2P D 8A 36kA | Sicherungsautomat S800N 2P D 8A 36kA | MCB S800N 2P D 8A 36kA |  | 5.14
2CCS892001R0084 | S802N-C8 | Active | 7612271411695 | 149.46 | 1 | 1 | stuk | S800N | BE31330 | SB (MCB&RCD Cat.B) | stuk | Automaat S800N 2P C 8A 36kA | Disjoncteur S800N 2P C 8A 36kA | Sicherungsautomat S800N 2P C 8A 36kA | MCB S800N 2P C 8A 36kA |  | 5.14
2CCS892001R0085 | S802N-B8 | Active | 7612271411657 | 157.9 | 1 | 1 | stuk | S800N | BE31330 | SB (MCB&RCD Cat.B) | stuk | Automaat S800N 2P B 8A 36kA | Disjoncteur S800N 2P B 8A 36kA | Sicherungsautomat S800N 2P B 8A 36kA | MCB S800N 2P B 8A 36kA |  | 5.14
2CCS892001R0101 | S802N-D10 | Active | 7612271204884 | 162.72 | 1 | 1 | stuk | S800N | BE31330 | SB (MCB&RCD Cat.B) | stuk | Automaat S800N 2P D 10A 36kA | Disjoncteur S800N 2P D 10A 36kA | Sicherungsautomat S800N 2P D 10A 36kA | MCB S800N 2P D 10A 36kA |  | 5.14
2CCS892001R0104 | S802N-C10 | Active | 7612271204402 | 141.03 | 1 | 1 | stuk | S800N | BE31330 | SB (MCB&RCD Cat.B) | stuk | Automaat S800N 2P C 10A 36kA | Disjoncteur S800N 2P C 10A 36kA | Sicherungsautomat S800N 2P C 10A 36kA | MCB S800N 2P C 10A 36kA |  | 5.14
2CCS892001R0105 | S802N-B10 | Active | 7612271203924 | 141.03 | 1 | 1 | stuk | S800N | BE31330 | SB (MCB&RCD Cat.B) | stuk | Automaat S800N 2P B 10A 36kA | Disjoncteur S800N 2P B 10A 36kA | Sicherungsautomat S800N 2P B 10A 36kA | MCB S800N 2P B 10A 36kA |  | 5.14
2CCS892001R0131 | S802N-D13 | Active | 7612271204891 | 162.72 | 1 | 1 | stuk | S800N | BE31330 | SB (MCB&RCD Cat.B) | stuk | Automaat S800N 2P D 13A 36kA | Disjoncteur S800N 2P D 13A 36kA | Sicherungsautomat S800N 2P D 13A 36kA | MCB S800N 2P D 13A 36kA |  | 5.14
2CCS892001R0134 | S802N-C13 | Active | 7612271204419 | 141.03 | 1 | 1 | stuk | S800N | BE31330 | SB (MCB&RCD Cat.B) | stuk | Automaat S800N 2P C 13A 36kA | Disjoncteur S800N 2P C 13A 36kA | Sicherungsautomat S800N 2P C 13A 36kA | MCB S800N 2P C 13A 36kA |  | 5.14
2CCS892001R0135 | S802N-B13 | Active | 7612271203931 | 141.03 | 1 | 1 | stuk | S800N | BE31330 | SB (MCB&RCD Cat.B) | stuk | Automaat S800N 2P B 13A 36kA | Disjoncteur S800N 2P B 13A 36kA | Sicherungsautomat S800N 2P B 13A 36kA | MCB S800N 2P B 13A 36kA |  | 5.14
2CCS892001R0161 | S802N-D16 | Active | 7612271204907 | 162.72 | 1 | 1 | stuk | S800N | BE31330 | SB (MCB&RCD Cat.B) | stuk | Automaat S800N 2P D 16A 36kA | Disjoncteur S800N 2P D 16A 36kA | Sicherungsautomat S800N 2P D 16A 36kA | MCB S800N 2P D 16A 36kA |  | 5.14
2CCS892001R0164 | S802N-C16 | Active | 7612271204426 | 141.03 | 1 | 1 | stuk | S800N | BE31330 | SB (MCB&RCD Cat.B) | stuk | Automaat S800N 2P C 16A 36kA | Disjoncteur S800N 2P C 16A 36kA | Sicherungsautomat S800N 2P C 16A 36kA | MCB S800N 2P C 16A 36kA |  | 5.14
2CCS892001R0165 | S802N-B16 | Active | 7612271203948 | 141.03 | 1 | 1 | stuk | S800N | BE31330 | SB (MCB&RCD Cat.B) | stuk | Automaat S800N 2P B 16A 36kA | Disjoncteur S800N 2P B 16A 36kA | Sicherungsautomat S800N 2P B 16A 36kA | MCB S800N 2P B 16A 36kA |  | 5.14
2CCS892001R0201 | S802N-D20 | Active | 7612271204914 | 162.72 | 1 | 1 | stuk | S800N | BE31330 | SB (MCB&RCD Cat.B) | stuk | Automaat S800N 2P D 20A 36kA | Disjoncteur S800N 2P D 20A 36kA | Sicherungsautomat S800N 2P D 20A 36kA | MCB S800N 2P D 20A 36kA |  | 5.14
2CCS892001R0204 | S802N-C20 | Active | 7612271204433 | 141.03 | 1 | 1 | stuk | S800N | BE31330 | SB (MCB&RCD Cat.B) | stuk | Automaat S800N 2P C 20A 36kA | Disjoncteur S800N 2P C 20A 36kA | Sicherungsautomat S800N 2P C 20A 36kA | MCB S800N 2P C 20A 36kA |  | 5.14
2CCS892001R0205 | S802N-B20 | Active | 7612271203955 | 141.03 | 1 | 1 | stuk | S800N | BE31330 | SB (MCB&RCD Cat.B) | stuk | Automaat S800N 2P B 20A 36kA | Disjoncteur S800N 2P B 20A 36kA | Sicherungsautomat S800N 2P B 20A 36kA | MCB S800N 2P B 20A 36kA |  | 5.14
2CCS892001R0251 | S802N-D25 | Active | 7612271204921 | 162.72 | 1 | 1 | stuk | S800N | BE31330 | SB (MCB&RCD Cat.B) | stuk | Automaat S800N 2P D 25A 36kA | Disjoncteur S800N 2P D 25A 36kA | Sicherungsautomat S800N 2P D 25A 36kA | MCB S800N 2P D 25A 36kA |  | 5.14
2CCS892001R0254 | S802N-C25 | Active | 7612271204440 | 141.03 | 1 | 1 | stuk | S800N | BE31330 | SB (MCB&RCD Cat.B) | stuk | Automaat S800N 2P C 25A 36kA | Disjoncteur S800N 2P C 25A 36kA | Sicherungsautomat S800N 2P C 25A 36kA | MCB S800N 2P C 25A 36kA |  | 5.14
2CCS892001R0255 | S802N-B25 | Active | 7612271203962 | 141.03 | 1 | 1 | stuk | S800N | BE31330 | SB (MCB&RCD Cat.B) | stuk | Automaat S800N 2P B 25A 36kA | Disjoncteur S800N 2P B 25A 36kA | Sicherungsautomat S800N 2P B 25A 36kA | MCB S800N 2P B 25A 36kA |  | 5.14
2CCS892001R0321 | S802N-D32 | Active | 7612271204938 | 162.72 | 1 | 1 | stuk | S800N | BE31330 | SB (MCB&RCD Cat.B) | stuk | Automaat S800N 2P D 32A 36kA | Disjoncteur S800N 2P D 32A 36kA | Sicherungsautomat S800N 2P D 32A 36kA | MCB S800N 2P D 32A 36kA |  | 5.14
2CCS892001R0324 | S802N-C32 | Active | 7612271204457 | 141.03 | 1 | 1 | stuk | S800N | BE31330 | SB (MCB&RCD Cat.B) | stuk | Automaat S800N 2P C 32A 36kA | Disjoncteur S800N 2P C 32A 36kA | Sicherungsautomat S800N 2P C 32A 36kA | MCB S800N 2P C 32A 36kA |  | 5.14
2CCS892001R0325 | S802N-B32 | Active | 7612271203979 | 141.03 | 1 | 1 | stuk | S800N | BE31330 | SB (MCB&RCD Cat.B) | stuk | Automaat S800N 2P B 32A 36kA | Disjoncteur S800N 2P B 32A 36kA | Sicherungsautomat S800N 2P B 32A 36kA | MCB S800N 2P B 32A 36kA |  | 5.14
2CCS892001R0401 | S802N-D40 | Active | 7612271204945 | 192.85 | 1 | 1 | stuk | S800N | BE31330 | SB (MCB&RCD Cat.B) | stuk | Automaat S800N 2P D 40A 36kA | Disjoncteur S800N 2P D 40A 36kA | Sicherungsautomat S800N 2P D 40A 36kA | MCB S800N 2P D 40A 36kA |  | 5.14
2CCS892001R0404 | S802N-C40 | Active | 7612271204464 | 169.95 | 1 | 1 | stuk | S800N | BE31330 | SB (MCB&RCD Cat.B) | stuk | Automaat S800N 2P C 40A 36kA | Disjoncteur S800N 2P C 40A 36kA | Sicherungsautomat S800N 2P C 40A 36kA | MCB S800N 2P C 40A 36kA |  | 5.14
2CCS892001R0405 | S802N-B40 | Active | 7612271203986 | 169.95 | 1 | 1 | stuk | S800N | BE31330 | SB (MCB&RCD Cat.B) | stuk | Automaat S800N 2P B 40A 36kA | Disjoncteur S800N 2P B 40A 36kA | Sicherungsautomat S800N 2P B 40A 36kA | MCB S800N 2P B 40A 36kA |  | 5.14
2CCS892001R0501 | S802N-D50 | Active | 7612271204952 | 216.96 | 1 | 1 | stuk | S800N | BE31330 | SB (MCB&RCD Cat.B) | stuk | Automaat S800N 2P D 50A 36kA | Disjoncteur S800N 2P D 50A 36kA | Sicherungsautomat S800N 2P D 50A 36kA | MCB S800N 2P D 50A 36kA |  | 5.14
2CCS892001R0504 | S802N-C50 | Active | 7612271204471 | 188.02 | 1 | 1 | stuk | S800N | BE31330 | SB (MCB&RCD Cat.B) | stuk | Automaat S800N 2P C 50A 36kA | Disjoncteur S800N 2P C 50A 36kA | Sicherungsautomat S800N 2P C 50A 36kA | MCB S800N 2P C 50A 36kA |  | 5.14
2CCS892001R0505 | S802N-B50 | Active | 7612271203993 | 188.02 | 1 | 1 | stuk | S800N | BE31330 | SB (MCB&RCD Cat.B) | stuk | Automaat S800N 2P B 50A 36kA | Disjoncteur S800N 2P B 50A 36kA | Sicherungsautomat S800N 2P B 50A 36kA | MCB S800N 2P B 50A 36kA |  | 5.14
2CCS892001R0631 | S802N-D63 | Active | 7612271204969 | 236.24 | 1 | 1 | stuk | S800N | BE31330 | SB (MCB&RCD Cat.B) | stuk | Automaat S800N 2P D 63A 36kA | Disjoncteur S800N 2P D 63A 36kA | Sicherungsautomat S800N 2P D 63A 36kA | MCB S800N 2P D 63A 36kA |  | 5.14
2CCS892001R0634 | S802N-C63 | Active | 7612271204488 | 207.3 | 1 | 1 | stuk | S800N | BE31330 | SB (MCB&RCD Cat.B) | stuk | Automaat S800N 2P C 63A 36kA | Disjoncteur S800N 2P C 63A 36kA | Sicherungsautomat S800N 2P C 63A 36kA | MCB S800N 2P C 63A 36kA |  | 5.14
2CCS892001R0635 | S802N-B63 | Active | 7612271204006 | 207.3 | 1 | 1 | stuk | S800N | BE31330 | SB (MCB&RCD Cat.B) | stuk | Automaat S800N 2P B 63A 36kA | Disjoncteur S800N 2P B 63A 36kA | Sicherungsautomat S800N 2P B 63A 36kA | MCB S800N 2P B 63A 36kA |  | 5.14
2CCS892001R0801 | S802N-D80 | Active | 7612271204976 | 251.91 | 1 | 1 | stuk | S800N | BE31330 | SB (MCB&RCD Cat.B) | stuk | Automaat S800N 2P D 80A 36kA | Disjoncteur S800N 2P D 80A 36kA | Sicherungsautomat S800N 2P D 80A 36kA | MCB S800N 2P D 80A 36kA |  | 5.14
2CCS892001R0804 | S802N-C80 | Active | 7612271204495 | 216.96 | 1 | 1 | stuk | S800N | BE31330 | SB (MCB&RCD Cat.B) | stuk | Automaat S800N 2P C 80A 36kA | Disjoncteur S800N 2P C 80A 36kA | Sicherungsautomat S800N 2P C 80A 36kA | MCB S800N 2P C 80A 36kA |  | 5.14
2CCS892001R0805 | S802N-B80 | Active | 7612271204013 | 216.96 | 1 | 1 | stuk | S800N | BE31330 | SB (MCB&RCD Cat.B) | stuk | Automaat S800N 2P B 80A 36kA | Disjoncteur S800N 2P B 80A 36kA | Sicherungsautomat S800N 2P B 80A 36kA | MCB S800N 2P B 80A 36kA |  | 5.14
2CCS892001R0821 | S802N-D100 | Active | 7612271204983 | 268.78 | 1 | 1 | stuk | S800N | BE31330 | SB (MCB&RCD Cat.B) | stuk | Automaat S800N 2P D 100A 36kA | Disjoncteur S800N 2P D 100A 36kA | Sicherungsautomat S800N 2P D 100A 36kA | MCB S800N 2P D 100A 36kA |  | 5.14
2CCS892001R0824 | S802N-C100 | Active | 7612271204501 | 233.85 | 1 | 1 | stuk | S800N | BE31330 | SB (MCB&RCD Cat.B) | stuk | Automaat S800N 2P C 100A 36kA | Disjoncteur S800N 2P C 100A 36kA | Sicherungsautomat S800N 2P C 100A 36kA | MCB S800N 2P C 100A 36kA |  | 5.14
2CCS892001R0825 | S802N-B100 | Active | 7612271204020 | 233.85 | 1 | 1 | stuk | S800N | BE31330 | SB (MCB&RCD Cat.B) | stuk | Automaat S800N 2P B 100A 36kA | Disjoncteur S800N 2P B 100A 36kA | Sicherungsautomat S800N 2P B 100A 36kA | MCB S800N 2P B 100A 36kA |  | 5.14
2CCS892001R0841 | S802N-D125 | Active | 7612271204990 | 314.6 | 1 | 1 | stuk | S800N | BE31330 | SB (MCB&RCD Cat.B) | stuk | Automaat S800N 2P D 125A 36kA | Disjoncteur S800N 2P D 125A 36kA | Sicherungsautomat S800N 2P D 125A 36kA | MCB S800N 2P D 125A 36kA |  | 5.14
2CCS892001R0844 | S802N-C125 | Active | 7612271204518 | 273.62 | 1 | 1 | stuk | S800N | BE31330 | SB (MCB&RCD Cat.B) | stuk | Automaat S800N 2P C 125A 36kA | Disjoncteur S800N 2P C 125A 36kA | Sicherungsautomat S800N 2P C 125A 36kA | MCB S800N 2P C 125A 36kA |  | 5.14
2CCS892001R0845 | S802N-B125 | Active | 7612271204037 | 273.62 | 1 | 1 | stuk | S800N | BE31330 | SB (MCB&RCD Cat.B) | stuk | Automaat S800N 2P B 125A 36kA | Disjoncteur S800N 2P B 125A 36kA | Sicherungsautomat S800N 2P B 125A 36kA | MCB S800N 2P B 125A 36kA |  | 5.14
2CCS893001R0061 | S803N-D6 | Active | 7612271408527 | 295.3 | 1 | 1 | stuk | S800N | BE31330 | SB (MCB&RCD Cat.B) | stuk | Automaat S800N 3P D 6A 36kA | Disjoncteur S800N 3P D 6A 36kA | Sicherungsautomat S800N 3P D 6A 36kA | MCB S800N 3P D 6A 36kA |  | 5.14
2CCS893001R0064 | S803N-C6 | Active | 7612271408480 | 261.54 | 1 | 1 | stuk | S800N | BE31330 | SB (MCB&RCD Cat.B) | stuk | Automaat S800N 3P C 6A 36kA | Disjoncteur S800N 3P C 6A 36kA | Sicherungsautomat S800N 3P C 6A 36kA | MCB S800N 3P C 6A 36kA |  | 5.14
2CCS893001R0065 | S803N-B6 | Active | 7612271408442 | 261.54 | 1 | 1 | stuk | S800N | BE31330 | SB (MCB&RCD Cat.B) | stuk | Automaat S800N 3P B 6A 36kA | Disjoncteur S800N 3P B 6A 36kA | Sicherungsautomat S800N 3P B 6A 36kA | MCB S800N 3P B 6A 36kA |  | 5.14
2CCS893001R0081 | S803N-D8 | Active | 7612271411749 | 283.26 | 1 | 1 | stuk | S800N | BE31330 | SB (MCB&RCD Cat.B) | stuk | Automaat S800N 3P D 8A 36kA | Disjoncteur S800N 3P D 8A 36kA | Sicherungsautomat S800N 3P D 8A 36kA | MCB S800N 3P D 8A 36kA |  | 5.14
2CCS893001R0084 | S803N-C8 | Active | 7612271411701 | 250.71 | 1 | 1 | stuk | S800N | BE31330 | SB (MCB&RCD Cat.B) | stuk | Automaat S800N 3P C 8A 36kA | Disjoncteur S800N 3P C 8A 36kA | Sicherungsautomat S800N 3P C 8A 36kA | MCB S800N 3P C 8A 36kA |  | 5.14
2CCS893001R0085 | S803N-B8 | Active | 7612271411664 | 250.71 | 1 | 1 | stuk | S800N | BE31330 | SB (MCB&RCD Cat.B) | stuk | Automaat S800N 3P B 8A 36kA | Disjoncteur S800N 3P B 8A 36kA | Sicherungsautomat S800N 3P B 8A 36kA | MCB S800N 3P B 8A 36kA |  | 5.14
2CCS893001R0101 | S803N-D10 | Active | 7612271205003 | 247.09 | 1 | 1 | stuk | S800N | BE31330 | SB (MCB&RCD Cat.B) | stuk | Automaat S800N 3P D 10A 36kA | Disjoncteur S800N 3P D 10A 36kA | Sicherungsautomat S800N 3P D 10A 36kA | MCB S800N 3P D 10A 36kA |  | 5.14
2CCS893001R0104 | S803N-C10 | Active | 7612271204525 | 215.76 | 1 | 1 | stuk | S800N | BE31330 | SB (MCB&RCD Cat.B) | stuk | Automaat S800N 3P C 10A 36kA | Disjoncteur S800N 3P C 10A 36kA | Sicherungsautomat S800N 3P C 10A 36kA | MCB S800N 3P C 10A 36kA |  | 5.14
2CCS893001R0105 | S803N-B10 | Active | 7612271204044 | 215.76 | 1 | 1 | stuk | S800N | BE31330 | SB (MCB&RCD Cat.B) | stuk | Automaat S800N 3P B 10A 36kA | Disjoncteur S800N 3P B 10A 36kA | Sicherungsautomat S800N 3P B 10A 36kA | MCB S800N 3P B 10A 36kA |  | 5.14
2CCS893001R0131 | S803N-D13 | Active | 7612271205010 | 247.09 | 1 | 1 | stuk | S800N | BE31330 | SB (MCB&RCD Cat.B) | stuk | Automaat S800N 3P D 13A 36kA | Disjoncteur S800N 3P D 13A 36kA | Sicherungsautomat S800N 3P D 13A 36kA | MCB S800N 3P D 13A 36kA |  | 5.14
2CCS893001R0134 | S803N-C13 | Active | 7612271204532 | 215.76 | 1 | 1 | stuk | S800N | BE31330 | SB (MCB&RCD Cat.B) | stuk | Automaat S800N 3P C 13A 36kA | Disjoncteur S800N 3P C 13A 36kA | Sicherungsautomat S800N 3P C 13A 36kA | MCB S800N 3P C 13A 36kA |  | 5.14
2CCS893001R0135 | S803N-B13 | Active | 7612271204051 | 215.76 | 1 | 1 | stuk | S800N | BE31330 | SB (MCB&RCD Cat.B) | stuk | Automaat S800N 3P B 13A 36kA | Disjoncteur S800N 3P B 13A 36kA | Sicherungsautomat S800N 3P B 13A 36kA | MCB S800N 3P B 13A 36kA |  | 5.14
2CCS893001R0161 | S803N-D16 | Active | 7612271205027 | 247.09 | 1 | 1 | stuk | S800N | BE31330 | SB (MCB&RCD Cat.B) | stuk | Automaat S800N 3P D 16A 36kA | Disjoncteur S800N 3P D 16A 36kA | Sicherungsautomat S800N 3P D 16A 36kA | MCB S800N 3P D 16A 36kA |  | 5.14
2CCS893001R0164 | S803N-C16 | Active | 7612271204549 | 215.76 | 1 | 1 | stuk | S800N | BE31330 | SB (MCB&RCD Cat.B) | stuk | Automaat S800N 3P C 16A 36kA | Disjoncteur S800N 3P C 16A 36kA | Sicherungsautomat S800N 3P C 16A 36kA | MCB S800N 3P C 16A 36kA |  | 5.14
2CCS893001R0165 | S803N-B16 | Active | 7612271204068 | 215.76 | 1 | 1 | stuk | S800N | BE31330 | SB (MCB&RCD Cat.B) | stuk | Automaat S800N 3P B 16A 36kA | Disjoncteur S800N 3P B 16A 36kA | Sicherungsautomat S800N 3P B 16A 36kA | MCB S800N 3P B 16A 36kA |  | 5.14
2CCS893001R0201 | S803N-D20 | Active | 7612271205034 | 247.09 | 1 | 1 | stuk | S800N | BE31330 | SB (MCB&RCD Cat.B) | stuk | Automaat S800N 3P D 20A 36kA | Disjoncteur S800N 3P D 20A 36kA | Sicherungsautomat S800N 3P D 20A 36kA | MCB S800N 3P D 20A 36kA |  | 5.14
2CCS893001R0204 | S803N-C20 | Active | 7612271204556 | 215.76 | 1 | 1 | stuk | S800N | BE31330 | SB (MCB&RCD Cat.B) | stuk | Automaat S800N 3P C 20A 36kA | Disjoncteur S800N 3P C 20A 36kA | Sicherungsautomat S800N 3P C 20A 36kA | MCB S800N 3P C 20A 36kA |  | 5.14
2CCS893001R0205 | S803N-B20 | Active | 7612271204075 | 215.76 | 1 | 1 | stuk | S800N | BE31330 | SB (MCB&RCD Cat.B) | stuk | Automaat S800N 3P B 20A 36kA | Disjoncteur S800N 3P B 20A 36kA | Sicherungsautomat S800N 3P B 20A 36kA | MCB S800N 3P B 20A 36kA |  | 5.14
2CCS893001R0251 | S803N-D25 | Active | 7612271205041 | 247.09 | 1 | 1 | stuk | S800N | BE31330 | SB (MCB&RCD Cat.B) | stuk | Automaat S800N 3P D 25A 36kA | Disjoncteur S800N 3P D 25A 36kA | Sicherungsautomat S800N 3P D 25A 36kA | MCB S800N 3P D 25A 36kA |  | 5.14
2CCS893001R0254 | S803N-C25 | Active | 7612271204563 | 215.76 | 1 | 1 | stuk | S800N | BE31330 | SB (MCB&RCD Cat.B) | stuk | Automaat S800N 3P C 25A 36kA | Disjoncteur S800N 3P C 25A 36kA | Sicherungsautomat S800N 3P C 25A 36kA | MCB S800N 3P C 25A 36kA |  | 5.14
2CCS893001R0255 | S803N-B25 | Active | 7612271204082 | 215.76 | 1 | 1 | stuk | S800N | BE31330 | SB (MCB&RCD Cat.B) | stuk | Automaat S800N 3P B 25A 36kA | Disjoncteur S800N 3P B 25A 36kA | Sicherungsautomat S800N 3P B 25A 36kA | MCB S800N 3P B 25A 36kA |  | 5.14
2CCS893001R0321 | S803N-D32 | Active | 7612271205058 | 247.09 | 1 | 1 | stuk | S800N | BE31330 | SB (MCB&RCD Cat.B) | stuk | Automaat S800N 3P D 32A 36kA | Disjoncteur S800N 3P D 32A 36kA | Sicherungsautomat S800N 3P D 32A 36kA | MCB S800N 3P D 32A 36kA |  | 5.14
2CCS893001R0324 | S803N-C32 | Active | 7612271204570 | 215.76 | 1 | 1 | stuk | S800N | BE31330 | SB (MCB&RCD Cat.B) | stuk | Automaat S800N 3P C 32A 36kA | Disjoncteur S800N 3P C 32A 36kA | Sicherungsautomat S800N 3P C 32A 36kA | MCB S800N 3P C 32A 36kA |  | 5.14
2CCS893001R0325 | S803N-B32 | Active | 7612271204099 | 215.76 | 1 | 1 | stuk | S800N | BE31330 | SB (MCB&RCD Cat.B) | stuk | Automaat S800N 3P B 32A 36kA | Disjoncteur S800N 3P B 32A 36kA | Sicherungsautomat S800N 3P B 32A 36kA | MCB S800N 3P B 32A 36kA |  | 5.14
2CCS893001R0401 | S803N-D40 | Active | 7612271205065 | 301.33 | 1 | 1 | stuk | S800N | BE31330 | SB (MCB&RCD Cat.B) | stuk | Automaat S800N 3P D 40A 36kA | Disjoncteur S800N 3P D 40A 36kA | Sicherungsautomat S800N 3P D 40A 36kA | MCB S800N 3P D 40A 36kA |  | 5.14
2CCS893001R0404 | S803N-C40 | Active | 7612271204587 | 261.54 | 1 | 1 | stuk | S800N | BE31330 | SB (MCB&RCD Cat.B) | stuk | Automaat S800N 3P C 40A 36kA | Disjoncteur S800N 3P C 40A 36kA | Sicherungsautomat S800N 3P C 40A 36kA | MCB S800N 3P C 40A 36kA |  | 5.14
2CCS893001R0405 | S803N-B40 | Active | 7612271204105 | 261.54 | 1 | 1 | stuk | S800N | BE31330 | SB (MCB&RCD Cat.B) | stuk | Automaat S800N 3P B 40A 36kA | Disjoncteur S800N 3P B 40A 36kA | Sicherungsautomat S800N 3P B 40A 36kA | MCB S800N 3P B 40A 36kA |  | 5.14
2CCS893001R0501 | S803N-D50 | Active | 7612271205072 | 342.31 | 1 | 1 | stuk | S800N | BE31330 | SB (MCB&RCD Cat.B) | stuk | Automaat S800N 3P D 50A 36kA | Disjoncteur S800N 3P D 50A 36kA | Sicherungsautomat S800N 3P D 50A 36kA | MCB S800N 3P D 50A 36kA |  | 5.14
2CCS893001R0504 | S803N-C50 | Active | 7612271204594 | 296.51 | 1 | 1 | stuk | S800N | BE31330 | SB (MCB&RCD Cat.B) | stuk | Automaat S800N 3P C 50A 36kA | Disjoncteur S800N 3P C 50A 36kA | Sicherungsautomat S800N 3P C 50A 36kA | MCB S800N 3P C 50A 36kA |  | 5.14
2CCS893001R0505 | S803N-B50 | Active | 7612271204112 | 296.51 | 1 | 1 | stuk | S800N | BE31330 | SB (MCB&RCD Cat.B) | stuk | Automaat S800N 3P B 50A 36kA | Disjoncteur S800N 3P B 50A 36kA | Sicherungsautomat S800N 3P B 50A 36kA | MCB S800N 3P B 50A 36kA |  | 5.14
2CCS893001R0631 | S803N-D63 | Active | 7612271205089 | 367.62 | 1 | 1 | stuk | S800N | BE31330 | SB (MCB&RCD Cat.B) | stuk | Automaat S800N 3P D 63A 36kA | Disjoncteur S800N 3P D 63A 36kA | Sicherungsautomat S800N 3P D 63A 36kA | MCB S800N 3P D 63A 36kA |  | 5.14
2CCS893001R0634 | S803N-C63 | Active | 7612271204600 | 319.41 | 1 | 1 | stuk | S800N | BE31330 | SB (MCB&RCD Cat.B) | stuk | Automaat S800N 3P C 63A 36kA | Disjoncteur S800N 3P C 63A 36kA | Sicherungsautomat S800N 3P C 63A 36kA | MCB S800N 3P C 63A 36kA |  | 5.14
2CCS893001R0635 | S803N-B63 | Active | 7612271204129 | 319.41 | 1 | 1 | stuk | S800N | BE31330 | SB (MCB&RCD Cat.B) | stuk | Automaat S800N 3P B 63A 36kA | Disjoncteur S800N 3P B 63A 36kA | Sicherungsautomat S800N 3P B 63A 36kA | MCB S800N 3P B 63A 36kA |  | 5.14
2CCS893001R0801 | S803N-D80 | Active | 7612271205096 | 389.32 | 1 | 1 | stuk | S800N | BE31330 | SB (MCB&RCD Cat.B) | stuk | Automaat S800N 3P D 80A 36kA | Disjoncteur S800N 3P D 80A 36kA | Sicherungsautomat S800N 3P D 80A 36kA | MCB S800N 3P D 80A 36kA |  | 5.14
2CCS893001R0804 | S803N-C80 | Active | 7612271204617 | 336.28 | 1 | 1 | stuk | S800N | BE31330 | SB (MCB&RCD Cat.B) | stuk | Automaat S800N 3P C 80A 36kA | Disjoncteur S800N 3P C 80A 36kA | Sicherungsautomat S800N 3P C 80A 36kA | MCB S800N 3P C 80A 36kA |  | 5.14
2CCS893001R0805 | S803N-B80 | Active | 7612271204136 | 336.28 | 1 | 1 | stuk | S800N | BE31330 | SB (MCB&RCD Cat.B) | stuk | Automaat S800N 3P B 80A 36kA | Disjoncteur S800N 3P B 80A 36kA | Sicherungsautomat S800N 3P B 80A 36kA | MCB S800N 3P B 80A 36kA |  | 5.14
2CCS893001R0821 | S803N-D100 | Active | 7612271205102 | 411.02 | 1 | 1 | stuk | S800N | BE31330 | SB (MCB&RCD Cat.B) | stuk | Automaat S800N 3P D 100A 36kA | Disjoncteur S800N 3P D 100A 36kA | Sicherungsautomat S800N 3P D 100A 36kA | MCB S800N 3P D 100A 36kA |  | 5.14
2CCS893001R0824 | S803N-C100 | Active | 7612271204624 | 354.36 | 1 | 1 | stuk | S800N | BE31330 | SB (MCB&RCD Cat.B) | stuk | Automaat S800N 3P C 100A 36kA | Disjoncteur S800N 3P C 100A 36kA | Sicherungsautomat S800N 3P C 100A 36kA | MCB S800N 3P C 100A 36kA |  | 5.14
2CCS893001R0825 | S803N-B100 | Active | 7612271204143 | 354.36 | 1 | 1 | stuk | S800N | BE31330 | SB (MCB&RCD Cat.B) | stuk | Automaat S800N 3P B 100A 36kA | Disjoncteur S800N 3P B 100A 36kA | Sicherungsautomat S800N 3P B 100A 36kA | MCB S800N 3P B 100A 36kA |  | 5.14
2CCS893001R0841 | S803N-D125 | Active | 7612271205119 | 502.6 | 1 | 1 | stuk | S800N | BE31330 | SB (MCB&RCD Cat.B) | stuk | Automaat S800N 3P D 125A 36kA | Disjoncteur S800N 3P D 125A 36kA | Sicherungsautomat S800N 3P D 125A 36kA | MCB S800N 3P D 125A 36kA |  | 5.14
2CCS893001R0844 | S803N-C125 | Active | 7612271204631 | 433.92 | 1 | 1 | stuk | S800N | BE31330 | SB (MCB&RCD Cat.B) | stuk | Automaat S800N 3P C 125A 36kA | Disjoncteur S800N 3P C 125A 36kA | Sicherungsautomat S800N 3P C 125A 36kA | MCB S800N 3P C 125A 36kA |  | 5.14
2CCS893001R0845 | S803N-B125 | Active | 7612271204150 | 433.92 | 1 | 1 | stuk | S800N | BE31330 | SB (MCB&RCD Cat.B) | stuk | Automaat S800N 3P B 125A 36kA | Disjoncteur S800N 3P B 125A 36kA | Sicherungsautomat S800N 3P B 125A 36kA | MCB S800N 3P B 125A 36kA |  | 5.14
2CCS894001R0061 | S804N-D6 | Active | 7612271408534 | 380.87 | 1 | 1 | stuk | S800N | BE31330 | SB (MCB&RCD Cat.B) | stuk | Automaat S800N 4P D 6A 36kA | Disjoncteur S800N 4P D 6A 36kA | Sicherungsautomat S800N 4P D 6A 36kA | MCB S800N 4P D 6A 36kA |  | 5.14
2CCS894001R0064 | S804N-C6 | Active | 7612271408497 | 329.04 | 1 | 1 | stuk | S800N | BE31330 | SB (MCB&RCD Cat.B) | stuk | Automaat S800N 4P C 6A 36kA | Disjoncteur S800N 4P C 6A 36kA | Sicherungsautomat S800N 4P C 6A 36kA | MCB S800N 4P C 6A 36kA |  | 5.14
2CCS894001R0065 | S804N-B6 | Active | 7612271408459 | 329.04 | 1 | 1 | stuk | S800N | BE31330 | SB (MCB&RCD Cat.B) | stuk | Automaat S800N 4P B 6A 36kA | Disjoncteur S800N 4P B 6A 36kA | Sicherungsautomat S800N 4P B 6A 36kA | MCB S800N 4P B 6A 36kA |  | 5.14
2CCS894001R0081 | S804N-D8 | Active | 7612271411756 | 364 | 1 | 1 | stuk | S800N | BE31330 | SB (MCB&RCD Cat.B) | stuk | Automaat S800N 4P D 8A 36kA | Disjoncteur S800N 4P D 8A 36kA | Sicherungsautomat S800N 4P D 8A 36kA | MCB S800N 4P D 8A 36kA |  | 5.14
2CCS894001R0084 | S804N-C8 | Active | 7612271411718 | 315.8 | 1 | 1 | stuk | S800N | BE31330 | SB (MCB&RCD Cat.B) | stuk | Automaat S800N 4P C 8A 36kA | Disjoncteur S800N 4P C 8A 36kA | Sicherungsautomat S800N 4P C 8A 36kA | MCB S800N 4P C 8A 36kA |  | 5.14
2CCS894001R0085 | S804N-B8 | Active | 7612271411671 | 315.8 | 1 | 1 | stuk | S800N | BE31330 | SB (MCB&RCD Cat.B) | stuk | Automaat S800N 4P B 8A 36kA | Disjoncteur S800N 4P B 8A 36kA | Sicherungsautomat S800N 4P B 8A 36kA | MCB S800N 4P B 8A 36kA |  | 5.14
2CCS894001R0101 | S804N-D10 | Active | 7612271205126 | 342.31 | 1 | 1 | stuk | S800N | BE31330 | SB (MCB&RCD Cat.B) | stuk | Automaat S800N 4P D 10A 36kA | Disjoncteur S800N 4P D 10A 36kA | Sicherungsautomat S800N 4P D 10A 36kA | MCB S800N 4P D 10A 36kA |  | 5.14
2CCS894001R0104 | S804N-C10 | Active | 7612271204648 | 294.11 | 1 | 1 | stuk | S800N | BE31330 | SB (MCB&RCD Cat.B) | stuk | Automaat S800N 4P C 10A 36kA | Disjoncteur S800N 4P C 10A 36kA | Sicherungsautomat S800N 4P C 10A 36kA | MCB S800N 4P C 10A 36kA |  | 5.14
2CCS894001R0105 | S804N-B10 | Active | 7612271204167 | 294.11 | 1 | 1 | stuk | S800N | BE31330 | SB (MCB&RCD Cat.B) | stuk | Automaat S800N 4P B 10A 36kA | Disjoncteur S800N 4P B 10A 36kA | Sicherungsautomat S800N 4P B 10A 36kA | MCB S800N 4P B 10A 36kA |  | 5.14
2CCS894001R0131 | S804N-D13 | Active | 7612271205133 | 342.31 | 1 | 1 | stuk | S800N | BE31330 | SB (MCB&RCD Cat.B) | stuk | Automaat S800N 4P D 13A 36kA | Disjoncteur S800N 4P D 13A 36kA | Sicherungsautomat S800N 4P D 13A 36kA | MCB S800N 4P D 13A 36kA |  | 5.14
2CCS894001R0134 | S804N-C13 | Active | 7612271204655 | 294.11 | 1 | 1 | stuk | S800N | BE31330 | SB (MCB&RCD Cat.B) | stuk | Automaat S800N 4P C 13A 36kA | Disjoncteur S800N 4P C 13A 36kA | Sicherungsautomat S800N 4P C 13A 36kA | MCB S800N 4P C 13A 36kA |  | 5.14
2CCS894001R0135 | S804N-B13 | Active | 7612271204174 | 294.11 | 1 | 1 | stuk | S800N | BE31330 | SB (MCB&RCD Cat.B) | stuk | Automaat S800N 4P B 13A 36kA | Disjoncteur S800N 4P B 13A 36kA | Sicherungsautomat S800N 4P B 13A 36kA | MCB S800N 4P B 13A 36kA |  | 5.14
2CCS894001R0161 | S804N-D16 | Active | 7612271205140 | 342.31 | 1 | 1 | stuk | S800N | BE31330 | SB (MCB&RCD Cat.B) | stuk | Automaat S800N 4P D 16A 36kA | Disjoncteur S800N 4P D 16A 36kA | Sicherungsautomat S800N 4P D 16A 36kA | MCB S800N 4P D 16A 36kA |  | 5.14
2CCS894001R0164 | S804N-C16 | Active | 7612271204662 | 294.11 | 1 | 1 | stuk | S800N | BE31330 | SB (MCB&RCD Cat.B) | stuk | Automaat S800N 4P C 16A 36kA | Disjoncteur S800N 4P C 16A 36kA | Sicherungsautomat S800N 4P C 16A 36kA | MCB S800N 4P C 16A 36kA |  | 5.14
2CCS894001R0165 | S804N-B16 | Active | 7612271204181 | 294.11 | 1 | 1 | stuk | S800N | BE31330 | SB (MCB&RCD Cat.B) | stuk | Automaat S800N 4P B 16A 36kA | Disjoncteur S800N 4P B 16A 36kA | Sicherungsautomat S800N 4P B 16A 36kA | MCB S800N 4P B 16A 36kA |  | 5.14
2CCS894001R0201 | S804N-D20 | Active | 7612271205157 | 342.31 | 1 | 1 | stuk | S800N | BE31330 | SB (MCB&RCD Cat.B) | stuk | Automaat S800N 4P D 20A 36kA | Disjoncteur S800N 4P D 20A 36kA | Sicherungsautomat S800N 4P D 20A 36kA | MCB S800N 4P D 20A 36kA |  | 5.14
2CCS894001R0204 | S804N-C20 | Active | 7612271204679 | 294.11 | 1 | 1 | stuk | S800N | BE31330 | SB (MCB&RCD Cat.B) | stuk | Automaat S800N 4P C 20A 36kA | Disjoncteur S800N 4P C 20A 36kA | Sicherungsautomat S800N 4P C 20A 36kA | MCB S800N 4P C 20A 36kA |  | 5.14
2CCS894001R0205 | S804N-B20 | Active | 7612271204198 | 294.11 | 1 | 1 | stuk | S800N | BE31330 | SB (MCB&RCD Cat.B) | stuk | Automaat S800N 4P B 20A 36kA | Disjoncteur S800N 4P B 20A 36kA | Sicherungsautomat S800N 4P B 20A 36kA | MCB S800N 4P B 20A 36kA |  | 5.14
2CCS894001R0251 | S804N-D25 | Active | 7612271205164 | 342.31 | 1 | 1 | stuk | S800N | BE31330 | SB (MCB&RCD Cat.B) | stuk | Automaat S800N 4P D 25A 36kA | Disjoncteur S800N 4P D 25A 36kA | Sicherungsautomat S800N 4P D 25A 36kA | MCB S800N 4P D 25A 36kA |  | 5.14
2CCS894001R0254 | S804N-C25 | Active | 7612271204686 | 294.11 | 1 | 1 | stuk | S800N | BE31330 | SB (MCB&RCD Cat.B) | stuk | Automaat S800N 4P C 25A 36kA | Disjoncteur S800N 4P C 25A 36kA | Sicherungsautomat S800N 4P C 25A 36kA | MCB S800N 4P C 25A 36kA |  | 5.14
2CCS894001R0255 | S804N-B25 | Active | 7612271204204 | 294.11 | 1 | 1 | stuk | S800N | BE31330 | SB (MCB&RCD Cat.B) | stuk | Automaat S800N 4P B 25A 36kA | Disjoncteur S800N 4P B 25A 36kA | Sicherungsautomat S800N 4P B 25A 36kA | MCB S800N 4P B 25A 36kA |  | 5.14
2CCS894001R0321 | S804N-D32 | Active | 7612271205171 | 342.31 | 1 | 1 | stuk | S800N | BE31330 | SB (MCB&RCD Cat.B) | stuk | Automaat S800N 4P D 32A 36kA | Disjoncteur S800N 4P D 32A 36kA | Sicherungsautomat S800N 4P D 32A 36kA | MCB S800N 4P D 32A 36kA |  | 5.14
2CCS894001R0324 | S804N-C32 | Active | 7612271204693 | 294.11 | 1 | 1 | stuk | S800N | BE31330 | SB (MCB&RCD Cat.B) | stuk | Automaat S800N 4P C 32A 36kA | Disjoncteur S800N 4P C 32A 36kA | Sicherungsautomat S800N 4P C 32A 36kA | MCB S800N 4P C 32A 36kA |  | 5.14
2CCS894001R0325 | S804N-B32 | Active | 7612271204211 | 294.11 | 1 | 1 | stuk | S800N | BE31330 | SB (MCB&RCD Cat.B) | stuk | Automaat S800N 4P B 32A 36kA | Disjoncteur S800N 4P B 32A 36kA | Sicherungsautomat S800N 4P B 32A 36kA | MCB S800N 4P B 32A 36kA |  | 5.14
2CCS894001R0401 | S804N-D40 | Active | 7612271205188 | 415.84 | 1 | 1 | stuk | S800N | BE31330 | SB (MCB&RCD Cat.B) | stuk | Automaat S800N 4P D 40A 36kA | Disjoncteur S800N 4P D 40A 36kA | Sicherungsautomat S800N 4P D 40A 36kA | MCB S800N 4P D 40A 36kA |  | 5.14
2CCS894001R0404 | S804N-C40 | Active | 7612271204709 | 359.18 | 1 | 1 | stuk | S800N | BE31330 | SB (MCB&RCD Cat.B) | stuk | Automaat S800N 4P C 40A 36kA | Disjoncteur S800N 4P C 40A 36kA | Sicherungsautomat S800N 4P C 40A 36kA | MCB S800N 4P C 40A 36kA |  | 5.14
2CCS894001R0405 | S804N-B40 | Active | 7612271204228 | 359.18 | 1 | 1 | stuk | S800N | BE31330 | SB (MCB&RCD Cat.B) | stuk | Automaat S800N 4P B 40A 36kA | Disjoncteur S800N 4P B 40A 36kA | Sicherungsautomat S800N 4P B 40A 36kA | MCB S800N 4P B 40A 36kA |  | 5.14
2CCS894001R0501 | S804N-D50 | Active | 7612271205195 | 468.88 | 1 | 1 | stuk | S800N | BE31330 | SB (MCB&RCD Cat.B) | stuk | Automaat S800N 4P D 50A 36kA | Disjoncteur S800N 4P D 50A 36kA | Sicherungsautomat S800N 4P D 50A 36kA | MCB S800N 4P D 50A 36kA |  | 5.14
2CCS894001R0504 | S804N-C50 | Active | 7612271204716 | 404.99 | 1 | 1 | stuk | S800N | BE31330 | SB (MCB&RCD Cat.B) | stuk | Automaat S800N 4P C 50A 36kA | Disjoncteur S800N 4P C 50A 36kA | Sicherungsautomat S800N 4P C 50A 36kA | MCB S800N 4P C 50A 36kA |  | 5.14
2CCS894001R0505 | S804N-B50 | Active | 7612271204235 | 404.99 | 1 | 1 | stuk | S800N | BE31330 | SB (MCB&RCD Cat.B) | stuk | Automaat S800N 4P B 50A 36kA | Disjoncteur S800N 4P B 50A 36kA | Sicherungsautomat S800N 4P B 50A 36kA | MCB S800N 4P B 50A 36kA |  | 5.14
2CCS894001R0631 | S804N-D63 | Active | 7612271205201 | 507.42 | 1 | 1 | stuk | S800N | BE31330 | SB (MCB&RCD Cat.B) | stuk | Automaat S800N 4P D 63A 36kA | Disjoncteur S800N 4P D 63A 36kA | Sicherungsautomat S800N 4P D 63A 36kA | MCB S800N 4P D 63A 36kA |  | 5.14
2CCS894001R0634 | S804N-C63 | Active | 7612271204723 | 438.73 | 1 | 1 | stuk | S800N | BE31330 | SB (MCB&RCD Cat.B) | stuk | Automaat S800N 4P C 63A 36kA | Disjoncteur S800N 4P C 63A 36kA | Sicherungsautomat S800N 4P C 63A 36kA | MCB S800N 4P C 63A 36kA |  | 5.14
2CCS894001R0635 | S804N-B63 | Active | 7612271204242 | 438.73 | 1 | 1 | stuk | S800N | BE31330 | SB (MCB&RCD Cat.B) | stuk | Automaat S800N 4P B 63A 36kA | Disjoncteur S800N 4P B 63A 36kA | Sicherungsautomat S800N 4P B 63A 36kA | MCB S800N 4P B 63A 36kA |  | 5.14
2CCS894001R0801 | S804N-D80 | Active | 7612271205218 | 530.34 | 1 | 1 | stuk | S800N | BE31330 | SB (MCB&RCD Cat.B) | stuk | Automaat S800N 4P D 80A 36kA | Disjoncteur S800N 4P D 80A 36kA | Sicherungsautomat S800N 4P D 80A 36kA | MCB S800N 4P D 80A 36kA |  | 5.14
2CCS894001R0804 | S804N-C80 | Active | 7612271204730 | 462.84 | 1 | 1 | stuk | S800N | BE31330 | SB (MCB&RCD Cat.B) | stuk | Automaat S800N 4P C 80A 36kA | Disjoncteur S800N 4P C 80A 36kA | Sicherungsautomat S800N 4P C 80A 36kA | MCB S800N 4P C 80A 36kA |  | 5.14
2CCS894001R0805 | S804N-B80 | Active | 7612271204259 | 462.84 | 1 | 1 | stuk | S800N | BE31330 | SB (MCB&RCD Cat.B) | stuk | Automaat S800N 4P B 80A 36kA | Disjoncteur S800N 4P B 80A 36kA | Sicherungsautomat S800N 4P B 80A 36kA | MCB S800N 4P B 80A 36kA |  | 5.14
2CCS894001R0821 | S804N-D100 | Active | 7612271205225 | 560.47 | 1 | 1 | stuk | S800N | BE31330 | SB (MCB&RCD Cat.B) | stuk | Automaat S800N 4P D 100A 36kA | Disjoncteur S800N 4P D 100A 36kA | Sicherungsautomat S800N 4P D 100A 36kA | MCB S800N 4P D 100A 36kA |  | 5.14
2CCS894001R0824 | S804N-C100 | Active | 7612271204747 | 485.74 | 1 | 1 | stuk | S800N | BE31330 | SB (MCB&RCD Cat.B) | stuk | Automaat S800N 4P C 100A 36kA | Disjoncteur S800N 4P C 100A 36kA | Sicherungsautomat S800N 4P C 100A 36kA | MCB S800N 4P C 100A 36kA |  | 5.14
2CCS894001R0825 | S804N-B100 | Active | 7612271204266 | 485.74 | 1 | 1 | stuk | S800N | BE31330 | SB (MCB&RCD Cat.B) | stuk | Automaat S800N 4P B 100A 36kA | Disjoncteur S800N 4P B 100A 36kA | Sicherungsautomat S800N 4P B 100A 36kA | MCB S800N 4P B 100A 36kA |  | 5.14
2CCS894001R0841 | S804N-D125 | Active | 7612271205232 | 684.62 | 1 | 1 | stuk | S800N | BE31330 | SB (MCB&RCD Cat.B) | stuk | Automaat S800N 4P D 125A 36kA | Disjoncteur S800N 4P D 125A 36kA | Sicherungsautomat S800N 4P D 125A 36kA | MCB S800N 4P D 125A 36kA |  | 5.14
2CCS894001R0844 | S804N-C125 | Active | 7612271204754 | 593.02 | 1 | 1 | stuk | S800N | BE31330 | SB (MCB&RCD Cat.B) | stuk | Automaat S800N 4P C 125A 36kA | Disjoncteur S800N 4P C 125A 36kA | Sicherungsautomat S800N 4P C 125A 36kA | MCB S800N 4P C 125A 36kA |  | 5.14
2CCS894001R0845 | S804N-B125 | Active | 7612271204273 | 593.02 | 1 | 1 | stuk | S800N | BE31330 | SB (MCB&RCD Cat.B) | stuk | Automaat S800N 4P B 125A 36kA | Disjoncteur S800N 4P B 125A 36kA | Sicherungsautomat S800N 4P B 125A 36kA | MCB S800N 4P B 125A 36kA |  | 5.14
2CCV672500R0001 | ZLS250 | Active | 7612270505340 | 34.11 | 1 | 1 | stuk | Incoming blocks and Terminals, loose accessories | BE31330 | SB (MCB&RCD Cat.B) | stuk | aansluitklem SmissLine N 95mm² | Borne pour jeux de barres SmissLine N, 95mm² | ZLS250 Einspeiseelement 200A f. N,95mm², 2 PLE | ZLS250 Feeder component |  | 5.14
2CCV672501R0001 | ZLS251 | Active | 7612270505319 | 34.11 | 1 | 1 | stuk | Incoming blocks and Terminals, loose accessories | BE31330 | SB (MCB&RCD Cat.B) | stuk | aansluitklem SmissLine L1 95mm² | Borne pour jeux de barres SmissLine L1, 95mm² | ZLS251 Einspeiseelement 200A f.L1,95mm², 2 PLE | ZLS251 Feeder component |  | 5.14
2CCV672502R0001 | ZLS252 | Active | 7612270505326 | 34.11 | 1 | 1 | stuk | Incoming blocks and Terminals, loose accessories | BE31330 | SB (MCB&RCD Cat.B) | stuk | aansluitklem SmissLine L2 95mm² | Borne pour jeux de barres SmissLine L2, 95mm² | ZLS252 Einspeiseelement 200A f.L2,95mm², 2 PLE | ZLS252 Feeder component |  | 5.14
2CCV672503R0001 | ZLS253 | Active | 7612270505333 | 34.11 | 1 | 1 | stuk | Incoming blocks and Terminals, loose accessories | BE31330 | SB (MCB&RCD Cat.B) | stuk | aansluitklem SmissLine L3 95mm² | Borne pour jeux de barres SmissLine L3, 95mm² | ZLS253 Einspeiseelement 200A f.L3,95mm², 2 PLE | ZLS253 Feeder component |  | 5.14
2CCV672508R0001 | ZLS954 | Active | 7612271424404 | 35.64 | 1 | 1 | stuk | Incoming blocks and Terminals, loose accessories | BE31330 | SB (MCB&RCD Cat.B) | stuk | ZLS954 Feeder component | ZLS954 Feeder component | N-Klemme 95mm2 für Zusatzsockel Smissline TP | ZLS954 Feeder component |  | 5.14
2CCV672600R0001 | ZLSP250 | Active | 7612271490782 | 61.95 | 1 | 1 | stuk | Incoming blocks and Terminals, loose accessories | BE31330 | SB (MCB&RCD Cat.B) | stuk | Voedingsblok SmissLine Voedingsblok N 250A | Composant d'alimentation pour Smissline | ZLSP250 Einspeiseelement N 400A Smissline TP Power Bar 400A | ZLSP250 - Incoming terminal |  | 5.14
2CCV672601R0001 | ZLSP251 | Active | 7612271490805 | 61.95 | 1 | 1 | stuk | Incoming blocks and Terminals, loose accessories | BE31330 | SB (MCB&RCD Cat.B) | stuk | Voedingsblok SmissLine Voedingsblok L1 250A | Composant d'alimentation pour Smissline | ZLSP251 Einspeiseelement L1 400A Smissline TP Power Bar 400A | ZLSP251 - Incoming terminal |  | 5.14
2CCV672602R0001 | ZLSP252 | Active | 7612271490829 | 61.95 | 1 | 1 | stuk | Incoming blocks and Terminals, loose accessories | BE31330 | SB (MCB&RCD Cat.B) | stuk | Voedingsblok SmissLine Voedingsblok L2 250A | Composant d'alimentation pour Smissline | ZLSP252 Einspeiseelement L2 400A Smissline TP Power Bar 400A | ZLSP252 - Incoming terminal |  | 5.14
2CCV672603R0001 | ZLSP253 | Active | 7612271490843 | 61.95 | 1 | 1 | stuk | Incoming blocks and Terminals, loose accessories | BE31330 | SB (MCB&RCD Cat.B) | stuk | Voedingsblok SmissLine Voedingsblok L3 250A | Composant d'alimentation pour Smissline | ZLSP253 Einspeiseelement L3 400A Smissline TP Power Bar 400A | ZLSP253 - Incoming terminal |  | 5.14
2CCV672608R0001 | ZLSP954 | Active | 7612271490867 | 61.95 | 1 | 1 | stuk | Incoming blocks and Terminals, loose accessories | BE31330 | SB (MCB&RCD Cat.B) | stuk | Voedingsblok SmissLine Voedingsblok N add. socket | Composant d'alimentation pour Smissline | ZLSP954 N-Klemme 95mm2 PowerBar Smissline TP Power Bar 400A | ZLSP954 - Additonal socket |  | 5.14
2CCV672609R0001 | ZLSP959 | Active | 7612271490881 | 61.95 | 1 | 1 | stuk | Incoming blocks and Terminals, loose accessories | BE31330 | SB (MCB&RCD Cat.B) | stuk | Incoming blocks,Terminals, loose accessories ZLSP959 | Composant d'alimentation pour Smissline | ZLSP955 ZLSP955 PE-Klemme 95mm2 PowerBar Smissline TP Power Bar 400A | ZLSP959 Busbar system |  | 5.14
2CDA284799R0161 | M204 - 16A MCB OM | Active | 4016779615273 | 138.9 | 1 | 1 | stuk | MCB S200 | BE31330 | SB (MCB&RCD Cat.B) | stuk | M204- 16A Miniature Circuit Breaker OM | M204- 16A Miniature Circuit Breaker OM | M204-16A Sicherungsautomat | M204- 16A Miniature Circuit Breaker OM |  | 5.14
2CDB101201R0024 | EP32C02 | Active | 5413656709053 | 39.73 | 1 | 1 | stuk | EP30 ABB VY | BE31330 | 1C (E06 MCB EP30 HIGH) | stuk | Automaat EP30 2P C2 3kA | EP30 disjoncteur 3kA 2P C 2A | MCB EP30 3kA 2P C 2A | MCB EP30 3kA 2P C 2A |  | 5.14
2CDB101201R0044 | EP32C04 | Active | 5413656709060 | 39.73 | 1 | 1 | stuk | EP30 ABB VY | BE31330 | 1C (E06 MCB EP30 HIGH) | stuk | Automaat EP30 2P C4 3kA | EP30 disjoncteur 3kA 2P C 4A | MCB EP30 3kA 2P C 4A | MCB EP30 3kA 2P C 4A |  | 5.14
2CDB101201R0064 | EP32C06 | Active | 5413656709077 | 24.49 | 1 | 1 | stuk | EP30 ABB VY | BE31330 | 1C (E06 MCB EP30 HIGH) | stuk | Automaat EP30 2P C6 3kA | EP30 disjoncteur 3kA 2P C 6A | MCB EP30 3kA 2P C 6A | MCB EP30 3kA 2P C 6A |  | 5.14
2CDB101201R0104 | EP32C10 | Active | 5413656709084 | 24.49 | 1 | 1 | stuk | EP30 ABB VY | BE31330 | 1C (E06 MCB EP30 HIGH) | stuk | Automaat EP30 2P C10 3kA | EP30 disjoncteur 3kA 2P C 10A | MCB EP30 3kA 2P C 10A | MCB EP30 3kA 2P C 10A |  | 5.14
2CDB101201R0164 | EP32C16 | Active | 5413656709091 | 19.59 | 1 | 1 | stuk | EP30 ABB VY | BE31330 | 1C (E06 MCB EP30 HIGH) | stuk | Automaat EP30 2P C16 3kA | EP30 disjoncteur 3kA 2P C 16A | MCB EP30 3kA 2P C 16A | MCB EP30 3kA 2P C 16A |  | 5.14
2CDB101201R0204 | EP32C20 | Active | 5413656709107 | 19.59 | 1 | 1 | stuk | EP30 ABB VY | BE31330 | 1C (E06 MCB EP30 HIGH) | stuk | Automaat EP30 2P C20 3kA | EP30 disjoncteur 3kA 2P C 20A | MCB EP30 3kA 2P C 20A | MCB EP30 3kA 2P C 20A |  | 5.14
2CDB101201R0254 | EP32C25 | Active | 5413656709114 | 26.23 | 1 | 1 | stuk | EP30 ABB VY | BE31330 | 1C (E06 MCB EP30 HIGH) | stuk | Automaat EP30 2P C25 3kA | EP30 disjoncteur 3kA 2P C 25A | MCB EP30 3kA 2P C 25A | MCB EP30 3kA 2P C 25A |  | 5.14
2CDB101201R0324 | EP32C32 | Active | 5413656709121 | 26.23 | 1 | 1 | stuk | EP30 ABB VY | BE31330 | 1C (E06 MCB EP30 HIGH) | stuk | Automaat EP30 2P C32 3kA | EP30 disjoncteur 3kA 2P C 32A | MCB EP30 3kA 2P C 32A | MCB EP30 3kA 2P C 32A |  | 5.14
2CDB101201R0404 | EP32C40 | Active | 5413656709138 | 26.23 | 1 | 1 | stuk | EP30 ABB VY | BE31330 | 1C (E06 MCB EP30 HIGH) | stuk | Automaat EP30 2P C40 3kA | EP30 disjoncteur 3kA 2P C 40A | MCB EP30 3kA 2P C 40A | MCB EP30 3kA 2P C 40A |  | 5.14
2CDB101201R0504 | EP32C50 | Active | 5413656709145 | 44.31 | 1 | 1 | stuk | EP30 ABB VY | BE31330 | 1C (E06 MCB EP30 HIGH) | stuk | Automaat EP30 2P C50 3kA | EP30 disjoncteur 3kA 2P C 50A | MCB EP30 3kA 2P C 50A | MCB EP30 3kA 2P C 50A |  | 5.14
2CDB101201R0634 | EP32C63 | Active | 5413656709152 | 51.96 | 1 | 1 | stuk | EP30 ABB VY | BE31330 | 1C (E06 MCB EP30 HIGH) | stuk | Automaat EP30 2P C63 3kA | EP30 disjoncteur 3kA 2P C 63A | MCB EP30 3kA 2P C 63A | MCB EP30 3kA 2P C 63A |  | 5.14
2CDB101301R0024 | EP33C02 | Active | 5413656709169 | 53.06 | 1 | 1 | stuk | EP30 ABB VY | BE31330 | 1C (E06 MCB EP30 HIGH) | stuk | Automaat EP30 3P C2 3kA | EP30 disjoncteur 3kA 3P C 2A | MCB EP30 3kA 3P C 2A | MCB EP30 3kA 3P C 2A |  | 5.14
2CDB101301R0044 | EP33C04 | Active | 5413656709176 | 53.06 | 1 | 1 | stuk | EP30 ABB VY | BE31330 | 1C (E06 MCB EP30 HIGH) | stuk | Automaat EP30 3P C4 3kA | EP30 disjoncteur 3kA 3P C 4A | MCB EP30 3kA 3P C 4A | MCB EP30 3kA 3P C 4A |  | 5.14
2CDB101301R0064 | EP33C06 | Active | 5413656709183 | 39.44 | 1 | 1 | stuk | EP30 ABB VY | BE31330 | 1C (E06 MCB EP30 HIGH) | stuk | Automaat EP30 3P C6 3kA | EP30 disjoncteur 3kA 3P C 6A | MCB EP30 3kA 3P C 6A | MCB EP30 3kA 3P C 6A |  | 5.14
2CDB101301R0104 | EP33C10 | Active | 5413656709190 | 39.44 | 1 | 1 | stuk | EP30 ABB VY | BE31330 | 1C (E06 MCB EP30 HIGH) | stuk | Automaat EP30 3P C10 3kA | EP30 disjoncteur 3kA 3P C 10A | MCB EP30 3kA 3P C 10A | MCB EP30 3kA 3P C 10A |  | 5.14
2CDB101301R0164 | EP33C16 | Active | 5413656709206 | 37.01 | 1 | 1 | stuk | EP30 ABB VY | BE31330 | 1C (E06 MCB EP30 HIGH) | stuk | Automaat EP30 3P C16 3kA | EP30 disjoncteur 3kA 3P C 16A | MCB EP30 3kA 3P C 16A | MCB EP30 3kA 3P C 16A |  | 5.14
2CDB101301R0204 | EP33C20 | Active | 5413656709213 | 37.01 | 1 | 1 | stuk | EP30 ABB VY | BE31330 | 1C (E06 MCB EP30 HIGH) | stuk | Automaat EP30 3P C20 3kA | EP30 disjoncteur 3kA 3P C 20A | MCB EP30 3kA 3P C 20A | MCB EP30 3kA 3P C 20A |  | 5.14
2CDB101301R0254 | EP33C25 | Active | 5413656709220 | 37.01 | 1 | 1 | stuk | EP30 ABB VY | BE31330 | 1C (E06 MCB EP30 HIGH) | stuk | Automaat EP30 3P C25 3kA | EP30 disjoncteur 3kA 3P C 25A | MCB EP30 3kA 3P C 25A | MCB EP30 3kA 3P C 25A |  | 5.14
2CDB101301R0324 | EP33C32 | Active | 5413656709237 | 37.01 | 1 | 1 | stuk | EP30 ABB VY | BE31330 | 1C (E06 MCB EP30 HIGH) | stuk | Automaat EP30 3P C32 3kA | EP30 disjoncteur 3kA 3P C 32A | MCB EP30 3kA 3P C 32A | MCB EP30 3kA 3P C 32A |  | 5.14
2CDB101301R0404 | EP33C40 | Active | 5413656709244 | 43.35 | 1 | 1 | stuk | EP30 ABB VY | BE31330 | 1C (E06 MCB EP30 HIGH) | stuk | Automaat EP30 3P C40 3kA | EP30 disjoncteur 3kA 3P C 40A | MCB EP30 3kA 3P C 40A | MCB EP30 3kA 3P C 40A |  | 5.14
2CDB101301R0504 | EP33C50 | Active | 5413656709251 | 56.13 | 1 | 1 | stuk | EP30 ABB VY | BE31330 | 1C (E06 MCB EP30 HIGH) | stuk | Automaat EP30 3P C50 3kA | EP30 disjoncteur 3kA 3P C 50A | MCB EP30 3kA 3P C 50A | MCB EP30 3kA 3P C 50A |  | 5.14
2CDB101301R0634 | EP33C63 | Active | 5413656709268 | 65.84 | 1 | 1 | stuk | EP30 ABB VY | BE31330 | 1C (E06 MCB EP30 HIGH) | stuk | Automaat EP30 3P C63 3kA | EP30 disjoncteur 3kA 3P C 63A | MCB EP30 3kA 3P C 63A | MCB EP30 3kA 3P C 63A |  | 5.14
2CDB101302R0024 | EP33NC02 | Active | 5413656709275 | 69.85 | 1 | 1 | stuk | EP30 ABB VY | BE31330 | 1C (E06 MCB EP30 HIGH) | stuk | Automaat EP30 3P+N C2 3kA | EP30 disjoncteur 3kA 3P+N C 2A | MCB EP30 3kA 3P+NP C 2A | MCB EP30 3kA 3P+NP C 2A |  | 5.14
2CDB101302R0044 | EP33NC04 | Active | 5413656709282 | 69.85 | 1 | 1 | stuk | EP30 ABB VY | BE31330 | 1C (E06 MCB EP30 HIGH) | stuk | Automaat EP30 3P+N C4 3kA | EP30 disjoncteur 3kA 3P+N C 4A | MCB EP30 3kA 3P+NP C 4A | MCB EP30 3kA 3P+NP C 4A |  | 5.14
2CDB101302R0064 | EP33NC06 | Active | 5413656709299 | 51.3 | 1 | 1 | stuk | EP30 ABB VY | BE31330 | 1C (E06 MCB EP30 HIGH) | stuk | Automaat EP30 3P+N C6 3kA | EP30 disjoncteur 3kA 3P+N C 6A | MCB EP30 3kA 3P+NP C 6A | MCB EP30 3kA 3P+NP C 6A |  | 5.14
2CDB101302R0104 | EP33NC10 | Active | 5413656709305 | 48.91 | 1 | 1 | stuk | EP30 ABB VY | BE31330 | 1C (E06 MCB EP30 HIGH) | stuk | Automaat EP30 3P+N C10 3kA | EP30 disjoncteur 3kA 3P+N C 10A | MCB EP30 3kA 3P+NP C 10A | MCB EP30 3kA 3P+NP C 10A |  | 5.14
2CDB101302R0164 | EP33NC16 | Active | 5413656709312 | 47.24 | 1 | 1 | stuk | EP30 ABB VY | BE31330 | 1C (E06 MCB EP30 HIGH) | stuk | Automaat EP30 3P+N C16 3kA | EP30 disjoncteur 3kA 3P+N C 16A | MCB EP30 3kA 3P+NP C 16A | MCB EP30 3kA 3P+NP C 16A |  | 5.14
2CDB101302R0204 | EP33NC20 | Active | 5413656709329 | 47.24 | 1 | 1 | stuk | EP30 ABB VY | BE31330 | 1C (E06 MCB EP30 HIGH) | stuk | Automaat EP30 3P+N C20 3kA | EP30 disjoncteur 3kA 3P+N C 20A | MCB EP30 3kA 3P+NP C 20A | MCB EP30 3kA 3P+NP C 20A |  | 5.14
2CDB101302R0254 | EP33NC25 | Active | 5413656709336 | 47.24 | 1 | 1 | stuk | EP30 ABB VY | BE31330 | 1C (E06 MCB EP30 HIGH) | stuk | Automaat EP30 3P+N C25 3kA | EP30 disjoncteur 3kA 3P+N C 25A | MCB EP30 3kA 3P+NP C 25A | MCB EP30 3kA 3P+NP C 25A |  | 5.14
2CDB101302R0324 | EP33NC32 | Active | 5413656709343 | 47.24 | 1 | 1 | stuk | EP30 ABB VY | BE31330 | 1C (E06 MCB EP30 HIGH) | stuk | Automaat EP30 3P+N C32 3kA | EP30 disjoncteur 3kA 3P+N C 32A | MCB EP30 3kA 3P+NP C 32A | MCB EP30 3kA 3P+NP C 32A |  | 5.14
2CDB101302R0404 | EP33NC40 | Active | 5413656709350 | 53.15 | 1 | 1 | stuk | EP30 ABB VY | BE31330 | 1C (E06 MCB EP30 HIGH) | stuk | Automaat EP30 3P+N C40 3kA | EP30 disjoncteur 3kA 3P+N C 40A | MCB EP30 3kA 3P+NP C 40A | MCB EP30 3kA 3P+NP C 40A |  | 5.14
2CDB101302R0504 | EP33NC50 | Active | 5413656709367 | 71.45 | 1 | 1 | stuk | EP30 ABB VY | BE31330 | 1C (E06 MCB EP30 HIGH) | stuk | Automaat EP30 3P+N C50 3kA | EP30 disjoncteur 3kA 3P+N C 50A | MCB EP30 3kA 3P+NP C 50A | MCB EP30 3kA 3P+NP C 50A |  | 5.14
2CDB101302R0634 | EP33NC63 | Active | 5413656709374 | 83.8 | 1 | 1 | stuk | EP30 ABB VY | BE31330 | 1C (E06 MCB EP30 HIGH) | stuk | Automaat EP30 3P+N C63 3kA | EP30 disjoncteur 3kA 3P+N C 63A | MCB EP30 3kA 3P+NP C 63A | MCB EP30 3kA 3P+NP C 63A |  | 5.14
2CDB102201R0021 | EP62D02 | Active | 5413656679059 | 49.35 | 1 | 1 | stuk | EP60 ABB VY | BE31330 | 1D (E12 MCB EP60 HIGH) | stuk | Automaat EP60 2P D2 6kA | EP60 disjoncteur 6kA 2P D 2A | MCB EP60 6kA 2P D 2A | MCB EP60 6kA 2P D 2A |  | 5.14
2CDB102201R0024 | EP62C02 | Active | 5413656679639 | 44.94 | 1 | 1 | stuk | EP60 ABB VY | BE31330 | 1D (E12 MCB EP60 HIGH) | stuk | Automaat EP60 2P C2 6kA | EP60 disjoncteur 6kA 2P C 2A | MCB EP60 6kA 2P C 2A | MCB EP60 6kA 2P C 2A |  | 5.14
2CDB102201R0025 | EP62B02 | Active | 5413656679677 | 45.68 | 1 | 1 | stuk | EP60 ABB VY | BE31330 | 1D (E12 MCB EP60 HIGH) | stuk | Automaat EP60 2P B2 6kA | EP60 disjoncteur 6kA 2P B 2A | MCB EP60 6kA 2P B 2A | MCB EP60 6kA 2P B 2A |  | 5.14
2CDB102201R0041 | EP62D04 | Active | 5413656679066 | 49.69 | 1 | 1 | stuk | EP60 ABB VY | BE31330 | 1D (E12 MCB EP60 HIGH) | stuk | Automaat EP60 2P D4 6kA | EP60 disjoncteur 6kA 2P D 4A | MCB EP60 6kA 2P D 4A | MCB EP60 6kA 2P D 4A |  | 5.14
2CDB102201R0044 | EP62C04 | Active | 5413656679646 | 44.94 | 1 | 1 | stuk | EP60 ABB VY | BE31330 | 1D (E12 MCB EP60 HIGH) | stuk | Automaat EP60 2P C4 6kA | EP60 disjoncteur 6kA 2P C 4A | MCB EP60 6kA 2P C 4A | MCB EP60 6kA 2P C 4A |  | 5.14
2CDB102201R0045 | EP62B04 | Active | 5413656679684 | 45.68 | 1 | 1 | stuk | EP60 ABB VY | BE31330 | 1D (E12 MCB EP60 HIGH) | stuk | Automaat EP60 2P B4 6kA | EP60 disjoncteur 6kA 2P B 4A | MCB EP60 6kA 2P B 4A | MCB EP60 6kA 2P B 4A |  | 5.14
2CDB102201R0061 | EP62D06 | Active | 5413656679073 | 39.71 | 1 | 1 | stuk | EP60 ABB VY | BE31330 | 1D (E12 MCB EP60 HIGH) | stuk | Automaat EP60 2P D6 6kA | EP60 disjoncteur 6kA 2P D 6A | MCB EP60 6kA 2P D 6A | MCB EP60 6kA 2P D 6A |  | 5.14
2CDB102201R0064 | EP62C06 | Active | 5413656679349 | 32.07 | 1 | 1 | stuk | EP60 ABB VY | BE31330 | 1D (E12 MCB EP60 HIGH) | stuk | Automaat EP60 2P C6 6kA | EP60 disjoncteur 6kA 2P C 6A | MCB EP60 6kA 2P C 6A | MCB EP60 6kA 2P C 6A |  | 5.14
2CDB102201R0065 | EP62B06 | Active | 5413656679691 | 36.77 | 1 | 1 | stuk | EP60 ABB VY | BE31330 | 1D (E12 MCB EP60 HIGH) | stuk | Automaat EP60 2P B6 6kA | EP60 disjoncteur 6kA 2P B 6A | MCB EP60 6kA 2P B 6A | MCB EP60 6kA 2P B 6A |  | 5.14
2CDB102201R0101 | EP62D10 | Active | 5413656679080 | 39.29 | 1 | 1 | stuk | EP60 ABB VY | BE31330 | 1D (E12 MCB EP60 HIGH) | stuk | Automaat EP60 2P D10 6kA | EP60 disjoncteur 6kA 2P D 10A | MCB EP60 6kA 2P D 10A | MCB EP60 6kA 2P D 10A |  | 5.14
2CDB102201R0104 | EP62C10 | Active | 5413656679356 | 30.45 | 1 | 1 | stuk | EP60 ABB VY | BE31330 | 1D (E12 MCB EP60 HIGH) | stuk | Automaat EP60 2P C10 6kA | EP60 disjoncteur 6kA 2P C 10A | MCB EP60 6kA 2P C 10A | MCB EP60 6kA 2P C 10A |  | 5.14
2CDB102201R0105 | EP62B10 | Active | 5413656679707 | 36.77 | 1 | 1 | stuk | EP60 ABB VY | BE31330 | 1D (E12 MCB EP60 HIGH) | stuk | Automaat EP60 2P B10 6kA | EP60 disjoncteur 6kA 2P B 10A | MCB EP60 6kA 2P B 10A | MCB EP60 6kA 2P B 10A |  | 5.14
2CDB102201R0161 | EP62D16 | Active | 5413656679097 | 39.29 | 1 | 1 | stuk | EP60 ABB VY | BE31330 | 1D (E12 MCB EP60 HIGH) | stuk | Automaat EP60 2P D16 6kA | EP60 disjoncteur 6kA 2P D 16A | MCB EP60 6kA 2P D 16A | MCB EP60 6kA 2P D 16A |  | 5.14
2CDB102201R0164 | EP62C16 | Active | 5413656679363 | 28.41 | 1 | 1 | stuk | EP60 ABB VY | BE31330 | 1D (E12 MCB EP60 HIGH) | stuk | Automaat EP60 2P C16 6kA | EP60 disjoncteur 6kA 2P C 16A | MCB EP60 6kA 2P C 16A | MCB EP60 6kA 2P C 16A |  | 5.14
2CDB102201R0165 | EP62B16 | Active | 5413656679714 | 36.77 | 1 | 1 | stuk | EP60 ABB VY | BE31330 | 1D (E12 MCB EP60 HIGH) | stuk | Automaat EP60 2P B16 6kA | EP60 disjoncteur 6kA 2P B 16A | MCB EP60 6kA 2P B 16A | MCB EP60 6kA 2P B 16A |  | 5.14
2CDB102201R0201 | EP62D20 | Active | 5413656679103 | 39.29 | 1 | 1 | stuk | EP60 ABB VY | BE31330 | 1D (E12 MCB EP60 HIGH) | stuk | Automaat EP60 2P D20 6kA | EP60 disjoncteur 6kA 2P D 20A | MCB EP60 6kA 2P D 20A | MCB EP60 6kA 2P D 20A |  | 5.14
2CDB102201R0204 | EP62C20 | Active | 5413656679370 | 28.41 | 1 | 1 | stuk | EP60 ABB VY | BE31330 | 1D (E12 MCB EP60 HIGH) | stuk | Automaat EP60 2P C20 6kA | EP60 disjoncteur 6kA 2P C 20A | MCB EP60 6kA 2P C 20A | MCB EP60 6kA 2P C 20A |  | 5.14
2CDB102201R0205 | EP62B20 | Active | 5413656679721 | 36.77 | 1 | 1 | stuk | EP60 ABB VY | BE31330 | 1D (E12 MCB EP60 HIGH) | stuk | Automaat EP60 2P B20 6kA | EP60 disjoncteur 6kA 2P B 20A | MCB EP60 6kA 2P B 20A | MCB EP60 6kA 2P B 20A |  | 5.14
2CDB102201R0251 | EP62D25 | Active | 5413656679110 | 40.03 | 1 | 1 | stuk | EP60 ABB VY | BE31330 | 1D (E12 MCB EP60 HIGH) | stuk | Automaat EP60 2P D25 6kA | EP60 disjoncteur 6kA 2P D 25A | MCB EP60 6kA 2P D 25A | MCB EP60 6kA 2P D 25A |  | 5.14
2CDB102201R0254 | EP62C25 | Active | 5413656679387 | 34.68 | 1 | 1 | stuk | EP60 ABB VY | BE31330 | 1D (E12 MCB EP60 HIGH) | stuk | Automaat EP60 2P C25 6kA | EP60 disjoncteur 6kA 2P C 25A | MCB EP60 6kA 2P C 25A | MCB EP60 6kA 2P C 25A |  | 5.14
2CDB102201R0255 | EP62B25 | Active | 5413656679745 | 39.29 | 1 | 1 | stuk | EP60 ABB VY | BE31330 | 1D (E12 MCB EP60 HIGH) | stuk | Automaat EP60 2P B25 6kA | EP60 disjoncteur 6kA 2P B 25A | MCB EP60 6kA 2P B 25A | MCB EP60 6kA 2P B 25A |  | 5.14
2CDB102201R0321 | EP62D32 | Active | 5413656679127 | 40.51 | 1 | 1 | stuk | EP60 ABB VY | BE31330 | 1D (E12 MCB EP60 HIGH) | stuk | Automaat EP60 2P D32 6kA | EP60 disjoncteur 6kA 2P D 32A | MCB EP60 6kA 2P D 32A | MCB EP60 6kA 2P D 32A |  | 5.14
2CDB102201R0324 | EP62C32 | Active | 5413656679394 | 36.84 | 1 | 1 | stuk | EP60 ABB VY | BE31330 | 1D (E12 MCB EP60 HIGH) | stuk | Automaat EP60 2P C32 6kA | EP60 disjoncteur 6kA 2P C 32A | MCB EP60 6kA 2P C 32A | MCB EP60 6kA 2P C 32A |  | 5.14
2CDB102201R0325 | EP62B32 | Active | 5413656679752 | 39.71 | 1 | 1 | stuk | EP60 ABB VY | BE31330 | 1D (E12 MCB EP60 HIGH) | stuk | Automaat EP60 2P B32 6kA | EP60 disjoncteur 6kA 2P B 32A | MCB EP60 6kA 2P B 32A | MCB EP60 6kA 2P B 32A |  | 5.14
2CDB102201R0401 | EP62D40 | Active | 5413656679134 | 50.1 | 1 | 1 | stuk | EP60 ABB VY | BE31330 | 1D (E12 MCB EP60 HIGH) | stuk | Automaat EP60 2P D40 6kA | EP60 disjoncteur 6kA 2P D 40A | MCB EP60 6kA 2P D 40A | MCB EP60 6kA 2P D 40A |  | 5.14
2CDB102201R0404 | EP62C40 | Active | 5413656679400 | 44.42 | 1 | 1 | stuk | EP60 ABB VY | BE31330 | 1D (E12 MCB EP60 HIGH) | stuk | Automaat EP60 2P C40 6kA | EP60 disjoncteur 6kA 2P C 40A | MCB EP60 6kA 2P C 40A | MCB EP60 6kA 2P C 40A |  | 5.14
2CDB102201R0405 | EP62B40 | Active | 5413656679769 | 49.69 | 1 | 1 | stuk | EP60 ABB VY | BE31330 | 1D (E12 MCB EP60 HIGH) | stuk | Automaat EP60 2P B40 6kA | EP60 disjoncteur 6kA 2P B 40A | MCB EP60 6kA 2P B 40A | MCB EP60 6kA 2P B 40A |  | 5.14
2CDB102201R0501 | EP62D50 | Active | 5413656679141 | 72.59 | 1 | 1 | stuk | EP60 ABB VY | BE31330 | 1D (E12 MCB EP60 HIGH) | stuk | Automaat EP60 2P D50 6kA | EP60 disjoncteur 6kA 2P D 50A | MCB EP60 6kA 2P D 50A | MCB EP60 6kA 2P D 50A |  | 5.14
2CDB102201R0504 | EP62C50 | Active | 5413656679417 | 63.46 | 1 | 1 | stuk | EP60 ABB VY | BE31330 | 1D (E12 MCB EP60 HIGH) | stuk | Automaat EP60 2P C50 6kA | EP60 disjoncteur 6kA 2P C 50A | MCB EP60 6kA 2P C 50A | MCB EP60 6kA 2P C 50A |  | 5.14
2CDB102201R0505 | EP62B50 | Active | 5413656679776 | 72.15 | 1 | 1 | stuk | EP60 ABB VY | BE31330 | 1D (E12 MCB EP60 HIGH) | stuk | Automaat EP60 2P B50 6kA | EP60 disjoncteur 6kA 2P B 50A | MCB EP60 6kA 2P B 50A | MCB EP60 6kA 2P B 50A |  | 5.14
2CDB102201R0631 | EP62D63 | Active | 5413656679158 | 85.98 | 1 | 1 | stuk | EP60 ABB VY | BE31330 | 1D (E12 MCB EP60 HIGH) | stuk | Automaat EP60 2P D63 6kA | EP60 disjoncteur 6kA 2P D 63A | MCB EP60 6kA 2P D 63A | MCB EP60 6kA 2P D 63A |  | 5.14
2CDB102201R0634 | EP62C63 | Active | 5413656679424 | 79.44 | 1 | 1 | stuk | EP60 ABB VY | BE31330 | 1D (E12 MCB EP60 HIGH) | stuk | Automaat EP60 2P C63 6kA | EP60 disjoncteur 6kA 2P C 63A | MCB EP60 6kA 2P C 63A | MCB EP60 6kA 2P C 63A |  | 5.14
2CDB102201R0635 | EP62B63 | Active | 5413656679783 | 85.03 | 1 | 1 | stuk | EP60 ABB VY | BE31330 | 1D (E12 MCB EP60 HIGH) | stuk | Automaat EP60 2P B63 6kA | EP60 disjoncteur 6kA 2P B 63A | MCB EP60 6kA 2P B 63A | MCB EP60 6kA 2P B 63A |  | 5.14
2CDB102301R0024 | EP63C02 | Active | 5413656679653 | 69.84 | 1 | 1 | stuk | EP60 ABB VY | BE31330 | 1D (E12 MCB EP60 HIGH) | stuk | Automaat EP60 3P C2 6kA | EP60 disjoncteur 6kA 3P C 2A | MCB EP60 6kA 3P C 2A | MCB EP60 6kA 3P C 2A |  | 5.14
2CDB102301R0044 | EP63C04 | Active | 5413656679660 | 69.84 | 1 | 1 | stuk | EP60 ABB VY | BE31330 | 1D (E12 MCB EP60 HIGH) | stuk | Automaat EP60 3P C4 6kA | EP60 disjoncteur 6kA 3P C 4A | MCB EP60 6kA 3P C 4A | MCB EP60 6kA 3P C 4A |  | 5.14
2CDB102301R0061 | EP63D06 | Active | 5413656679165 | 58.78 | 1 | 1 | stuk | EP60 ABB VY | BE31330 | 1D (E12 MCB EP60 HIGH) | stuk | Automaat EP60 3P D6 6kA | EP60 disjoncteur 6kA 3P D 6A | MCB EP60 6kA 3P D 6A | MCB EP60 6kA 3P D 6A |  | 5.14
2CDB102301R0064 | EP63C06 | Active | 5413656679431 | 50.93 | 1 | 1 | stuk | EP60 ABB VY | BE31330 | 1D (E12 MCB EP60 HIGH) | stuk | Automaat EP60 3P C6 6kA | EP60 disjoncteur 6kA 3P C 6A | MCB EP60 6kA 3P C 6A | MCB EP60 6kA 3P C 6A |  | 5.14
2CDB102301R0065 | EP63B06 | Active | 5413656679790 | 58.78 | 1 | 1 | stuk | EP60 ABB VY | BE31330 | 1D (E12 MCB EP60 HIGH) | stuk | Automaat EP60 3P B6 6kA | EP60 disjoncteur 6kA 3P B 6A | MCB EP60 6kA 3P B 6A | MCB EP60 6kA 3P B 6A |  | 5.14
2CDB102301R0101 | EP63D10 | Active | 5413656679172 | 58.78 | 1 | 1 | stuk | EP60 ABB VY | BE31330 | 1D (E12 MCB EP60 HIGH) | stuk | Automaat EP60 3P D10 6kA | EP60 disjoncteur 6kA 3P D 10A | MCB EP60 6kA 3P D 10A | MCB EP60 6kA 3P D 10A |  | 5.14
2CDB102301R0104 | EP63C10 | Active | 5413656679448 | 50.93 | 1 | 1 | stuk | EP60 ABB VY | BE31330 | 1D (E12 MCB EP60 HIGH) | stuk | Automaat EP60 3P C10 6kA | EP60 disjoncteur 6kA 3P C 10A | MCB EP60 6kA 3P C 10A | MCB EP60 6kA 3P C 10A |  | 5.14
2CDB102301R0105 | EP63B10 | Active | 5413656679806 | 58.16 | 1 | 1 | stuk | EP60 ABB VY | BE31330 | 1D (E12 MCB EP60 HIGH) | stuk | Automaat EP60 3P B10 6kA | EP60 disjoncteur 6kA 3P B 10A | MCB EP60 6kA 3P B 10A | MCB EP60 6kA 3P B 10A |  | 5.14
2CDB102301R0161 | EP63D16 | Active | 5413656679189 | 58.78 | 1 | 1 | stuk | EP60 ABB VY | BE31330 | 1D (E12 MCB EP60 HIGH) | stuk | Automaat EP60 3P D16 6kA | EP60 disjoncteur 6kA 3P D 16A | MCB EP60 6kA 3P D 16A | MCB EP60 6kA 3P D 16A |  | 5.14
2CDB102301R0164 | EP63C16 | Active | 5413656679455 | 49.21 | 1 | 1 | stuk | EP60 ABB VY | BE31330 | 1D (E12 MCB EP60 HIGH) | stuk | Automaat EP60 3P C16 6kA | EP60 disjoncteur 6kA 3P C 16A | MCB EP60 6kA 3P C 16A | MCB EP60 6kA 3P C 16A |  | 5.14
2CDB102301R0165 | EP63B16 | Active | 5413656679813 | 55.28 | 1 | 1 | stuk | EP60 ABB VY | BE31330 | 1D (E12 MCB EP60 HIGH) | stuk | Automaat EP60 3P B16 6kA | EP60 disjoncteur 6kA 3P B 16A | MCB EP60 6kA 3P B 16A | MCB EP60 6kA 3P B 16A |  | 5.14
2CDB102301R0201 | EP63D20 | Active | 5413656679196 | 58.78 | 1 | 1 | stuk | EP60 ABB VY | BE31330 | 1D (E12 MCB EP60 HIGH) | stuk | Automaat EP60 3P D20 6kA | EP60 disjoncteur 6kA 3P D 20A | MCB EP60 6kA 3P D 20A | MCB EP60 6kA 3P D 20A |  | 5.14
2CDB102301R0204 | EP63C20 | Active | 5413656679462 | 49.21 | 1 | 1 | stuk | EP60 ABB VY | BE31330 | 1D (E12 MCB EP60 HIGH) | stuk | Automaat EP60 3P C20 6kA | EP60 disjoncteur 6kA 3P C 20A | MCB EP60 6kA 3P C 20A | MCB EP60 6kA 3P C 20A |  | 5.14
2CDB102301R0205 | EP63B20 | Active | 5413656679820 | 57.41 | 1 | 1 | stuk | EP60 ABB VY | BE31330 | 1D (E12 MCB EP60 HIGH) | stuk | Automaat EP60 3P B20 6kA | EP60 disjoncteur 6kA 3P B 20A | MCB EP60 6kA 3P B 20A | MCB EP60 6kA 3P B 20A |  | 5.14
2CDB102301R0251 | EP63D25 | Active | 5413656679202 | 58.78 | 1 | 1 | stuk | EP60 ABB VY | BE31330 | 1D (E12 MCB EP60 HIGH) | stuk | Automaat EP60 3P D25 6kA | EP60 disjoncteur 6kA 3P D 25A | MCB EP60 6kA 3P D 25A | MCB EP60 6kA 3P D 25A |  | 5.14
2CDB102301R0254 | EP63C25 | Active | 5413656679479 | 50.43 | 1 | 1 | stuk | EP60 ABB VY | BE31330 | 1D (E12 MCB EP60 HIGH) | stuk | Automaat EP60 3P C25 6kA | EP60 disjoncteur 6kA 3P C 25A | MCB EP60 6kA 3P C 25A | MCB EP60 6kA 3P C 25A |  | 5.14
2CDB102301R0255 | EP63B25 | Active | 5413656679837 | 57.98 | 1 | 1 | stuk | EP60 ABB VY | BE31330 | 1D (E12 MCB EP60 HIGH) | stuk | Automaat EP60 3P B25 6kA | EP60 disjoncteur 6kA 3P B 25A | MCB EP60 6kA 3P B 25A | MCB EP60 6kA 3P B 25A |  | 5.14
2CDB102301R0321 | EP63D32 | Active | 5413656679219 | 58.78 | 1 | 1 | stuk | EP60 ABB VY | BE31330 | 1D (E12 MCB EP60 HIGH) | stuk | Automaat EP60 3P D32 6kA | EP60 disjoncteur 6kA 3P D 32A | MCB EP60 6kA 3P D 32A | MCB EP60 6kA 3P D 32A |  | 5.14
2CDB102301R0324 | EP63C32 | Active | 5413656679486 | 50.93 | 1 | 1 | stuk | EP60 ABB VY | BE31330 | 1D (E12 MCB EP60 HIGH) | stuk | Automaat EP60 3P C32 6kA | EP60 disjoncteur 6kA 3P C 32A | MCB EP60 6kA 3P C 32A | MCB EP60 6kA 3P C 32A |  | 5.14
2CDB102301R0325 | EP63B32 | Active | 5413656679844 | 57.98 | 1 | 1 | stuk | EP60 ABB VY | BE31330 | 1D (E12 MCB EP60 HIGH) | stuk | Automaat EP60 3P B32 6kA | EP60 disjoncteur 6kA 3P B 32A | MCB EP60 6kA 3P B 32A | MCB EP60 6kA 3P B 32A |  | 5.14
2CDB102301R0401 | EP63D40 | Active | 5413656679226 | 73.95 | 1 | 1 | stuk | EP60 ABB VY | BE31330 | 1D (E12 MCB EP60 HIGH) | stuk | Automaat EP60 3P D40 6kA | EP60 disjoncteur 6kA 3P D 40A | MCB EP60 6kA 3P D 40A | MCB EP60 6kA 3P D 40A |  | 5.14
2CDB102301R0404 | EP63C40 | Active | 5413656679493 | 63.55 | 1 | 1 | stuk | EP60 ABB VY | BE31330 | 1D (E12 MCB EP60 HIGH) | stuk | Automaat EP60 3P C40 6kA | EP60 disjoncteur 6kA 3P C 40A | MCB EP60 6kA 3P C 40A | MCB EP60 6kA 3P C 40A |  | 5.14
2CDB102301R0405 | EP63B40 | Active | 5413656679851 | 72.59 | 1 | 1 | stuk | EP60 ABB VY | BE31330 | 1D (E12 MCB EP60 HIGH) | stuk | Automaat EP60 3P B40 6kA | EP60 disjoncteur 6kA 3P B 40A | MCB EP60 6kA 3P B 40A | MCB EP60 6kA 3P B 40A |  | 5.14
2CDB102301R0501 | EP63D50 | Active | 5413656679233 | 107.12 | 1 | 1 | stuk | EP60 ABB VY | BE31330 | 1D (E12 MCB EP60 HIGH) | stuk | Automaat EP60 3P D50 6kA | EP60 disjoncteur 6kA 3P D 50A | MCB EP60 6kA 3P D 50A | MCB EP60 6kA 3P D 50A |  | 5.14
2CDB102301R0504 | EP63C50 | Active | 5413656679509 | 92.16 | 1 | 1 | stuk | EP60 ABB VY | BE31330 | 1D (E12 MCB EP60 HIGH) | stuk | Automaat EP60 3P C50 6kA | EP60 disjoncteur 6kA 3P C 50A | MCB EP60 6kA 3P C 50A | MCB EP60 6kA 3P C 50A |  | 5.14
2CDB102301R0505 | EP63B50 | Active | 5413656679868 | 107.12 | 1 | 1 | stuk | EP60 ABB VY | BE31330 | 1D (E12 MCB EP60 HIGH) | stuk | Automaat EP60 3P B50 6kA | EP60 disjoncteur 6kA 3P B 50A | MCB EP60 6kA 3P B 50A | MCB EP60 6kA 3P B 50A |  | 5.14
2CDB102301R0631 | EP63D63 | Active | 5413656679240 | 117.56 | 1 | 1 | stuk | EP60 ABB VY | BE31330 | 1D (E12 MCB EP60 HIGH) | stuk | Automaat EP60 3P D63 6kA | EP60 disjoncteur 6kA 3P D 63A | MCB EP60 6kA 3P D 63A | MCB EP60 6kA 3P D 63A |  | 5.14
2CDB102301R0634 | EP63C63 | Active | 5413656679516 | 100.66 | 1 | 1 | stuk | EP60 ABB VY | BE31330 | 1D (E12 MCB EP60 HIGH) | stuk | Automaat EP60 2P C63 6kA | EP60 disjoncteur 6kA 2P C 63A | MCB EP60 6kA 3P C 63A | MCB EP60 6kA 3P C 63A |  | 5.14
2CDB102301R0635 | EP63B63 | Active | 5413656679875 | 117.56 | 1 | 1 | stuk | EP60 ABB VY | BE31330 | 1D (E12 MCB EP60 HIGH) | stuk | Automaat EP60 3P B63 6kA | EP60 disjoncteur 6kA 3P B 63A | MCB EP60 6kA 3P B 63A | MCB EP60 6kA 3P B 63A |  | 5.14
2CDB102302R0024 | EP63NC02 | Active | 5413656679523 | 81.65 | 1 | 1 | stuk | EP60 ABB VY | BE31330 | 1D (E12 MCB EP60 HIGH) | stuk | Automaat EP60 3P+N C2 6kA | EP60 disjoncteur 6kA 3P+N C 2A | MCB EP60 6kA 3P+NP C 2A | MCB EP60 6kA 3P+NP C 2A |  | 5.14
2CDB102302R0044 | EP63NC04 | Active | 5413656679530 | 81.65 | 1 | 1 | stuk | EP60 ABB VY | BE31330 | 1D (E12 MCB EP60 HIGH) | stuk | Automaat EP60 3P+N C4 6kA | EP60 disjoncteur 6kA 3P+N C 4A | MCB EP60 6kA 3P+NP C 4A | MCB EP60 6kA 3P+NP C 4A |  | 5.14
2CDB102302R0064 | EP63NC06 | Active | 5413656679547 | 65.91 | 1 | 1 | stuk | EP60 ABB VY | BE31330 | 1D (E12 MCB EP60 HIGH) | stuk | Automaat EP60 3P+N C6 6kA | EP60 disjoncteur 6kA 3P+N C 6A | MCB EP60 6kA 3P+NP C 6A | MCB EP60 6kA 3P+NP C 6A |  | 5.14
2CDB102302R0104 | EP63NC10 | Active | 5413656679554 | 64.62 | 1 | 1 | stuk | EP60 ABB VY | BE31330 | 1D (E12 MCB EP60 HIGH) | stuk | Automaat EP60 3P+N C10 6kA | EP60 disjoncteur 6kA 3P+N C 10A | MCB EP60 6kA 3P+NP C 10A | MCB EP60 6kA 3P+NP C 10A |  | 5.14
2CDB102302R0164 | EP63NC16 | Active | 5413656679561 | 62.37 | 1 | 1 | stuk | EP60 ABB VY | BE31330 | 1D (E12 MCB EP60 HIGH) | stuk | Automaat EP60 3P+N C16 6kA | EP60 disjoncteur 6kA 3P+N C 16A | MCB EP60 6kA 3P+NP C 16A | MCB EP60 6kA 3P+NP C 16A |  | 5.14
2CDB102302R0204 | EP63NC20 | Active | 5413656679578 | 62.37 | 1 | 1 | stuk | EP60 ABB VY | BE31330 | 1D (E12 MCB EP60 HIGH) | stuk | Automaat EP60 3P+N C20 6kA | EP60 disjoncteur 6kA 3P+N C 20A | MCB EP60 6kA 3P+NP C 20A | MCB EP60 6kA 3P+NP C 20A |  | 5.14
2CDB102302R0254 | EP63NC25 | Active | 5413656679585 | 62.37 | 1 | 1 | stuk | EP60 ABB VY | BE31330 | 1D (E12 MCB EP60 HIGH) | stuk | Automaat EP60 3P+N C25 6kA | EP60 disjoncteur 6kA 3P+N C 25A | MCB EP60 6kA 3P+NP C 25A | MCB EP60 6kA 3P+NP C 25A |  | 5.14
2CDB102302R0324 | EP63NC32 | Active | 5413656679592 | 63 | 1 | 1 | stuk | EP60 ABB VY | BE31330 | 1D (E12 MCB EP60 HIGH) | stuk | Automaat EP60 3P+N C32 6kA | EP60 disjoncteur 6kA 3P+N C 32A | MCB EP60 6kA 3P+NP C 32A | MCB EP60 6kA 3P+NP C 32A |  | 5.14
2CDB102302R0404 | EP63NC40 | Active | 5413656679608 | 77.75 | 1 | 1 | stuk | EP60 ABB VY | BE31330 | 1D (E12 MCB EP60 HIGH) | stuk | Automaat EP60 3P+N C40 6kA | EP60 disjoncteur 6kA 3P+N C 40A | MCB EP60 6kA 3P+NP C 40A | MCB EP60 6kA 3P+NP C 40A |  | 5.14
2CDB102302R0504 | EP63NC50 | Active | 5413656679615 | 118.21 | 1 | 1 | stuk | EP60 ABB VY | BE31330 | 1D (E12 MCB EP60 HIGH) | stuk | Automaat EP60 3P+N C50 6kA | EP60 disjoncteur 6kA 3P+N C 50A | MCB EP60 6kA 3P+NP C 50A | MCB EP60 6kA 3P+NP C 50A |  | 5.14
2CDB102302R0634 | EP63NC63 | Active | 5413656679622 | 133.27 | 1 | 1 | stuk | EP60 ABB VY | BE31330 | 1D (E12 MCB EP60 HIGH) | stuk | Automaat EP60 3P+N C63 6kA | EP60 disjoncteur 6kA 3P+N C 63A | MCB EP60 6kA 3P+NP C 63A | MCB EP60 6kA 3P+NP C 63A |  | 5.14
2CDB102401R0061 | EP64D06 | Active | 5413656679257 | 80.28 | 1 | 1 | stuk | EP60 ABB VY | BE31330 | 1D (E12 MCB EP60 HIGH) | stuk | Automaat EP60 4P D6 6kA | EP60 disjoncteur 6kA 4P D 6A | MCB EP60 6kA 4P D 6A | MCB EP60 6kA 4P D 6A |  | 5.14
2CDB102401R0065 | EP64B06 | Active | 5413656679882 | 89.54 | 1 | 1 | stuk | EP60 ABB VY | BE31330 | 1D (E12 MCB EP60 HIGH) | stuk | Automaat EP60 4P B6 6kA | EP60 disjoncteur 6kA 4P B 6A | MCB EP60 6kA 4P B 6A | MCB EP60 6kA 4P B 6A |  | 5.14
2CDB102401R0101 | EP64D10 | Active | 5413656679264 | 79.5 | 1 | 1 | stuk | EP60 ABB VY | BE31330 | 1D (E12 MCB EP60 HIGH) | stuk | Automaat EP60 4P D10 6kA | EP60 disjoncteur 6kA 4P D 10A | MCB EP60 6kA 4P D 10A | MCB EP60 6kA 4P D 10A |  | 5.14
2CDB102401R0105 | EP64B10 | Active | 5413656679899 | 88.19 | 1 | 1 | stuk | EP60 ABB VY | BE31330 | 1D (E12 MCB EP60 HIGH) | stuk | Automaat EP60 4P B10 6kA | EP60 disjoncteur 6kA 4P B 10A | MCB EP60 6kA 4P B 10A | MCB EP60 6kA 4P B 10A |  | 5.14
2CDB102401R0161 | EP64D16 | Active | 5413656679271 | 79.5 | 1 | 1 | stuk | EP60 ABB VY | BE31330 | 1D (E12 MCB EP60 HIGH) | stuk | Automaat EP60 4P D16 6kA | EP60 disjoncteur 6kA 4P D 16A | MCB EP60 6kA 4P D 16A | MCB EP60 6kA 4P D 16A |  | 5.14
2CDB102401R0165 | EP64B16 | Active | 5413656679905 | 84.22 | 1 | 1 | stuk | EP60 ABB VY | BE31330 | 1D (E12 MCB EP60 HIGH) | stuk | Automaat EP60 4P B16 6kA | EP60 disjoncteur 6kA 4P B 16A | MCB EP60 6kA 4P B 16A | MCB EP60 6kA 4P B 16A |  | 5.14
2CDB102401R0201 | EP64D20 | Active | 5413656679288 | 77.74 | 1 | 1 | stuk | EP60 ABB VY | BE31330 | 1D (E12 MCB EP60 HIGH) | stuk | Automaat EP60 4P D20 6kA | EP60 disjoncteur 6kA 4P D 20A | MCB EP60 6kA 4P D 20A | MCB EP60 6kA 4P D 20A |  | 5.14
2CDB102401R0205 | EP64B20 | Active | 5413656679912 | 87.19 | 1 | 1 | stuk | EP60 ABB VY | BE31330 | 1D (E12 MCB EP60 HIGH) | stuk | Automaat EP60 4P B20 6kA | EP60 disjoncteur 6kA 4P B 20A | MCB EP60 6kA 4P B 20A | MCB EP60 6kA 4P B 20A |  | 5.14
2CDB102401R0251 | EP64D25 | Active | 5413656679295 | 79.5 | 1 | 1 | stuk | EP60 ABB VY | BE31330 | 1D (E12 MCB EP60 HIGH) | stuk | Automaat EP60 4P D25 6kA | EP60 disjoncteur 6kA 4P D 25A | MCB EP60 6kA 4P D 25A | MCB EP60 6kA 4P D 25A |  | 5.14
2CDB102401R0255 | EP64B25 | Active | 5413656679929 | 87.19 | 1 | 1 | stuk | EP60 ABB VY | BE31330 | 1D (E12 MCB EP60 HIGH) | stuk | Automaat EP60 4P B25 6kA | EP60 disjoncteur 6kA 4P B 25A | MCB EP60 6kA 4P B 25A | MCB EP60 6kA 4P B 25A |  | 5.14
2CDB102401R0321 | EP64D32 | Active | 5413656679301 | 77.74 | 1 | 1 | stuk | EP60 ABB VY | BE31330 | 1D (E12 MCB EP60 HIGH) | stuk | Automaat EP60 4P D32 6kA | EP60 disjoncteur 6kA 4P D 32A | MCB EP60 6kA 4P D 32A | MCB EP60 6kA 4P D 32A |  | 5.14
2CDB102401R0325 | EP64B32 | Active | 5413656679936 | 87.19 | 1 | 1 | stuk | EP60 ABB VY | BE31330 | 1D (E12 MCB EP60 HIGH) | stuk | Automaat EP60 4P B32 6kA | EP60 disjoncteur 6kA 4P B 32A | MCB EP60 6kA 4P B 32A | MCB EP60 6kA 4P B 32A |  | 5.14
2CDB102401R0401 | EP64D40 | Active | 5413656679318 | 95.9 | 1 | 1 | stuk | EP60 ABB VY | BE31330 | 1D (E12 MCB EP60 HIGH) | stuk | Automaat EP60 4P D40 6kA | EP60 disjoncteur 6kA 4P D 40A | MCB EP60 6kA 4P D 40A | MCB EP60 6kA 4P D 40A |  | 5.14
2CDB102401R0405 | EP64B40 | Active | 5413656679943 | 107.12 | 1 | 1 | stuk | EP60 ABB VY | BE31330 | 1D (E12 MCB EP60 HIGH) | stuk | Automaat EP60 4P B40 6kA | EP60 disjoncteur 6kA 4P B 40A | MCB EP60 6kA 4P B 40A | MCB EP60 6kA 4P B 40A |  | 5.14
2CDB102401R0501 | EP64D50 | Active | 5413656679325 | 145.98 | 1 | 1 | stuk | EP60 ABB VY | BE31330 | 1D (E12 MCB EP60 HIGH) | stuk | Automaat EP60 4P D50 6kA | EP60 disjoncteur 6kA 4P D 50A | MCB EP60 6kA 4P D 50A | MCB EP60 6kA 4P D 50A |  | 5.14
2CDB102401R0505 | EP64B50 | Active | 5413656679950 | 163.09 | 1 | 1 | stuk | EP60 ABB VY | BE31330 | 1D (E12 MCB EP60 HIGH) | stuk | Automaat EP60 4P B50 6kA | EP60 disjoncteur 6kA 4P B 50A | MCB EP60 6kA 4P B 50A | MCB EP60 6kA 4P B 50A |  | 5.14
2CDB102401R0631 | EP64D63 | Active | 5413656679332 | 163.09 | 1 | 1 | stuk | EP60 ABB VY | BE31330 | 1D (E12 MCB EP60 HIGH) | stuk | Automaat EP60 4P D63 6kA | EP60 disjoncteur 6kA 4P D 63A | MCB EP60 6kA 4P D 63A | MCB EP60 6kA 4P D 63A |  | 5.14
2CDB102401R0635 | EP64B63 | Active | 5413656679967 | 182.05 | 1 | 1 | stuk | EP60 ABB VY | BE31330 | 1D (E12 MCB EP60 HIGH) | stuk | Automaat EP60 4P B63 6kA | EP60 disjoncteur 6kA 4P B 63A | MCB EP60 6kA 4P B 63A | MCB EP60 6kA 4P B 63A |  | 5.14
2CDB111201R0024 | EPC32C02 | Active | 5413656949336 | 47.11 | 1 | 1 | stuk | EPC30 ABB VY | BE31330 | 1L (E52 UNIBIS MCB 3KA) | stuk | Automaat EPC30 2P C02 3kA | UNIBIS disjoncteur EPC32C02 | MCB EPC30 3kA 2P C 2A | MCB EPC30 3kA 2P C 2A |  | 5.14
2CDB111201R0044 | EPC32C04 | Active | 5413656949343 | 47.11 | 1 | 1 | stuk | EPC30 ABB VY | BE31330 | 1L (E52 UNIBIS MCB 3KA) | stuk | Automaat EPC30 2P C04 3kA | UNIBIS disjoncteur EPC32C04 | MCB EPC30 3kA 2P C 4A | MCB EPC30 3kA 2P C 4A |  | 5.14
2CDB111201R0064 | EPC32C06 | Active | 5413656949350 | 34.74 | 1 | 1 | stuk | EPC30 ABB VY | BE31330 | 1L (E52 UNIBIS MCB 3KA) | stuk | Automaat EPC30 2P C06 3kA | UNIBIS disjoncteur EPC32C06 | MCB EPC30 3kA 2P C 6A | MCB EPC30 3kA 2P C 6A |  | 5.14
2CDB111201R0104 | EPC32C10 | Active | 5413656949367 | 37.29 | 1 | 1 | stuk | EPC30 ABB VY | BE31330 | 1L (E52 UNIBIS MCB 3KA) | stuk | Automaat EPC30 2P C10 3kA | UNIBIS disjoncteur EPC32C10 | MCB EPC30 3kA 2P C 10A | MCB EPC30 3kA 2P C 10A |  | 5.14
2CDB111201R0164 | EPC32C16 | Active | 5413656949374 | 31.04 | 1 | 1 | stuk | EPC30 ABB VY | BE31330 | 1L (E52 UNIBIS MCB 3KA) | stuk | Automaat EPC30 2P C16 3kA | UNIBIS disjoncteur EPC32C16 | MCB EPC30 3kA 2P C 16A | MCB EPC30 3kA 2P C 16A |  | 5.14
2CDB111201R0204 | EPC32C20 | Active | 5413656949381 | 31.04 | 1 | 1 | stuk | EPC30 ABB VY | BE31330 | 1L (E52 UNIBIS MCB 3KA) | stuk | Automaat EPC30 2P C20 3kA | UNIBIS disjoncteur EPC32C20 | MCB EPC30 3kA 2P C 20A | MCB EPC30 3kA 2P C 20A |  | 5.14
2CDB111201R0254 | EPC32C25 | Active | 5413656949398 | 32.71 | 1 | 1 | stuk | EPC30 ABB VY | BE31330 | 1L (E52 UNIBIS MCB 3KA) | stuk | Automaat EPC30 2P C25 3kA | UNIBIS disjoncteur EPC32C25 | MCB EPC30 3kA 2P C 25A | MCB EPC30 3kA 2P C 25A |  | 5.14
2CDB111201R0324 | EPC32C32 | Active | 5413656949404 | 32.71 | 1 | 1 | stuk | EPC30 ABB VY | BE31330 | 1L (E52 UNIBIS MCB 3KA) | stuk | Automaat EPC30 2P C32 3kA | UNIBIS disjoncteur EPC32C32 | MCB EPC30 3kA 2P C 32A | MCB EPC30 3kA 2P C 32A |  | 5.14
2CDB111201R0404 | EPC32C40 | Active | 5413656949411 | 39.4 | 1 | 1 | stuk | EPC30 ABB VY | BE31330 | 1L (E52 UNIBIS MCB 3KA) | stuk | Automaat EPC30 2P C40 3kA | UNIBIS disjoncteur EPC32C40 | MCB EPC30 3kA 2P C 40A | MCB EPC30 3kA 2P C 40A |  | 5.14
2CDB111401R0024 | EPC34C02 | Active | 5413656949428 | 117.27 | 1 | 1 | stuk | EPC30 ABB VY | BE31330 | 1L (E52 UNIBIS MCB 3KA) | stuk | Automaat EPC30 4P C02 3kA | UNIBIS disjoncteur EPC34C02 | MCB EPC30 3kA 4P C 2A | MCB EPC30 3kA 4P C 2A |  | 5.14
2CDB111401R0044 | EPC34C04 | Active | 5413656949435 | 117.27 | 1 | 1 | stuk | EPC30 ABB VY | BE31330 | 1L (E52 UNIBIS MCB 3KA) | stuk | Automaat EPC30 4P C04 3kA | UNIBIS disjoncteur EPC34C04 | MCB EPC30 3kA 4P C 4A | MCB EPC30 3kA 4P C 4A |  | 5.14
2CDB111401R0064 | EPC34C06 | Active | 5413656949442 | 87.89 | 1 | 1 | stuk | EPC30 ABB VY | BE31330 | 1L (E52 UNIBIS MCB 3KA) | stuk | Automaat EPC30 4P C06 3kA | UNIBIS disjoncteur EPC34C06 | MCB EPC30 3kA 4P C 6A | MCB EPC30 3kA 4P C 6A |  | 5.14
2CDB111401R0104 | EPC34C10 | Active | 5413656949459 | 85.4 | 1 | 1 | stuk | EPC30 ABB VY | BE31330 | 1L (E52 UNIBIS MCB 3KA) | stuk | Automaat EPC30 4P C10 3kA | UNIBIS disjoncteur EPC34C10 | MCB EPC30 3kA 4P C 10A | MCB EPC30 3kA 4P C 10A |  | 5.14
2CDB111401R0164 | EPC34C16 | Active | 5413656949466 | 82.5 | 1 | 1 | stuk | EPC30 ABB VY | BE31330 | 1L (E52 UNIBIS MCB 3KA) | stuk | Automaat EPC30 4P C16 3kA | UNIBIS disjoncteur EPC34C16 | MCB EPC30 3kA 4P C 16A | MCB EPC30 3kA 4P C 16A |  | 5.14
2CDB111401R0204 | EPC34C20 | Active | 5413656949473 | 82.5 | 1 | 1 | stuk | EPC30 ABB VY | BE31330 | 1L (E52 UNIBIS MCB 3KA) | stuk | Automaat EPC30 4P C20 3kA | UNIBIS disjoncteur EPC34C20 | MCB EPC30 3kA 4P C 20A | MCB EPC30 3kA 4P C 20A |  | 5.14
2CDB111401R0254 | EPC34C25 | Active | 5413656949480 | 82.5 | 1 | 1 | stuk | EPC30 ABB VY | BE31330 | 1L (E52 UNIBIS MCB 3KA) | stuk | Automaat EPC30 4P C25 3kA | UNIBIS disjoncteur EPC34C25 | MCB EPC30 3kA 4P C 25A | MCB EPC30 3kA 4P C 25A |  | 5.14
2CDB111401R0324 | EPC34C32 | Active | 5413656949497 | 82.5 | 1 | 1 | stuk | EPC30 ABB VY | BE31330 | 1L (E52 UNIBIS MCB 3KA) | stuk | Automaat EPC30 4P C32 3kA | UNIBIS disjoncteur EPC34C32 | MCB EPC30 3kA 4P C 32A | MCB EPC30 3kA 4P C 32A |  | 5.14
2CDB112201R0024 | EPC62C02 | Active | 5413656944010 | 55.71 | 1 | 1 | stuk | EPC60 ABB VY | BE31330 | 1K (E50 MCB EPC COMP TAN) | stuk | Automaat EPC60 2P C02 6kA | UNIBIS disjoncteur EPC62C02 | MCB EPC60 6kA 2P C 2A | MCB EPC60 6kA 2P C 2A |  | 5.14
2CDB112201R0025 | EPC62B02 | Active | 5413656949169 | 57.26 | 1 | 1 | stuk | EPC60 ABB VY | BE31330 | 1K (E50 MCB EPC COMP TAN) | stuk | Automaat EPC60 2P B02 6kA | UNIBIS disjoncteur EPC62B02 | MCB EPC60 6kA 2P B 2A | MCB EPC60 6kA 2P B 2A |  | 5.14
2CDB112201R0044 | EPC62C04 | Active | 5413656945369 | 55.71 | 1 | 1 | stuk | EPC60 ABB VY | BE31330 | 1K (E50 MCB EPC COMP TAN) | stuk | Automaat EPC60 2P C04 6kA | UNIBIS disjoncteur EPC62C04 | MCB EPC60 6kA 2P C 4A | MCB EPC60 6kA 2P C 4A |  | 5.14
2CDB112201R0045 | EPC62B04 | Active | 5413656949176 | 57.26 | 1 | 1 | stuk | EPC60 ABB VY | BE31330 | 1K (E50 MCB EPC COMP TAN) | stuk | Automaat EPC60 2P B04 6kA | UNIBIS disjoncteur EPC62B04 | MCB EPC60 6kA 2P B 4A | MCB EPC60 6kA 2P B 4A |  | 5.14
2CDB112201R0064 | EPC62C06 | Active | 5413656945376 | 44.81 | 1 | 1 | stuk | EPC60 ABB VY | BE31330 | 1K (E50 MCB EPC COMP TAN) | stuk | Automaat EPC60 2P C06 6kA | UNIBIS disjoncteur EPC62C06 | MCB EPC60 6kA 2P C 6A | MCB EPC60 6kA 2P C 6A |  | 5.14
2CDB112201R0065 | EPC62B06 | Active | 5413656949183 | 46.03 | 1 | 1 | stuk | EPC60 ABB VY | BE31330 | 1K (E50 MCB EPC COMP TAN) | stuk | Automaat EPC60 2P B06 6kA | UNIBIS disjoncteur EPC62B06 | MCB EPC60 6kA 2P B 6A | MCB EPC60 6kA 2P B 6A |  | 5.14
2CDB112201R0104 | EPC62C10 | Active | 5413656945383 | 42.57 | 1 | 1 | stuk | EPC60 ABB VY | BE31330 | 1K (E50 MCB EPC COMP TAN) | stuk | Automaat EPC60 2P C10 6kA | UNIBIS disjoncteur EPC62C10 | MCB EPC60 6kA 2P C 10A | MCB EPC60 6kA 2P C 10A |  | 5.14
2CDB112201R0105 | EPC62B10 | Active | 5413656949190 | 46.03 | 1 | 1 | stuk | EPC60 ABB VY | BE31330 | 1K (E50 MCB EPC COMP TAN) | stuk | Automaat EPC60 2P B10 6kA | UNIBIS disjoncteur EPC62B10 | MCB EPC60 6kA 2P B 10A | MCB EPC60 6kA 2P B 10A |  | 5.14
2CDB112201R0164 | EPC62C16 | Active | 5413656945390 | 41.74 | 1 | 1 | stuk | EPC60 ABB VY | BE31330 | 1K (E50 MCB EPC COMP TAN) | stuk | Automaat EPC60 2P C16 6kA | UNIBIS disjoncteur EPC62C16 | MCB EPC60 6kA 2P C 16A | MCB EPC60 6kA 2P C 16A |  | 5.14
2CDB112201R0165 | EPC62B16 | Active | 5413656949206 | 46.03 | 1 | 1 | stuk | EPC60 ABB VY | BE31330 | 1K (E50 MCB EPC COMP TAN) | stuk | Automaat EPC60 2P B16 6kA | UNIBIS disjoncteur EPC62B16 | MCB EPC60 6kA 2P B 16A | MCB EPC60 6kA 2P B 16A |  | 5.14
2CDB112201R0204 | EPC62C20 | Active | 5413656945406 | 41.74 | 1 | 1 | stuk | EPC60 ABB VY | BE31330 | 1K (E50 MCB EPC COMP TAN) | stuk | Automaat EPC60 2P C20 6kA | UNIBIS disjoncteur EPC62C20 | MCB EPC60 6kA 2P C 20A | MCB EPC60 6kA 2P C 20A |  | 5.14
2CDB112201R0205 | EPC62B20 | Active | 5413656949213 | 46.03 | 1 | 1 | stuk | EPC60 ABB VY | BE31330 | 1K (E50 MCB EPC COMP TAN) | stuk | Automaat EPC60 2P B20 6kA | UNIBIS disjoncteur EPC62B20 | MCB EPC60 6kA 2P B 20A | MCB EPC60 6kA 2P B 20A |  | 5.14
2CDB112201R0254 | EPC62C25 | Active | 5413656945413 | 45.69 | 1 | 1 | stuk | EPC60 ABB VY | BE31330 | 1K (E50 MCB EPC COMP TAN) | stuk | Automaat EPC60 2P C25 6kA | UNIBIS disjoncteur EPC62C25 | MCB EPC60 6kA 2P C 25A | MCB EPC60 6kA 2P C 25A |  | 5.14
2CDB112201R0255 | EPC62B25 | Active | 5413656949220 | 49.17 | 1 | 1 | stuk | EPC60 ABB VY | BE31330 | 1K (E50 MCB EPC COMP TAN) | stuk | Automaat EPC60 2P B25 6kA | UNIBIS disjoncteur EPC62B25 | MCB EPC60 6kA 2P B 25A | MCB EPC60 6kA 2P B 25A |  | 5.14
2CDB112201R0324 | EPC62C32 | Active | 5413656945420 | 48.51 | 1 | 1 | stuk | EPC60 ABB VY | BE31330 | 1K (E50 MCB EPC COMP TAN) | stuk | Automaat EPC60 2P C32 6kA | UNIBIS disjoncteur EPC62C32 | MCB EPC60 6kA 2P C 32A | MCB EPC60 6kA 2P C 32A |  | 5.14
2CDB112201R0325 | EPC62B32 | Active | 5413656949237 | 49.69 | 1 | 1 | stuk | EPC60 ABB VY | BE31330 | 1K (E50 MCB EPC COMP TAN) | stuk | Automaat EPC60 2P B32 6kA | UNIBIS disjoncteur EPC62B32 | MCB EPC60 6kA 2P B 32A | MCB EPC60 6kA 2P B 32A |  | 5.14
2CDB112201R0404 | EPC62C40 | Active | 5413656945437 | 58.57 | 1 | 1 | stuk | EPC60 ABB VY | BE31330 | 1K (E50 MCB EPC COMP TAN) | stuk | Automaat EPC60 2P C40 6kA | UNIBIS disjoncteur EPC62C40 | MCB EPC60 6kA 2P C 40A | MCB EPC60 6kA 2P C 40A |  | 5.14
2CDB112201R0405 | EPC62B40 | Active | 5413656949244 | 62.23 | 1 | 1 | stuk | EPC60 ABB VY | BE31330 | 1K (E50 MCB EPC COMP TAN) | stuk | Automaat EPC60 2P B40 6kA | UNIBIS disjoncteur EPC62B40 | MCB EPC60 6kA 2P B 40A | MCB EPC60 6kA 2P B 40A |  | 5.14
2CDB112401R0024 | EPC64C02 | Active | 5413656945444 | 107.59 | 1 | 1 | stuk | EPC60 ABB VY | BE31330 | 1K (E50 MCB EPC COMP TAN) | stuk | Automaat EPC60 4P C02 6kA | UNIBIS disjoncteur EPC64C02 | MCB EPC60 6kA 4P C 2A | MCB EPC60 6kA 4P C 2A |  | 5.14
2CDB112401R0025 | EPC64B02 | Active | 5413656949251 | 130.54 | 1 | 1 | stuk | EPC60 ABB VY | BE31330 | 1K (E50 MCB EPC COMP TAN) | stuk | Automaat EPC60 4P B02 6kA | UNIBIS disjoncteur EPC64B02 | MCB EPC60 6kA 4P B 2A | MCB EPC60 6kA 4P B 2A |  | 5.14
2CDB112401R0044 | EPC64C04 | Active | 5413656945451 | 107.59 | 1 | 1 | stuk | EPC60 ABB VY | BE31330 | 1K (E50 MCB EPC COMP TAN) | stuk | Automaat EPC60 4P C04 6kA | UNIBIS disjoncteur EPC64C04 | MCB EPC60 6kA 4P C 4A | MCB EPC60 6kA 4P C 4A |  | 5.14
2CDB112401R0045 | EPC64B04 | Active | 5413656949268 | 130.54 | 1 | 1 | stuk | EPC60 ABB VY | BE31330 | 1K (E50 MCB EPC COMP TAN) | stuk | Automaat EPC60 4P B04 6kA | UNIBIS disjoncteur EPC64B04 | MCB EPC60 6kA 4P B 4A | MCB EPC60 6kA 4P B 4A |  | 5.14
2CDB112401R0064 | EPC64C06 | Active | 5413656945468 | 86.85 | 1 | 1 | stuk | EPC60 ABB VY | BE31330 | 1K (E50 MCB EPC COMP TAN) | stuk | Automaat EPC60 4P C06 6kA | UNIBIS disjoncteur EPC64C06 | MCB EPC60 6kA 4P C 6A | MCB EPC60 6kA 4P C 6A |  | 5.14
2CDB112401R0065 | EPC64B06 | Active | 5413656949275 | 106.44 | 1 | 1 | stuk | EPC60 ABB VY | BE31330 | 1K (E50 MCB EPC COMP TAN) | stuk | Automaat EPC60 4P B06 6kA | UNIBIS disjoncteur EPC64B06 | MCB EPC60 6kA 4P B 6A | MCB EPC60 6kA 4P B 6A |  | 5.14
2CDB112401R0104 | EPC64C10 | Active | 5413656945475 | 86.85 | 1 | 1 | stuk | EPC60 ABB VY | BE31330 | 1K (E50 MCB EPC COMP TAN) | stuk | Automaat EPC60 4P C10 6kA | UNIBIS disjoncteur EPC64C10 | MCB EPC60 6kA 4P C 10A | MCB EPC60 6kA 4P C 10A |  | 5.14
2CDB112401R0105 | EPC64B10 | Active | 5413656949282 | 104.82 | 1 | 1 | stuk | EPC60 ABB VY | BE31330 | 1K (E50 MCB EPC COMP TAN) | stuk | Automaat EPC60 4P B10 6kA | UNIBIS disjoncteur EPC64B10 | MCB EPC60 6kA 4P B 10A | MCB EPC60 6kA 4P B 10A |  | 5.14
2CDB112401R0164 | EPC64C16 | Active | 5413656945482 | 83.83 | 1 | 1 | stuk | EPC60 ABB VY | BE31330 | 1K (E50 MCB EPC COMP TAN) | stuk | Automaat EPC60 4P C16 6kA | UNIBIS disjoncteur EPC64C16 | MCB EPC60 6kA 4P C 16A | MCB EPC60 6kA 4P C 16A |  | 5.14
2CDB112401R0165 | EPC64B16 | Active | 5413656949299 | 100.09 | 1 | 1 | stuk | EPC60 ABB VY | BE31330 | 1K (E50 MCB EPC COMP TAN) | stuk | Automaat EPC60 4P B16 6kA | UNIBIS disjoncteur EPC64B16 | MCB EPC60 6kA 4P B 16A | MCB EPC60 6kA 4P B 16A |  | 5.14
2CDB112401R0204 | EPC64C20 | Active | 5413656945499 | 83.83 | 1 | 1 | stuk | EPC60 ABB VY | BE31330 | 1K (E50 MCB EPC COMP TAN) | stuk | Automaat EPC60 4P C20 6kA | UNIBIS disjoncteur EPC64C20 | MCB EPC60 6kA 4P C 20A | MCB EPC60 6kA 4P C 20A |  | 5.14
2CDB112401R0205 | EPC64B20 | Active | 5413656949305 | 103.62 | 1 | 1 | stuk | EPC60 ABB VY | BE31330 | 1K (E50 MCB EPC COMP TAN) | stuk | Automaat EPC60 4P B20 6kA | UNIBIS disjoncteur EPC64B20 | MCB EPC60 6kA 4P B 20A | MCB EPC60 6kA 4P B 20A |  | 5.14
2CDB112401R0254 | EPC64C25 | Active | 5413656949145 | 83.83 | 1 | 1 | stuk | EPC60 ABB VY | BE31330 | 1K (E50 MCB EPC COMP TAN) | stuk | Automaat EPC60 4P C25 6kA | UNIBIS disjoncteur EPC64C25 | MCB EPC60 6kA 4P C 25A | MCB EPC60 6kA 4P C 25A |  | 5.14
2CDB112401R0255 | EPC64B25 | Active | 5413656949312 | 103.62 | 1 | 1 | stuk | EPC60 ABB VY | BE31330 | 1K (E50 MCB EPC COMP TAN) | stuk | Automaat EPC60 4P B25 6kA | UNIBIS disjoncteur EPC64B25 | MCB EPC60 6kA 4P B 25A | MCB EPC60 6kA 4P B 25A |  | 5.14
2CDB112401R0324 | EPC64C32 | Active | 5413656949152 | 84.67 | 1 | 1 | stuk | EPC60 ABB VY | BE31330 | 1K (E50 MCB EPC COMP TAN) | stuk | Automaat EPC60 4P C32 6kA | UNIBIS disjoncteur EPC64C32 | MCB EPC60 6kA 4P C 32A | MCB EPC60 6kA 4P C 32A |  | 5.14
2CDB112401R0325 | EPC64B32 | Active | 5413656949329 | 103.62 | 1 | 1 | stuk | EPC60 ABB VY | BE31330 | 1K (E50 MCB EPC COMP TAN) | stuk | Automaat EPC60 4P B32 6kA | UNIBIS disjoncteur EPC64B32 | MCB EPC60 6kA 4P B 32A | MCB EPC60 6kA 4P B 32A |  | 5.14
2CDB121201R0064 | EPP32C06 | Active | 5413656789765 | 24.98 | 1 | 1 | stuk | EPP30 ABB VY | BE31330 | 1N (E76 MCB 3KASCREWLESS) | stuk | Automaat EPP30 2P C06 3kA | FIXWELL Disjoncteur EPP32C06 | MCB EPP30 3kA 2P C 6A | MCB EPP30 3kA 2P C 6A |  | 5.14
2CDB121201R0104 | EPP32C10 | Active | 5413656789772 | 24.98 | 1 | 1 | stuk | EPP30 ABB VY | BE31330 | 1N (E76 MCB 3KASCREWLESS) | stuk | Automaat EPP30 2P C10 3kA | FIXWELL Disjoncteur EPP32C10 | MCB EPP30 3kA 2P C 10A | MCB EPP30 3kA 2P C 10A |  | 5.14
2CDB121201R0164 | EPP32C16 | Active | 5413656789789 | 20.79 | 1 | 1 | stuk | EPP30 ABB VY | BE31330 | 1N (E76 MCB 3KASCREWLESS) | stuk | Automaat EPP30 2P C16 3kA | FIXWELL Disjoncteur EPP32C16 | MCB EPP30 3kA 2P C 16A | MCB EPP30 3kA 2P C 16A |  | 5.14
2CDB121201R0204 | EPP32C20 | Active | 5413656789796 | 20.79 | 1 | 1 | stuk | EPP30 ABB VY | BE31330 | 1N (E76 MCB 3KASCREWLESS) | stuk | Automaat EPP30 2P C20 3kA | FIXWELL Disjoncteur EPP32C20 | MCB EPP30 3kA 2P C 20A | MCB EPP30 3kA 2P C 20A |  | 5.14
2CDB121201R0254 | EPP32C25 | Active | 5413656789802 | 26.74 | 1 | 1 | stuk | EPP30 ABB VY | BE31330 | 1N (E76 MCB 3KASCREWLESS) | stuk | Automaat EPP30 2P C25 3kA | FIXWELL Disjoncteur EPP32C25 | MCB EPP30 3kA 2P C 25A | MCB EPP30 3kA 2P C 25A |  | 5.14
2CDB121201R0324 | EPP32C32 | Active | 5413656789819 | 26.74 | 1 | 1 | stuk | EPP30 ABB VY | BE31330 | 1N (E76 MCB 3KASCREWLESS) | stuk | Automaat EPP30 2P C32 3kA | FIXWELL Disjoncteur EPP32C32 | MCB EPP30 3kA 2P C 32A | MCB EPP30 3kA 2P C 32A |  | 5.14
2CDB121201R0404 | EPP32C40 | Active | 5413656789826 | 26.74 | 1 | 1 | stuk | EPP30 ABB VY | BE31330 | 1N (E76 MCB 3KASCREWLESS) | stuk | Automaat EPP30 2P C40 3kA | FIXWELL Disjoncteur EPP32C40 | MCB EPP30 3kA 2P C 40A | MCB EPP30 3kA 2P C 40A |  | 5.14
2CDB121201R0504 | EPP32C50 | Active | 5413656789833 | 42.6 | 1 | 1 | stuk | EPP30 ABB VY | BE31330 | 1N (E76 MCB 3KASCREWLESS) | stuk | Automaat EPP30 2P C50 3kA | FIXWELL Disjoncteur EPP32C50 | MCB EPP30 3kA 2P C 50A | MCB EPP30 3kA 2P C 50A |  | 5.14
2CDB121201R0634 | EPP32C63 | Active | 5413656789840 | 49.98 | 1 | 1 | stuk | EPP30 ABB VY | BE31330 | 1N (E76 MCB 3KASCREWLESS) | stuk | Automaat EPP30 2P C63 3kA | FIXWELL Disjoncteur EPP32C63 | MCB EPP30 3kA 2P C 63A | MCB EPP30 3kA 2P C 63A |  | 5.14
2CDB121301R0064 | EPP33C06 | Active | 5413656789857 | 42.03 | 1 | 1 | stuk | EPP30 ABB VY | BE31330 | 1N (E76 MCB 3KASCREWLESS) | stuk | Automaat EPP30 3P C06 3kA | FIXWELL Disjoncteur EPP33C06 | MCB EPP30 3kA 3P C 6A | MCB EPP30 3kA 3P C 6A |  | 5.14
2CDB121301R0104 | EPP33C10 | Active | 5413656789864 | 42.87 | 1 | 1 | stuk | EPP30 ABB VY | BE31330 | 1N (E76 MCB 3KASCREWLESS) | stuk | Automaat EPP30 3P C10 3kA | FIXWELL Disjoncteur EPP33C10 | MCB EPP30 3kA 3P C 10A | MCB EPP30 3kA 3P C 10A |  | 5.14
2CDB121301R0164 | EPP33C16 | Active | 5413656789871 | 40.3 | 1 | 1 | stuk | EPP30 ABB VY | BE31330 | 1N (E76 MCB 3KASCREWLESS) | stuk | Automaat EPP30 3P C16 3kA | FIXWELL Disjoncteur EPP33C16 | MCB EPP30 3kA 3P C 16A | MCB EPP30 3kA 3P C 16A |  | 5.14
2CDB121301R0204 | EPP33C20 | Active | 5413656795438 | 40.3 | 1 | 1 | stuk | EPP30 ABB VY | BE31330 | 1N (E76 MCB 3KASCREWLESS) | stuk | Automaat EPP30 3P C20 3kA | FIXWELL Disjoncteur EPP33C20 | MCB EPP30 3kA 3P C 20A | MCB EPP30 3kA 3P C 20A |  | 5.14
2CDB121301R0254 | EPP33C25 | Active | 5413656795445 | 40.26 | 1 | 1 | stuk | EPP30 ABB VY | BE31330 | 1N (E76 MCB 3KASCREWLESS) | stuk | Automaat EPP30 3P C25 3kA | FIXWELL Disjoncteur EPP33C25 | MCB EPP30 3kA 3P C 25A | MCB EPP30 3kA 3P C 25A |  | 5.14
2CDB121301R0324 | EPP33C32 | Active | 5413656795452 | 40.26 | 1 | 1 | stuk | EPP30 ABB VY | BE31330 | 1N (E76 MCB 3KASCREWLESS) | stuk | Automaat EPP30 3P C32 3kA | FIXWELL Disjoncteur EPP33C32 | MCB EPP30 3kA 3P C 32A | MCB EPP30 3kA 3P C 32A |  | 5.14
2CDB121301R0404 | EPP33C40 | Active | 5413656795469 | 46.21 | 1 | 1 | stuk | EPP30 ABB VY | BE31330 | 1N (E76 MCB 3KASCREWLESS) | stuk | Automaat EPP30 3P C40 3kA | FIXWELL Disjoncteur EPP33C40 | MCB EPP30 3kA 3P C 40A | MCB EPP30 3kA 3P C 40A |  | 5.14
2CDB121301R0504 | EPP33C50 | Active | 5413656795476 | 59.83 | 1 | 1 | stuk | EPP30 ABB VY | BE31330 | 1N (E76 MCB 3KASCREWLESS) | stuk | Automaat EPP30 3P C50 3kA | FIXWELL Disjoncteur EPP33C50 | MCB EPP30 3kA 3P C 50A | MCB EPP30 3kA 3P C 50A |  | 5.14
2CDB121301R0634 | EPP33C63 | Active | 5413656795483 | 70.2 | 1 | 1 | stuk | EPP30 ABB VY | BE31330 | 1N (E76 MCB 3KASCREWLESS) | stuk | Automaat EPP30 3P C63 3kA | FIXWELL Disjoncteur EPP33C63 | MCB EPP30 3kA 3P C 63A | MCB EPP30 3kA 3P C 63A |  | 5.14
2CDB121302R0064 | EPP33NC06 | Active | 5413656795490 | 54.69 | 1 | 1 | stuk | EPP30 ABB VY | BE31330 | 1N (E76 MCB 3KASCREWLESS) | stuk | Automaat EPP30 4P C06 3kA | FIXWELL Disjoncteur EPP34C06 | MCB EPP30 3kA 3P+NP C 6A | MCB EPP30 3kA 3P+NP C 6A |  | 5.14
2CDB121302R0104 | EPP33NC10 | Active | 5413656797364 | 54.22 | 1 | 1 | stuk | EPP30 ABB VY | BE31330 | 1N (E76 MCB 3KASCREWLESS) | stuk | Automaat EPP30 4P C10 3kA | FIXWELL Disjoncteur EPP34C10 | MCB EPP30 3kA 3P+NP C 10A | MCB EPP30 3kA 3P+NP C 10A |  | 5.14
2CDB121302R0164 | EPP33NC16 | Active | 5413656797371 | 52.43 | 1 | 1 | stuk | EPP30 ABB VY | BE31330 | 1N (E76 MCB 3KASCREWLESS) | stuk | Automaat EPP30 4P C16 3kA | FIXWELL Disjoncteur EPP34C16 | MCB EPP30 3kA 3P+NP C 16A | MCB EPP30 3kA 3P+NP C 16A |  | 5.14
2CDB121302R0204 | EPP33NC20 | Active | 5413656797388 | 52.43 | 1 | 1 | stuk | EPP30 ABB VY | BE31330 | 1N (E76 MCB 3KASCREWLESS) | stuk | Automaat EPP30 4P C20 3kA | FIXWELL Disjoncteur EPP34C20 | MCB EPP30 3kA 3P+NP C 20A | MCB EPP30 3kA 3P+NP C 20A |  | 5.14
2CDB121302R0254 | EPP33NC25 | Active | 5413656797395 | 52.37 | 1 | 1 | stuk | EPP30 ABB VY | BE31330 | 1N (E76 MCB 3KASCREWLESS) | stuk | Automaat EPP30 4P C25 3kA | FIXWELL Disjoncteur EPP34C25 | MCB EPP30 3kA 3P+NP C 25A | MCB EPP30 3kA 3P+NP C 25A |  | 5.14
2CDB121302R0324 | EPP33NC32 | Active | 5413656797401 | 52.37 | 1 | 1 | stuk | EPP30 ABB VY | BE31330 | 1N (E76 MCB 3KASCREWLESS) | stuk | Automaat EPP30 4P C32 3kA | FIXWELL Disjoncteur EPP34C32 | MCB EPP30 3kA 3P+NP C 32A | MCB EPP30 3kA 3P+NP C 32A |  | 5.14
2CDB121302R0404 | EPP33NC40 | Active | 5413656797418 | 57.8 | 1 | 1 | stuk | EPP30 ABB VY | BE31330 | 1N (E76 MCB 3KASCREWLESS) | stuk | Automaat EPP30 4P C40 3kA | FIXWELL Disjoncteur EPP34C40 | MCB EPP30 3kA 3P+NP C 40A | MCB EPP30 3kA 3P+NP C 40A |  | 5.14
2CDB121302R0504 | EPP33NC50 | Active | 5413656797425 | 77.69 | 1 | 1 | stuk | EPP30 ABB VY | BE31330 | 1N (E76 MCB 3KASCREWLESS) | stuk | Automaat EPP30 4P C50 3kA | FIXWELL Disjoncteur EPP34C50 | MCB EPP30 3kA 3P+NP C 50A | MCB EPP30 3kA 3P+NP C 50A |  | 5.14
2CDB121302R0634 | EPP33NC63 | Active | 5413656797432 | 91.15 | 1 | 1 | stuk | EPP30 ABB VY | BE31330 | 1N (E76 MCB 3KASCREWLESS) | stuk | Automaat EPP30 4P C63 3kA | FIXWELL Disjoncteur EPP34C63 | MCB EPP30 3kA 3P+NP C 63A | MCB EPP30 3kA 3P+NP C 63A |  | 5.14
2CDB122201R0064 | EPP62C06 | Active | 5413656252894 | 32.41 | 1 | 1 | stuk | EPP60 ABB VY | BE31330 | 1O (E77 MCB 6KASCREWLESS) | stuk | Automaat EPP60 2P C06 6kA | FIXWELL disjoncteur EPP62C06 | MCB EPP60 6kA 2P C 6A | MCB EPP60 6kA 2P C 6A |  | 5.14
2CDB122201R0065 | EPP62B06 | Active | 5413656252719 | 36.41 | 1 | 1 | stuk | EPP60 ABB VY | BE31330 | 1O (E77 MCB 6KASCREWLESS) | stuk | Automaat EPP60 2P B06 6kA | FIXWELL disjoncteur EPP62B06 | MCB EPP60 6kA 2P B 6A | MCB EPP60 6kA 2P B 6A |  | 5.14
2CDB122201R0104 | EPP62C10 | Active | 5413656252900 | 30.78 | 1 | 1 | stuk | EPP60 ABB VY | BE31330 | 1O (E77 MCB 6KASCREWLESS) | stuk | Automaat EPP60 2P C10 6kA | FIXWELL disjoncteur EPP62C10 | MCB EPP60 6kA 2P C 10A | MCB EPP60 6kA 2P C 10A |  | 5.14
2CDB122201R0105 | EPP62B10 | Active | 5413656252726 | 36.41 | 1 | 1 | stuk | EPP60 ABB VY | BE31330 | 1O (E77 MCB 6KASCREWLESS) | stuk | Automaat EPP60 2P B10 6kA | FIXWELL disjoncteur EPP62B10 | MCB EPP60 6kA 2P B 10A | MCB EPP60 6kA 2P B 10A |  | 5.14
2CDB122201R0164 | EPP62C16 | Active | 5413656252917 | 28.76 | 1 | 1 | stuk | EPP60 ABB VY | BE31330 | 1O (E77 MCB 6KASCREWLESS) | stuk | Automaat EPP60 2P C16 6kA | FIXWELL disjoncteur EPP62C16 | MCB EPP60 6kA 2P C 16A | MCB EPP60 6kA 2P C 16A |  | 5.14
2CDB122201R0165 | EPP62B16 | Active | 5413656252733 | 36.41 | 1 | 1 | stuk | EPP60 ABB VY | BE31330 | 1O (E77 MCB 6KASCREWLESS) | stuk | Automaat EPP60 2P B16 6kA | FIXWELL disjoncteur EPP62B16 | MCB EPP60 6kA 2P B 16A | MCB EPP60 6kA 2P B 16A |  | 5.14
2CDB122201R0204 | EPP62C20 | Active | 5413656252924 | 28.76 | 1 | 1 | stuk | EPP60 ABB VY | BE31330 | 1O (E77 MCB 6KASCREWLESS) | stuk | Automaat EPP60 2P C20 6kA | FIXWELL disjoncteur EPP62C20 | MCB EPP60 6kA 2P C 20A | MCB EPP60 6kA 2P C 20A |  | 5.14
2CDB122201R0205 | EPP62B20 | Active | 5413656252740 | 36.41 | 1 | 1 | stuk | EPP60 ABB VY | BE31330 | 1O (E77 MCB 6KASCREWLESS) | stuk | Automaat EPP60 2P B20 6kA | FIXWELL disjoncteur EPP62B20 | MCB EPP60 6kA 2P B 20A | MCB EPP60 6kA 2P B 20A |  | 5.14
2CDB122201R0254 | EPP62C25 | Active | 5413656252931 | 34.21 | 1 | 1 | stuk | EPP60 ABB VY | BE31330 | 1O (E77 MCB 6KASCREWLESS) | stuk | Automaat EPP60 2P C25 6kA | FIXWELL disjoncteur EPP62C25 | MCB EPP60 6kA 2P C 25A | MCB EPP60 6kA 2P C 25A |  | 5.14
2CDB122201R0255 | EPP62B25 | Active | 5413656252757 | 38.92 | 1 | 1 | stuk | EPP60 ABB VY | BE31330 | 1O (E77 MCB 6KASCREWLESS) | stuk | Automaat EPP60 2P B25 6kA | FIXWELL disjoncteur EPP62B25 | MCB EPP60 6kA 2P B 25A | MCB EPP60 6kA 2P B 25A |  | 5.14
2CDB122201R0324 | EPP62C32 | Active | 5413656252948 | 36.33 | 1 | 1 | stuk | EPP60 ABB VY | BE31330 | 1O (E77 MCB 6KASCREWLESS) | stuk | Automaat EPP60 2P C32 6kA | FIXWELL disjoncteur EPP62C32 | MCB EPP60 6kA 2P C 32A | MCB EPP60 6kA 2P C 32A |  | 5.14
2CDB122201R0325 | EPP62B32 | Active | 5413656252764 | 39.33 | 1 | 1 | stuk | EPP60 ABB VY | BE31330 | 1O (E77 MCB 6KASCREWLESS) | stuk | Automaat EPP60 2P B32 6kA | FIXWELL disjoncteur EPP62B32 | MCB EPP60 6kA 2P B 32A | MCB EPP60 6kA 2P B 32A |  | 5.14
2CDB122201R0404 | EPP62C40 | Active | 5413656252955 | 43.86 | 1 | 1 | stuk | EPP60 ABB VY | BE31330 | 1O (E77 MCB 6KASCREWLESS) | stuk | Automaat EPP60 2P C40 6kA | FIXWELL disjoncteur EPP62C40 | MCB EPP60 6kA 2P C 40A | MCB EPP60 6kA 2P C 40A |  | 5.14
2CDB122201R0405 | EPP62B40 | Active | 5413656252771 | 49.23 | 1 | 1 | stuk | EPP60 ABB VY | BE31330 | 1O (E77 MCB 6KASCREWLESS) | stuk | Automaat EPP60 2P B40 6kA | FIXWELL disjoncteur EPP62B40 | MCB EPP60 6kA 2P B 40A | MCB EPP60 6kA 2P B 40A |  | 5.14
2CDB122201R0504 | EPP62C50 | Active | 5413656252962 | 62.62 | 1 | 1 | stuk | EPP60 ABB VY | BE31330 | 1O (E77 MCB 6KASCREWLESS) | stuk | Automaat EPP60 2P C50 6kA | FIXWELL disjoncteur EPP62C50 | MCB EPP60 6kA 2P C 50A | MCB EPP60 6kA 2P C 50A |  | 5.14
2CDB122201R0505 | EPP62B50 | Active | 5413656252788 | 71.45 | 1 | 1 | stuk | EPP60 ABB VY | BE31330 | 1O (E77 MCB 6KASCREWLESS) | stuk | Automaat EPP60 2P B50 6kA | FIXWELL disjoncteur EPP62B50 | MCB EPP60 6kA 2P B 50A | MCB EPP60 6kA 2P B 50A |  | 5.14
2CDB122201R0634 | EPP62C63 | Active | 5413656252979 | 74.49 | 1 | 1 | stuk | EPP60 ABB VY | BE31330 | 1O (E77 MCB 6KASCREWLESS) | stuk | Automaat EPP60 2P C63 6kA | FIXWELL disjoncteur EPP62C63 | MCB EPP60 6kA 2P C 63A | MCB EPP60 6kA 2P C 63A |  | 5.14
2CDB122201R0635 | EPP62B63 | Active | 5413656252795 | 84.22 | 1 | 1 | stuk | EPP60 ABB VY | BE31330 | 1O (E77 MCB 6KASCREWLESS) | stuk | Automaat EPP60 2P B63 6kA | FIXWELL disjoncteur EPP62B63 | MCB EPP60 6kA 2P B 63A | MCB EPP60 6kA 2P B 63A |  | 5.14
2CDB122301R0064 | EPP63C06 | Active | 5413656252986 | 43.65 | 1 | 1 | stuk | EPP60 ABB VY | BE31330 | 1O (E77 MCB 6KASCREWLESS) | stuk | Automaat EPP60 3P C06 6kA | FIXWELL disjoncteur EPP63C06 | MCB EPP60 6kA 3P C 6A | MCB EPP60 6kA 3P C 6A |  | 5.14
2CDB122301R0065 | EPP63B06 | Active | 5413656252801 | 46.27 | 1 | 1 | stuk | EPP60 ABB VY | BE31330 | 1O (E77 MCB 6KASCREWLESS) | stuk | Automaat EPP60 3P B06 6kA | FIXWELL disjoncteur EPP63B06 | MCB EPP60 6kA 3P B 6A | MCB EPP60 6kA 3P B 6A |  | 5.14
2CDB122301R0104 | EPP63C10 | Active | 5413656252993 | 43.65 | 1 | 1 | stuk | EPP60 ABB VY | BE31330 | 1O (E77 MCB 6KASCREWLESS) | stuk | Automaat EPP60 3P C10 6kA | FIXWELL disjoncteur EPP63C10 | MCB EPP60 6kA 3P C 10A | MCB EPP60 6kA 3P C 10A |  | 5.14
2CDB122301R0105 | EPP63B10 | Active | 5413656252818 | 45.85 | 1 | 1 | stuk | EPP60 ABB VY | BE31330 | 1O (E77 MCB 6KASCREWLESS) | stuk | Automaat EPP60 3P B10 6kA | FIXWELL disjoncteur EPP63B10 | MCB EPP60 6kA 3P B 10A | MCB EPP60 6kA 3P B 10A |  | 5.14
2CDB122301R0164 | EPP63C16 | Active | 5413656253006 | 42.16 | 1 | 1 | stuk | EPP60 ABB VY | BE31330 | 1O (E77 MCB 6KASCREWLESS) | stuk | Automaat EPP60 3P C16 6kA | FIXWELL disjoncteur EPP63C16 | MCB EPP60 6kA 3P C 16A | MCB EPP60 6kA 3P C 16A |  | 5.14
2CDB122301R0165 | EPP63B16 | Active | 5413656252825 | 43.6 | 1 | 1 | stuk | EPP60 ABB VY | BE31330 | 1O (E77 MCB 6KASCREWLESS) | stuk | Automaat EPP60 3P B16 6kA | FIXWELL disjoncteur EPP63B16 | MCB EPP60 6kA 3P B 16A | MCB EPP60 6kA 3P B 16A |  | 5.14
2CDB122301R0204 | EPP63C20 | Active | 5413656253013 | 42.16 | 1 | 1 | stuk | EPP60 ABB VY | BE31330 | 1O (E77 MCB 6KASCREWLESS) | stuk | Automaat EPP60 3P C20 6kA | FIXWELL disjoncteur EPP63C20 | MCB EPP60 6kA 3P C 20A | MCB EPP60 6kA 3P C 20A |  | 5.14
2CDB122301R0205 | EPP63B20 | Active | 5413656252832 | 45.28 | 1 | 1 | stuk | EPP60 ABB VY | BE31330 | 1O (E77 MCB 6KASCREWLESS) | stuk | Automaat EPP60 3P B20 6kA | FIXWELL disjoncteur EPP63B20 | MCB EPP60 6kA 3P B 20A | MCB EPP60 6kA 3P B 20A |  | 5.14
2CDB122301R0254 | EPP63C25 | Active | 5413656253020 | 43.2 | 1 | 1 | stuk | EPP60 ABB VY | BE31330 | 1O (E77 MCB 6KASCREWLESS) | stuk | Automaat EPP60 3P C25 6kA | FIXWELL disjoncteur EPP63C25 | MCB EPP60 6kA 3P C 25A | MCB EPP60 6kA 3P C 25A |  | 5.14
2CDB122301R0255 | EPP63B25 | Active | 5413656252849 | 45.7 | 1 | 1 | stuk | EPP60 ABB VY | BE31330 | 1O (E77 MCB 6KASCREWLESS) | stuk | Automaat EPP60 3P B25 6kA | FIXWELL disjoncteur EPP63B25 | MCB EPP60 6kA 3P B 25A | MCB EPP60 6kA 3P B 25A |  | 5.14
2CDB122301R0324 | EPP63C32 | Active | 5413656253037 | 43.65 | 1 | 1 | stuk | EPP60 ABB VY | BE31330 | 1O (E77 MCB 6KASCREWLESS) | stuk | Automaat EPP60 3P C32 6kA | FIXWELL disjoncteur EPP63C32 | MCB EPP60 6kA 3P C 32A | MCB EPP60 6kA 3P C 32A |  | 5.14
2CDB122301R0325 | EPP63B32 | Active | 5413656252856 | 45.7 | 1 | 1 | stuk | EPP60 ABB VY | BE31330 | 1O (E77 MCB 6KASCREWLESS) | stuk | Automaat EPP60 3P B32 6kA | FIXWELL disjoncteur EPP63B32 | MCB EPP60 6kA 3P B 32A | MCB EPP60 6kA 3P B 32A |  | 5.14
2CDB122301R0404 | EPP63C40 | Active | 5413656253044 | 51.5 | 1 | 1 | stuk | EPP60 ABB VY | BE31330 | 1O (E77 MCB 6KASCREWLESS) | stuk | Automaat EPP60 3P C40 6kA | FIXWELL disjoncteur EPP63C40 | MCB EPP60 6kA 3P C 40A | MCB EPP60 6kA 3P C 40A |  | 5.14
2CDB122301R0405 | EPP63B40 | Active | 5413656252863 | 54.11 | 1 | 1 | stuk | EPP60 ABB VY | BE31330 | 1O (E77 MCB 6KASCREWLESS) | stuk | Automaat EPP60 3P B40 6kA | FIXWELL disjoncteur EPP63B40 | MCB EPP60 6kA 3P B 40A | MCB EPP60 6kA 3P B 40A |  | 5.14
2CDB122301R0504 | EPP63C50 | Active | 5413656253051 | 74.68 | 1 | 1 | stuk | EPP60 ABB VY | BE31330 | 1O (E77 MCB 6KASCREWLESS) | stuk | Automaat EPP60 3P C50 6kA | FIXWELL disjoncteur EPP63C50 | MCB EPP60 6kA 3P C 50A | MCB EPP60 6kA 3P C 50A |  | 5.14
2CDB122301R0505 | EPP63B50 | Active | 5413656252870 | 79.84 | 1 | 1 | stuk | EPP60 ABB VY | BE31330 | 1O (E77 MCB 6KASCREWLESS) | stuk | Automaat EPP60 3P B50 6kA | FIXWELL disjoncteur EPP63B50 | MCB EPP60 6kA 3P B 50A | MCB EPP60 6kA 3P B 50A |  | 5.14
2CDB122301R0634 | EPP63C63 | Active | 5413656253068 | 81.57 | 1 | 1 | stuk | EPP60 ABB VY | BE31330 | 1O (E77 MCB 6KASCREWLESS) | stuk | Automaat EPP60 3P C63 6kA | FIXWELL disjoncteur EPP63C63 | MCB EPP60 6kA 3P C 63A | MCB EPP60 6kA 3P C 63A |  | 5.14
2CDB122301R0635 | EPP63B63 | Active | 5413656252887 | 87.63 | 1 | 1 | stuk | EPP60 ABB VY | BE31330 | 1O (E77 MCB 6KASCREWLESS) | stuk | Automaat EPP60 3P B63 6kA | FIXWELL disjoncteur EPP63B63 | MCB EPP60 6kA 3P B 63A | MCB EPP60 6kA 3P B 63A |  | 5.14
2CDB122401R0064 | EPP64C06 | Active | 5413656253167 | 77.85 | 1 | 1 | stuk | EPP60 ABB VY | BE31330 | 1O (E77 MCB 6KASCREWLESS) | stuk | Automaat EPP60 4P C06 6kA | FIXWELL disjoncteur EPP64C06 | MCB EPP60 6kA 4P C 6A | MCB EPP60 6kA 4P C 6A |  | 5.14
2CDB122401R0065 | EPP64B06 | Active | 5413656253075 | 77.85 | 1 | 1 | stuk | EPP60 ABB VY | BE31330 | 1O (E77 MCB 6KASCREWLESS) | stuk | Automaat EPP60 4P B06 6kA | FIXWELL disjoncteur EPP64B06 | MCB EPP60 6kA 4P B 6A | MCB EPP60 6kA 4P B 6A |  | 5.14
2CDB122401R0104 | EPP64C10 | Active | 5413656253174 | 77.85 | 1 | 1 | stuk | EPP60 ABB VY | BE31330 | 1O (E77 MCB 6KASCREWLESS) | stuk | Automaat EPP60 4P C10 6kA | FIXWELL disjoncteur EPP64C10 | MCB EPP60 6kA 4P C 10A | MCB EPP60 6kA 4P C 10A |  | 5.14
2CDB122401R0105 | EPP64B10 | Active | 5413656253082 | 77.85 | 1 | 1 | stuk | EPP60 ABB VY | BE31330 | 1O (E77 MCB 6KASCREWLESS) | stuk | Automaat EPP60 4P B10 6kA | FIXWELL disjoncteur EPP64B10 | MCB EPP60 6kA 4P B 10A | MCB EPP60 6kA 4P B 10A |  | 5.14
2CDB122401R0164 | EPP64C16 | Active | 5413656253181 | 75.11 | 1 | 1 | stuk | EPP60 ABB VY | BE31330 | 1O (E77 MCB 6KASCREWLESS) | stuk | Automaat EPP60 4P C16 6kA | FIXWELL disjoncteur EPP64C16 | MCB EPP60 6kA 4P C 16A | MCB EPP60 6kA 4P C 16A |  | 5.14
2CDB122401R0165 | EPP64B16 | Active | 5413656253099 | 75.11 | 1 | 1 | stuk | EPP60 ABB VY | BE31330 | 1O (E77 MCB 6KASCREWLESS) | stuk | Automaat EPP60 4P B16 6kA | FIXWELL disjoncteur EPP64B16 | MCB EPP60 6kA 4P B 16A | MCB EPP60 6kA 4P B 16A |  | 5.14
2CDB122401R0204 | EPP64C20 | Active | 5413656253198 | 75.11 | 1 | 1 | stuk | EPP60 ABB VY | BE31330 | 1O (E77 MCB 6KASCREWLESS) | stuk | Automaat EPP60 4P C20 6kA | FIXWELL disjoncteur EPP64C20 | MCB EPP60 6kA 4P C 20A | MCB EPP60 6kA 4P C 20A |  | 5.14
2CDB122401R0205 | EPP64B20 | Active | 5413656253105 | 75.11 | 1 | 1 | stuk | EPP60 ABB VY | BE31330 | 1O (E77 MCB 6KASCREWLESS) | stuk | Automaat EPP60 4P B20 6kA | FIXWELL disjoncteur EPP64B20 | MCB EPP60 6kA 4P B 20A | MCB EPP60 6kA 4P B 20A |  | 5.14
2CDB122401R0254 | EPP64C25 | Active | 5413656253204 | 75.11 | 1 | 1 | stuk | EPP60 ABB VY | BE31330 | 1O (E77 MCB 6KASCREWLESS) | stuk | Automaat EPP60 4P C25 6kA | FIXWELL disjoncteur EPP64C25 | MCB EPP60 6kA 4P C 25A | MCB EPP60 6kA 4P C 25A |  | 5.14
2CDB122401R0255 | EPP64B25 | Active | 5413656253112 | 75.11 | 1 | 1 | stuk | EPP60 ABB VY | BE31330 | 1O (E77 MCB 6KASCREWLESS) | stuk | Automaat EPP60 4P B25 6kA | FIXWELL disjoncteur EPP64B25 | MCB EPP60 6kA 4P B 25A | MCB EPP60 6kA 4P B 25A |  | 5.14
2CDB122401R0324 | EPP64C32 | Active | 5413656253211 | 75.89 | 1 | 1 | stuk | EPP60 ABB VY | BE31330 | 1O (E77 MCB 6KASCREWLESS) | stuk | Automaat EPP60 4P C32 6kA | FIXWELL disjoncteur EPP64C32 | MCB EPP60 6kA 4P C 32A | MCB EPP60 6kA 4P C 32A |  | 5.14
2CDB122401R0325 | EPP64B32 | Active | 5413656253129 | 75.89 | 1 | 1 | stuk | EPP60 ABB VY | BE31330 | 1O (E77 MCB 6KASCREWLESS) | stuk | Automaat EPP60 4P B32 6kA | FIXWELL disjoncteur EPP64B32 | MCB EPP60 6kA 4P B 32A | MCB EPP60 6kA 4P B 32A |  | 5.14
2CDB122401R0404 | EPP64C40 | Active | 5413656253235 | 93.65 | 1 | 1 | stuk | EPP60 ABB VY | BE31330 | 1O (E77 MCB 6KASCREWLESS) | stuk | Automaat EPP60 4P C40 6kA | FIXWELL disjoncteur EPP64C40 | MCB EPP60 6kA 4P C 40A | MCB EPP60 6kA 4P C 40A |  | 5.14
2CDB122401R0405 | EPP64B40 | Active | 5413656253136 | 93.65 | 1 | 1 | stuk | EPP60 ABB VY | BE31330 | 1O (E77 MCB 6KASCREWLESS) | stuk | Automaat EPP60 4P B40 6kA | FIXWELL disjoncteur EPP64B40 | MCB EPP60 6kA 4P B 40A | MCB EPP60 6kA 4P B 40A |  | 5.14
2CDB122401R0504 | EPP64C50 | Active | 5413656253242 | 142.37 | 1 | 1 | stuk | EPP60 ABB VY | BE31330 | 1O (E77 MCB 6KASCREWLESS) | stuk | Automaat EPP60 4P C50 6kA | FIXWELL disjoncteur EPP64C50 | MCB EPP60 6kA 4P C 50A | MCB EPP60 6kA 4P C 50A |  | 5.14
2CDB122401R0505 | EPP64B50 | Active | 5413656253143 | 142.37 | 1 | 1 | stuk | EPP60 ABB VY | BE31330 | 1O (E77 MCB 6KASCREWLESS) | stuk | Automaat EPP60 4P B50 6kA | FIXWELL disjoncteur EPP64B50 | MCB EPP60 6kA 4P B 50A | MCB EPP60 6kA 4P B 50A |  | 5.14
2CDB122401R0634 | EPP64C63 | Active | 5413656253259 | 160.51 | 1 | 1 | stuk | EPP60 ABB VY | BE31330 | 1O (E77 MCB 6KASCREWLESS) | stuk | Automaat EPP60 4P C63 6kA | FIXWELL disjoncteur EPP64C63 | MCB EPP60 6kA 4P C 63A | MCB EPP60 6kA 4P C 63A |  | 5.14
2CDB122401R0635 | EPP64B63 | Active | 5413656253150 | 160.51 | 1 | 1 | stuk | EPP60 ABB VY | BE31330 | 1O (E77 MCB 6KASCREWLESS) | stuk | Automaat EPP60 4P B63 6kA | FIXWELL disjoncteur EPP64B63 | MCB EPP60 6kA 4P B 63A | MCB EPP60 6kA 4P B 63A |  | 5.14
2CDB133201R0023 | EP102GI02 | Active | 5413656709381 | 80.67 | 1 | 6 | stuk | EP100 Gi ABB VY | BE31330 | 1E (E22 MCB GI ELECTR ST) | stuk | Aansluitautomaat 2P Gi02 10kA | EP100Gi disj.d.branchement 10kA 2P 2A | MCB EP100Gi 10kA 2P Gi 2A | MCB EP100Gi 10kA 2P Gi 2A |  | 5.14
2CDB133201R0043 | EP102GI04 | Active | 5413656709398 | 80.67 | 1 | 6 | stuk | EP100 Gi ABB VY | BE31330 | 1E (E22 MCB GI ELECTR ST) | stuk | Aansluitautomaat 2P Gi04 10kA | EP100Gi disj.d.branchement 10kA 2P 4A | MCB EP100Gi 10kA 2P Gi 4A | MCB EP100Gi 10kA 2P Gi 4A |  | 5.14
2CDB133201R0063 | EP102GI06 | Active | 5413656709404 | 63.88 | 1 | 6 | stuk | EP100 Gi ABB VY | BE31330 | 1E (E22 MCB GI ELECTR ST) | stuk | Aansluitautomaat 2P Gi06 10kA | EP100Gi disj.d.branchement 10kA 2P 6A | MCB EP100Gi 10kA 2P Gi 6A | MCB EP100Gi 10kA 2P Gi 6A |  | 5.14
2CDB133201R0103 | EP102GI10 | Active | 5413656709411 | 63.88 | 1 | 6 | stuk | EP100 Gi ABB VY | BE31330 | 1E (E22 MCB GI ELECTR ST) | stuk | Aansluitautomaat 2P Gi10 10kA | EP100Gi disj.d.branchement 10kA 2P 10A | MCB EP100Gi 10kA 2P Gi 10A | MCB EP100Gi 10kA 2P Gi 10A |  | 5.14
2CDB133201R0163 | EP102GI16 | Active | 5413656709428 | 65.51 | 1 | 6 | stuk | EP100 Gi ABB VY | BE31330 | 1E (E22 MCB GI ELECTR ST) | stuk | Aansluitautomaat 2P Gi16 10kA | EP100Gi disj.d.branchement 10kA 2P 16A | MCB EP100Gi 10kA 2P Gi 16A | MCB EP100Gi 10kA 2P Gi 16A |  | 5.14
2CDB133201R0203 | EP102GI20 | Active | 5413656709435 | 63.26 | 1 | 6 | stuk | EP100 Gi ABB VY | BE31330 | 1E (E22 MCB GI ELECTR ST) | stuk | Aansluitautomaat 2P Gi20 10kA | EP100Gi disj.d.branchement 10kA 2P 20A | MCB EP100Gi 10kA 2P Gi 20A | MCB EP100Gi 10kA 2P Gi 20A |  | 5.14
2CDB133201R0253 | EP102GI25 | Active | 5413656709442 | 63.88 | 1 | 6 | stuk | EP100 Gi ABB VY | BE31330 | 1E (E22 MCB GI ELECTR ST) | stuk | Aansluitautomaat 2P Gi25 10kA | EP100Gi disj.d.branchement 10kA 2P 25A | MCB EP100Gi 10kA 2P Gi 25A | MCB EP100Gi 10kA 2P Gi 25A |  | 5.14
2CDB133201R0303 | EP102GI30 | Active | 5413656709459 | 63.26 | 1 | 6 | stuk | EP100 Gi ABB VY | BE31330 | 1E (E22 MCB GI ELECTR ST) | stuk | Aansluitautomaat 2P Gi30 10kA | EP100Gi disj.d.branchement 10kA 2P 30A | MCB EP100Gi 10kA 2P Gi 30A | MCB EP100Gi 10kA 2P Gi 30A |  | 5.14
2CDB133201R0323 | EP102GI32 | Active | 5413656709466 | 63.88 | 1 | 6 | stuk | EP100 Gi ABB VY | BE31330 | 1E (E22 MCB GI ELECTR ST) | stuk | Aansluitautomaat 2P Gi32 10kA | EP100Gi disj.d.branchement 10kA 2P 32A | MCB EP100Gi 10kA 2P Gi 32A | MCB EP100Gi 10kA 2P Gi 32A |  | 5.14
2CDB133201R0403 | EP102GI40 | Active | 5413656709473 | 79.87 | 1 | 6 | stuk | EP100 Gi ABB VY | BE31330 | 1E (E22 MCB GI ELECTR ST) | stuk | Aansluitautomaat 2P Gi40 10kA | EP100Gi disj.d.branchement 10kA 2P 40A | MCB EP100Gi 10kA 2P Gi 40A | MCB EP100Gi 10kA 2P Gi 40A |  | 5.14
2CDB133201R0503 | EP102GI50 | Active | 5413656709480 | 104.87 | 1 | 6 | stuk | EP100 Gi ABB VY | BE31330 | 1E (E22 MCB GI ELECTR ST) | stuk | Aansluitautomaat 2P Gi50 10kA | EP100Gi disj.d.branchement 10kA 2P 50A | MCB EP100Gi 10kA 2P Gi 50A | MCB EP100Gi 10kA 2P Gi 50A |  | 5.14
2CDB133201R0603 | EP102GI60 | Active | 5413656709497 | 119.9 | 1 | 6 | stuk | EP100 Gi ABB VY | BE31330 | 1E (E22 MCB GI ELECTR ST) | stuk | Aansluitautomaat 2P Gi60 10kA | EP100Gi disj.d.branchement 10kA 2P 60A | MCB EP100Gi 10kA 2P Gi 60A | MCB EP100Gi 10kA 2P Gi 60A |  | 5.14
2CDB133201R0633 | EP102GI63 | Active | 5413656709503 | 121.1 | 1 | 6 | stuk | EP100 Gi ABB VY | BE31330 | 1E (E22 MCB GI ELECTR ST) | stuk | Aansluitautomaat 2P Gi63 10kA | EP100Gi disj.d.branchement 10kA 2P 63A | MCB EP100Gi 10kA 2P Gi 63A | MCB EP100Gi 10kA 2P Gi 63A |  | 5.14
2CDB133201R1203 | EP102GI20+TELEL-2 | Active | 4022903004622 | 106.75 | 1 | 4 | stuk | EP100 AEG | BE31330 | 1E (E22 MCB GI ELECTR ST) | stuk | Aansluitautomaat 2P Gi20+TELEL-2 10kA | MCB EP100Gi 10kA 2P Gi 20A Tele L2 | MCB EP100Gi 10kA 2P Gi 20A Tele L2 | MCB EP100Gi 10kA 2P Gi 20A Tele L2 20A, Gi-Characteristic |  | 5.14
2CDB133201R1323 | EP102GI32+TELEL-2 | Active | 4022903004653 | 113.49 | 1 | 4 | stuk | EP100 AEG | BE31330 | 1E (E22 MCB GI ELECTR ST) | stuk | Aansluitautomaat 2P Gi32+TELEL-2 10kA | MCB EP100Gi 10kA 2P Gi 32A Tele L2 | MCB EP100Gi 10kA 2P Gi 32A Tele L2 | MCB EP100Gi 10kA 2P Gi 32A Tele L2 32A, Gi-Characteristic |  | 5.14
2CDB133201R2633 | EP102GI63+CAH | Active | 4022903004660 | 123.38 | 1 | 4 | stuk | EP100 AEG | BE31330 | 1E (E22 MCB GI ELECTR ST) | stuk | Aansluitautomaat 2P Gi63+CAH 10kA | MCB EP100Gi 10kA 2P Gi 63A CAH | MCB EP100Gi 10kA 2P Gi 63A CAH | MCB EP100Gi 10kA 2P Gi 63A CAH 63A, Gi-Characteristic |  | 5.14
2CDB133301R0023 | EP103GI02 | Active | 5413656709510 | 118.63 | 1 | 4 | stuk | EP100 Gi ABB VY | BE31330 | 1E (E22 MCB GI ELECTR ST) | stuk | Aansluitautomaat 3P Gi02 10kA | EP100Gi disj.d.branchement 10kA 3P 2A | MCB EP100Gi 10kA 3P Gi 2A | MCB EP100Gi 10kA 3P Gi 2A |  | 5.14
2CDB133301R0043 | EP103GI04 | Active | 5413656709527 | 118.63 | 1 | 4 | stuk | EP100 Gi ABB VY | BE31330 | 1E (E22 MCB GI ELECTR ST) | stuk | Aansluitautomaat 3P Gi04 10kA | EP100Gi disj.d.branchement 10kA 3P 4A | MCB EP100Gi 10kA 3P Gi 4A | MCB EP100Gi 10kA 3P Gi 4A |  | 5.14
2CDB133301R0063 | EP103GI06 | Active | 5413656709534 | 94.54 | 1 | 4 | stuk | EP100 Gi ABB VY | BE31330 | 1E (E22 MCB GI ELECTR ST) | stuk | Aansluitautomaat 3P Gi06 10kA | EP100Gi disj.d.branchement 10kA 3P 6A | MCB EP100Gi 10kA 3P Gi 6A | MCB EP100Gi 10kA 3P Gi 6A |  | 5.14
2CDB133301R0103 | EP103GI10 | Active | 5413656709541 | 95.45 | 1 | 4 | stuk | EP100 Gi ABB VY | BE31330 | 1E (E22 MCB GI ELECTR ST) | stuk | Aansluitautomaat 3P Gi10 10kA | EP100Gi disj.d.branchement 10kA 3P 10A | MCB EP100Gi 10kA 3P Gi 10A | MCB EP100Gi 10kA 3P Gi 10A |  | 5.14
2CDB133301R0163 | EP103GI16 | Active | 5413656709558 | 95.45 | 1 | 4 | stuk | EP100 Gi ABB VY | BE31330 | 1E (E22 MCB GI ELECTR ST) | stuk | Aansluitautomaat 3P Gi16 10kA | EP100Gi disj.d.branchement 10kA 3P 16A | MCB EP100Gi 10kA 3P Gi 16A | MCB EP100Gi 10kA 3P Gi 16A |  | 5.14
2CDB133301R0203 | EP103GI20 | Active | 5413656709565 | 95.45 | 1 | 4 | stuk | EP100 Gi ABB VY | BE31330 | 1E (E22 MCB GI ELECTR ST) | stuk | Aansluitautomaat 3P Gi20 10kA | EP100Gi disj.d.branchement 10kA 3P 20A | MCB EP100Gi 10kA 3P Gi 20A | MCB EP100Gi 10kA 3P Gi 20A |  | 5.14
2CDB133301R0253 | EP103GI25 | Active | 5413656709572 | 94.54 | 1 | 4 | stuk | EP100 Gi ABB VY | BE31330 | 1E (E22 MCB GI ELECTR ST) | stuk | Aansluitautomaat 3P Gi25 10kA | EP100Gi disj.d.branchement 10kA 3P 25A | MCB EP100Gi 10kA 3P Gi 25A | MCB EP100Gi 10kA 3P Gi 25A |  | 5.14
2CDB133301R0293 | EP103GI30 | Active | 5413656709589 | 94.54 | 1 | 4 | stuk | EP100 Gi ABB VY | BE31330 | 1E (E22 MCB GI ELECTR ST) | stuk | Aansluitautomaat 3P Gi29 10kA | EP100Gi disj.d.branchement 10kA 3P 30A | MCB EP100Gi 10kA 3P Gi 30A | MCB EP100Gi 10kA 3P Gi 30A |  | 5.14
2CDB133301R0323 | EP103GI32 | Active | 5413656709596 | 95.45 | 1 | 4 | stuk | EP100 Gi ABB VY | BE31330 | 1E (E22 MCB GI ELECTR ST) | stuk | Aansluitautomaat 3P Gi32 10kA | EP100Gi disj.d.branchement 10kA 3P 32A | MCB EP100Gi 10kA 3P Gi 32A | MCB EP100Gi 10kA 3P Gi 32A |  | 5.14
2CDB133301R0393 | EP103GI40 | Active | 5413656709602 | 118.63 | 1 | 4 | stuk | EP100 Gi ABB VY | BE31330 | 1E (E22 MCB GI ELECTR ST) | stuk | Aansluitautomaat 3P Gi39 10kA | EP100Gi disj.d.branchement 10kA 3P 40A | MCB EP100Gi 10kA 3P Gi 40A | MCB EP100Gi 10kA 3P Gi 40A |  | 5.14
2CDB133301R0503 | EP103GI50 | Active | 5413656709619 | 153.59 | 1 | 4 | stuk | EP100 Gi ABB VY | BE31330 | 1E (E22 MCB GI ELECTR ST) | stuk | Aansluitautomaat 3P Gi50 10kA | EP100Gi disj.d.branchement 10kA 3P 50A | MCB EP100Gi 10kA 3P Gi 50A | MCB EP100Gi 10kA 3P Gi 50A |  | 5.14
2CDB133301R0633 | EP103GI63 | Active | 5413656709626 | 165.12 | 1 | 4 | stuk | EP100 Gi ABB VY | BE31330 | 1E (E22 MCB GI ELECTR ST) | stuk | Aansluitautomaat 3P Gi63 10kA | EP100Gi disj.d.branchement 10kA 3P 63A | MCB EP100Gi 10kA 3P Gi 63A | MCB EP100Gi 10kA 3P Gi 63A |  | 5.14
2CDB133302R0043 | EP103NGI04 | Active | 5413656709633 | 156.17 | 1 | 3 | stuk | EP100 Gi ABB VY | BE31330 | 1E (E22 MCB GI ELECTR ST) | stuk | Aansluitautomaat 3P+N Gi04 10kA | EP100Gi disj.d.branchement 10kA 3P+N 4A | MCB EP100Gi 10kA 3P+NP Gi 4A | MCB EP100Gi 10kA 3P+NP Gi 4A |  | 5.14
2CDB133302R0063 | EP103NGI06 | Active | 5413656709640 | 124.78 | 1 | 3 | stuk | EP100 Gi ABB VY | BE31330 | 1E (E22 MCB GI ELECTR ST) | stuk | Aansluitautomaat 3P+N Gi06 10kA | EP100Gi disj.d.branchement 10kA 3P+N 6A | MCB EP100Gi 10kA 3P+NP Gi 6A | MCB EP100Gi 10kA 3P+NP Gi 6A |  | 5.14
2CDB133302R0103 | EP103NGI10 | Active | 5413656709657 | 123.55 | 1 | 3 | stuk | EP100 Gi ABB VY | BE31330 | 1E (E22 MCB GI ELECTR ST) | stuk | Aansluitautomaat 3P+N Gi10 10kA | EP100Gi disj.d.branchement 10kA 3P+N 10A | MCB EP100Gi 10kA 3P+NP Gi 10A | MCB EP100Gi 10kA 3P+NP Gi 10A |  | 5.14
2CDB133302R0163 | EP103NGI16 | Active | 5413656709664 | 123.55 | 1 | 3 | stuk | EP100 Gi ABB VY | BE31330 | 1E (E22 MCB GI ELECTR ST) | stuk | Aansluitautomaat 3P+N Gi16 10kA | EP100Gi disj.d.branchement 10kA 3P+N 16A | MCB EP100Gi 10kA 3P+NP Gi 16A | MCB EP100Gi 10kA 3P+NP Gi 16A |  | 5.14
2CDB133302R0203 | EP103NGI20 | Active | 5413656709671 | 123.55 | 1 | 3 | stuk | EP100 Gi ABB VY | BE31330 | 1E (E22 MCB GI ELECTR ST) | stuk | Aansluitautomaat 3P+N Gi20 10kA | EP100Gi disj.d.branchement 10kA 3P+N 20A | MCB EP100Gi 10kA 3P+NP Gi 20A | MCB EP100Gi 10kA 3P+NP Gi 20A |  | 5.14
2CDB133302R0253 | EP103NGI25 | Active | 5413656709688 | 123.55 | 1 | 3 | stuk | EP100 Gi ABB VY | BE31330 | 1E (E22 MCB GI ELECTR ST) | stuk | Aansluitautomaat 3P+N Gi25 10kA | EP100Gi disj.d.branchement 10kA 3P+N 25A | MCB EP100Gi 10kA 3P+NP Gi 25A | MCB EP100Gi 10kA 3P+NP Gi 25A |  | 5.14
2CDB133302R0303 | EP103NGI30 | Active | 5413656709695 | 123.55 | 1 | 3 | stuk | EP100 Gi ABB VY | BE31330 | 1E (E22 MCB GI ELECTR ST) | stuk | Aansluitautomaat 3P+N Gi30 10kA | EP100Gi disj.d.branchement 10kA 3P+N 30A | MCB EP100Gi 10kA 3P+NP Gi 30A | MCB EP100Gi 10kA 3P+NP Gi 30A |  | 5.14
2CDB133302R0323 | EP103NGI32 | Active | 5413656709701 | 123.55 | 1 | 3 | stuk | EP100 Gi ABB VY | BE31330 | 1E (E22 MCB GI ELECTR ST) | stuk | Aansluitautomaat 3P+N Gi32 10kA | EP100Gi disj.d.branchement 10kA 3P+N 32A | MCB EP100Gi 10kA 3P+NP Gi 32A | MCB EP100Gi 10kA 3P+NP Gi 32A |  | 5.14
2CDB133302R0403 | EP103NGI40 | Active | 5413656709718 | 156.17 | 1 | 3 | stuk | EP100 Gi ABB VY | BE31330 | 1E (E22 MCB GI ELECTR ST) | stuk | Aansluitautomaat 3P+N Gi40 10kA | EP100Gi disj.d.branchement 10kA 3P+N 40A | MCB EP100Gi 10kA 3P+NP Gi 40A | MCB EP100Gi 10kA 3P+NP Gi 40A |  | 5.14
2CDB133302R0503 | EP103NGI50 | Active | 5413656709725 | 205.38 | 1 | 3 | stuk | EP100 Gi ABB VY | BE31330 | 1E (E22 MCB GI ELECTR ST) | stuk | Aansluitautomaat 3P+N Gi50 10kA | EP100Gi disj.d.branchement 10kA 3P+N 50A | MCB EP100Gi 10kA 3P+NP Gi 50A | MCB EP100Gi 10kA 3P+NP Gi 50A |  | 5.14
2CDB133302R0603 | EP103NGI60 | Active | 5413656709732 | 229.14 | 1 | 3 | stuk | EP100 Gi ABB VY | BE31330 | 1E (E22 MCB GI ELECTR ST) | stuk | Aansluitautomaat 3P+N Gi60 10kA | EP100Gi disj.d.branchement 10kA 3P+N 60A | MCB EP100Gi 10kA 3P+NP Gi 60A | MCB EP100Gi 10kA 3P+NP Gi 60A |  | 5.14
2CDB133302R0633 | EP103NGI63 | Active | 5413656709749 | 229.14 | 1 | 3 | stuk | EP100 Gi ABB VY | BE31330 | 1E (E22 MCB GI ELECTR ST) | stuk | Aansluitautomaat 3P+N Gi63 10kA | EP100Gi disj.d.branchement 10kA 3P+N 63A | MCB EP100Gi 10kA 3P+NP Gi 63A | MCB EP100Gi 10kA 3P+NP Gi 63A |  | 5.14
2CDB133302R2103 | EP103NGI10+CAH | Active | 4022903004677 | 189.78 | 1 | 2 | stuk | EP100 AEG | BE31330 | 1E (E22 MCB GI ELECTR ST) | stuk | Aansluitautomaat 3P+N GI10+CA H 10kA | MCB EP100Gi 10kA 3P+N Gi 10A CAH | MCB EP100Gi 10kA 3P+N Gi 10A CAH | MCB EP100Gi 10kA 3P+N Gi 10A CAH 10A, Gi-Characteristic |  | 5.14
2CDB133302R2403 | EP103NGI40+CAH | Active | 4022903004684 | 221.21 | 1 | 2 | stuk | EP100 AEG | BE31330 | 1E (E22 MCB GI ELECTR ST) | stuk | Aansluitautomaat 3P+N GI40+CA H 10kA | MCB EP100Gi 10kA 3P+N Gi 40A CAH | MCB EP100Gi 10kA 3P+N Gi 40A CAH | MCB EP100Gi 10kA 3P+N Gi 40A CAH 40A, Gi-Characteristic |  | 5.14
2CDB202201R0160 | DOJA216/010 | Active | 5413656034889 | 272.1 | 1 | 1 | stuk | DOJ ABB VY | BE31330 | 1H (E37 RCD FPA 2P A) | stuk | Differentieel DOJ 2P 16A 10mA A | Différentiel DOJ 2P 16A 10mA A | RCCB DOJA 2P 10mA 16A | RCCB DOJA 2P 10mA 16A |  | 5.14
2CDB202201R1250 | DOJA225/030 | Active | 5413656033646 | 196.54 | 1 | 1 | stuk | DOJ ABB VY | BE31330 | 1H (E37 RCD FPA 2P A) | stuk | Differentieel DOJ 2P 25A 30mA A | Différentiel DOJ 2P 25A 30mA A | RCCB DOJA 2P 30mA 25A | RCCB DOJA 2P 30mA 25A |  | 5.14
2CDB202201R1400 | DOJA240/030 | Active | 5413656033752 | 159.22 | 1 | 1 | stuk | DOJ ABB VY | BE31330 | 1H (E37 RCD FPA 2P A) | stuk | Differentieel DOJ 2P 40A 30mA A | Différentiel DOJ 2P 40A 30mA A | RCCB DOJA 2P 30mA 40A | RCCB DOJA 2P 30mA 40A |  | 5.14
2CDB202201R1630 | DOJA263/030 | Active | 5413656034797 | 306.25 | 1 | 1 | stuk | DOJ ABB VY | BE31330 | 1H (E37 RCD FPA 2P A) | stuk | Differentieel DOJ 2P 63A 30mA A | Différentiel DOJ 2P 63A 30mA A | RCCB DOJA 2P 30mA 63A | RCCB DOJA 2P 30mA 63A |  | 5.14
2CDB202201R3250 | DOJA225/300 | Active | 5413656033707 | 185.45 | 1 | 1 | stuk | DOJ ABB VY | BE31330 | 1H (E37 RCD FPA 2P A) | stuk | Differentieel DOJ 2P 25A 300mA A | Différentiel DOJ 2P 25A 300mA A | RCCB DOJA 2P 300mA 25A | RCCB DOJA 2P 300mA 25A |  | 5.14
2CDB202201R3400 | DOJA240/300 | Active | 5413656034414 | 151.52 | 1 | 1 | stuk | DOJ ABB VY | BE31330 | 1H (E37 RCD FPA 2P A) | stuk | Differentieel DOJ 2P 40A 300mA A | Différentiel DOJ 2P 40A 300mA A | RCCB DOJA 2P 300mA 40A | RCCB DOJA 2P 300mA 40A |  | 5.14
2CDB202201R3630 | DOJA263/300 | Active | 5413656034872 | 221.66 | 1 | 1 | stuk | DOJ ABB VY | BE31330 | 1H (E37 RCD FPA 2P A) | stuk | Differentieel DOJ 2P 63A 300mA A | Différentiel DOJ 2P 63A 300mA A | RCCB DOJA 2P 300mA 63A | RCCB DOJA 2P 300mA 63A |  | 5.14
2CDB202401R1250 | DOJA425/030 | Active | 5413656071464 | 209.63 | 1 | 1 | stuk | DOJ ABB VY | BE31330 | 1I (E38 RCD FPA 4P A) | stuk | Differentieel DOJ 4P 25A 30mA A | Différentiel DOJ 4P 25A 30mA A | RCCB DOJA 4P 30mA 25A | RCCB DOJA 4P 30mA 25A |  | 5.14
2CDB202401R1400 | DOJA440/030 | Active | 5413656071549 | 167.51 | 1 | 1 | stuk | DOJ ABB VY | BE31330 | 1I (E38 RCD FPA 4P A) | stuk | Differentieel DOJ 4P 40A 30mA A | Différentiel DOJ 4P 40A 30mA A | RCCB DOJA 4P 30mA 40A | RCCB DOJA 4P 30mA 40A |  | 5.14
2CDB202401R1630 | DOJA463/030 | Active | 5413656071648 | 331.03 | 1 | 1 | stuk | DOJ ABB VY | BE31330 | 1I (E38 RCD FPA 4P A) | stuk | Differentieel DOJ 4P 63A 30mA A | Différentiel DOJ 4P 63A 30mA A | RCCB DOJA 4P 30mA 63A | RCCB DOJA 4P 30mA 63A |  | 5.14
2CDB202401R2250 | DOJA425/100 | Active | 5413656071778 | 206.87 | 1 | 1 | stuk | DOJ ABB VY | BE31330 | 1I (E38 RCD FPA 4P A) | stuk | Differentieel DOJ 4P 25A 100mA A | Différentiel DOJ 4P 25A 100mA A | RCCB DOJA 4P 100mA 25A | RCCB DOJA 4P 100mA 25A |  | 5.14
2CDB202401R2400 | DOJA440/100 | Active | 5413656071785 | 213.65 | 1 | 1 | stuk | DOJ ABB VY | BE31330 | 1I (E38 RCD FPA 4P A) | stuk | Differentieel DOJ 4P 40A 100mA A | Différentiel DOJ 4P 40A 100mA A | RCCB DOJA 4P 100mA 40A | RCCB DOJA 4P 100mA 40A |  | 5.14
2CDB202401R2630 | DOJA463/100 | Active | 5413656071792 | 326.8 | 1 | 1 | stuk | DOJ ABB VY | BE31330 | 1I (E38 RCD FPA 4P A) | stuk | Differentieel DOJ 4P 63A 100mA A | Différentiel DOJ 4P 63A 100mA A | RCCB DOJA 4P 100mA 63A | RCCB DOJA 4P 100mA 63A |  | 5.14
2CDB202401R3250 | DOJA425/300 | Active | 5413656071471 | 189.66 | 1 | 1 | stuk | DOJ ABB VY | BE31330 | 1I (E38 RCD FPA 4P A) | stuk | Differentieel DOJ 4P 25A 300mA A | Différentiel DOJ 4P 25A 300mA A | RCCB DOJA 4P 300mA 25A | RCCB DOJA 4P 300mA 25A |  | 5.14
2CDB202401R3400 | DOJA440/300 | Active | 5413656071594 | 150.22 | 1 | 1 | stuk | DOJ ABB VY | BE31330 | 1I (E38 RCD FPA 4P A) | stuk | Differentieel DOJ 4P 40A 300mA A | Différentiel DOJ 4P 40A 300mA A | RCCB DOJA 4P 300mA 40A | RCCB DOJA 4P 300mA 40A |  | 5.14
2CDB202401R3630 | DOJA463/300 | Active | 5413656071693 | 219.48 | 1 | 1 | stuk | DOJ ABB VY | BE31330 | 1I (E38 RCD FPA 4P A) | stuk | Differentieel DOJ 4P 63A 300mA A | Différentiel DOJ 4P 63A 300mA A | RCCB DOJA 4P 300mA 63A | RCCB DOJA 4P 300mA 63A |  | 5.14
2CDB212202R3400 | DOJS240/300 | Active | 5413656033622 | 230.01 | 1 | 1 | stuk | DOJ ABB VY | BE31330 | 1H (E37 RCD FPA 2P A) | stuk | Differentieel DOJ 2P 40A 300mA S | Différentiel DOJ 2P 40A 300mA S | RCCB DOJS 2P 300mA 40A | RCCB DOJS 2P 300mA 40A |  | 5.14
2CDB212202R3630 | DOJS263/300 | Active | 5413656033639 | 319.42 | 1 | 1 | stuk | DOJ ABB VY | BE31330 | 1H (E37 RCD FPA 2P A) | stuk | Differentieel DOJ 2P 63A 300mA S | Différentiel DOJ 2P 63A 300mA S | RCCB DOJS 2P 300mA 63A | RCCB DOJS 2P 300mA 63A |  | 5.14
2CDB212402R2400 | DOJS440/100 | Active | 5413656071389 | 289.17 | 1 | 1 | stuk | DOJ ABB VY | BE31330 | 1I (E38 RCD FPA 4P A) | stuk | Differentieel DOJ 4P 40A 100mA S | Différentiel DOJ 4P 40A 100mA S | RCCB DOJS 4P 100mA 40A | RCCB DOJS 4P 100mA 40A |  | 5.14
2CDB212402R2630 | DOJS463/100 | Active | 5413656071402 | 478.07 | 1 | 1 | stuk | DOJ ABB VY | BE31330 | 1I (E38 RCD FPA 4P A) | stuk | Differentieel DOJ 4P 63A 100mA S | Différentiel DOJ 4P 63A 100mA S | RCCB DOJS 4P 100mA 63A | RCCB DOJS 4P 100mA 63A |  | 5.14
2CDB212402R3400 | DOJS440/300 | Active | 5413656071396 | 227.21 | 1 | 1 | stuk | DOJ ABB VY | BE31330 | 1I (E38 RCD FPA 4P A) | stuk | Differentieel DOJ 4P 40A 300mA S | Différentiel DOJ 4P 40A 300mA S | RCCB DOJS 4P 300mA 40A | RCCB DOJS 4P 300mA 40A |  | 5.14
2CDB212402R3630 | DOJS463/300 | Active | 5413656071419 | 375.6 | 1 | 1 | stuk | DOJ ABB VY | BE31330 | 1I (E38 RCD FPA 4P A) | stuk | Differentieel DOJ 4P 63A 300mA S | Différentiel DOJ 4P 63A 300mA S | RCCB DOJS 4P 300mA 63A | RCCB DOJS 4P 300mA 63A |  | 5.14
2CDB212404R1400 | DOJB440/030 | Active | 5411815654350 | 862.34 | 1 | 1 | stuk | DOJ ABB VY | BE31330 | 1B (D47 RCD VPFI) | stuk | Differentieel DOJ 4P 40A 30mA B | Différentiel DOJ 4P 40A 30mA B | RCCB DOJB 4P 30mA 40A | RCCB DOJB 4P 30mA 40A |  | 5.14
2CDB212404R1630 | DOJB463/030 | Active | 5411815654374 | 1077.94 | 1 | 1 | stuk | DOJ ABB VY | BE31330 | 1B (D47 RCD VPFI) | stuk | Differentieel DOJ 4P 63A 30mA B | Différentiel DOJ 4P 63A 30mA B | RCCB DOJB 4P 30mA 63A | RCCB DOJB 4P 30mA 63A |  | 5.14
2CDB212404R3400 | DOJB440/300 | Active | 5411815654367 | 750.39 | 1 | 1 | stuk | DOJ ABB VY | BE31330 | 1B (D47 RCD VPFI) | stuk | Differentieel DOJ 4P 40A 300mA B | Différentiel DOJ 4P 40A 300mA B | RCCB DOJB 4P 300mA 40A | RCCB DOJB 4P 300mA 40A |  | 5.14
2CDB212404R3630 | DOJB463/300 | Active | 5411815654381 | 911.19 | 1 | 1 | stuk | DOJ ABB VY | BE31330 | 1B (D47 RCD VPFI) | stuk | Differentieel DOJ 4P 63A 300mA B | Différentiel DOJ 4P 63A 300mA B | RCCB DOJB 4P 300mA 63A | RCCB DOJB 4P 300mA 63A |  | 5.14
2CDB222201R1250 | DOJPA225/030 | Active | 5413656251934 | 197.15 | 1 | 1 | stuk | DOJP ABB VY | BE31330 | 1P (E79 RCCB S SCREWLESS) | stuk | Differentieel DOJP 2P 25A 30mA A | Différentiel DOJP 2P 25A 30mA A | RCCB DOJPA 2P 30mA 25A | RCCB DOJPA 2P 30mA 25A |  | 5.14
2CDB222201R1400 | DOJPA240/030 | Active | 5413656251941 | 162.32 | 1 | 1 | stuk | DOJP ABB VY | BE31330 | 1P (E79 RCCB S SCREWLESS) | stuk | Differentieel DOJP 2P 40A 30mA A | Différentiel DOJP 2P 40A 30mA A | RCCB DOJPA 2P 30mA 40A | RCCB DOJPA 2P 30mA 40A |  | 5.14
2CDB222201R1630 | DOJPA263/030 | Active | 5413656251958 | 301.69 | 1 | 1 | stuk | DOJP ABB VY | BE31330 | 1P (E79 RCCB S SCREWLESS) | stuk | Differentieel DOJP 2P 63A 30mA A | Différentiel DOJP 2P 63A 30mA A | RCCB DOJPA 2P 30mA 63A | RCCB DOJPA 2P 30mA 63A |  | 5.14
2CDB222201R3250 | DOJPA225/300 | Active | 5413656253396 | 185.98 | 1 | 1 | stuk | DOJP ABB VY | BE31330 | 1P (E79 RCCB S SCREWLESS) | stuk | Differentieel DOJP 2P 25A 300mA A | Différentiel DOJP 2P 25A 300mA A | RCCB DOJPA 2P 300mA 25A | RCCB DOJPA 2P 300mA 25A |  | 5.14
2CDB222201R3400 | DOJPA240/300 | Active | 5413656253402 | 154.5 | 1 | 1 | stuk | DOJP ABB VY | BE31330 | 1P (E79 RCCB S SCREWLESS) | stuk | Differentieel DOJP 2P 40A 300mA A | Différentiel DOJP 2P 40A 300mA A | RCCB DOJPA 2P 300mA 40A | RCCB DOJPA 2P 300mA 40A |  | 5.14
2CDB222201R3630 | DOJPA263/300 | Active | 5413656253419 | 218.32 | 1 | 1 | stuk | DOJP ABB VY | BE31330 | 1P (E79 RCCB S SCREWLESS) | stuk | Differentieel DOJP 2P 63A 300mA A | Différentiel DOJP 2P 63A 300mA A | RCCB DOJPA 2P 300mA 63A | RCCB DOJPA 2P 300mA 63A |  | 5.14
2CDB222202R3400 | DOJPS240/300 | Active | 5413656253457 | 221.53 | 1 | 1 | stuk | DOJP ABB VY | BE31330 | 1P (E79 RCCB S SCREWLESS) | stuk | Differentieel DOJP 2P 40A 300mA S | Différentiel DOJP 2P 40A 300mA S | RCCB DOJPS 2P 300mA 40A | RCCB DOJPS 2P 300mA 40A |  | 5.14
2CDB222202R3630 | DOJPS263/300 | Active | 5413656253464 | 291.43 | 1 | 1 | stuk | DOJP ABB VY | BE31330 | 1P (E79 RCCB S SCREWLESS) | stuk | Differentieel DOJP 2P 63A 300mA S | Différentiel DOJP 2P 63A 300mA S | RCCB DOJPS 2P 300mA 63A | RCCB DOJPS 2P 300mA 63A |  | 5.14
2CDB222401R1250 | DOJPA425/030 | Active | 5413656251965 | 203.44 | 1 | 1 | stuk | DOJP ABB VY | BE31330 | 1P (E79 RCCB S SCREWLESS) | stuk | Differentieel DOJP 4P 25A 30mA A | Différentiel DOJP 4P 25A 30mA A | RCCB DOJPA 4P 30mA 25A | RCCB DOJPA 4P 30mA 25A |  | 5.14
2CDB222401R1400 | DOJPA440/030 | Active | 5413656251972 | 192.7 | 1 | 1 | stuk | DOJP ABB VY | BE31330 | 1P (E79 RCCB S SCREWLESS) | stuk | Differentieel DOJP 4P 40A 30mA A | Différentiel DOJP 4P 40A 30mA A | RCCB DOJPA 4P 30mA 40A | RCCB DOJPA 4P 30mA 40A |  | 5.14
2CDB222401R1630 | DOJPA463/030 | Active | 5413656251989 | 290.47 | 1 | 1 | stuk | DOJP ABB VY | BE31330 | 1P (E79 RCCB S SCREWLESS) | stuk | Differentieel DOJP 4P 63A 30mA A | Différentiel DOJP 4P 63A 30mA A | RCCB DOJPA 4P 30mA 63A | RCCB DOJPA 4P 30mA 63A |  | 5.14
2CDB222401R2250 | DOJPA425/100 | Active | 5413656251996 | 203.44 | 1 | 1 | stuk | DOJP ABB VY | BE31330 | 1P (E79 RCCB S SCREWLESS) | stuk | Differentieel DOJP 4P 25A 100mA A | Différentiel DOJP 4P 25A 100mA A | RCCB DOJPA 4P 100mA 25A | RCCB DOJPA 4P 100mA 25A |  | 5.14
2CDB222401R2400 | DOJPA440/100 | Active | 5413656253372 | 209.88 | 1 | 1 | stuk | DOJP ABB VY | BE31330 | 1P (E79 RCCB S SCREWLESS) | stuk | Differentieel DOJP 4P 40A 100mA A | Différentiel DOJP 4P 40A 100mA A | RCCB DOJPA 4P 100mA 40A | RCCB DOJPA 4P 100mA 40A |  | 5.14
2CDB222401R2630 | DOJPA463/100 | Active | 5413656253389 | 304.11 | 1 | 1 | stuk | DOJP ABB VY | BE31330 | 1P (E79 RCCB S SCREWLESS) | stuk | Differentieel DOJP 4P 63A 100mA A | Différentiel DOJP 4P 63A 100mA A | RCCB DOJPA 4P 100mA 63A | RCCB DOJPA 4P 100mA 63A |  | 5.14
2CDB222401R3250 | DOJPA425/300 | Active | 5413656253426 | 190.24 | 1 | 1 | stuk | DOJP ABB VY | BE31330 | 1P (E79 RCCB S SCREWLESS) | stuk | Differentieel DOJP 4P 25A 300mA A | Différentiel DOJP 4P 25A 300mA A | RCCB DOJPA 4P 300mA 25A | RCCB DOJPA 4P 300mA 25A |  | 5.14
2CDB222401R3400 | DOJPA440/300 | Active | 5413656253433 | 153.15 | 1 | 1 | stuk | DOJP ABB VY | BE31330 | 1P (E79 RCCB S SCREWLESS) | stuk | Differentieel DOJP 4P 40A 300mA A | Différentiel DOJP 4P 40A 300mA A | RCCB DOJPA 4P 300mA 40A | RCCB DOJPA 4P 300mA 40A |  | 5.14
2CDB222401R3630 | DOJPA463/300 | Active | 5413656253440 | 224.95 | 1 | 1 | stuk | DOJP ABB VY | BE31330 | 1P (E79 RCCB S SCREWLESS) | stuk | Differentieel DOJP 4P 63A 300mA A | Différentiel DOJP 4P 63A 300mA A | RCCB DOJPA 4P 300mA 63A | RCCB DOJPA 4P 300mA 63A |  | 5.14
2CDB222402R3400 | DOJPS440/300 | Active | 5413656253471 | 223.2 | 1 | 1 | stuk | DOJP ABB VY | BE31330 | 1P (E79 RCCB S SCREWLESS) | stuk | Differentieel DOJP 4P 40A 300mA S | Différentiel DOJP 4P 40A 300mA S | RCCB DOJPS 4P 300mA 40A | RCCB DOJPS 4P 300mA 40A |  | 5.14
2CDB222402R3630 | DOJPS463/300 | Active | 5413656253488 | 349.56 | 1 | 1 | stuk | DOJP ABB VY | BE31330 | 1P (E79 RCCB S SCREWLESS) | stuk | Differentieel DOJP 4P 63A 300mA S | Différentiel DOJP 4P 63A 300mA S | RCCB DOJPS 4P 300mA 63A | RCCB DOJPS 4P 300mA 63A |  | 5.14
2CDB333201R0104 | DPCA100C10/010 | Active | 5413656115342 | 192.1 | 1 | 1 | stuk | DPC100 ABB VY | BE31330 | 1M (E55 RCBO 2P DPC) | stuk | Diff-auto DPC 2P C10 10mA 10kA A | Disj. différentiel 2P DPCA100C10/010 | FI/LS-kombination DPCA100 10kA 2P 10mA C10 | RCBO DPCA100 10kA 2P 10mA C10 |  | 5.14
2CDB333201R0105 | DPCA100B10/010 | Active | 5413656115502 | 247.28 | 1 | 1 | stuk | DPC100 ABB VY | BE31330 | 1M (E55 RCBO 2P DPC) | stuk | Diff-auto DPC 2P B10 10mA 10kA A | Disj. différentiel 2P DPCA100B10/010 | FI/LS-kombination DPCA100 10kA 2P 10mA C10 | RCBO DPCA100 10kA 2P 10mA C10 |  | 5.14
2CDB333201R0164 | DPCA100C16/010 | Active | 5413656115359 | 192.1 | 1 | 1 | stuk | DPC100 ABB VY | BE31330 | 1M (E55 RCBO 2P DPC) | stuk | Diff-auto DPC 2P C16 10mA 10kA A | Disj. différentiel 2P DPCA100C16/010 | FI/LS-kombination DPCA100 10kA 2P 10mA C16 | RCBO DPCA100 10kA 2P 10mA C16 |  | 5.14
2CDB333201R0165 | DPCA100B16/010 | Active | 5413656115519 | 247.28 | 1 | 1 | stuk | DPC100 ABB VY | BE31330 | 1M (E55 RCBO 2P DPC) | stuk | Diff-auto DPC 2P B16 10mA 10kA A | Disj. différentiel 2P DPCA100B16/010 | FI/LS-kombination DPCA100 10kA 2P 10mA C16 | RCBO DPCA100 10kA 2P 10mA C16 |  | 5.14
2CDB333201R1064 | DPCA100C06/030 | Active | 5413656115366 | 184.96 | 1 | 1 | stuk | DPC100 ABB VY | BE31330 | 1M (E55 RCBO 2P DPC) | stuk | Diff-auto DPC 2P C06 30mA 10kA A | Disj. différentiel 2P DPCA100C06/030 | FI/LS-kombination DPCA100 10kA 2P 30mA C6 | RCBO DPCA100 10kA 2P 30mA C6 |  | 5.14
2CDB333201R1065 | DPCA100B06/030 | Active | 5413656115526 | 190.47 | 1 | 1 | stuk | DPC100 ABB VY | BE31330 | 1M (E55 RCBO 2P DPC) | stuk | Diff-auto DPC 2P B06 30mA 10kA A | Disj. différentiel 2P DPCA100B06/030 | FI/LS-kombination DPCA100 10kA 2P 30mA C6 | RCBO DPCA100 10kA 2P 30mA C6 |  | 5.14
2CDB333201R1104 | DPCA100C10/030 | Active | 5413656115373 | 184.96 | 1 | 1 | stuk | DPC100 ABB VY | BE31330 | 1M (E55 RCBO 2P DPC) | stuk | Diff-auto DPC 2P C10 30mA 10kA A | Disj. différentiel 2P DPCA100C10/030 | FI/LS-kombination DPCA100 10kA 2P 30mA C10 | RCBO DPCA100 10kA 2P 30mA C10 |  | 5.14
2CDB333201R1105 | DPCA100B10/030 | Active | 5413656115533 | 190.47 | 1 | 1 | stuk | DPC100 ABB VY | BE31330 | 1M (E55 RCBO 2P DPC) | stuk | Diff-auto DPC 2P B10 30mA 10kA A | Disj. différentiel 2P DPCA100B10/030 | FI/LS-kombination DPCA100 10kA 2P 30mA C10 | RCBO DPCA100 10kA 2P 30mA C10 |  | 5.14
2CDB333201R1164 | DPCA100C16/030 | Active | 5413656115380 | 184.96 | 1 | 1 | stuk | DPC100 ABB VY | BE31330 | 1M (E55 RCBO 2P DPC) | stuk | Diff-auto DPC 2P C16 30mA 10kA A | Disj. différentiel 2P DPCA100C16/030 | FI/LS-kombination DPCA100 10kA 2P 30mA C16 | RCBO DPCA100 10kA 2P 30mA C16 |  | 5.14
2CDB333201R1165 | DPCA100B16/030 | Active | 5413656115540 | 190.47 | 1 | 1 | stuk | DPC100 ABB VY | BE31330 | 1M (E55 RCBO 2P DPC) | stuk | Diff-auto DPC 2P B16 30mA 10kA A | Disj. différentiel 2P DPCA100B16/030 | FI/LS-kombination DPCA100 10kA 2P 30mA C16 | RCBO DPCA100 10kA 2P 30mA C16 |  | 5.14
2CDB333201R1204 | DPCA100C20/030 | Active | 5413656115397 | 184.96 | 1 | 1 | stuk | DPC100 ABB VY | BE31330 | 1M (E55 RCBO 2P DPC) | stuk | Diff-auto DPC 2P C20 30mA 10kA A | Disj. différentiel 2P DPCA100C20/030 | FI/LS-kombination DPCA100 10kA 2P 30mA C20 | RCBO DPCA100 10kA 2P 30mA C20 |  | 5.14
2CDB333201R1205 | DPCA100B20/030 | Active | 5413656115557 | 190.47 | 1 | 1 | stuk | DPC100 ABB VY | BE31330 | 1M (E55 RCBO 2P DPC) | stuk | Diff-auto DPC 2P B20 30mA 10kA A | Disj. différentiel 2P DPCA100B20/030 | FI/LS-kombination DPCA100 10kA 2P 30mA C20 | RCBO DPCA100 10kA 2P 30mA C20 |  | 5.14
2CDB333201R1254 | DPCA100C25/030 | Active | 5413656115403 | 190.25 | 1 | 1 | stuk | DPC100 ABB VY | BE31330 | 1M (E55 RCBO 2P DPC) | stuk | Diff-auto DPC 2P C25 30mA 10kA A | Disj. différentiel 2P DPCA100C25/030 | FI/LS-kombination DPCA100 10kA 2P 30mA C25 | RCBO DPCA100 10kA 2P 30mA C25 |  | 5.14
2CDB333201R1255 | DPCA100B25/030 | Active | 5413656115564 | 195.93 | 1 | 1 | stuk | DPC100 ABB VY | BE31330 | 1M (E55 RCBO 2P DPC) | stuk | Diff-auto DPC 2P B25 30mA 10kA A | Disj. différentiel 2P DPCA100B25/030 | FI/LS-kombination DPCA100 10kA 2P 30mA C25 | RCBO DPCA100 10kA 2P 30mA C25 |  | 5.14
2CDB333201R1324 | DPCA100C32/030 | Active | 5413656115410 | 190.25 | 1 | 1 | stuk | DPC100 ABB VY | BE31330 | 1M (E55 RCBO 2P DPC) | stuk | Diff-auto DPC 2P C32 30mA 10kA A | Disj. différentiel 2P DPCA100C32/030 | FI/LS-kombination DPCA100 10kA 2P 30mA C32 | RCBO DPCA100 10kA 2P 30mA C32 |  | 5.14
2CDB333201R1325 | DPCA100B32/030 | Active | 5413656115571 | 195.93 | 1 | 1 | stuk | DPC100 ABB VY | BE31330 | 1M (E55 RCBO 2P DPC) | stuk | Diff-auto DPC 2P B32 30mA 10kA A | Disj. différentiel 2P DPCA100B32/030 | FI/LS-kombination DPCA100 10kA 2P 30mA C32 | RCBO DPCA100 10kA 2P 30mA C32 |  | 5.14
2CDB333201R1404 | DPCA100C40/030 | Active | 5413656115427 | 190.25 | 1 | 1 | stuk | DPC100 ABB VY | BE31330 | 1M (E55 RCBO 2P DPC) | stuk | Diff-auto DPC 2P C40 30mA 10kA A | Disj. différentiel 2P DPCA100C40/030 | FI/LS-kombination DPCA100 10kA 2P 30mA C40 | RCBO DPCA100 10kA 2P 30mA C40 |  | 5.14
2CDB333201R1405 | DPCA100B40/030 | Active | 5413656115588 | 194.01 | 1 | 1 | stuk | DPC100 ABB VY | BE31330 | 1M (E55 RCBO 2P DPC) | stuk | Diff-auto DPC 2P B40 30mA 10kA A | Disj. différentiel 2P DPCA100B40/030 | FI/LS-kombination DPCA100 10kA 2P 30mA C40 | RCBO DPCA100 10kA 2P 30mA C40 |  | 5.14
2CDB333201R3064 | DPCA100C06/300 | Active | 5413656115434 | 174.49 | 1 | 1 | stuk | DPC100 ABB VY | BE31330 | 1M (E55 RCBO 2P DPC) | stuk | Diff-auto DPC 2P C06 300mA 10kA A | Disj. différentiel 2P DPCA100C06/300 | FI/LS-kombination DPCA100 10kA 2P 300mA C6 | RCBO DPCA100 10kA 2P 300mA C6 |  | 5.14
2CDB333201R3065 | DPCA100B06/300 | Active | 5413656115595 | 198.87 | 1 | 1 | stuk | DPC100 ABB VY | BE31330 | 1M (E55 RCBO 2P DPC) | stuk | Diff-auto DPC 2P B06 300mA 10kA A | Disj. différentiel 2P DPCA100B06/300 | FI/LS-kombination DPCA100 10kA 2P 300mA C6 | RCBO DPCA100 10kA 2P 300mA C6 |  | 5.14
2CDB333201R3104 | DPCA100C10/300 | Active | 5413656115441 | 174.49 | 1 | 1 | stuk | DPC100 ABB VY | BE31330 | 1M (E55 RCBO 2P DPC) | stuk | Diff-auto DPC 2P C10 300mA 10kA A | Disj. différentiel 2P DPCA100C10/300 | FI/LS-kombination DPCA100 10kA 2P 300mA C10 | RCBO DPCA100 10kA 2P 300mA C10 |  | 5.14
2CDB333201R3105 | DPCA100B10/300 | Active | 5413656115601 | 198.87 | 1 | 1 | stuk | DPC100 ABB VY | BE31330 | 1M (E55 RCBO 2P DPC) | stuk | Diff-auto DPC 2P B10 300mA 10kA A | Disj. différentiel 2P DPCA100B10/300 | FI/LS-kombination DPCA100 10kA 2P 300mA C10 | RCBO DPCA100 10kA 2P 300mA C10 |  | 5.14
2CDB333201R3164 | DPCA100C16/300 | Active | 5413656115458 | 174.49 | 1 | 1 | stuk | DPC100 ABB VY | BE31330 | 1M (E55 RCBO 2P DPC) | stuk | Diff-auto DPC 2P C16 300mA 10kA A | Disj. différentiel 2P DPCA100C16/300 | FI/LS-kombination DPCA100 10kA 2P 300mA C16 | RCBO DPCA100 10kA 2P 300mA C16 |  | 5.14
2CDB333201R3165 | DPCA100B16/300 | Active | 5413656115618 | 198.87 | 1 | 1 | stuk | DPC100 ABB VY | BE31330 | 1M (E55 RCBO 2P DPC) | stuk | Diff-auto DPC 2P B16 300mA 10kA A | Disj. différentiel 2P DPCA100B16/300 | FI/LS-kombination DPCA100 10kA 2P 300mA C16 | RCBO DPCA100 10kA 2P 300mA C16 |  | 5.14
2CDB333201R3204 | DPCA100C20/300 | Active | 5413656115465 | 174.49 | 1 | 1 | stuk | DPC100 ABB VY | BE31330 | 1M (E55 RCBO 2P DPC) | stuk | Diff-auto DPC 2P C20 300mA 10kA A | Disj. différentiel 2P DPCA100C20/300 | FI/LS-kombination DPCA100 10kA 2P 300mA C20 | RCBO DPCA100 10kA 2P 300mA C20 |  | 5.14
2CDB333201R3205 | DPCA100B20/300 | Active | 5413656115625 | 198.87 | 1 | 1 | stuk | DPC100 ABB VY | BE31330 | 1M (E55 RCBO 2P DPC) | stuk | Diff-auto DPC 2P B20 300mA 10kA A | Disj. différentiel 2P DPCA100B20/300 | FI/LS-kombination DPCA100 10kA 2P 300mA C20 | RCBO DPCA100 10kA 2P 300mA C20 |  | 5.14
2CDB333201R3254 | DPCA100C25/300 | Active | 5413656115472 | 174.49 | 1 | 1 | stuk | DPC100 ABB VY | BE31330 | 1M (E55 RCBO 2P DPC) | stuk | Diff-auto DPC 2P C25 300mA 10kA A | Disj. différentiel 2P DPCA100C25/300 | FI/LS-kombination DPCA100 10kA 2P 300mA C25 | RCBO DPCA100 10kA 2P 300mA C25 |  | 5.14
2CDB333201R3255 | DPCA100B25/300 | Active | 5413656115632 | 204.35 | 1 | 1 | stuk | DPC100 ABB VY | BE31330 | 1M (E55 RCBO 2P DPC) | stuk | Diff-auto DPC 2P B25 300mA 10kA A | Disj. différentiel 2P DPCA100B25/300 | FI/LS-kombination DPCA100 10kA 2P 300mA C25 | RCBO DPCA100 10kA 2P 300mA C25 |  | 5.14
2CDB333201R3324 | DPCA100C32/300 | Active | 5413656115489 | 174.49 | 1 | 1 | stuk | DPC100 ABB VY | BE31330 | 1M (E55 RCBO 2P DPC) | stuk | Diff-auto DPC 2P C32 300mA 10kA A | Disj. différentiel 2P DPCA100C32/300 | FI/LS-kombination DPCA100 10kA 2P 300mA C32 | RCBO DPCA100 10kA 2P 300mA C32 |  | 5.14
2CDB333201R3325 | DPCA100B32/300 | Active | 5413656115649 | 204.35 | 1 | 1 | stuk | DPC100 ABB VY | BE31330 | 1M (E55 RCBO 2P DPC) | stuk | Diff-auto DPC 2P B32 300mA 10kA A | Disj. différentiel 2P DPCA100B32/300 | FI/LS-kombination DPCA100 10kA 2P 300mA C32 | RCBO DPCA100 10kA 2P 300mA C32 |  | 5.14
2CDB333201R3404 | DPCA100C40/300 | Active | 5413656115496 | 174.49 | 1 | 1 | stuk | DPC100 ABB VY | BE31330 | 1M (E55 RCBO 2P DPC) | stuk | Diff-auto DPC 2P C40 300mA 10kA A | Disj. différentiel 2P DPCA100C40/300 | FI/LS-kombination DPCA100 10kA 2P 300mA C40 | RCBO DPCA100 10kA 2P 300mA C40 |  | 5.14
2CDB333201R3405 | DPCA100B40/300 | Active | 5413656115656 | 202.4 | 1 | 1 | stuk | DPC100 ABB VY | BE31330 | 1M (E55 RCBO 2P DPC) | stuk | Diff-auto DPC 2P B40 300mA 10kA A | Disj. différentiel 2P DPCA100B40/300 | FI/LS-kombination DPCA100 10kA 2P 300mA C40 | RCBO DPCA100 10kA 2P 300mA C40 |  | 5.14
2CDB352501R0165 | DSN201E B16 A10 | Active | 4022903005148 | 122.15 | 1 | 1 | stuk | DSN201E | BE31330 | SB (MCB&RCD Cat.B) | stuk | Diff-automaat 1P+N, B kar, 16A, 10mA, 6kA | Disj-diff 1P+N, B kar, 16A, 10mA, 6kA | Diff-automaat 1P+N, B kar, 16A, 10mA, 6kA | RCBO 1P+N, B kar, 16A, 10mA, 6kA
2CDB400100R0000 | CAH | Active | 5413656710110 | 23.51 | 1 | 1 | stuk | Accessories ABB VY | BE31330 | 1G (E25 MCB AUX FUNCTION) | stuk | Hulpcontact CA H | Cont. auxiliaire CA H | Auxiliary Contact CAH | Auxiliary Contact CAH |  | 5.14
2CDB400210R0000 | CAS/H | Active | 5413656710127 | 29.94 | 1 | 1 | stuk | Accessories ABB VY | BE31330 | 1G (E25 MCB AUX FUNCTION) | stuk | Hulp- signaalcontact S/H | Cont. auxiliaire CA S/H | Auxiliary Signal Contact CAS/H | Auxiliary Signal Contact CAS/H |  | 5.14
2CDB400220R0000 | CAS/HG | Active | 5413656710134 | 46.89 | 1 | 1 | stuk | Accessories ABB VY | BE31330 | 1G (E25 MCB AUX FUNCTION) | stuk | Hulp- signaalcontact S/H (G) | Cont. auxiliaire CA S/H (G) | Auxiliary Signal Contact CAS/H G | Auxiliary Signal Contact CAS/H G |  | 5.14
2CDB410100R0000 | CAUNIH | Active | 5413656710202 | 24.54 | 1 | 1 | stuk | Accessories ABB VY | BE31330 | 1G (E25 MCB AUX FUNCTION) | stuk | Hulpcontact CA UN H | Cont. Aux. Unibis CA H | Auxiliary Contact CAUNIH | Auxiliary Contact CAUNIH |  | 5.14
2CDB410210R0000 | CAUNIS/H | Active | 5413656710219 | 31.28 | 1 | 1 | stuk | Accessories ABB VY | BE31330 | 1G (E25 MCB AUX FUNCTION) | stuk | Hulp- signaalcontact UN S/H | Cont. Aux. Unibis CA S/H | Auxiliary/Signal Contact CAUNIS/H | Auxiliary/Signal Contact CAUNIS/H |  | 5.14
2CDB410220R0000 | CAUNIS/HG | Active | 5413656710226 | 48.93 | 1 | 1 | stuk | Accessories ABB VY | BE31330 | 1G (E25 MCB AUX FUNCTION) | stuk | Hulp- signaalcontact UN S/H (G) | Cont. Aux. Unibis CA S/H (G) | Auxiliary/Signal Contact CAUNIS/HG | Auxiliary/Signal Contact CAUNIS/HG |  | 5.14
2CDB430100R0000 | TELEU-230 | Active | 5413656710165 | 81.65 | 1 | 1 | stuk | Accessories ABB VY | BE31330 | 1G (E25 MCB AUX FUNCTION) | stuk | Uitschakelspoel Tele U 230V | Décl à min. tension TELE U-230 | Undervoltage Release TeleU230 | Undervoltage Release TeleU230 |  | 5.14
2CDB430200R0000 | TELEU-12 | Active | 5413656710172 | 79.34 | 1 | 1 | stuk | Accessories ABB VY | BE31330 | 1G (E25 MCB AUX FUNCTION) | stuk | Uitschakelspoel Tele U 12V | Décl à min. tension TELE U-12 | Undervoltage Release TeleU12 | Undervoltage Release TeleU12 |  | 5.14
2CDB430300R0000 | TELEU-24 | Active | 5413656710189 | 81.65 | 1 | 1 | stuk | Accessories ABB VY | BE31330 | 1G (E25 MCB AUX FUNCTION) | stuk | Uitschakelspoel Tele U 24V | Décl à min. tension TELE U-24 | Undervoltage Release TeleU24 | Undervoltage Release TeleU24 |  | 5.14
2CDB430400R0000 | TELEU-48 | Active | 5413656710196 | 81.65 | 1 | 1 | stuk | Accessories ABB VY | BE31330 | 1G (E25 MCB AUX FUNCTION) | stuk | Uitschakelspoel Tele U 48V | Décl à min. tension TELE U-48 | Undervoltage Release TeleU48 | Undervoltage Release TeleU48 |  | 5.14
2CDB440100R0000 | TELEL-1 | Active | 5413656710141 | 55.09 | 1 | 1 | stuk | Accessories ABB VY | BE31330 | 1G (E25 MCB AUX FUNCTION) | stuk | Uitschakelspoel Tele L 1 | Shunt Trip Tele1 | Shunt Trip Tele1 | Shunt Trip Tele1 |  | 5.14
2CDB440200R0000 | TELEL-2 | Active | 5413656710158 | 55.09 | 1 | 1 | stuk | Accessories ABB VY | BE31330 | 1G (E25 MCB AUX FUNCTION) | stuk | Uitschakelspoel Tele L 2 | Shunt Trip Tele2 | Shunt Trip Tele2 | Shunt Trip Tele2 |  | 5.14
2CDB450201R3400 | REC2A240/300 | Active | 3390207087537 | 156.62 | 1 | 1 | stuk | Accessories ABB VY | BE31330 | 19 (D31 AUXIL. FUNCTIONS) | stuk | TeleREC2+DOJA 2P 40A 300mA A | TeleREC2 300 mA RCD+DOJA 240/300 | Autoreclosing DOJA 2P 300 mA 40A | Autoreclosing DOJA 2P 300 mA 40A |  | 5.14
2CDB450201R3630 | REC2A263/300 | Active | 3390207087643 | 156.62 | 1 | 1 | stuk | Accessories ABB VY | BE31330 | 19 (D31 AUXIL. FUNCTIONS) | stuk | TeleREC2+DOJA 2P 63A 300mA A | TeleREC2 300 mA RCD+DOJA 263/300 | Autoreclosing DOJA 2P 300 mA 63A | Autoreclosing DOJA 2P 300 mA 63A |  | 5.14
2CDB450401R3400 | REC2A440/300 | Active | 3390207087759 | 189.37 | 1 | 1 | stuk | Accessories ABB VY | BE31330 | 19 (D31 AUXIL. FUNCTIONS) | stuk | TeleREC2+DOJA 4P 40A 300mA A | TeleREC2 300 mA RCD+DOJA 440/300 | Autoreclosing DOJA 4P 300 mA 40A | Autoreclosing DOJA 4P 300 mA 40A |  | 5.14
2CDB450401R3630 | REC2A463/300 | Active | 3390207087766 | 186.17 | 1 | 1 | stuk | Accessories ABB VY | BE31330 | 19 (D31 AUXIL. FUNCTIONS) | stuk | TeleREC2+DOJA 4P 63A 300mA A | TeleREC2 300 mA RCD+DOJA 463/300 | Autoreclosing DOJA 4P 300 mA 63A | Autoreclosing DOJA 4P 300 mA 63A |  | 5.14
2CDB460201R3104 | REC2DPCA100C10/300 | Active | 3390207087773 | 304.98 | 1 | 1 | stuk | Accessories ABB VY | BE31330 | 19 (D31 AUXIL. FUNCTIONS) | stuk | TeleREC2+DPCA 2P C10 300mA 10kA | REC2 avec disj-diff DPCA100C10/300 | Autoreclosing DPCA100 2P 300mA C10 | Autoreclosing DPCA100 2P 300mA C10 |  | 5.14
2CDB460201R3164 | REC2DPCA100C16/300 | Active | 3390207087780 | 298.86 | 1 | 1 | stuk | Accessories ABB VY | BE31330 | 19 (D31 AUXIL. FUNCTIONS) | stuk | TeleREC2+DPCA 2P C16 300mA 10kA | REC2 avec disj-diff DPCA100C16/300 | Autoreclosing DPCA100 2P 300mA C16 | Autoreclosing DPCA100 2P 300mA C16 |  | 5.14
2CDB460201R3204 | REC2DPCA100C20/300 | Active | 3390207087803 | 311.35 | 1 | 1 | stuk | Accessories ABB VY | BE31330 | 19 (D31 AUXIL. FUNCTIONS) | stuk | TeleREC2+DPCA 2P C20 300mA 10kA | REC2 avec disj-diff DPCA100C20/300 | Autoreclosing DPCA100 2P 300mA C20 | Autoreclosing DPCA100 2P 300mA C20 |  | 5.14
2CDB460201R3254 | REC2DPCA100C25/300 | Active | 3390207087810 | 311.35 | 1 | 1 | stuk | Accessories ABB VY | BE31330 | 19 (D31 AUXIL. FUNCTIONS) | stuk | TeleREC2+DPCA 2P C25 300mA 10kA | REC2 avec disj-diff DPCA100C25/300 | Autoreclosing DPCA100 2P 300mA C25 | Autoreclosing DPCA100 2P 300mA C25 |  | 5.14
2CDB460201R3324 | REC2DPCA100C32/300 | Active | 3390207087827 | 311.35 | 1 | 1 | stuk | Accessories ABB VY | BE31330 | 19 (D31 AUXIL. FUNCTIONS) | stuk | TeleREC2+DPCA 2P C32 300mA 10kA | REC2 avec disj-diff DPCA100C32/300 | Autoreclosing DPCA100 2P 300mA C32 | Autoreclosing DPCA100 2P 300mA C32 |  | 5.14
2CDB460201R3404 | REC2DPCA100C40/300 | Active | 3390207087834 | 322.91 | 1 | 1 | stuk | Accessories ABB VY | BE31330 | 19 (D31 AUXIL. FUNCTIONS) | stuk | TeleREC2+DPCA 2P C40 300mA 10kA | REC2 avec disj-diff DPCA100C40/300 | Autoreclosing DPCA100 2P 300mA C40 | Autoreclosing DPCA100 2P 300mA C40 |  | 5.14
2CDB470100R0000 | AFDPCB | Active | 5413656607410 | 228.07 | 1 | 1 | stuk | AFDD ABB VY | BE31330 | 1A (D41 RCD DOJ 4MOD.A) | stuk | Vlamboogdetectie AF DPC | AF DPC 2P (2M) alim. par le bas | Arc Fault Module RCBO DPCA100 | Arc Fault Module RCBO DPCA100 |  | 5.14
2CDB604191R0000 | DOJA-2MODULES | Active | 5413656249337 | 0.41 | 1 | 1 | stuk | Accessories ABB VY | BE31330 | 1F (E24 MCB ACCESS.) | stuk | KlemAfdek.DOJ 2M | Sealing plate 2P RCCBs DOJ | Sealing plate 2P RCCBs DOJ | Sealing plate 2P RCCBs DOJ
2CDB604192R0000 | DOJA-4MODULES | Active | 5413656249344 | 0.82 | 1 | 1 | stuk | Accessories ABB VY | BE31330 | 1F (E24 MCB ACCESS.) | stuk | KlemAfdek.DOJ 4M | Sealing plate 4P RCCBs DOJ | Sealing plate 4P RCCBs DOJ | Sealing plate 4P RCCBs DOJ
2CDB624868R0000 | BV-G2/14/10VYKIT | Active | 5413656505549 | 9.12 | 1 | 1 | stuk | Busbars ABB VY | BE31330 | 18 (D23 CONN.TECH.BUSBAR) | stuk | VYN Rode geïsol.Verbindingsrail 2P 14M | VYN Rail rouge isolée 2P 14M | BV-G2/14/10VYKIT | PIN Busbar 2P 10mm2 14 PINs Kit Vynckier |  | 5.14
2CDB624869R0000 | BV-G2/18/10VYKIT | Active | 5413656505556 | 11.91 | 1 | 1 | stuk | Busbars ABB VY | BE31330 | 18 (D23 CONN.TECH.BUSBAR) | stuk | VYN Rode geïsol.Verbind.rail 2P 18M | VYN Rail rouge isolée 2P 18M | BV-G2/18/10VYKIT | PIN Busbar 2P 10mm2 18 PINs Kit Vynckier |  | 5.14
2CDB624870R0000 | BV-G3/12/10VYKIT | Active | 5413656505563 | 27.66 | 1 | 1 | stuk | Busbars ABB VY | BE31330 | 18 (D23 CONN.TECH.BUSBAR) | stuk | VYN Rode geïsol.Verbindingsrail 3P 12M | VYN Rail rouge isolée 3P 14M | PIN Busbar 3P 10mm2 12 PINs Kit Vynckier | PIN Busbar 3P 10mm2 12 PINs Kit Vynckier |  | 5.14
2CDB624871R0000 | BV-G3/18/10VYKIT | Active | 5413656505570 | 32.49 | 1 | 1 | stuk | Busbars ABB VY | BE31330 | 18 (D23 CONN.TECH.BUSBAR) | stuk | VYN Rode geïsol.Verbindingsrail 3P 18M | VYN Rail rouge isolée 3P 18M | BV-G3/18/10VYKIT | PIN Busbar 3P 10mm2 18 PINs Kit Vynckier |  | 5.14
2CDB806001R0011 | BV-END1.1 | Active | 5413656505969 | 1.09 | 1 | 50 | stuk | Busbars ABB VY | BE31330 | 18 (D23 CONN.TECH.BUSBAR) | stuk | VYN Sluitkap rail 1P 10,16mm² | VYN Coiffes rail 1P 10 et 16mm² | Endcap 1 Poles Busbars 10/16mm2 | Endcap 1 Poles Busbars 10/16mm2 |  | 5.14
2CDB806001R0021 | BV-END2.1 | Active | 5413656505976 | 1.26 | 1 | 1 | stuk | Busbars ABB VY | BE31330 | 18 (D23 CONN.TECH.BUSBAR) | stuk | VYN Sluitkap rail 2P 10mm² | VYN Coiffe rail 2P 10mm² | Endcap 2 Poles Busbars 10mm2 | Endcap 2 Poles Busbars 10mm2 |  | 5.14
2CDB806001R0031 | BV-END3.1 | Active | 5413656505983 | 1.92 | 1 | 1 | stuk | Busbars ABB VY | BE31330 | 18 (D23 CONN.TECH.BUSBAR) | stuk | VYN Sluitkap rail 3P 10mm² | VYN Coiffe rail 3P 10mm² | Endcap 3 Poles Busbars 10mm2 | Endcap 3 Poles Busbars 10mm2 |  | 5.14
2CDB806001R0032 | BV-END3.2 | Active | 5413656505990 | 1.22 | 1 | 1 | stuk | Busbars ABB VY | BE31330 | 18 (D23 CONN.TECH.BUSBAR) | stuk | VYN Sluitkap rail 2P 16mm² | VYN Coiffe rail 2P et 3P 16mm² | Endcap 2 and 3 Poles Busbars 16mm2 | Endcap 2 and 3 Poles Busbars 16mm2 |  | 5.14
2CDB806001R0041 | BV-END4.1 | Active | 5413656506003 | 2.01 | 1 | 1 | stuk | Busbars ABB VY | BE31330 | 18 (D23 CONN.TECH.BUSBAR) | stuk | VYN Sluitkap rail 4P 10,16mm² | VYN Coiffe rail 4P 10 ou 16mm² | Endcap 4 Poles Busbars 10/16mm2 | Endcap 4 Poles Busbars 10/16mm2 |  | 5.14
2CDB806001R0051 | BV-BS | Active | 5413656506065 | 2.98 | 1 | 10 | stuk | Busbars ABB VY | BE31330 | 18 (D23 CONN.TECH.BUSBAR) | stuk | VYN Isolatiedop 5st V/P Geel | VYN iso 5 broches/fourches jaune | Shock Protection for Busbar PIN/Fork | YVN Shock Protection for Busbar PIN/Fork |  | 5.14
2CDB806001R2514 | BV-FS25/14 | Active | 5413656506027 | 3.14 | 1 | 1 | stuk | Busbars ABB VY | BE31330 | 18 (D23 CONN.TECH.BUSBAR) | stuk | VYN aansluitklem PIN 25mm2 14mm | VYN Borne alimentation axiale 25mm² P | Feeder Terminal PIN 25mm2, 14mm | Feeder Terminal PIN 25mm2, 14mm |  | 5.14
2CDB806001R2527 | BV-FS25/27 | Active | 5413656506034 | 3.7 | 1 | 1 | stuk | Busbars ABB VY | BE31330 | 18 (D23 CONN.TECH.BUSBAR) | stuk | VYN aansluitklem PIN 25mm2 27mm | VYN Borne alimentation longue 25mm² P | Feeder Terminal PIN 25mm2, 27mm | Feeder Terminal PIN 25mm2, 27mm |  | 5.14
2CDB806001R3500 | BV-FS35DIRECT | Active | 5413656506041 | 5.53 | 1 | 10 | stuk | Busbars ABB VY | BE31330 | 18 (D23 CONN.TECH.BUSBAR) | stuk | VYN aansluitklem 35mm2 (Pin/Vork) | VYN Borne alimentation barette F/P | Feeder Terminal 35mm2 (PIN/Fork) | Feeder Terminal 35mm2 (PIN/Fork) |  | 5.14
2CDB806002R2527 | BV-FS25/27DIRECT | Active | 5413656506058 | 4.63 | 1 | 1 | stuk | Busbars ABB VY | BE31330 | 18 (D23 CONN.TECH.BUSBAR) | stuk | VYN aansluitklem PIN 25mm2 27mm | VYN Borne alimentation Unibis rail 4P 25mm² | Feeder Terminal PIN 25mm2, 27mm | Feeder Terminal PIN 25mm2, 27mm |  | 5.14
2CDB807001R2516 | BV-FG25/16 | Active | 5413656506010 | 2.98 | 1 | 1 | stuk | Busbars ABB VY | BE31330 | 18 (D23 CONN.TECH.BUSBAR) | stuk | VYN aansluitklem Fork 25mm2 16mm | VYN Borne alimentation axiale 25mm² F | Feeder Terminal Fork 25mm2, 16mm | Feeder Terminal Fork 25mm2, 16mm |  | 5.14
2CDB807008R0061 | INSULATINGSTRIP 1M | Active | 5413656506072 | 5.23 | 1 | 50 | stuk | Busbars ABB VY | BE31330 | 18 (D23 CONN.TECH.BUSBAR) | stuk | VYN Isolatiestrip 1M | VYN Strip d'isolement 1M | INSULATINGSTRIP 1M | VYN Insulationstrip 1M |  | 5.14
2CDB816001R1013 | BV-SU1/13/10GREY | Active | 5413656505785 | 6.02 | 1 | 15 | stuk | Busbars ABB VY | BE31330 | 18 (D23 CONN.TECH.BUSBAR) | stuk | VYN Rail Unibis 1F/13x1P 90° 10mm² | VYN Rail Unibis 1Ph / 13x1P 90° 10mm² | VYN Rail Unibis 1F/13x1P 90° 10mm² | VYN Rail Unibis 1F/13x1P 90° 10mm² |  | 5.14
2CDB826001R1018 | BV-S2/18/10 | Active | 5413656505662 | 17.05 | 1 | 1 | stuk | Busbars ABB VY | BE31330 | 18 (D23 CONN.TECH.BUSBAR) | stuk | VYN Rail P 2F/18x1P of 9x2P 10mm² | VYN Rail P 2F/18x1P of 9x2P 10mm² | VYN Phasenschiene P 2F/18x1P of 9x2P 10mm² | VYN Busbar P 2F/18x1P of 9x2P 10mm² |  | 5.14
2CDB826001R1038 | BV-SU2/38/10AFDD | Active | 5413656505501 | 56.74 | 1 | 1 | stuk | Busbars ABB VY | BE31330 | 18 (D23 CONN.TECH.BUSBAR) | stuk | VYN Rail P DPC 2F/2P(2M)+AF (1M) 1Meter | VYN Rail P DPC 2F/2P(2M)+AF (1M) 1Métre | VYN Phasenschiene P DPC 2F/2P(2M)+AF (1M) 1Meter | VYN Busbar P DPC 2F/2P(2M)+AF (1M) 1Meter |  | 5.14
2CDB826001R1055 | BV-SU2/55/10 | Active | 5413656505808 | 48.45 | 1 | 1 | stuk | Busbars ABB VY | BE31330 | 18 (D23 CONN.TECH.BUSBAR) | stuk | VYN Rail Unibis 2F/55x2P (1M) 10mm² | VYN Rail Unibis 2F/55x2P (1M) 10mm² | VYN Phasenschiene Unibis 2F/55x2P (1M) 10mm² | VYN Busbar Unibis 2F/55x2P (1M) 10mm² |  | 5.14
2CDB826001R1056 | BV-S 2/56/10B | Active | 5413656505631 | 49.81 | 1 | 20 | stuk | Busbars ABB VY | BE31330 | 18 (D23 CONN.TECH.BUSBAR) | stuk | VYN Rail P 2F/56x1P of 28x2P (1M) 10mm² Bulk | VYN Rail P 2F/56x1P of 28x2P (1M) 10mm² Bulk | VYN Phasenschiene P 2F/56x1P of 28x2P (1M) 10mm² Bulk | VYN Busbar P 2F/56x1P of 28x2P (1M) 10mm² Bulk |  | 5.14
2CDB826001R1118 | BV-SU2/18/10 | Active | 5413656505792 | 18.49 | 1 | 1 | stuk | Busbars ABB VY | BE31330 | 18 (D23 CONN.TECH.BUSBAR) | stuk | VYN Rail Unibis 2F/9x2P 10mm² | VYN Rail Unibis 2F/9x2P 10mm² | VYN Phasenschiene Unibis 2F/9x2P 10mm² | VYN Busbar Unibis 2F/9x2P 10mm² |  | 5.14
2CDB826001R1156 | BV-S2/56/10 | Active | 5413656505679 | 50.3 | 1 | 1 | stuk | Busbars ABB VY | BE31330 | 18 (D23 CONN.TECH.BUSBAR) | stuk | VYN Rail P 2P 10mm2 56 Ps | VYN Rail P 2P 10mm2 56 Ps | VYN Phasenschiene P 2P 10mm2 56 Ps | VYN Busbar P 2P 10mm2 56 Ps |  | 5.14
2CDB826001R1656 | BV-S2/56/16 | Active | 5413656505686 | 66.57 | 1 | 1 | stuk | Busbars ABB VY | BE31330 | 18 (D23 CONN.TECH.BUSBAR) | stuk | VYN Rail P 2F/56x1P of 28x2P (1M) 16mm² | VYN Rail P 2F/56x1P of 28x2P (1M) 16mm² | VYN Phasenschiene P 2F/56x1P of 28x2P (1M) 16mm² | VYN Busbar P 2F/56x1P of 28x2P (1M) 16mm² |  | 5.14
2CDB827008R1018 | BV-G2/18/10 | Active | 5413656505853 | 17.38 | 1 | 1 | stuk | Busbars ABB VY | BE31330 | 18 (D23 CONN.TECH.BUSBAR) | stuk | VYN Rail V 2F/18x1P of 9x2P 10mm² | VYN Rail V 2F/18x1P of 9x2P 10mm² | VYN Phasenschiene V 2F/18x1P of 9x2P 10mm² | VYN Busbar V 2F/18x1P of 9x2P 10mm² |  | 5.14
2CDB827008R1056 | BV-G 2/56/10B | Active | 5413656505587 | 49.81 | 1 | 20 | stuk | Busbars ABB VY | BE31330 | 18 (D23 CONN.TECH.BUSBAR) | stuk | VYN Rail V 2F/57x1P of 28x2P (1M) 16mm² Bulk | VYN Rail V 2F/57x1P of 28x2P (1M) 16mm² Bulk | VYN Phasenschiene V 2F/57x1P of 28x2P (1M) 16mm² Bulk | VYN Busbar V 2F/57x1P of 28x2P (1M) 16mm² Bulk |  | 5.14
2CDB827008R1156 | BV-G2/56/10 | Active | 5413656505860 | 50.3 | 1 | 1 | stuk | Busbars ABB VY | BE31330 | 18 (D23 CONN.TECH.BUSBAR) | stuk | VYN Rail V 2P 10mm2 56 Ps | VYN Rail V 2P 10mm2 56 Ps | VYN Phasenschiene V 2P 10mm2 56 Ps | VYN Busbar V 2P 10mm2 56 Ps |  | 5.14
2CDB827008R1656 | BV-G2/56/16 | Active | 5413656505877 | 66.57 | 1 | 1 | stuk | Busbars ABB VY | BE31330 | 18 (D23 CONN.TECH.BUSBAR) | stuk | VYN Rail V 2F/56x1P of 28x2P (1M) 16mm² | VYN Rail V 2F/56x1P of 28x2P (1M) 16mm² | VYN Phasenschiene V 2F/56x1P of 28x2P (1M) 16mm² | VYN Busbar V 2F/56x1P of 28x2P (1M) 16mm² |  | 5.14
2CDB836001R1011 | BV-SU3/111/10 | Active | 5413656505822 | 76.28 | 1 | 1 | stuk | Busbars ABB VY | BE31330 | 18 (D23 CONN.TECH.BUSBAR) | stuk | VYN Rail Unibis 3F/55x2P (1M) 10mm² | VYN Rail Unibis 3F/55x2P (1M) 10mm² | VYN Phasenschiene Unibis 3F/55x2P (1M) 10mm² | VYN Busbar Unibis 3F/55x2P (1M) 10mm² |  | 5.14
2CDB836001R1018 | BV-S3/18/10 | Active | 5413656505693 | 19.78 | 1 | 10 | stuk | Busbars ABB VY | BE31330 | 18 (D23 CONN.TECH.BUSBAR) | stuk | VYN Rail P 3F/18x1P of 6x3P 10mm² | VYN Rail P 3F/18x1P of 6x3P 10mm² | VYN Phasenschiene P 3F/18x1P of 6x3P 10mm² | VYN Busbar P 3F/18x1P of 6x3P 10mm² |  | 5.14
2CDB836001R1024 | BV-SU3/24/10 | Active | 5413656505815 | 21.85 | 1 | 1 | stuk | Busbars ABB VY | BE31330 | 18 (D23 CONN.TECH.BUSBAR) | stuk | VYN Rail Unibis 3F/12x2P 10mm² | VYN Rail Unibis 3Ph / 12x2P 10mm² | VYN Rail Unibis 3F/12x2P 10mm² | VYN Rail Unibis 3F/12x2P 10mm² |  | 5.14
2CDB836001R1057 | BV-S 3/57/10B | Active | 5413656505600 | 73.19 | 1 | 20 | stuk | Busbars ABB VY | BE31330 | 18 (D23 CONN.TECH.BUSBAR) | stuk | VYN Rail P 3F/57x1P of 28x2P (1M) 10mm² Bulk | VYN Rail P 3F/57x1P of 28x2P (1M) 10mm² Bulk | VYN Phasenschiene P 3F/57x1P of 28x2P (1M) 10mm² Bulk | VYN Busbar P 3F/57x1P of 28x2P (1M) 10mm² Bulk |  | 5.14
2CDB836001R1157 | BV-S3/57/10 | Active | 5413656505709 | 73.91 | 1 | 1 | stuk | Busbars ABB VY | BE31330 | 18 (D23 CONN.TECH.BUSBAR) | stuk | VYN Rail P 3P 10mm2 57 Ps | VYN Rail P 3P 10mm2 57 Ps | VYN Phasenschiene P 3P 10mm2 57 Ps | VYN Busbar P 3P 10mm2 57 Ps |  | 5.14
2CDB836001R1657 | BV-S3/57/16 | Active | 5413656505716 | 97.37 | 1 | 1 | stuk | Busbars ABB VY | BE31330 | 18 (D23 CONN.TECH.BUSBAR) | stuk | VYN Rail P 3F/57x1P of 28x2P (1M) 16mm² | VYN Rail P 3F/57x1P of 28x2P (1M) 16mm² | VYN Phasenschiene P 3F/57x1P of 28x2P (1M) 16mm² | VYN Busbar P 3F/57x1P of 28x2P (1M) 16mm² |  | 5.14
2CDB837008R1018 | BV-G3/18/10 | Active | 5413656505884 | 20.35 | 1 | 10 | stuk | Busbars ABB VY | BE31330 | 18 (D23 CONN.TECH.BUSBAR) | stuk | VYN Rail V 3F/18x1P of 9x2P of 6x3P 10mm² | VYN Rail V 3F/18x1P of 9x2P of 6x3P 10mm² | VYN Phasenschiene V 3F/18x1P of 9x2P of 6x3P 10mm² | VYN Busbar V 3F/18x1P of 9x2P of 6x3P 10mm² |  | 5.14
2CDB837008R1057 | BV-G 3/57/10B | Active | 5413656505594 | 73.19 | 1 | 20 | stuk | Busbars ABB VY | BE31330 | 18 (D23 CONN.TECH.BUSBAR) | stuk | VYN Rail V 3F/57x1P of 28x2P (1M) 10mm² Bulk | VYN Rail V 3F/57x1P of 28x2P (1M) 10mm² Bulk | VYN Phasenschiene V 3F/57x1P of 28x2P (1M) 10mm² Bulk | VYN Busbar V 3F/57x1P of 28x2P (1M) 10mm² Bulk |  | 5.14
2CDB837008R1157 | BV-G3/57/10 | Active | 5413656505891 | 73.91 | 1 | 1 | stuk | Busbars ABB VY | BE31330 | 18 (D23 CONN.TECH.BUSBAR) | stuk | VYN Rail V 3P 10mm2 57 Ps | VYN Rail V 3P 10mm2 57 Ps | VYN Phasenschiene V 3P 10mm2 57 Ps | VYN Busbar V 3P 10mm2 57 Ps |  | 5.14
2CDB837008R1657 | BV-G3/57/16 | Active | 5413656505907 | 97.37 | 1 | 1 | stuk | Busbars ABB VY | BE31330 | 18 (D23 CONN.TECH.BUSBAR) | stuk | VYN Rail V 3F/57x1P of 28x2P (1M) 16mm² | VYN Rail V 3F/57x1P of 28x2P (1M) 16mm² | VYN Phasenschiene V 3F/57x1P of 28x2P (1M) 16mm² | VYN Busbar V 3F/57x1P of 28x2P (1M) 16mm² |  | 5.14
2CDB846001R1011 | BV-SU4/110/10N | Active | 5413656505839 | 76.77 | 1 | 1 | stuk | Busbars ABB VY | BE31330 | 18 (D23 CONN.TECH.BUSBAR) | stuk | VYN Rail Unibis 3F+N/55x2P (1M) 10mm² | VYN Rail Unibis 3F+N/55x2P (1M) 10mm² | VYN Phasenschiene Unibis 3F+N/55x2P (1M) 10mm² | VYN Busbar Unibis 3F+N/55x2P (1M) 10mm² |  | 5.14
2CDB846001R1018 | BV-S4/18/10FI | Active | 5413656505778 | 18.22 | 1 | 1 | stuk | Busbars ABB VY | BE31330 | 18 (D23 CONN.TECH.BUSBAR) | stuk | VYN Rail P 3F+N/Diff.(4M)+7x2P 10mm² | VYN Rail P 3F+N/Diff.(4M)+7x2P 10mm² | VYN Phasenschiene P 3F+N/Diff.(4M)+7x2P 10mm² | VYN Busbar P 3F+N/Diff.(4M)+7x2P 10mm² |  | 5.14
2CDB846001R1038 | BV-SU4/38/10AFDD | Active | 5413656505518 | 90.34 | 1 | 1 | stuk | Busbars ABB VY | BE31330 | 18 (D23 CONN.TECH.BUSBAR) | stuk | VYN Rail P 3F+N/2P(2M)+AFDD (1M) 1Meter | VYN Rail P 3F+N/2P(2M)+AFDD (1M) 1Métre | VYN Phasenschiene P 3F+N/2P(2M)+AFDD (1M) 1Meter | VYN Busbar P 3F+N/2P(2M)+AFDD (1M) 1Meter |  | 5.14
2CDB846001R1054 | BV-S 4/54/10B | Active | 5413656505730 | 99.78 | 1 | 15 | stuk | Busbars ABB VY | BE31330 | 18 (D23 CONN.TECH.BUSBAR) | stuk | VYN Rail P 3F+N/27x2P (1M) 10mm² | VYN Rail P 3F+N/27x2P (1M) 10mm² | VYN Phasenschiene P 3F+N/27x2P (1M) 10mm² | VYN Busbar P 3F+N/27x2P (1M) 10mm² |  | 5.14
2CDB846001R1055 | BV-SU4/55/10KIT | Active | 5413656505846 | 80.07 | 1 | 1 | stuk | Busbars ABB VY | BE31330 | 18 (D23 CONN.TECH.BUSBAR) | stuk | VYN Rail Unibis 3F+N/55x3P 4P (1M) 10mm² | VYN Rail Unibis 3F+N/55x3P 4P (1M) 10mm² | VYN Phasenschiene Unibis 3F+N/55x3P 4P (1M) 10mm² | VYN Busbar Unibis 3F+N/55x3P 4P (1M) 10mm² |  | 5.14
2CDB846001R1056 | BV-S4/56/10 | Active | 5413656505754 | 100.78 | 1 | 1 | stuk | Busbars ABB VY | BE31330 | 18 (D23 CONN.TECH.BUSBAR) | stuk | VYN Rail P 3F+N/14x4P of 3P+N (1M) 10mm² | VYN Rail P 3F+N/14x4P of 3P+N (1M) 10mm² | VYN Phasenschiene P 3F+N/14x4P of 3P+N (1M) 10mm² | VYN Busbar P 3F+N/14x4P of 3P+N (1M) 10mm² |  | 5.14
2CDB846001R1654 | BV-S4/54/16 | Active | 5413656505747 | 127.8 | 1 | 1 | stuk | Busbars ABB VY | BE31330 | 18 (D23 CONN.TECH.BUSBAR) | stuk | VYN Rail P 3F+N/27x2P (1M) 16mm² | VYN Rail P 3F+N/27x2P (1M) 16mm² | VYN Phasenschiene P 3F+N/27x2P (1M) 16mm² | VYN Busbar P 3F+N/27x2P (1M) 16mm² |  | 5.14
2CDB846001R1656 | BV-S 4/56/16 | Active | 5413656505761 | 133.11 | 1 | 1 | stuk | Busbars ABB VY | BE31330 | 18 (D23 CONN.TECH.BUSBAR) | stuk | VYN Rail P 3F+N/14x4P of 3P+N (1M) 16mm² | VYN Rail P 3F+N/14x4P of 3P+N (1M) 16mm² | VYN Phasenschiene P 3F+N/14x4P of 3P+N (1M) 16mm² | VYN Busbar P 3F+N/14x4P of 3P+N (1M) 16mm² |  | 5.14
2CDB846011R1656 | BV-S 4/56/16B | Active | 5413656505648 | 131.79 | 1 | 15 | stuk | Busbars ABB VY | BE31330 | 18 (D23 CONN.TECH.BUSBAR) | stuk | VYN Rail P 4P 16mm2 56 Ps | VYN Rail P 4P 16mm2 56 Ps | VYN Phasenschiene P 4P 16mm2 56 Ps | VYN Busbar P 4P 16mm2 56 Ps |  | 5.14
2CDB847008R1009 | BV-G4/9/10 | Active | 5413656505914 | 22.75 | 1 | 1 | stuk | Busbars ABB VY | BE31330 | 18 (D23 CONN.TECH.BUSBAR) | stuk | VYN Rail V 3F+N/9x2P 10mm² | VYN Rail V 3F+N/9x2P 10mm² | VYN Phasenschiene V 3F+N/9x2P 10mm² | VYN Busbar V 3F+N/9x2P 10mm² |  | 5.14
2CDB847008R1054 | BV-G4/54/10 | Active | 5413656505921 | 100.78 | 1 | 1 | stuk | Busbars ABB VY | BE31330 | 18 (D23 CONN.TECH.BUSBAR) | stuk | VYN Rail V 3F+N/27x2P (1M) 10mm² | VYN Rail V 3F+N/27x2P (1M) 10mm² | VYN Phasenschiene V 3F+N/27x2P (1M) 10mm² | VYN Busbar V 3F+N/27x2P (1M) 10mm² |  | 5.14
2CDB847008R1056 | BV-G 4/56/10B | Active | 5413656505624 | 99.78 | 1 | 15 | stuk | Busbars ABB VY | BE31330 | 18 (D23 CONN.TECH.BUSBAR) | stuk | VYN Rail V 3F+N/14x4P of 3P+N(1M) 10mm² Bulk | VYN Rail V 3F+N/14x4P of 3P+N(1M) 10mm² Bulk | VYN Phasenschiene V 3F+N/14x4P of 3P+N(1M) 10mm² Bulk | VYN Busbar V 3F+N/14x4P of 3P+N(1M) 10mm² Bulk |  | 5.14
2CDB847008R1156 | BV-G4/56/10 | Active | 5413656505945 | 100.78 | 1 | 1 | stuk | Busbars ABB VY | BE31330 | 18 (D23 CONN.TECH.BUSBAR) | stuk | VYN Rail V 4P 10mm2 56 Ps | VYN Rail V 4P 10mm2 56 Ps | VYN Phasenschiene V 4P 10mm2 56 Ps | VYN Busbar V 4P 10mm2 56 Ps |  | 5.14
2CDB847008R1654 | BV-G4/54/16N | Active | 5413656505938 | 133.11 | 1 | 1 | stuk | Busbars ABB VY | BE31330 | 18 (D23 CONN.TECH.BUSBAR) | stuk | VYN Rail V 3F+N/27x2P (1M) 16mm² | VYN Rail V 3F+N/27x2P (1M) 16mm² | VYN Phasenschiene V 3F+N/27x2P (1M) 16mm² | VYN Busbar V 3F+N/27x2P (1M) 16mm² |  | 5.14
2CDB847008R1656 | BV-G4/56/16 | Active | 5413656505952 | 133.11 | 1 | 1 | stuk | Busbars ABB VY | BE31330 | 18 (D23 CONN.TECH.BUSBAR) | stuk | VYN Rail V 3F+N/14x4P of 3P+N (1M) 16mm² | VYN Rail V 3F+N/14x4P of 3P+N (1M) 16mm² | VYN Phasenschiene V 3F+N/14x4P of 3P+N (1M) 16mm² | VYN Busbar V 3F+N/14x4P of 3P+N (1M) 16mm² |  | 5.14
2CDB847018R1654 | BV-G 4/54/16B | Active | 5413656505655 | 131.79 | 1 | 15 | stuk | Busbars ABB VY | BE31330 | 18 (D23 CONN.TECH.BUSBAR) | stuk | VYN Rail V 4P 16mm2 54 Ps Bulk | VYN Rail V 4P 16mm2 54 Ps Bulk | VYN Phasenschiene V 4P 16mm2 54 Ps Bulk | VYN Busbar V 4P 16mm2 54 Ps Bulk |  | 5.14
2CDG110226R0011 | QA/S3.16.1 | Active | 4016779997751 | 944.53 | 1 | 1 | stuk | Energy Gateways and Analysers | BE31330 | SA (Modulair+Plug&Socket) | stuk | Energy AnalyzerM-Bus 16M-Bus-Slaves | QA/S3.16.1 Analyseur d#énergie, M-Bus | QA/S3.16.1 Energie Analyzer, M-Bus, 16 Teilnehmer, REG | QA/S3.16.1 Energy Analyzer, M-Bus, 16 Devices, MDRC |  | 5.14
2CDL000001R0001 | PS-END 1 S | Active | 4016779666985 | 2.06 | 1 | 25 | stuk | Busbar Accessories IEC | BE31330 | SA (Modulair+Plug&Socket) | stuk | Sluitkap PSH PS1/60/6 | Lecteur de badge - LT/U 1.1 | PS-END 1 S Endkappe VE=2 | PS-END 1 S - Busbars and Accessories (IEC Range) |  | 5.14
2CDL000001R1220 | SZ-BP12G | Active | 4016779652278 | 6.87 | 1 | 1 | stuk | Blanking and Sealing Plates, Filling Pieces | BE31330 | SA (Modulair+Plug&Socket) | stuk | Afdekplaat SZ 220mm Grijs | plaque d'obturation System pro M compact | SZ-BP12G Blindplatte 46x220mm,grau | SZ-BP12G - Terminals and Installation Material |  | 5.14
2CDL000001R2220 | SZ-BP 12 W | Active | 4016779663557 | 7.23 | 1 | 1 | stuk | Blanking and Sealing Plates, Filling Pieces | BE31330 | SA (Modulair+Plug&Socket) | stuk | Afdekplaat SZ 220mm Wit | Couvercle System pro M compact 220mm Blanc | SZ-BP 12 W Blindplatte 220 mm lang, weiß | SZ-BP 12 W - Terminals and Installation Material |  | 5.14
2CDL020125R1004 | VBB 2/125 | Active | 4016779837712 | 25.62 | 1 | 5 | stuk | Connecting Wires | BE31330 | SA (Modulair+Plug&Socket) | stuk | VBB Vertikale verbindingsrail 2P 125mm | VBB 2/125 Vertical Busbar 2Ph.,125mm row-distance | VBB 2/125 Vertical Busbar | VBB 2/125 - Terminals and Installation Material |  | 5.14
2CDL030001R1001 | CRV3/125 | Active | 4016779654265 | 14.19 | 1 | 1 | stuk | Connecting Wires | BE31330 | SA (Modulair+Plug&Socket) | stuk | Set CRV verbinding tussen de rijen | Câble, S200, F200 et DS200 série, rail à rail, 125mm, 3P | CRV3/125 Reihenverbinder 3-polig,125mm Reihenabstand,10qmm | CRV3/125 - Terminals and Installation Material |  | 5.14
2CDL030101R3039 | PS 3/39/30 ILTS-E | Active | 4016779669597 | 178.43 | 1 | 1 | stuk | Busbars PS IEC | BE31330 | SA (Modulair+Plug&Socket) | stuk | PS Rail P PS 3/39/30 ILTS-E | PS Rail P PS 3/39/30 ILTS-E | PS Phasenschiene P PS 3/39/30 ILTS-E | PS Busbar P PS 3/39/30 ILTS-E |  | 5.14
2CDL033202R1630 | PS3/30/16-DDA202T | Active | 4016779652629 | 137.53 | 1 | 1 | stuk | Busbars PS IEC | BE31330 | SA (Modulair+Plug&Socket) | stuk | PS Rail P PS3/30/16-DDA202T | PS Rail P PS3/30/16-DDA202T | PS Phasenschiene P PS3/30/16-DDA202T | PS Busbar P PS3/30/16-DDA202T |  | 5.14
2CDL034202R1628 | PS3/28/16H-DDA202 | Active | 4016779652636 | 140.45 | 1 | 1 | stuk | Busbars PS IEC | BE31330 | SA (Modulair+Plug&Socket) | stuk | PS Rail P PS3/28/16H-DDA202 | PS Rail P PS3/28/16H-DDA202 | PS Phasenschiene P PS3/28/16H-DDA202 | PS Busbar P PS3/28/16H-DDA202 |  | 5.14
2CDL040202R1630 | PS4/30/16N-DDA202T | Active | 4016779652582 | 142.22 | 1 | 1 | stuk | Busbars PS IEC | BE31330 | SA (Modulair+Plug&Socket) | stuk | PS Rail P PS4/30/16N-DDA202T | PS Rail P PS4/30/16N-DDA202T | PS Phasenschiene P PS4/30/16N-DDA202T | PS Busbar P PS4/30/16N-DDA202T |  | 5.14
2CDL040204R1640 | PS4/40/16-DDA204T | Active | 4016779652605 | 149.46 | 1 | 1 | stuk | Busbars PS IEC | BE31330 | SA (Modulair+Plug&Socket) | stuk | PS Rail P PS4/40/16-DDA204T | PS Rail P PS4/40/16-DDA204T | PS Phasenschiene P PS4/40/16-DDA204T | PS Busbar P PS4/40/16-DDA204T |  | 5.14
2CDL041202R1612 | PS4/12/16H-DDA202 | Active | 4016779650137 | 46.86 | 1 | 1 | stuk | Busbars PS IEC | BE31330 | SA (Modulair+Plug&Socket) | stuk | PS Rail P PS4/12/16H-DDA202 | PS Rail P PS4/12/16H-DDA202 | PS Phasenschiene P PS4/12/16H-DDA202 | PS Busbar P PS4/12/16H-DDA202 |  | 5.14
2CDL041202R1630 | PS4/30/16NH-DDA2 | Active | 4016779652599 | 143.42 | 1 | 1 | stuk | Busbars PS IEC | BE31330 | SA (Modulair+Plug&Socket) | stuk | PS Rail P PS4/30/16NH-DDA2 | PS Rail P PS4/30/16NH-DDA2 | PS Phasenschiene P PS4/30/16NH-DDA2 | PS Busbar P PS4/30/16NH-DDA2 |  | 5.14
2CDL041204R1636 | PS4/36/16H-DDA204 | Active | 4016779652612 | 189.34 | 1 | 1 | stuk | Busbars PS IEC | BE31330 | SA (Modulair+Plug&Socket) | stuk | PS Rail P PS4/36/16H-DDA204 | PS Rail P PS4/36/16H-DDA204 | PS Phasenschiene P PS4/36/16H-DDA204 | PS Busbar P PS4/36/16H-DDA204 |  | 5.14
2CDL200000R2515 | AST25/15Q | Active | 4016779656474 | 6.68 | 1 | 1 | stuk | Feeder Terminals | BE31330 | SA (Modulair+Plug&Socket) | stuk | AST25/15Q-rail | AST25/15Q - Busbar | AST25/15Q Anschlussklemme 6-25qmm,Pin 15x6mm,Anschl.quer | AST25/15Q - Busbar |  | 5.14
2CDL200000R2530 | AST25/30Q | Active | 4016779656498 | 6.9 | 1 | 1 | stuk | Feeder Terminals | BE31330 | SA (Modulair+Plug&Socket) | stuk | AST25/30Q-rail | AST25/30Q - Busbar | AST25/30Q Anschlussklemme 6-25qmm,Pin 30x6mm,Anschl.quer | AST25/30Q - Busbar |  | 5.14
2CDL200000R5015 | AST50/15QS | Active | 4016779656504 | 11.62 | 1 | 1 | stuk | Feeder Terminals | BE31330 | SA (Modulair+Plug&Socket) | stuk | AST50/15QS-rail | AST50/15QS - Busbar | AST50/15QS Anschlussklemme 6-50qmm,Pin 15x7mm,Anschl.quer | AST50/15QS - Busbar |  | 5.14
2CDL200000R5032 | AST50/32Q | Active | 4016779656528 | 11.95 | 1 | 1 | stuk | Feeder Terminals | BE31330 | SA (Modulair+Plug&Socket) | stuk | AST50/32Q-rail | AST50/32Q - Busbar | AST50/32Q Anschlussklemme 6-50qmm,Pin 32x6mm,Anschl.quer | AST50/32Q - Busbar |  | 5.14
2CDL200001R0001 | PS-END | Active | 4016779514729 | 1.66 | 1 | 1 | stuk | Busbar Accessories IEC | BE31330 | SA (Modulair+Plug&Socket) | stuk | Sluitkappen kamgeleiders PS 2/,PS 3/ | Pièce d'extrémité barre peigne PS 2/ et PS 3/ | PS-END Endkappe für Phasenschiene | PS-END - Busbar |  | 5.14
2CDL200001R0002 | PS-END1 | Active | 4016779570114 | 1.66 | 1 | 1 | stuk | Busbar Accessories IEC | BE31330 | SA (Modulair+Plug&Socket) | stuk | Sluitkap PS-END kamgeleiders PS 4/ | Pièce d'extrémité barre peigne PS 4/ | PS-END1 Endkappe für Phasenschiene | PS-END1 - Busbar |  | 5.14
2CDL200001R0004 | PS-END 0 | Active | 4016779652261 | 3.42 | 1 | 1 | stuk | Busbar Accessories IEC | BE31330 | SA (Modulair+Plug&Socket) | stuk | Sluitkap Compact S200-S200M-S200P PS1 | Pièce d'extremité Compact S200-S200M-S200P Pour PS1 | PS-END0 Endkappe für Phasenschiene | PS-END 0 - Busbar |  | 5.14
2CDL200001R0011 | SZ-BSK | Active | 4016779420006 | 2.67 | 1 | 1 | stuk | Busbar Accessories IEC | BE31330 | SA (Modulair+Plug&Socket) | stuk | ShockPRoof afdekpen kamgeleiders | Plaque de recouvrement | SZ-BSK Berührungsschutzkappe für Sammelschienenblöcke | SZ-BSK - Busbars and Accessories (IEC Range) |  | 5.14
2CDL200001R0012 | BSK | Active | 4016779649834 | 2.81 | 1 | 1 | stuk | Busbar Accessories IEC | BE31330 | SA (Modulair+Plug&Socket) | stuk | Afdek PS Bescherm PS rail 5 pin | Plaque de recouvrement PS busbar 5 bronches | BSK Berührungsschutzkappe für Sammelschienenblöcke | BSK - Busbar |  | 5.14
2CDL200001R2502 | SZ-AST9I | Active | 4016779651097 | 5.61 | 1 | 1 | stuk | Feeder Terminals | BE31330 | SA (Modulair+Plug&Socket) | stuk | aansluitklem S200 F200,DS200 6-25mm² | Borne de raccordement S200, F200 et DS200 série 6-25mm² | SZ-AST9I Anschlussklemme 6-25qmm,Stift | SZ-AST9I - Terminals and Installation Material |  | 5.14
2CDL200001R2503 | SZ-AST6I | Active | 4016779651103 | 5.61 | 1 | 1 | stuk | Feeder Terminals | BE31330 | SA (Modulair+Plug&Socket) | stuk | aansluitklem S200 F200,DS200 6-25mm² | Borne de raccordement S200, F200 et DS200 série 6-25mm² | SZ-AST6I Anschlussklemme 6-25qmm,Stift | SZ-AST6I - Terminals and Installation Material |  | 5.14
2CDL200001R2504 | SZ-AST1I | Active | 4016779652766 | 5.46 | 1 | 1 | stuk | Feeder Terminals | BE31330 | SA (Modulair+Plug&Socket) | stuk | aansluitklem S200 F200,DS200 6-25mm² | Borne de raccordement S200, F200 et DS200 série 6-25mm² | SZ-AST1I Anschlussklemme 6-25qmm,Stift | SZ-AST1I - Terminals and Installation Material |  | 5.14
2CDL200001R2505 | SZ-AST2I | Active | 4016779652773 | 5.46 | 1 | 1 | stuk | Feeder Terminals | BE31330 | SA (Modulair+Plug&Socket) | stuk | aansluitklem S200 F200,DS200 6-25mm² | Borne de raccordement S200, F200 et DS200 série 6-25mm² | SZ-AST2I Anschlussklemme 6-25qmm,Stift | SZ-AST2I - Terminals and Installation Material |  | 5.14
2CDL200001R2506 | AST25/27QS | Active | 4016779655316 | 5.09 | 1 | 1 | stuk | Feeder Terminals | BE31330 | SA (Modulair+Plug&Socket) | stuk | aansluitklem SystemPRoM 6-50mm² | Borne de raccordement, System pro M, 6-50mm² | AST25/27QS Anschlussklemme 6-25qmm,Pin 27 x 4mm,anschl.quer | AST25/27QS - Terminals and Installation Material |  | 5.14
2CDL200001R3001 | PS-END3 | Active | 4016779654302 | 2.02 | 1 | 1 | stuk | Busbar Accessories IEC | BE31330 | SA (Modulair+Plug&Socket) | stuk | Sluitkap S200 SN201 F200 DS200 | Courverture final S200, SN201, F200, DS200 | PS-END3 Endkappe für Phasenschiene | PS-END3 - Busbar |  | 5.14
2CDL200001R3002 | PS-END3.1 | Active | 4016779654319 | 2.46 | 1 | 1 | stuk | Busbar Accessories IEC | BE31330 | SA (Modulair+Plug&Socket) | stuk | PS-END3.1-rail | PS-END3.1 - Busbar | PS-END3.1 Endkappe für Phasenschiene | PS-END3.1 - Busbar |  | 5.14
2CDL200001R3501 | SZ-ESK2 | Active | 4016779646765 | 6.93 | 1 | 1 | stuk | Busbar Accessories IEC | BE31330 | SA (Modulair+Plug&Socket) | stuk | aansluitklem S200 F200,DS200 6-35mm² | Borne de raccordement S200, F200 et DS200 série 6-35mm² | SZ-ESK2 Anschlußklemme 6-35qmm | SZ-ESK2 - Busbars and Accessories (IEC Range) |  | 5.14
2CDL200001R5001 | SZ-AST50I | Active | 4016779649940 | 9.41 | 1 | 1 | stuk | Feeder Terminals | BE31330 | SA (Modulair+Plug&Socket) | stuk | aansluitklem S200 F200,DS200 6-50mm² | Borne de raccordement S200, F200 et DS200 série 6-50mm² | SZ-AST50I Anschlussklemme 6-50qmm,Stift | SZ-AST50I - Terminals and Installation Material |  | 5.14
2CDL200001R5003 | SZ-AST12I | Active | 4016779649964 | 9.7 | 1 | 1 | stuk | Feeder Terminals | BE31330 | SA (Modulair+Plug&Socket) | stuk | aansluitklem S200 F200,DS200 6-50mm² | Borne de raccordement S200, F200 et DS200 série 6-50mm² | SZ-AST12I Anschlussklemme 6-50qmm,Stift | SZ-AST12I - Terminals and Installation Material |  | 5.14
2CDL200001R5004 | SZ-AST51I | Active | 4016779652780 | 9.41 | 1 | 1 | stuk | Feeder Terminals | BE31330 | SA (Modulair+Plug&Socket) | stuk | aansluitklem S200 F200,DS200 6-50mm² | Borne de raccordement S200, F200 et DS200 série 6-50mm² | Terminal S200, F200 and DS200 series 6-50mm² | SZ-AST51I - Terminals and Installation Material |  | 5.14
2CDL200001R5015 | AST50/15 | Active | 4016779656511 | 9.41 | 1 | 1 | stuk | Feeder Terminals | BE31330 | SA (Modulair+Plug&Socket) | stuk | aansluitklem Recht | Borne de raccordement System pro M compact Droit | AST50/15 Anschlussklemme 6-50qmm,Pin 15x7mm,Anschl.gerade | AST50/15 - Busbar |  | 5.14
2CDL200002R0004 | ILS-LS | Active | 4016779663083 | 20.86 | 1 | 1 | stuk | Labeling Material | BE31330 | SA (Modulair+Plug&Socket) | stuk | ILS-LS-Terminals,instal.Material | Etiquette S200, SN201, F200, DS200 1feuille A5, precut pour laser printer | ILS-LS Beschriftungssystem DIN A5 Bogen, Streifenform | ILS-LS - Terminals and Installation Material |  | 5.14
2CDL200002R0005 | ILS-I | Active | 4016779663090 | 27.15 | 1 | 1 | stuk | Labeling Material | BE31330 | SA (Modulair+Plug&Socket) | stuk | ILS-I-Terminals,instal.Mater | ILS-I - Terminals and Installation Mater | ILS-I Beschriftungssystem DIN A5 Bogen, ungeschnitten | ILS-I - Terminals and Installation Material |  | 5.14
2CDL200002R0006 | ILS-IS | Active | 4016779663106 | 27.15 | 1 | 1 | stuk | Labeling Material | BE31330 | SA (Modulair+Plug&Socket) | stuk | ILS-IS-Terminals,instal.Mate | ILS-IS - Terminals and Installation Mate | ILS-IS - Terminals and Installation Mate | ILS-IS - Terminals and Installation Material |  | 5.14
2CDL200002R5002 | SZ-AST55I | Active | 4016779649957 | 9.22 | 1 | 1 | stuk | Feeder Terminals | BE31330 | SA (Modulair+Plug&Socket) | stuk | aansluitklem S200 F200,DS200 6-50mm² | Borne pour jeux de barres S200, F200 and DS200 série 6-50mm² | SZ-AST55I Anschlussklemme 6-50qmm,Stift | SZ-AST55I - Terminals and Installation Material |  | 5.14
2CDL200003R5001 | SZ-ESK3 | Active | 4016779652575 | 7.93 | 1 | 1 | stuk | Busbar Accessories IEC | BE31330 | SA (Modulair+Plug&Socket) | stuk | aansluitklem S200 F200,DS200 6-50mm² | Borne de raccordement S200, F200 et DS200 série 6-50mm² | SZ-ESK3 Anschlußklemme 6-50qmm | SZ-ESK3 - Busbars and Accessories (IEC Range) |  | 5.14
2CDL200003R5003 | SZ-ESK3S-EINSPEISE | Active | 4016779652889 | 9.54 | 1 | 1 | stuk | Busbar Accessories IEC | BE31330 | SA (Modulair+Plug&Socket) | stuk | SZ-ESK3S-EINSPEISE-rail | SZ-ESK3S-EINSPEISE - Busbar | SZ-ESK3S-EINSPEISE Anschlußklemme 6-50qmm | SZ-ESK3S-EINSPEISE - Busbar |  | 5.14
2CDL200010R2515 | AST25/15QS | Active | 4016779656535 | 5.42 | 1 | 1 | stuk | Feeder Terminals | BE31330 | SA (Modulair+Plug&Socket) | stuk | AST25/15QS-rail | Borne de raccordement System pro M compact 90° | AST25/15QS Anschlussklemme 6-25qmm,Pin 15x4mm,Anschl.quer | AST25/15QS - Busbar |  | 5.14
2CDL200010R2522 | AST25/22QS | Active | 4016779669436 | 7.35 | 1 | 1 | stuk | Feeder Terminals | BE31330 | SA (Modulair+Plug&Socket) | stuk | AST25/22QS-rail | AST25/22QS - Busbar | AST25/22QS Anschlussklemme 6-25qmm, Pin 22x4mm, Anschl.quer | AST25/22QS - Busbar |  | 5.14
2CDL200010R2530 | AST25/30QS | Active | 4016779656481 | 5.53 | 1 | 1 | stuk | Feeder Terminals | BE31330 | SA (Modulair+Plug&Socket) | stuk | AST25/30QS-rail | Borne de raccordement System pro M compact 90° | AST25/30QS Anschlussklemme 6-25qmm,Pin 30x4mm,Anschl.quer | AST25/30QS - Busbar |  | 5.14
2CDL200010R5015 | AST50/15Q | Active | 4016779656559 | 11.62 | 1 | 1 | stuk | Feeder Terminals | BE31330 | SA (Modulair+Plug&Socket) | stuk | AST50/15Q-rail | AST50/15Q - Busbar | AST50/15Q Anschlussklemme 6-50qmm,Pin 15x4mm,Anschl.quer | AST50/15Q - Busbar |  | 5.14
2CDL200011R0011 | END1.1 | Active | 4016779638913 | 0.93 | 1 | 1 | stuk | Busbar Accessories IEC | BE31330 | SA (Modulair+Plug&Socket) | stuk | Sluitkap PS-END Sluitkap PS1 | Courverture final System pro M compact Pour PS1 | END1.1 Endkappe für Phasenschiene | END1.1 - Busbar |  | 5.14
2CDL200011R2515 | AST25/15S | Active | 4016779656542 | 5.42 | 1 | 1 | stuk | Feeder Terminals | BE31330 | SA (Modulair+Plug&Socket) | stuk | aansluitklem Recht | Borne de raccordement System pro M compact droit | AST25/15S Anschlussklemme 6-25qmm,Pin 15x4mm,Anschl.gerade | AST25/15S - Busbar |  | 5.14
2CDL200011R5015 | AST50/15S | Active | 4016779656566 | 11.62 | 1 | 1 | stuk | Feeder Terminals | BE31330 | SA (Modulair+Plug&Socket) | stuk | AST50/15S-rail | AST50/15S - Busbar | AST50/15S Anschlussklemme 6-50qmm,Pin 15x4mm,Anschl.gerade | AST50/15S - Busbar |  | 5.14
2CDL200100R5018 | AST50/18Q | Active | 4016779656580 | 11.62 | 1 | 1 | stuk | Feeder Terminals | BE31330 | SA (Modulair+Plug&Socket) | stuk | AST50/18Q-rail | AST50/18Q - Busbar | AST50/18Q Anschlussklemme 6-50qmm,Pin 17,5x7mm,Anschl.quer | AST50/18Q - Busbar |  | 5.14
2CDL200101R5018 | AST50/18 | Active | 4016779656573 | 11.62 | 1 | 1 | stuk | Feeder Terminals | BE31330 | SA (Modulair+Plug&Socket) | stuk | AST50/18-rail | AST50/18 - Busbar | AST50/18 Anschlussklemme 6-50qmm,Pin 17,5x7mm,Anschl.gerade | AST50/18 - Busbar |  | 5.14
2CDL200130R3545 | AST35/45DC | Active | 4016779962490 | 21.42 | 1 | 1 | stuk | Feeder Terminals | BE31330 | SA (Modulair+Plug&Socket) | stuk | AST35/45DC voedingsklem | AST35/45DC bornes | AST35/45DC voedingsklem | AST35/45DC bornes |  | 5.14
2CDL200301R0135 | SZ-DB 10/135 N | Active | 4016779663526 | 4.7 | 1 | 1 | stuk | Connecting Wires | BE31330 | SA (Modulair+Plug&Socket) | stuk | SZ verbindingsbrug N 135mm 10 mm² blauw | SZ-DB 10/135 N - Busbar | SZ-DB 10/135 N Verdrahtungsbrücke 135 mm lang,10 qmm, blau | SZ-DB 10/135 N - Busbar |  | 5.14
2CDL200301R0260 | SZ-DB 10/260 N | Active | 4016779663533 | 6.07 | 1 | 1 | stuk | Connecting Wires | BE31330 | SA (Modulair+Plug&Socket) | stuk | SZ verbindingsbrug N 260mm 10 mm² blauw | SZ-DB 10/260 N - Busbar | SZ-DB 10/260 N Verdrahtungsbrücke 260 mm lang,10 qmm, blau | SZ-DB 10/260 N - Busbar |  | 5.14
2CDL200301R0330 | SZ-DB 10/330 N | Active | 4016779663540 | 6.68 | 1 | 1 | stuk | Connecting Wires | BE31330 | SA (Modulair+Plug&Socket) | stuk | SZ verbindingsbrug N 330mm 10 mm² blauw | SZ-DB 10/330 N - Busbar | SZ-DB 10/330 N Verdrahtungsbrücke 330 mm lang,10 qmm, blau | SZ-DB 10/330 N - Busbar |  | 5.14
2CDL200489R0001 | BSK-BP | Active | 4016779656368 | 1.41 | 1 | 1 | stuk | Busbar Accessories UL | BE31330 | SA (Modulair+Plug&Socket) | stuk | Bescherm cap PSBP UL489 | Courverture protection, System pro M compact, pour PS…BP | BSK-BP Berührungsschutzkappe für PS…BP | BSK-BP - Busbar |  | 5.14
2CDL200489R0003 | PS-END3BP-C | Active | 4016779950060 | 2.03 | 1 | 1 | stuk | Busbar Accessories UL | BE31330 | SA (Modulair+Plug&Socket) | stuk | Sluitkap PS-END PS-END 3 BP-C | Pièce d'extrémité System pro M compact PS-END 3 BP-C | End cap System pro M compact PS-END 3 BP-C | PS-END3BP-C - Busbars and Accessories (UL Range) |  | 5.14
2CDL201489R0012 | SZ-AST55UP RT | Active | 4016779650113 | 14.57 | 1 | 1 | stuk | Feeder Terminals | BE31330 | SA (Modulair+Plug&Socket) | stuk | aansluitklem SystemPRoM 6-50mm² | Borne de raccordement, System pro M, 6-50mm² | SZ-AST 55UP RT connection terminal | SZ-AST55UP RT - Terminals and Installation Material |  | 5.14
2CDL201489R3515 | AST 35/15 BP | Active | 4016779710350 | 16.99 | 1 | 1 | stuk | Busbar Accessories UL | BE31330 | SA (Modulair+Plug&Socket) | stuk | aansluitklem AST 35/15 BP S200U S200UP | Borne de raccordement AST 35/15 BP pour S200U, S200UP | AST 35/15 BP Einspeiseklemme UL Branch Protection | AST 35/15 BP - Busbar |  | 5.14
2CDL210001R1002 | PS1/2 | Active | 4016779463003 | 1.46 | 1 | 1 | stuk | Busbars PS IEC | BE31330 | SA (Modulair+Plug&Socket) | stuk | PS Rail P PS1/2 | PS Rail P PS1/2 | PS Phasenschiene P PS1/2 | PS Busbar P PS1/2 |  | 5.14
2CDL210001R1003 | PS1/3 | Active | 4016779514651 | 3.11 | 1 | 1 | stuk | Busbars PS IEC | BE31330 | SA (Modulair+Plug&Socket) | stuk | PS Rail P PS1/3 | PS Rail P PS1/3 | PS Phasenschiene P PS1/3 | PS Busbar P PS1/3 |  | 5.14
2CDL210001R1004 | PS1/4 | Active | 4016779648233 | 3.47 | 1 | 1 | stuk | Busbars PS IEC | BE31330 | SA (Modulair+Plug&Socket) | stuk | PS Rail P PS1/4 | PS Rail P PS1/4 | PS Phasenschiene P PS1/4 | PS Busbar P PS1/4 |  | 5.14
2CDL210001R1006 | PS1/6 | Active | 4016779463102 | 3.11 | 1 | 1 | stuk | Busbars PS IEC | BE31330 | SA (Modulair+Plug&Socket) | stuk | PS Rail P PS1/6 | PS Rail P PS1/6 | PS Phasenschiene P PS1/6 | PS Busbar P PS1/6 |  | 5.14
2CDL210001R1009 | PS1/9 | Active | 4016779463201 | 5.69 | 1 | 1 | stuk | Busbars PS IEC | BE31330 | SA (Modulair+Plug&Socket) | stuk | PS Rail P PS1/9 | PS Rail P PS1/9 | PS Phasenschiene P PS1/9 | PS Busbar P PS1/9 |  | 5.14
2CDL210001R1012 | PS1/12 | Active | 4016779463300 | 6.97 | 1 | 1 | stuk | Busbars PS IEC | BE31330 | SA (Modulair+Plug&Socket) | stuk | PS Rail P PS1/12 | PS Rail P PS1/12 | PS Phasenschiene P PS1/12 | PS Busbar P PS1/12 |  | 5.14
2CDL210001R1028 | PS1/28N | Active | 4016779629546 | 28.49 | 1 | 1 | stuk | Busbars PS IEC | BE31330 | SA (Modulair+Plug&Socket) | stuk | PS Rail P PS1/28N | PS Rail P PS1/28N | PS Phasenschiene P PS1/28N | PS Busbar P PS1/28N |  | 5.14
2CDL210001R1038 | PS1/38H | Active | 4016779586139 | 30.6 | 1 | 1 | stuk | Busbars PS IEC | BE31330 | SA (Modulair+Plug&Socket) | stuk | PS Rail P PS1/38H | PS Rail P PS1/38H | PS Phasenschiene P PS1/38H | PS Busbar P PS1/38H |  | 5.14
2CDL210001R1057 | PS1/57N | Active | 4016779629539 | 28.49 | 1 | 1 | stuk | Busbars PS IEC | BE31330 | SA (Modulair+Plug&Socket) | stuk | PS Rail P PS1/57N | PS Rail P PS1/57N | PS Phasenschiene P PS1/57N | PS Busbar P PS1/57N |  | 5.14
2CDL210001R1060 | PS1/60 | Active | 4016779514668 | 35.32 | 1 | 1 | stuk | Busbars PS IEC | BE31330 | SA (Modulair+Plug&Socket) | stuk | PS Rail P PS1/60 | PS Rail P PS1/60 | PS Phasenschiene P PS1/60 | PS Busbar P PS1/60 |  | 5.14
2CDL210001R1628 | PS1/28/16N | Active | 4016779629560 | 33.92 | 1 | 1 | stuk | Busbars PS IEC | BE31330 | SA (Modulair+Plug&Socket) | stuk | PS Rail P PS1/28/16N | PS Rail P PS1/28/16N | PS Phasenschiene P PS1/28/16N | PS Busbar P PS1/28/16N |  | 5.14
2CDL210001R1638 | PS1/38/16H | Active | 4016779586146 | 33.8 | 1 | 1 | stuk | Busbars PS IEC | BE31330 | SA (Modulair+Plug&Socket) | stuk | PS Rail P PS1/38/16H | PS Rail P PS1/38/16H | PS Phasenschiene P PS1/38/16H | PS Busbar P PS1/38/16H |  | 5.14
2CDL210001R1657 | PS1/57/16N | Active | 4016779629553 | 33.92 | 1 | 1 | stuk | Busbars PS IEC | BE31330 | SA (Modulair+Plug&Socket) | stuk | PS Rail P PS1/57/16N | PS Rail P PS1/57/16N | PS Phasenschiene P PS1/57/16N | PS Busbar P PS1/57/16N |  | 5.14
2CDL210001R1660 | PS1/60/16 | Active | 4016779516655 | 35.32 | 1 | 1 | stuk | Busbars PS IEC | BE31330 | SA (Modulair+Plug&Socket) | stuk | PS Rail P PS1/60/16 | PS Rail P PS1/60/16 | PS Phasenschiene P PS1/60/16 | PS Busbar P PS1/60/16 |  | 5.14
2CDL210001R3010 | PS1/10/30 | Active | 4016779653268 | 10.34 | 1 | 1 | stuk | Busbars PS IEC | BE31330 | SA (Modulair+Plug&Socket) | stuk | PS Rail P PS1/10/30 | PS Rail P PS1/10/30 | PS Phasenschiene P PS1/10/30 | PS Busbar P PS1/10/30 |  | 5.14
2CDL210001R3011 | PS1/11/30 | Active | 4016779653275 | 12.22 | 1 | 1 | stuk | Busbars PS IEC | BE31330 | SA (Modulair+Plug&Socket) | stuk | PS Rail P PS1/11/30 | PS Rail P PS1/11/30 | PS Phasenschiene P PS1/11/30 | PS Busbar P PS1/11/30 |  | 5.14
2CDL210001R3014 | PS1/14/30 | Active | 4016779653282 | 16.61 | 1 | 1 | stuk | Busbars PS IEC | BE31330 | SA (Modulair+Plug&Socket) | stuk | PS Rail P PS1/14/30 | PS Rail P PS1/14/30 | PS Phasenschiene P PS1/14/30 | PS Busbar P PS1/14/30 |  | 5.14
2CDL210001R3015 | PS1/15/30 | Active | 4016779653299 | 17.41 | 1 | 1 | stuk | Busbars PS IEC | BE31330 | SA (Modulair+Plug&Socket) | stuk | PS Rail P PS1/15/30 | PS Rail P PS1/15/30 | PS Phasenschiene P PS1/15/30 | PS Busbar P PS1/15/30 |  | 5.14
2CDL210001R3019 | PS1/19/30 | Active | 4016779653312 | 20.65 | 1 | 1 | stuk | Busbars PS IEC | BE31330 | SA (Modulair+Plug&Socket) | stuk | PS Rail P PS1/19/30 | PS Rail P PS1/19/30 | PS Phasenschiene P PS1/19/30 | PS Busbar P PS1/19/30 |  | 5.14
2CDL210001R3060 | PS1/60/30 | Active | 4016779653596 | 65.11 | 1 | 1 | stuk | Busbars PS IEC | BE31330 | SA (Modulair+Plug&Socket) | stuk | PS Rail P PS1/60/30 | PS Rail P PS1/60/30 | PS Phasenschiene P PS1/60/30 | PS Busbar P PS1/60/30 |  | 5.14
2CDL210005R0623 | PS1/23/6 | Active | 4016779584739 | 38.41 | 1 | 1 | stuk | Busbars PS IEC | BE31330 | SA (Modulair+Plug&Socket) | stuk | PS Rail P PS1/23/6 | PS Rail P PS1/23/6 | PS Phasenschiene P PS1/23/6 | PS Busbar P PS1/23/6 |  | 5.14
2CDL210005R0629 | PS1/29/6 | Active | 4016779580823 | 19.86 | 1 | 1 | stuk | Busbars PS IEC | BE31330 | SA (Modulair+Plug&Socket) | stuk | PS Rail P PS1/29/6 | PS Rail P PS1/29/6 | PS Phasenschiene P PS1/29/6 | PS Busbar P PS1/29/6 |  | 5.14
2CDL210005R0638 | PS1/38/6 | Active | 4016779580816 | 19.86 | 1 | 1 | stuk | Busbars PS IEC | BE31330 | SA (Modulair+Plug&Socket) | stuk | PS Rail P PS1/38/6 | PS Rail P PS1/38/6 | PS Phasenschiene P PS1/38/6 | PS Busbar P PS1/38/6 |  | 5.14
2CDL210005R0657 | PS1/57/6 | Active | 4016779585309 | 19.86 | 1 | 1 | stuk | Busbars PS IEC | BE31330 | SA (Modulair+Plug&Socket) | stuk | PS Rail P PS1/57/6 | PS Rail P PS1/57/6 | PS Phasenschiene P PS1/57/6 | PS Busbar P PS1/57/6 |  | 5.14
2CDL210010R1012 | PS1/12A | Active | 4016779682985 | 9.54 | 1 | 1 | stuk | Busbars PS IEC | BE31330 | SA (Modulair+Plug&Socket) | stuk | PS Rail P PS1/12A | PS Rail P PS1/12A | PS Phasenschiene P PS1/12A | PS Busbar P PS1/12A |  | 5.14
2CDL210010R1060 | PS1/60A | Active | 4016779682992 | 35.92 | 1 | 1 | stuk | Busbars PS IEC | BE31330 | SA (Modulair+Plug&Socket) | stuk | PS Rail P PS1/60A | PS Rail P PS1/60A | PS Phasenschiene P PS1/60A | PS Busbar P PS1/60A |  | 5.14
2CDL210010R1660 | PS1/60/16A | Active | 4016779683005 | 52.62 | 1 | 1 | stuk | Busbars PS IEC | BE31330 | SA (Modulair+Plug&Socket) | stuk | PS Rail P PS1/60/16A | PS Rail P PS1/60/16A | PS Phasenschiene P PS1/60/16A | PS Busbar P PS1/60/16A |  | 5.14
2CDL210011R1057 | PS1/57NA | Active | 4016779579728 | 28.49 | 1 | 1 | stuk | Busbars PS IEC | BE31330 | SA (Modulair+Plug&Socket) | stuk | PS Rail P PS1/57NA | PS Rail P PS1/57NA | PS Phasenschiene P PS1/57NA | PS Busbar P PS1/57NA |  | 5.14
2CDL210011R1657 | PS1/57/16NA | Active | 4016779579735 | 34.03 | 1 | 1 | stuk | Busbars PS IEC | BE31330 | SA (Modulair+Plug&Socket) | stuk | PS Rail P PS1/57/16NA | PS Rail P PS1/57/16NA | PS Phasenschiene P PS1/57/16NA | PS Busbar P PS1/57/16NA |  | 5.14
2CDL210489R1606 | PS1/6/16BP | Active | 4016779644969 | 12.41 | 1 | 1 | stuk | PS-BP (UL489) | BE31330 | SA (Modulair+Plug&Socket) | stuk | Verbindingsrail PS1/6/16BP | PS1/6/16BP - Busbar | PS1/6/16BP Phasenschiene 1Ph.,6Pins,16qmm,UL 489 | PS1/6/16BP - Busbar |  | 5.14
2CDL210489R1612 | PS1/12/16BP | Active | 4016779644976 | 19.86 | 1 | 1 | stuk | PS-BP (UL489) | BE31330 | SA (Modulair+Plug&Socket) | stuk | Verbindingsrail PS1/12/16BP | PS1/12/16BP - Busbar | PS1/12/16BP Phasenschiene 1Ph.,12Pins,16qmm,UL 489 | PS1/12/16BP - Busbar |  | 5.14
2CDL210489R1618 | PS1/18/16BP | Active | 4016779644983 | 26.72 | 1 | 1 | stuk | PS-BP (UL489) | BE31330 | SA (Modulair+Plug&Socket) | stuk | Verbindingsrail PS1/18/16BP | PS1/18/16BP - Busbar | PS1/18/16BP Phasenschiene 1Ph.,18Pins,16qmm,UL 489 | PS1/18/16BP - Busbar |  | 5.14
2CDL210489R3725 | PS1/37/25HBP-C | Active | 4016779949934 | 187.89 | 1 | 1 | stuk | PS BP C (UL489) | BE31330 | SA (Modulair+Plug&Socket) | stuk | Verbind.rail PS 1/37/25 H BP-C | Jeux de barres System pro M compact PS 1/37/25 H BP-C | Busbar UL System pro M compact PS 1/37/25 H BP-C | PS1/37/25HBP-C - Busbar |  | 5.14
2CDL210489R5725 | PS1/57/25BP-C | Active | 4016779949910 | 172.53 | 1 | 1 | stuk | PS BP C (UL489) | BE31330 | SA (Modulair+Plug&Socket) | stuk | Verbind.rail PS 1/57/25 BP-C | Jeux de barres System pro M compact PS 1/57/25 BP-C | Busbar UL System pro M compact PS 1/57/25 BP-C | PS1/57/25BP-C - Busbar |  | 5.14
2CDL220001R1007 | PS 2/7 | Active | 4016779676168 | 17.65 | 1 | 1 | stuk | Busbars PS IEC | BE31330 | SA (Modulair+Plug&Socket) | stuk | PS Rail P PS 2/7 | PS Rail P PS 2/7 | PS Phasenschiene P PS 2/7 | PS Busbar P PS 2/7 |  | 5.14
2CDL220001R1012 | PS2/12 | Active | 4016779556521 | 14.16 | 1 | 1 | stuk | Busbars PS IEC | BE31330 | SA (Modulair+Plug&Socket) | stuk | PS Rail P PS2/12 | PS Rail P PS2/12 | PS Phasenschiene P PS2/12 | PS Busbar P PS2/12 |  | 5.14
2CDL220001R1018 | PS2/18 | Active | 4016779905961 | 21.24 | 1 | 1 | stuk | Busbars PS IEC | BE31330 | SA (Modulair+Plug&Socket) | stuk | PS Rail P PS2/18 | PS Rail P PS2/18 | PS Phasenschiene P PS2/18 | PS Busbar P PS2/18 |  | 5.14
2CDL220001R1020 | PS2/20 | Active | 4016779905985 | 23.13 | 1 | 1 | stuk | Busbars PS IEC | BE31330 | SA (Modulair+Plug&Socket) | stuk | PS Rail P PS2/20 | PS Rail P PS2/20 | PS Phasenschiene P PS2/20 | PS Busbar P PS2/20 |  | 5.14
2CDL220001R1048 | PS2/48H | Active | 4016779556538 | 65.7 | 1 | 1 | stuk | Busbars PS IEC | BE31330 | SA (Modulair+Plug&Socket) | stuk | PS Rail P PS2/48H | PS Rail P PS2/48H | PS Phasenschiene P PS2/48H | PS Busbar P PS2/48H |  | 5.14
2CDL220001R1058 | PS2/58 | Active | 4016779556552 | 53.88 | 1 | 1 | stuk | Busbars PS IEC | BE31330 | SA (Modulair+Plug&Socket) | stuk | PS Rail P PS2/58 | PS Rail P PS2/58 | PS Phasenschiene P PS2/58 | PS Busbar P PS2/58 |  | 5.14
2CDL220001R1612 | PS2/12/16 | Active | 4016779646918 | 19.05 | 1 | 1 | stuk | Busbars PS IEC | BE31330 | SA (Modulair+Plug&Socket) | stuk | PS Rail P PS2/12/16 | PS Rail P PS2/12/16 | PS Phasenschiene P PS2/12/16 | PS Busbar P PS2/12/16 |  | 5.14
2CDL220001R1648 | PS2/48/16H | Active | 4016779556545 | 98.73 | 1 | 1 | stuk | Busbars PS IEC | BE31330 | SA (Modulair+Plug&Socket) | stuk | PS Rail P PS2/48/16H | PS Rail P PS2/48/16H | PS Phasenschiene P PS2/48/16H | PS Busbar P PS2/48/16H |  | 5.14
2CDL220001R1658 | PS2/58/16 | Active | 4016779556569 | 65.7 | 1 | 1 | stuk | Busbars PS IEC | BE31330 | SA (Modulair+Plug&Socket) | stuk | PS Rail P PS2/58/16 | PS Rail P PS2/58/16 | PS Phasenschiene P PS2/58/16 | PS Busbar P PS2/58/16 |  | 5.14
2CDL220001R3058 | PS2/58/30 | Active | 4016779654272 | 217.17 | 1 | 1 | stuk | Busbars PS IEC | BE31330 | SA (Modulair+Plug&Socket) | stuk | PS Rail P PS2/58/30 | PS Rail P PS2/58/30 | PS Phasenschiene P PS2/58/30 | PS Busbar P PS2/58/30 |  | 5.14
2CDL220010R1012 | PS2/12A | Active | 4016779584616 | 15.61 | 1 | 1 | stuk | Busbars PS IEC | BE31330 | SA (Modulair+Plug&Socket) | stuk | PS Rail P PS2/12A | PS Rail P PS2/12A | PS Phasenschiene P PS2/12A | PS Busbar P PS2/12A |  | 5.14
2CDL220010R1658 | PS2/58/16A | Active | 4016779584746 | 72.32 | 1 | 1 | stuk | Busbars PS IEC | BE31330 | SA (Modulair+Plug&Socket) | stuk | PS Rail P PS2/58/16A | PS Rail P PS2/58/16A | PS Phasenschiene P PS2/58/16A | PS Busbar P PS2/58/16A |  | 5.14
2CDL220012R1648 | PS2/48/16HA | Active | 4016779584630 | 76.05 | 1 | 1 | stuk | Busbars PS IEC | BE31330 | SA (Modulair+Plug&Socket) | stuk | PS Rail P PS2/48/16HA | PS Rail P PS2/48/16HA | PS Phasenschiene P PS2/48/16HA | PS Busbar P PS2/48/16HA |  | 5.14
2CDL220489R1606 | PS2/6/16BP | Active | 4016779644990 | 14.89 | 1 | 1 | stuk | PS-BP (UL489) | BE31330 | SA (Modulair+Plug&Socket) | stuk | PS2/6/16BP-rail | Jeux de barres Compact S200U-S200UP L1-L2-..., 6 broches, 16mm², UL489 | PS2/6/16BP Phasenschiene 2Ph.,6Pins,16qmm | PS2/6/16BP - Busbar |  | 5.14
2CDL220489R1612 | PS2/12/16BP | Active | 4016779645003 | 23.94 | 1 | 1 | stuk | PS-BP (UL489) | BE31330 | SA (Modulair+Plug&Socket) | stuk | Verbindingsrail PS2/12/16BP | PS2/12/16BP - Busbar | PS2/12/16BP Phasenschiene 2Ph.,12Pins,16qmm | PS2/12/16BP - Busbar |  | 5.14
2CDL220489R1618 | PS2/18/16BP | Active | 4016779645010 | 33.76 | 1 | 1 | stuk | PS-BP (UL489) | BE31330 | SA (Modulair+Plug&Socket) | stuk | Verbindingsrail PS2/18/16BP | Busbar Compact S200U-S200UP | PS2/18/16BP Phasenschiene 2Ph.,18Pins,16qmm | PS2/18/16BP - Busbar |  | 5.14
2CDL220489R4625 | PS2/46/25HBP-C | Active | 4016779949958 | 378.14 | 1 | 1 | stuk | PS BP C (UL489) | BE31330 | SA (Modulair+Plug&Socket) | stuk | Verbind.rail PS 2/46/25 H BP-C | Jeux de barres System pro M compact PS 2/46/25 H BP-C | Busbar UL System pro M compact PS 2/46/25 H BP-C | PS2/46/25HBP-C - Busbar |  | 5.14
2CDL220489R5625 | PS2/56/25BP-C | Active | 4016779949941 | 345.06 | 1 | 1 | stuk | PS BP C (UL489) | BE31330 | SA (Modulair+Plug&Socket) | stuk | Verbind.rail PS 2/56/25 BP-C | Jeux de barres System pro M compact PS 2/56/25 BP-C | Busbar UL System pro M compact PS 2/56/25 BP-C | PS2/56/25BP-C - Busbar |  | 5.14
2CDL230001R1011 | PS3/11 | Active | 4016779649926 | 19.92 | 1 | 1 | stuk | Busbars PS IEC | BE31330 | SA (Modulair+Plug&Socket) | stuk | PS Rail P PS3/11 | PS Rail P PS3/11 | PS Phasenschiene P PS3/11 | PS Busbar P PS3/11 |  | 5.14
2CDL230001R1012 | PS3/12 | Active | 4016779576116 | 16.04 | 1 | 1 | stuk | Busbars PS IEC | BE31330 | SA (Modulair+Plug&Socket) | stuk | PS Rail P PS3/12 | PS Rail P PS3/12 | PS Phasenschiene P PS3/12 | PS Busbar P PS3/12 |  | 5.14
2CDL230001R1014 | PS3/14 | Active | 4016779881272 | 23.39 | 1 | 1 | stuk | Busbars PS IEC | BE31330 | SA (Modulair+Plug&Socket) | stuk | PS Rail P PS3/14 | PS Rail P PS3/14 | PS Phasenschiene P PS3/14 | PS Busbar P PS3/14 |  | 5.14
2CDL230001R1015 | PS3/15 | Active | 4016779654067 | 19.85 | 1 | 1 | stuk | Busbars PS IEC | BE31330 | SA (Modulair+Plug&Socket) | stuk | PS Rail P PS3/15 | PS Rail P PS3/15 | PS Phasenschiene P PS3/15 | PS Busbar P PS3/15 |  | 5.14
2CDL230001R1018 | PS3/18 | Active | 4016779668668 | 27.02 | 1 | 1 | stuk | Busbars PS IEC | BE31330 | SA (Modulair+Plug&Socket) | stuk | PS Rail P PS3/18 | PS Rail P PS3/18 | PS Phasenschiene P PS3/18 | PS Busbar P PS3/18 |  | 5.14
2CDL230001R1020 | PS3/20 | Active | 4016779906012 | 30 | 1 | 1 | stuk | Busbars PS IEC | BE31330 | SA (Modulair+Plug&Socket) | stuk | PS Rail P PS3/20 | PS Rail P PS3/20 | PS Phasenschiene P PS3/20 | PS Busbar P PS3/20 |  | 5.14
2CDL230001R1021 | PS3/21 | Active | 4016779667791 | 31.7 | 1 | 1 | stuk | Busbars PS IEC | BE31330 | SA (Modulair+Plug&Socket) | stuk | PS Rail P PS3/21 | PS Rail P PS3/21 | PS Phasenschiene P PS3/21 | PS Busbar P PS3/21 |  | 5.14
2CDL230001R1024 | PS3/24H | Active | 4016779556576 | 98.73 | 1 | 1 | stuk | Busbars PS IEC | BE31330 | SA (Modulair+Plug&Socket) | stuk | PS Rail P PS3/24H | PS Rail P PS3/24H | PS Phasenschiene P PS3/24H | PS Busbar P PS3/24H |  | 5.14
2CDL230001R1030 | PS3/30 | Active | 4016779556583 | 87.85 | 1 | 1 | stuk | Busbars PS IEC | BE31330 | SA (Modulair+Plug&Socket) | stuk | PS Rail P PS3/30 | PS Rail P PS3/30 | PS Phasenschiene P PS3/30 | PS Busbar P PS3/30 |  | 5.14
2CDL230001R1039 | PS3/39H | Active | 4016779556590 | 70.39 | 1 | 1 | stuk | Busbars PS IEC | BE31330 | SA (Modulair+Plug&Socket) | stuk | PS Rail P PS3/39H | PS Rail P PS3/39H | PS Phasenschiene P PS3/39H | PS Busbar P PS3/39H |  | 5.14
2CDL230001R1045 | PS3/45H2 | Active | 4016779653701 | 72.19 | 1 | 1 | stuk | Busbars PS IEC | BE31330 | SA (Modulair+Plug&Socket) | stuk | PS Rail P PS3/45H2 | PS Rail P PS3/45H2 | PS Phasenschiene P PS3/45H2 | PS Busbar P PS3/45H2 |  | 5.14
2CDL230001R1048 | PS3/48H | Active | 4016779556613 | 70.39 | 1 | 1 | stuk | Busbars PS IEC | BE31330 | SA (Modulair+Plug&Socket) | stuk | PS Rail P PS3/48H | PS Rail P PS3/48H | PS Phasenschiene P PS3/48H | PS Busbar P PS3/48H |  | 5.14
2CDL230001R1060 | PS3/60 | Active | 4016779514699 | 78.47 | 1 | 1 | stuk | Busbars PS IEC | BE31330 | SA (Modulair+Plug&Socket) | stuk | PS Rail P PS3/60 | PS Rail P PS3/60 | PS Phasenschiene P PS3/60 | PS Busbar P PS3/60 |  | 5.14
2CDL230001R1612 | PS3/12/16 | Active | 4016779562805 | 26.28 | 1 | 1 | stuk | Busbars PS IEC | BE31330 | SA (Modulair+Plug&Socket) | stuk | PS Rail P PS3/12/16 | PS Rail P PS3/12/16 | PS Phasenschiene P PS3/12/16 | PS Busbar P PS3/12/16 |  | 5.14
2CDL230001R1639 | PS3/39/16H | Active | 4016779556606 | 87.85 | 1 | 1 | stuk | Busbars PS IEC | BE31330 | SA (Modulair+Plug&Socket) | stuk | PS Rail P PS3/39/16H | PS Rail P PS3/39/16H | PS Phasenschiene P PS3/39/16H | PS Busbar P PS3/39/16H |  | 5.14
2CDL230001R1648 | PS3/48/16H | Active | 4016779556644 | 87.85 | 1 | 1 | stuk | Busbars PS IEC | BE31330 | SA (Modulair+Plug&Socket) | stuk | PS Rail P PS3/48/16H | PS Rail P PS3/48/16H | PS Phasenschiene P PS3/48/16H | PS Busbar P PS3/48/16H |  | 5.14
2CDL230001R1660 | PS3/60/16 | Active | 4016779514705 | 110.28 | 1 | 1 | stuk | Busbars PS IEC | BE31330 | SA (Modulair+Plug&Socket) | stuk | PS Rail P PS3/60/16 | PS Rail P PS3/60/16 | PS Phasenschiene P PS3/60/16 | PS Busbar P PS3/60/16 |  | 5.14
2CDL230001R3060 | PS3/60/30 | Active | 4016779654289 | 305.7 | 1 | 1 | stuk | Busbars PS IEC | BE31330 | SA (Modulair+Plug&Socket) | stuk | PS Rail P PS3/60/30 | PS Rail P PS3/60/30 | PS Phasenschiene P PS3/60/30 | PS Busbar P PS3/60/30 |  | 5.14
2CDL230002R1009 | PS3/9-FI | Active | 4016779517515 | 23.14 | 1 | 1 | stuk | Busbars PS IEC | BE31330 | SA (Modulair+Plug&Socket) | stuk | PS Rail P PS3/9-FI | PS Rail P PS3/9-FI | PS Phasenschiene P PS3/9-FI | PS Busbar P PS3/9-FI |  | 5.14
2CDL230002R1010 | PS3/10-FI | Active | 4016779517522 | 24.1 | 1 | 1 | stuk | Busbars PS IEC | BE31330 | SA (Modulair+Plug&Socket) | stuk | PS Rail P PS3/10-FI | PS Rail P PS3/10-FI | PS Phasenschiene P PS3/10-FI | PS Busbar P PS3/10-FI |  | 5.14
2CDL230002R1012 | PS3/12FI | Active | 4016779571074 | 22.61 | 1 | 1 | stuk | Busbars PS IEC | BE31330 | SA (Modulair+Plug&Socket) | stuk | PS Rail P PS3/12FI | PS Rail P PS3/12FI | PS Phasenschiene P PS3/12FI | PS Busbar P PS3/12FI |  | 5.14
2CDL230002R1057 | PS3/57FI | Active | 4016779556651 | 98.73 | 1 | 1 | stuk | Busbars PS IEC | BE31330 | SA (Modulair+Plug&Socket) | stuk | PS Rail P PS3/57FI | PS Rail P PS3/57FI | PS Phasenschiene P PS3/57FI | PS Busbar P PS3/57FI |  | 5.14
2CDL230003R1012 | PS3/12FIH | Active | 4016779571081 | 22.61 | 1 | 1 | stuk | Busbars PS IEC | BE31330 | SA (Modulair+Plug&Socket) | stuk | PS Rail P PS3/12FIH | PS Rail P PS3/12FIH | PS Phasenschiene P PS3/12FIH | PS Busbar P PS3/12FIH |  | 5.14
2CDL230004R1012 | PS3/12-E463 | Active | 4016779517416 | 28.35 | 1 | 1 | stuk | Busbars PS IEC | BE31330 | SA (Modulair+Plug&Socket) | stuk | PS Rail P PS3/12-E463 | PS Rail P PS3/12-E463 | PS Phasenschiene P PS3/12-E463 | PS Busbar P PS3/12-E463 |  | 5.14
2CDL230010R1012 | PS3/12A | Active | 4016779584647 | 17.01 | 1 | 1 | stuk | Busbars PS IEC | BE31330 | SA (Modulair+Plug&Socket) | stuk | PS Rail P PS3/12A | PS Rail P PS3/12A | PS Phasenschiene P PS3/12A | PS Busbar P PS3/12A |  | 5.14
2CDL230010R1060 | PS3/60A | Active | 4016779563758 | 76.93 | 1 | 1 | stuk | Busbars PS IEC | BE31330 | SA (Modulair+Plug&Socket) | stuk | PS Rail P PS3/60A | PS Rail P PS3/60A | PS Phasenschiene P PS3/60A | PS Busbar P PS3/60A |  | 5.14
2CDL230010R1660 | PS3/60/16A | Active | 4016779563765 | 108.13 | 1 | 1 | stuk | Busbars PS IEC | BE31330 | SA (Modulair+Plug&Socket) | stuk | PS Rail P PS3/60/16A | PS Rail P PS3/60/16A | PS Phasenschiene P PS3/60/16A | PS Busbar P PS3/60/16A |  | 5.14
2CDL230012R1648 | PS3/48/16HA | Active | 4016779584654 | 113.34 | 1 | 1 | stuk | Busbars PS IEC | BE31330 | SA (Modulair+Plug&Socket) | stuk | PS Rail P PS3/48/16HA | PS Rail P PS3/48/16HA | PS Phasenschiene P PS3/48/16HA | PS Busbar P PS3/48/16HA |  | 5.14
2CDL230202R1030 | PS3/30-DDA202 | Active | 4016779647472 | 83.65 | 1 | 1 | stuk | Busbars PS IEC | BE31330 | SA (Modulair+Plug&Socket) | stuk | PS Rail P PS3/30-DDA202 | PS Rail P PS3/30-DDA202 | PS Phasenschiene P PS3/30-DDA202 | PS Busbar P PS3/30-DDA202 |  | 5.14
2CDL230202R1630 | PS3/30/16-DDA202 | Active | 4016779647502 | 111.36 | 1 | 1 | stuk | Busbars PS IEC | BE31330 | SA (Modulair+Plug&Socket) | stuk | PS Rail P PS3/30/16-DDA202 | PS Rail P PS3/30/16-DDA202 | PS Phasenschiene P PS3/30/16-DDA202 | PS Busbar P PS3/30/16-DDA202 |  | 5.14
2CDL230489R1606 | PS3/6/16BP | Active | 4016779645027 | 16.83 | 1 | 1 | stuk | PS-BP (UL489) | BE31330 | SA (Modulair+Plug&Socket) | stuk | Verbindingsrail PS3/6/16BP | PS3/6/16BP - Busbar | PS3/6/16BP Phasenschiene 3Ph.,6Pins,16qmm | PS3/6/16BP - Busbar |  | 5.14
2CDL230489R1612 | PS3/12/16BP | Active | 4016779645034 | 27.06 | 1 | 1 | stuk | PS-BP (UL489) | BE31330 | SA (Modulair+Plug&Socket) | stuk | Verbindingsrail PS3/12/16BP | jeu de barres Compact S200-S200M-S200P | PS3/12/16BP Phasenschiene 3Ph.,12Pins,16qmm | PS3/12/16BP - Busbar |  | 5.14
2CDL230489R1618 | PS3/18/16BP | Active | 4016779645041 | 39.46 | 1 | 1 | stuk | PS-BP (UL489) | BE31330 | SA (Modulair+Plug&Socket) | stuk | Verbindingsrail PS3/18/16BP | PS3/18/16BP - Busbar | PS3/18/16BP Phasenschiene 3Ph.,18Pins,16qmm | PS3/18/16BP - Busbar |  | 5.14
2CDL230489R3925 | PS3/39/25HBP-C | Active | 4016779949989 | 510.49 | 1 | 1 | stuk | PS BP C (UL489) | BE31330 | SA (Modulair+Plug&Socket) | stuk | Verbind.rail PS 3/39/25 H BP-C | Jeux de barres System pro M compact PS 3/39/25 H BP-C | Busbar UL System pro M compact PS 3/39/25 H BP-C | PS3/39/25HBP-C - Busbar |  | 5.14
2CDL230489R4825 | PS3/48/25HBP-C | Active | 4016779949972 | 510.49 | 1 | 1 | stuk | PS BP C (UL489) | BE31330 | SA (Modulair+Plug&Socket) | stuk | PS3/48/25HBP-C-rail | Jeux de barres System pro M compact PS 3/48/25 H BP-C Busbar | Busbar UL System pro M compact PS 3/48/25 H BP-C Busbar | PS3/48/25HBP-C - Busbar |  | 5.14
2CDL230489R5725 | PS3/57/25BP-C | Active | 4016779949965 | 464.4 | 1 | 1 | stuk | PS BP C (UL489) | BE31330 | SA (Modulair+Plug&Socket) | stuk | Verbind.rail PS 3/57/25 BP-C | Jeux de barres System pro M compact PS 3/57/25 BP-C | Busbar UL System pro M compact PS 3/57/25 BP-C | PS3/57/25BP-C - Busbar |  | 5.14
2CDL231001R1006 | PS3/6 | Active | 4016779463409 | 10.31 | 1 | 1 | stuk | Busbars PS IEC | BE31330 | SA (Modulair+Plug&Socket) | stuk | PS Rail P PS3/6 | PS Rail P PS3/6 | PS Phasenschiene P PS3/6 | PS Busbar P PS3/6 |  | 5.14
2CDL231001R1009 | PS3/9 | Active | 4016779463508 | 11.82 | 1 | 1 | stuk | Busbars PS IEC | BE31330 | SA (Modulair+Plug&Socket) | stuk | PS Rail P PS3/9 | PS Rail P PS3/9 | PS Phasenschiene P PS3/9 | PS Busbar P PS3/9 |  | 5.14
2CDL231001R1012 | PS3/12 | Active | 4016779463607 | 15.9 | 1 | 1 | stuk | Busbars PS IEC | BE31330 | SA (Modulair+Plug&Socket) | stuk | PS Rail P PS3/12 | PS Rail P PS3/12 | PS Phasenschiene P PS3/12 | PS Busbar P PS3/12 |  | 5.14
2CDL231002R1012 | PS3/12FI | Active | 4016779463706 | 17.1 | 1 | 1 | stuk | Busbars PS IEC | BE31330 | SA (Modulair+Plug&Socket) | stuk | PS Rail P PS3/12FI | PS Rail P PS3/12FI | PS Phasenschiene P PS3/12FI | PS Busbar P PS3/12FI |  | 5.14
2CDL240001R3060 | PS4/60/30 | Active | 4016779654296 | 358.17 | 1 | 1 | stuk | Busbars PS IEC | BE31330 | SA (Modulair+Plug&Socket) | stuk | PS Rail P PS4/60/30 | PS Rail P PS4/60/30 | PS Phasenschiene P PS4/60/30 | PS Busbar P PS4/60/30 |  | 5.14
2CDL240101R1008 | PS4/8 | Active | 4016779710060 | 21.2 | 1 | 1 | stuk | Busbars PS IEC | BE31330 | SA (Modulair+Plug&Socket) | stuk | PS Rail P PS4/8 | PS Rail P PS4/8 | PS Phasenschiene P PS4/8 | PS Busbar P PS4/8 |  | 5.14
2CDL240101R1012 | PS4/12 | Active | 4016779656054 | 27.49 | 1 | 1 | stuk | Busbars PS IEC | BE31330 | SA (Modulair+Plug&Socket) | stuk | PS Rail P PS4/12 | PS Rail P PS4/12 | PS Phasenschiene P PS4/12 | PS Busbar P PS4/12 |  | 5.14
2CDL240101R1018 | PS4/18N | Active | 4016779906043 | 49.3 | 1 | 1 | stuk | Busbars PS IEC | BE31330 | SA (Modulair+Plug&Socket) | stuk | PS Rail P PS4/18N | PS Rail P PS4/18N | PS Phasenschiene P PS4/18N | PS Busbar P PS4/18N |  | 5.14
2CDL240101R1020 | PS4/20N | Active | 4016779906067 | 54.3 | 1 | 1 | stuk | Busbars PS IEC | BE31330 | SA (Modulair+Plug&Socket) | stuk | PS Rail P PS4/20N | PS Rail P PS4/20N | PS Phasenschiene P PS4/20N | PS Busbar P PS4/20N |  | 5.14
2CDL240101R1058 | PS4/58N | Active | 4016779656146 | 141.79 | 1 | 1 | stuk | Busbars PS IEC | BE31330 | SA (Modulair+Plug&Socket) | stuk | PS Rail P PS4/58N | PS Rail P PS4/58N | PS Phasenschiene P PS4/58N | PS Busbar P PS4/58N |  | 5.14
2CDL240101R1060 | PS4/60 | Active | 4016779656085 | 98.73 | 1 | 1 | stuk | Busbars PS IEC | BE31330 | SA (Modulair+Plug&Socket) | stuk | PS Rail P PS4/60 | PS Rail P PS4/60 | PS Phasenschiene P PS4/60 | PS Busbar P PS4/60 |  | 5.14
2CDL240101R1612 | PS4/12/16 | Active | 4016779656078 | 30.74 | 1 | 1 | stuk | Busbars PS IEC | BE31330 | SA (Modulair+Plug&Socket) | stuk | PS Rail P PS4/12/16 | PS Rail P PS4/12/16 | PS Phasenschiene P PS4/12/16 | PS Busbar P PS4/12/16 |  | 5.14
2CDL240101R1652 | PS4/52/16H | Active | 4016779656115 | 120.53 | 1 | 1 | stuk | Busbars PS IEC | BE31330 | SA (Modulair+Plug&Socket) | stuk | PS Rail P PS4/52/16H | PS Rail P PS4/52/16H | PS Phasenschiene P PS4/52/16H | PS Busbar P PS4/52/16H |  | 5.14
2CDL240101R1658 | PS4/58/16N | Active | 4016779656153 | 146.53 | 1 | 1 | stuk | Busbars PS IEC | BE31330 | SA (Modulair+Plug&Socket) | stuk | PS Rail P PS4/58/16N | PS Rail P PS4/58/16N | PS Phasenschiene P PS4/58/16N | PS Busbar P PS4/58/16N |  | 5.14
2CDL240101R1660 | PS4/60/16 | Active | 4016779656092 | 120.41 | 1 | 1 | stuk | Busbars PS IEC | BE31330 | SA (Modulair+Plug&Socket) | stuk | PS Rail P PS4/60/16 | PS Rail P PS4/60/16 | PS Phasenschiene P PS4/60/16 | PS Busbar P PS4/60/16 |  | 5.14
2CDL240110R1012 | PS4/12A | Active | 4016779656061 | 37.94 | 1 | 1 | stuk | Busbars PS IEC | BE31330 | SA (Modulair+Plug&Socket) | stuk | PS Rail P PS4/12A | PS Rail P PS4/12A | PS Phasenschiene P PS4/12A | PS Busbar P PS4/12A |  | 5.14
2CDL240110R1058 | PS4/58NNA | Active | 4016779656177 | 128.8 | 1 | 1 | stuk | Busbars PS IEC | BE31330 | SA (Modulair+Plug&Socket) | stuk | PS Rail P PS4/58NNA | PS Rail P PS4/58NNA | PS Phasenschiene P PS4/58NNA | PS Busbar P PS4/58NNA |  | 5.14
2CDL240110R1658 | PS4/58/16NNA | Active | 4016779656184 | 147.72 | 1 | 1 | stuk | Busbars PS IEC | BE31330 | SA (Modulair+Plug&Socket) | stuk | PS Rail P PS4/58/16NNA | PS Rail P PS4/58/16NNA | PS Phasenschiene P PS4/58/16NNA | PS Busbar P PS4/58/16NNA |  | 5.14
2CDL240110R1660 | PS4/60/16A | Active | 4016779656108 | 135.89 | 1 | 1 | stuk | Busbars PS IEC | BE31330 | SA (Modulair+Plug&Socket) | stuk | PS Rail P PS4/60/16A | PS Rail P PS4/60/16A | PS Phasenschiene P PS4/60/16A | PS Busbar P PS4/60/16A |  | 5.14
2CDL240114R1648 | PS4/48/16NHA | Active | 4016779656160 | 135.89 | 1 | 1 | stuk | Busbars PS IEC | BE31330 | SA (Modulair+Plug&Socket) | stuk | PS Rail P PS4/48/16NHA | PS Rail P PS4/48/16NHA | PS Phasenschiene P PS4/48/16NHA | PS Busbar P PS4/48/16NHA |  | 5.14
2CDL240204R1032 | PS4/32-DDA204 | Active | 4016779647458 | 114.86 | 1 | 1 | stuk | Busbars PS IEC | BE31330 | SA (Modulair+Plug&Socket) | stuk | PS Rail P PS4/32-DDA204 | PS Rail P PS4/32-DDA204 | PS Phasenschiene P PS4/32-DDA204 | PS Busbar P PS4/32-DDA204 |  | 5.14
2CDL240204R1632 | PS4/32/16-DDA204 | Active | 4016779647465 | 145.82 | 1 | 1 | stuk | Busbars PS IEC | BE31330 | SA (Modulair+Plug&Socket) | stuk | PS Rail P PS4/32/16-DDA204 | PS Rail P PS4/32/16-DDA204 | PS Phasenschiene P PS4/32/16-DDA204 | PS Busbar P PS4/32/16-DDA204 |  | 5.14
2CDL240212R1652 | PS4/52/16HA | Active | 4016779656122 | 142.97 | 1 | 1 | stuk | Busbars PS IEC | BE31330 | SA (Modulair+Plug&Socket) | stuk | PS Rail P PS4/52/16HA | PS Rail P PS4/52/16HA | PS Phasenschiene P PS4/52/16HA | PS Busbar P PS4/52/16HA |  | 5.14
2CDL240213R1658 | PS4/58/16NA | Active | 4016779656221 | 141.79 | 1 | 1 | stuk | Busbars PS IEC | BE31330 | SA (Modulair+Plug&Socket) | stuk | PS Rail P PS4/58/16NA | PS Rail P PS4/58/16NA | PS Phasenschiene P PS4/58/16NA | PS Busbar P PS4/58/16NA |  | 5.14
2CDL701001R0250 | Uniclic 250A 36-24 | Active | 3471521901188 | 168.93 | 1 | 1 | stuk | Busbar Accessories IEC | BE31330 | 17 (SYSTEM PRO E ENERGY) | stuk | Verdeelkast System pro E energy L/M UNICLIC 250A 36-24 | Armoire System pro E energy L/M UNICLIC 250A 36-24 | Armoire System pro E energy L/M UNICLIC 250A 36-24 | Armoire System pro E energy L/M UNICLIC 250A 36-24 |  | 5.14
2CDL701001R1002 | Uniclic CP 2 | Active | 4053546048711 | 4.69 | 1 | 20 | stuk | Busbars PS IEC | BE31330 | 17 (SYSTEM PRO E ENERGY) | stuk | UNICLIC rail CP 2 | UNICLIC rail CP 2 | UNICLIC Phasenschiene CP 2 | UNICLIC Busbar CP 2 |  | 5.14
2CDL701001R1006 | Uniclic CP 6 | Active | 4053546048735 | 5.11 | 1 | 20 | stuk | Busbars PS IEC | BE31330 | 17 (SYSTEM PRO E ENERGY) | stuk | UNICLIC rail CP 6 | UNICLIC rail CP 6 | UNICLIC Phasenschiene CP 6 | UNICLIC Busbar CP 6 |  | 5.14
2CDL701001R1010 | Uniclic CP 10 | Active | 4053546048759 | 7.01 | 1 | 20 | stuk | Busbars PS IEC | BE31330 | 17 (SYSTEM PRO E ENERGY) | stuk | UNICLIC rail CP 10 | UNICLIC rail CP 10 | UNICLIC Phasenschiene CP 10 | UNICLIC Busbar CP 10 |  | 5.14
2CDL701301R0120 | Uniclic CW 6/120 N | Active | 4053546048797 | 4.6 | 1 | 10 | stuk | Busbars PS IEC | BE31330 | 17 (SYSTEM PRO E ENERGY) | stuk | UNICLIC rail CW 6/120 N | UNICLIC rail CW 6/120 N | UNICLIC Phasenschiene CW 6/120 N | UNICLIC Busbar CW 6/120 N |  | 5.14
2CDL701301R0320 | UNICLIC-CW 6/320N | Active | 3471521901201 | 7.35 | 1 | 10 | stuk | Busbars PS IEC | BE31330 | 17 (SYSTEM PRO E ENERGY) | stuk | UNICLIC rail-CW 6/320N | UNICLIC rail-CW 6/320N | UNICLIC Phasenschiene-CW 6/320N | UNICLIC Busbar-CW 6/320N |  | 5.14
2CDL701301R1120 | Uniclic CW 10/120 N | Active | 4053546048810 | 4.99 | 1 | 10 | stuk | Busbars PS IEC | BE31330 | 17 (SYSTEM PRO E ENERGY) | stuk | UNICLIC rail CW 10/120 N | UNICLIC rail CW 10/120 N | UNICLIC Phasenschiene CW 10/120 N | UNICLIC Busbar CW 10/120 N |  | 5.14
2CDL701301R1320 | UNICLIC-CW 10/320N | Active | 3471521901225 | 8.25 | 1 | 10 | stuk | Busbars PS IEC | BE31330 | 17 (SYSTEM PRO E ENERGY) | stuk | UNICLIC rail-CW 10/320N | UNICLIC rail-CW 10/320N | UNICLIC Phasenschiene-CW 10/320N | UNICLIC Busbar-CW 10/320N |  | 5.14
2CDL701301R1500 | UNICLIC CW 10/500N | Active | 3471521901843 | 13.53 | 1 | 10 | stuk | Busbars PS IEC | BE31330 | 17 (SYSTEM PRO E ENERGY) | stuk | UNICLIC rail CW 10/500N | UNICLIC rail CW 10/500N | UNICLIC Phasenschiene CW 10/500N | UNICLIC Busbar CW 10/500N |  | 5.14
2CDL701302R0120 | Uniclic CW 6/120 | Active | 4053546048834 | 4.6 | 1 | 10 | stuk | Busbars PS IEC | BE31330 | 17 (SYSTEM PRO E ENERGY) | stuk | UNICLIC rail CW 6/120 | UNICLIC rail CW 6/120 | UNICLIC Phasenschiene CW 6/120 | UNICLIC Busbar CW 6/120 |  | 5.14
2CDL701302R0320 | UNICLIC-CW 6/320 | Active | 3471521901195 | 7.35 | 1 | 10 | stuk | Busbars PS IEC | BE31330 | 17 (SYSTEM PRO E ENERGY) | stuk | UNICLIC rail-CW 6/320 | UNICLIC rail-CW 6/320 | UNICLIC Phasenschiene-CW 6/320 | UNICLIC Busbar-CW 6/320 |  | 5.14
2CDL701302R1120 | Uniclic CW 10/120 | Active | 4053546048858 | 4.99 | 1 | 10 | stuk | Busbars PS IEC | BE31330 | 17 (SYSTEM PRO E ENERGY) | stuk | UNICLIC rail CW 10/120 | UNICLIC rail CW 10/120 | UNICLIC Phasenschiene CW 10/120 | UNICLIC Busbar CW 10/120 |  | 5.14
2CDL701302R1320 | UNICLIC CW 10/320 | Active | 3471521901218 | 7.71 | 1 | 10 | stuk | Busbars PS IEC | BE31330 | 17 (SYSTEM PRO E ENERGY) | stuk | UNICLIC rail CW 10/320 | UNICLIC rail CW 10/320 | UNICLIC Phasenschiene CW 10/320 | UNICLIC Busbar CW 10/320 |  | 5.14
2CDL701302R1500 | UNICLIC CW 10/500 | Active | 3471521901836 | 13.53 | 1 | 10 | stuk | Busbars PS IEC | BE31330 | 17 (SYSTEM PRO E ENERGY) | stuk | UNICLIC rail CW 10/500 | UNICLIC rail CW 10/500 | UNICLIC Phasenschiene CW 10/500 | UNICLIC Busbar CW 10/500 |  | 5.14
2CDL800001R0021 | BB-END 2.1 | Active | 4053546046717 | 3.28 | 1 | 1 | stuk | Busbars for S200C | BE31330 | () | stuk | BB-END 2.1 - End Caps | BB-END 2.1 - End Caps | BB-END 2.1 - End Caps | BB-END 2.1 - End Caps |  | 5.14
2CDL800001R0030 | BB-END 3.2 | Active | 4053546046731 | 4.18 | 1 | 1 | stuk | Busbars for S200C | BE31330 | () | stuk | BB-END 3.2 - End Caps | BB-END 3.2 - End Caps | BB-END 3.2 - End Caps | BB-END 3.2 - End Caps |  | 5.14
2CDL800001R0040 | BB-END 4.1 | Active | 4053546046823 | 4.18 | 1 | 1 | stuk | Busbars for S200C | BE31330 | () | stuk | BB-END 4.1 - End Caps | BB-END 4.1 - End Caps | BB-END 4.1 - End Caps | BB-END 4.1 - End Caps |  | 5.14
2CDL800001R2527 | BB-FS 25/27 Q | Active | 4053546046748 | 13.76 | 1 | 1 | stuk | Busbars for S200C | BE31330 | () | stuk | BB-FS 25/27 Q - Feeder Terminals | BB-FS 25/27 Q - Feeder Terminals | BB-FS 25/27 Q - Feeder Terminals | BB-FS 25/27 Q - Feeder Terminals |  | 5.14
2CDL801145R1013 | BB-S 1/13/10 BLAU | Active | 4053546046847 | 11.82 | 1 | 15 | stuk | Busbars for S200C | BE31330 | () | stuk | BB-SU 1/13/10 BLUE - Busbars | BB-SU 1/13/10 BLUE - Busbars | BB-SU 1/13/10 BLUE - Busbars | BB-SU 1/13/10 BLUE - Busbars |  | 5.14
2CDL802141R1018 | BB-SU 2/36/10 | Active | 4053546046755 | 58.56 | 1 | 1 | stuk | Busbars for S200C | BE31330 | () | stuk | BB-SU 2/36/10 - Busbars | BB-SU 2/36/10 - Busbars | BB-SU 2/36/10 - Busbars | BB-SU 2/36/10 - Busbars |  | 5.14
2CDL802141R1055 | BB-SU 2/110/10 | Active | 4053546046816 | 171.59 | 1 | 1 | stuk | Busbars for S200C | BE31330 | () | stuk | BB-SU 2/112/10 - Busbars | BB-SU 2/112/10 - Busbars | BB-SU 2/112/10 - Busbars | BB-SU 2/112/10 - Busbars |  | 5.14
2CDL803141R1024 | BB-SU 3/24/10 | Active | 4053546046762 | 77.89 | 1 | 1 | stuk | Busbars for S200C | BE31330 | () | stuk | BB-SU 3/24/10 - Busbars | BB-SU 3/24/10 - Busbars | BB-SU 3/24/10 - Busbars | BB-SU 3/24/10 - Busbars |  | 5.14
2CDL803141R1111 | BB-SU 3/110/10 | Active | 4053546046779 | 356.96 | 1 | 1 | stuk | Busbars for S200C | BE31330 | () | stuk | BB-SU 3/112/10 - Busbars | BB-SU 3/112/10 - Busbars | BB-SU 3/112/10 - Busbars | BB-SU 3/112/10 - Busbars |  | 5.14
2CDL804141R1055 | BB-SU 4/112/10 Kit | Active | 4053546046786 | 475.98 | 1 | 1 | stuk | Busbars for S200C | BE31330 | () | stuk | BB-SU 4/112/10 KIT - Busbars | BB-SU 4/112/10 KIT - Busbars | BB-SU 4/112/10 KIT - Busbars | BB-SU 4/112/10 KIT - Busbars |  | 5.14
2CDL804142R1110 | BB-SU 4/108/10 N | Active | 4053546046809 | 475.98 | 1 | 1 | stuk | Busbars for S200C | BE31330 | () | stuk | BB-SU 4/108/10 N - Busbars | BB-SU 4/108/10 N - Busbars | BB-SU 4/108/10 N - Busbars | BB-SU 4/108/10 N - Busbars |  | 5.14
2CDR272568R1165 | DS252N-UC-B16/0,03 | Active | 4016779907545 | 2023.62 | 1 | 1 | stuk | DS250N UC | BE31330 | SB (MCB&RCD Cat.B) | stuk | Diff-auto DS252N-UC-B16/0,03 | Disj. différentiel DS252N-UC-B16/0,03 | FI/LS-kombination DS252N-UC-B16/0,03 | RCBO DS252N-UC-B16/0,03 |  | 5.14
2CDR274568R1165 | DS254N-UC-B16/0,03 | Active | 4016779907781 | 2494.59 | 1 | 1 | stuk | DS250N UC | BE31330 | SB (MCB&RCD Cat.B) | stuk | Diff-auto DS254N-UC-B16/0,03 | Disj. différentiel DS254N-UC-B16/0,03 | FI/LS-kombination DS254N-UC-B16/0,03 | RCBO DS254N-UC-B16/0,03 |  | 5.14
2CDS200907R0001 | S2C-A1L | Active | 4016779649711 | 64.73 | 1 | 1 | stuk | Shunt Trips S2C | BE31330 | SA (Modulair+Plug&Socket) | stuk | Uitschakelspoel S2C-A1L | Déclencheurs S200 12-60Vac/dc, gauche | S2C-A1L Arbeitsstromauslöser Linksanbau | S2C-A1L - Shunt Trip |  | 5.14
2CDS200907R0002 | S2C-A2L | Active | 4016779649728 | 64.73 | 1 | 1 | stuk | Shunt Trips S2C | BE31330 | SA (Modulair+Plug&Socket) | stuk | Uitschakelspoel S2C-A2L | Déclencheurs S200 110-415Vac et 110-250Vdc, gauche | S2C-A2L Arbeitsstromauslöser Linksanbau | S2C-A2L - Shunt Trip |  | 5.14
2CDS200908R0001 | S2C-A1U | Active | 4016779644723 | 78.34 | 1 | 1 | stuk | Shunt Trips S2C | BE31330 | SA (Modulair+Plug&Socket) | stuk | Uitschakelspoel S2C-A1U | Déclencheurs S200U et S200UP 12-60Vac/dc | S2C-A1U Arbeitsstromauslöser 12...60V, UL489 | S2C-A1U - Shunt Trip |  | 5.14
2CDS200908R0002 | S2C-A2U | Active | 4016779644730 | 78.34 | 1 | 1 | stuk | Shunt Trips S2C | BE31330 | SA (Modulair+Plug&Socket) | stuk | Uitschakelspoel S2C-A2U | Déclencheurs S200U et S200UP 110-415Vac et 110-250Vdc | S2C-A2U Arbeitsstromauslöser 110...415V, UL489 | S2C-A2U - Shunt Trip |  | 5.14
2CDS200909R0001 | S2C-A1 | Active | 4016779570992 | 64.12 | 1 | 1 | stuk | Shunt Trips S2C | BE31330 | SA (Modulair+Plug&Socket) | stuk | Uitschakelspoel S2C-A1 | Bobine à émission 12-60VAC/DC | S2C-A1 Arbeitsstromauslöser 12...60V | S2C-A1 - Shunt Trip |  | 5.14
2CDS200909R0002 | S2C-A2 | Active | 4016779571005 | 64.12 | 1 | 1 | stuk | Shunt Trips S2C | BE31330 | SA (Modulair+Plug&Socket) | stuk | Uitschakelspoel S2C-A2 | Bobine à émission 110-415VAC et 110-250VDC | S2C-A2 Arbeitsstromauslöser 110...415V | S2C-A2 - Shunt Trip |  | 5.14
2CDS200912R0001 | S2C-H6R | Active | 4016779563826 | 19.23 | 1 | 1 | stuk | Auxiliary / Signal Contacts S2C | BE31330 | SA (Modulair+Plug&Socket) | stuk | S2C Hulpcontact 1W | Contact auxiliaire 1NO+1NC | S2C-H6R Hilfsschalter 1 Wechsler | S2C-H6R - Auxiliary Contact |  | 5.14
2CDS200914R0001 | S2C-H6RU | Active | 4016779615617 | 19.23 | 1 | 1 | stuk | Auxiliary / Signal Contacts S2C | BE31330 | SA (Modulair+Plug&Socket) | stuk | S2C Hulpcontact 1CO | Contact auxiliaire S200U et S200UP 1CO | S2C-H6RU Hilfsschalter 1W, UL489 | S2C-H6RU - Auxiliary Contact |  | 5.14
2CDS200917R0001 | S2C-TC20U | Active | 4016779877565 | 2.66 | 1 | 20 | stuk | Mechanical Accessories S2C | BE31330 | SA (Modulair+Plug&Socket) | stuk | Vergr.S2CMechanisch | S2C-TC20U - Mechanical Accessories | S2C-TC20U LS-Klemmenaufsatz IP20 Erreichen von IP20 für UL | S2C-TC20U - Mechanical Accessories
2CDS200918R0001 | S2C-NT | Active | 4016779647625 | 23.11 | 1 | 1 | stuk | Mechanical Accessories S2C | BE31330 | SA (Modulair+Plug&Socket) | stuk | SchakelMS2C Nul | Interrupteur de neutre S200 | S2C-Nt manuell bedienbarer Neutralleitertrenner | S2C-NT - Hand Operated Neutral |  | 5.14
2CDS200922R0001 | S2C-S/H6R | Active | 4016779563819 | 28.91 | 1 | 1 | stuk | Auxiliary / Signal Contacts S2C | BE31330 | SA (Modulair+Plug&Socket) | stuk | S2C Hulpcontact 1NO+1NC | Contact auxiliare Modulair 1NO+1NC | S2C-S/H6R universell Signalkontakt/Hilfsschalter | S2C-S/H6R - Signal / Auxiliary Contact |  | 5.14
2CDS200924R0001 | S2C-S6RU | Active | 4016779615624 | 32.42 | 1 | 1 | stuk | Auxiliary / Signal Contacts S2C | BE31330 | SA (Modulair+Plug&Socket) | stuk | S2C Signaalcontact 1CO | Contact signal S200U et S200UP 1CO | S2C-S6RU Signalkontakt UL489 | S2C-S6RU - Signal / Auxiliary Contact |  | 5.14
2CDS200931R0001 | G2C-H6 L+R | Active | 4053546046427 | 36.86 | 1 | 1 | stuk | G2C for S200C | BE31330 | SA (Modulair+Plug&Socket) | stuk | G2C-H6-L+R - Auxiliary / Signal Contacts | G2C-H6-L+R - Auxiliary / Signal Contacts | G2C-H6-L+R - Auxiliary / Signal Contacts | G2C-H6-L+R - Auxiliary / Signal Contacts |  | 5.14
2CDS200932R0001 | G2C-S/H6 L+R | Active | 4053546046434 | 51.62 | 1 | 1 | stuk | G2C for S200C | BE31330 | () | stuk | G2C-S/H6-L+R - Auxiliary/Sign Contacts | G2C-S/H6-L+R - Auxiliary/Sign Contacts | G2C-S/H6-L+R - Auxiliary/Sign Contacts | G2C-S/H6-L+R - Auxiliary/Sign Contacts |  | 5.14
2CDS200932R0011 | G2C-S/H6 L+R KL | Active | 4053546046441 | 91.76 | 1 | 1 | stuk | G2C for S200C | BE31330 | () | stuk | G2C-S/H6-L+R-KL-Auxiliary/Sign Contacts | G2C-S/H6-L+R-KL-Auxiliary/Sign Contacts | G2C-S/H6-L+R-KL-Auxiliary/Sign Contacts | G2C-S/H6-L+R-KL-Auxiliary/Sign Contacts |  | 5.14
2CDS200936R0001 | S2C-H11L | Active | 4016779648820 | 21.16 | 1 | 1 | stuk | Auxiliary / Signal Contacts S2C | BE31330 | SA (Modulair+Plug&Socket) | stuk | S2C Hulpcontact 1NO+1NG compacte versie | Contact auxiliaire Compact 1NO + 1NF | S2C-H11L Hilfsschalter 1Ö / 1S | S2C-H11L - Auxiliary Contact |  | 5.14
2CDS200936R0002 | S2C-H20L | Active | 4016779648837 | 37.61 | 1 | 1 | stuk | Auxiliary / Signal Contacts S2C | BE31330 | SA (Modulair+Plug&Socket) | stuk | S2C Hulpcontact 2NO, links | Contact auxiliaire S200 2NO, gauche, pas avec bloc-DDA | S2C-H20L Hilfsschalter 2 Schliesser | S2C-H20L - Auxiliary Contact |  | 5.14
2CDS200936R0003 | S2C-H02L | Active | 4016779648844 | 37.61 | 1 | 1 | stuk | Auxiliary / Signal Contacts S2C | BE31330 | SA (Modulair+Plug&Socket) | stuk | S2C Hulpcontact 2NC, links | Contact auxiliaire S200 2NC, gauche, pas avec bloc-DDA | S2C-H02L Hilfsschalter 2 Öffner | S2C-H02L - Auxiliary Contact |  | 5.14
2CDS200946R0001 | S2C-H6-11R | Active | 4016779697941 | 21.33 | 1 | 1 | stuk | Auxiliary / Signal Contacts S2C | BE31330 | SA (Modulair+Plug&Socket) | stuk | S2C Hulpcontact 1NO/1NC | Contact auxiliaire S200, F200 et DS200 série 1NO/1NC | S2C-H6-11R Hilfsschalter 1S/1Ö | S2C-H6-11R - Auxiliary Contact |  | 5.14
2CDS200946R0002 | S2C-H6-20R | Active | 4016779697958 | 21.33 | 1 | 1 | stuk | Auxiliary / Signal Contacts S2C | BE31330 | SA (Modulair+Plug&Socket) | stuk | S2C Hulpcontact 2NO | Contact auxiliaire S200, F200 et DS200 série 2NO | S2C-H6-20R Hilfsschalter 2 Schließer | S2C-H6-20R - Auxiliary Contact |  | 5.14
2CDS200946R0003 | S2C-H6-02R | Active | 4016779697965 | 21.33 | 1 | 1 | stuk | Auxiliary / Signal Contacts S2C | BE31330 | SA (Modulair+Plug&Socket) | stuk | S2C Hulpcontact 2NC | Contact auxiliare S200, F200 et DS200 série 2NC | S2C-H6-02R Hilfsschalter 2 Öffner | S2C-H6-02R - Auxiliary Contact |  | 5.14
2CDS200970R0031 | S2C-H01 | Active | 4016779065108 | 22.84 | 1 | 1 | stuk | Auxiliary / Signal Contacts S2C | BE31330 | SA (Modulair+Plug&Socket) | stuk | S2C Hulpcontact S2C-H01 onder | S2C-H01 - Auxiliary Contact | S2C-H01 Integrierter Hilfsschalter 1 Öffner | S2C-H01 - Auxiliary Contact |  | 5.14
2CDS200970R0032 | S2C-H10 | Active | 4016779065139 | 22.84 | 1 | 1 | stuk | Auxiliary / Signal Contacts S2C | BE31330 | SA (Modulair+Plug&Socket) | stuk | S2C Hulpcontact S2C-H10 onder | S2C-H10 Bottom-fitting auxiliary contact | S2C-H10 Integrierter Hilfsschalter 1 Schließer | S2C-H10 - Auxiliary Contact |  | 5.14
2CDS200970R0041 | S2C-H0115X | Active | 4016779065160 | 22.95 | 1 | 15 | stuk | Auxiliary / Signal Contacts S2C | BE31330 | SA (Modulair+Plug&Socket) | stuk | S2C Hulpcontact S2C-H0115X | S2C-H0115X - Auxiliary Contact | S2C-H01 15X Integrierter Hilfsschalter 1 Öffner | S2C-H0115X - Auxiliary Contact |  | 5.14
2CDS200970R0042 | S2C-H1015X | Active | 4016779065191 | 22.91 | 1 | 15 | stuk | Auxiliary / Signal Contacts S2C | BE31330 | SA (Modulair+Plug&Socket) | stuk | S2C Hulpcontact S2C-H1015X | S2C-H1015X - Auxiliary Contact | S2C-H10 15X Integrierter Hilfsschalter 1 Schließer | S2C-H1015X - Auxiliary Contact |  | 5.14
2CDS251001R0011 | S201-D1 | Active | 4016779529945 | 45.27 | 1 | 1 | stuk | S200 | BE31330 | SB (MCB&RCD Cat.B) | stuk | Automaat S200 1P D 1 6kA | Disjoncteur S200 1P D 1 6kA | Sicherungsautomat S200 1P D 1 6kA | MCB S200 1P D 1 6kA |  | 5.14
2CDS251001R0014 | S201-C1 | Active | 4016779523318 | 37.92 | 1 | 1 | stuk | S200 | BE31330 | SC (MCB&RCD Cat.A) | stuk | Automaat S200 1P C 1 6kA | Disjoncteur S200 1P C 1 6kA | Sicherungsautomat S200 1P C 1 6kA | MCB S200 1P C 1 6kA |  | 5.14
2CDS251001R0015 | MCB S201-B1 | Active | 4016779926164 | 17.93 | 1 | 1 | stuk | S200 | BE31330 | SB (MCB&RCD Cat.B) | stuk | Automaat S200 1P B 1 6kA | Disjoncteur S200 1P B 1 6kA | Sicherungsautomat S200 1P B 1 6kA | MCB S200 1P B 1 6kA |  | 5.14
2CDS251001R0021 | S201-D2 | Active | 4016779529969 | 45.27 | 1 | 1 | stuk | S200 | BE31330 | SB (MCB&RCD Cat.B) | stuk | Automaat S200 1P D 2 6kA | Disjoncteur S200 1P D 2 6kA | Sicherungsautomat S200 1P D 2 6kA | MCB S200 1P D 2 6kA |  | 5.14
2CDS251001R0024 | S201-C2 | Active | 4016779523325 | 37.92 | 1 | 1 | stuk | S200 | BE31330 | SC (MCB&RCD Cat.A) | stuk | Automaat S200 1P C 2 6kA | Disjoncteur S200 1P C 2 6kA | Sicherungsautomat S200 1P C 2 6kA | MCB S200 1P C 2 6kA |  | 5.14
2CDS251001R0025 | S201-B2 | Active | 4016779612944 | 44.04 | 1 | 1 | stuk | S200 | BE31330 | SB (MCB&RCD Cat.B) | stuk | Automaat S200 1P B 2 6kA | Disjoncteur S200 1P B 2 6kA | Sicherungsautomat S200 1P B 2 6kA | MCB S200 1P B 2 6kA |  | 5.14
2CDS251001R0031 | S201-D3 | Active | 4016779529976 | 45.27 | 1 | 1 | stuk | S200 | BE31330 | SB (MCB&RCD Cat.B) | stuk | Automaat S200 1P D 3 6kA | Disjoncteur S200 1P D 3 6kA | Sicherungsautomat S200 1P D 3 6kA | MCB S200 1P D 3 6kA |  | 5.14
2CDS251001R0034 | S201-C3 | Active | 4016779523332 | 37.92 | 1 | 1 | stuk | S200 | BE31330 | SC (MCB&RCD Cat.A) | stuk | Automaat S200 1P C 3 6kA | Disjoncteur S200 1P C 3 6kA | Sicherungsautomat S200 1P C 3 6kA | MCB S200 1P C 3 6kA |  | 5.14
2CDS251001R0035 | MCB S201-B3 | Active | 4016779926195 | 17.93 | 1 | 1 | stuk | S200 | BE31330 | SB (MCB&RCD Cat.B) | stuk | Automaat S200 1P B 3 6kA | Disjoncteur S200 1P B 3 6kA | Sicherungsautomat S200 1P B 3 6kA | MCB S200 1P B 3 6kA |  | 5.14
2CDS251001R0041 | S201-D4 | Active | 4016779529983 | 45.27 | 1 | 1 | stuk | S200 | BE31330 | SB (MCB&RCD Cat.B) | stuk | Automaat S200 1P D 4 6kA | Disjoncteur S200 1P D 4 6kA | Sicherungsautomat S200 1P D 4 6kA | MCB S200 1P D 4 6kA |  | 5.14
2CDS251001R0044 | S201-C4 | Active | 4016779523349 | 37.92 | 1 | 1 | stuk | S200 | BE31330 | SC (MCB&RCD Cat.A) | stuk | Automaat S200 1P C 4 6kA | Disjoncteur S200 1P C 4 6kA | Sicherungsautomat S200 1P C 4 6kA | MCB S200 1P C 4 6kA |  | 5.14
2CDS251001R0061 | S201-D6 | Active | 4016779529990 | 44.74 | 1 | 1 | stuk | S200 | BE31330 | SB (MCB&RCD Cat.B) | stuk | Automaat S200 1P D 6 6kA | Disjoncteur S200 1P D 6 6kA | Sicherungsautomat S200 1P D 6 6kA | MCB S200 1P D 6 6kA |  | 5.14
2CDS251001R0064 | S201-C6 | Active | 4016779464000 | 35.48 | 1 | 1 | stuk | S200 | BE31330 | SC (MCB&RCD Cat.A) | stuk | Automaat S200 1P C 6 6kA | Disjoncteur S200 1P C 6 6kA | Sicherungsautomat S200 1P C 6 6kA | MCB S200 1P C 6 6kA |  | 5.14
2CDS251001R0065 | S201-B6 | Active | 4016779464901 | 32.85 | 1 | 1 | stuk | S200 | BE31330 | SB (MCB&RCD Cat.B) | stuk | Automaat S200 1P B 6 6kA | Disjoncteur S200 1P B 6 6kA | Sicherungsautomat S200 1P B 6 6kA | MCB S200 1P B 6 6kA |  | 5.14
2CDS251001R0081 | S201-D8 | Active | 4016779530002 | 44.74 | 1 | 1 | stuk | S200 | BE31330 | SB (MCB&RCD Cat.B) | stuk | Automaat S200 1P D 8 6kA | Disjoncteur S200 1P D 8 6kA | Sicherungsautomat S200 1P D 8 6kA | MCB S200 1P D 8 6kA |  | 5.14
2CDS251001R0084 | S201-C8 | Active | 4016779464109 | 35.48 | 1 | 1 | stuk | S200 | BE31330 | SC (MCB&RCD Cat.A) | stuk | Automaat S200 1P C 8 6kA | Disjoncteur S200 1P C 8 6kA | Sicherungsautomat S200 1P C 8 6kA | MCB S200 1P C 8 6kA |  | 5.14
2CDS251001R0101 | S201-D10 | Active | 4016779530019 | 37.58 | 1 | 1 | stuk | S200 | BE31330 | SB (MCB&RCD Cat.B) | stuk | Automaat S200 1P D 10 6kA | Disjoncteur S200 1P D 10 6kA | Sicherungsautomat S200 1P D 10 6kA | MCB S200 1P D 10 6kA |  | 5.14
2CDS251001R0104 | S201-C10 | Active | 4016779464208 | 29.56 | 1 | 1 | stuk | S200 | BE31330 | SC (MCB&RCD Cat.A) | stuk | Automaat S200 1P C 10 6kA | Disjoncteur S200 1P C 10 6kA | Sicherungsautomat S200 1P C 10 6kA | MCB S200 1P C 10 6kA |  | 5.14
2CDS251001R0105 | S201-B10 | Active | 4016779463805 | 32.85 | 1 | 1 | stuk | S200 | BE31330 | SB (MCB&RCD Cat.B) | stuk | Automaat S200 1P B 10 6kA | Disjoncteur S200 1P B 10 6kA | Sicherungsautomat S200 1P B 10 6kA | MCB S200 1P B 10 6kA |  | 5.14
2CDS251001R0131 | S201-D13 | Active | 4016779530026 | 25.4 | 1 | 1 | stuk | S200 | BE31330 | SB (MCB&RCD Cat.B) | stuk | Automaat S200 1P D 13 6kA | Disjoncteur S200 1P D 13 6kA | Sicherungsautomat S200 1P D 13 6kA | MCB S200 1P D 13 6kA |  | 5.14
2CDS251001R0134 | S201-C13 | Active | 4016779464307 | 19.98 | 1 | 1 | stuk | S200 | BE31330 | SC (MCB&RCD Cat.A) | stuk | Automaat S200 1P C 13 6kA | Disjoncteur S200 1P C 13 6kA | Sicherungsautomat S200 1P C 13 6kA | MCB S200 1P C 13 6kA |  | 5.14
2CDS251001R0135 | S201-B13 | Active | 4016779465007 | 22.23 | 1 | 1 | stuk | S200 | BE31330 | SB (MCB&RCD Cat.B) | stuk | Automaat S200 1P B 13 6kA | Disjoncteur S200 1P B 13 6kA | Sicherungsautomat S200 1P B 13 6kA | MCB S200 1P B 13 6kA |  | 5.14
2CDS251001R0157 | S201-K0,5 | Active | 4016779507196 | 45.27 | 1 | 1 | stuk | S200 | BE31330 | SB (MCB&RCD Cat.B) | stuk | Automaat S200 1P K 05 6kA | Disjoncteur S200 1P K 05 6kA | Sicherungsautomat S200 1P K 05 6kA | MCB S200 1P K 05 6kA |  | 5.14
2CDS251001R0158 | S201-Z0,5 | Active | 4016779530309 | 48.75 | 1 | 1 | stuk | S200 | BE31330 | SB (MCB&RCD Cat.B) | stuk | Automaat S200 1P Z 05 6kA | Disjoncteur S200 1P Z 05 6kA | Sicherungsautomat S200 1P Z 05 6kA | MCB S200 1P Z 05 6kA |  | 5.14
2CDS251001R0161 | S201-D16 | Active | 4016779530033 | 37.58 | 1 | 1 | stuk | S200 | BE31330 | SB (MCB&RCD Cat.B) | stuk | Automaat S200 1P D 16 6kA | Disjoncteur S200 1P D 16 6kA | Sicherungsautomat S200 1P D 16 6kA | MCB S200 1P D 16 6kA |  | 5.14
2CDS251001R0164 | S201-C16 | Active | 4016779464406 | 29.56 | 1 | 1 | stuk | S200 | BE31330 | SC (MCB&RCD Cat.A) | stuk | Automaat S200 1P C 16 6kA | Disjoncteur S200 1P C 16 6kA | Sicherungsautomat S200 1P C 16 6kA | MCB S200 1P C 16 6kA |  | 5.14
2CDS251001R0201 | S201-D20 | Active | 4016779530040 | 43.35 | 1 | 1 | stuk | S200 | BE31330 | SB (MCB&RCD Cat.B) | stuk | Automaat S200 1P D 20 6kA | Disjoncteur S200 1P D 20 6kA | Sicherungsautomat S200 1P D 20 6kA | MCB S200 1P D 20 6kA |  | 5.14
2CDS251001R0204 | S201-C20 | Active | 4016779464505 | 34.08 | 1 | 1 | stuk | S200 | BE31330 | SC (MCB&RCD Cat.A) | stuk | Automaat S200 1P C 20 6kA | Disjoncteur S200 1P C 20 6kA | Sicherungsautomat S200 1P C 20 6kA | MCB S200 1P C 20 6kA |  | 5.14
2CDS251001R0205 | S201-B20 | Active | 4016779465106 | 32.85 | 1 | 1 | stuk | S200 | BE31330 | SB (MCB&RCD Cat.B) | stuk | Automaat S200 1P B 20 6kA | Disjoncteur S200 1P B 20 6kA | Sicherungsautomat S200 1P B 20 6kA | MCB S200 1P B 20 6kA |  | 5.14
2CDS251001R0217 | S201-K1 | Active | 4016779507202 | 45.27 | 1 | 1 | stuk | S200 | BE31330 | SB (MCB&RCD Cat.B) | stuk | Automaat S200 1P K 1 6kA | Disjoncteur S200 1P K 1 6kA | Sicherungsautomat S200 1P K 1 6kA | MCB S200 1P K 1 6kA |  | 5.14
2CDS251001R0218 | S201-Z1 | Active | 4016779530330 | 48.75 | 1 | 1 | stuk | S200 | BE31330 | SB (MCB&RCD Cat.B) | stuk | Automaat S200 1P Z 1 6kA | Disjoncteur S200 1P Z 1 6kA | Sicherungsautomat S200 1P Z 1 6kA | MCB S200 1P Z 1 6kA |  | 5.14
2CDS251001R0251 | S201-D25 | Active | 4016779530057 | 44.74 | 1 | 1 | stuk | S200 | BE31330 | SB (MCB&RCD Cat.B) | stuk | Automaat S200 1P D 25 6kA | Disjoncteur S200 1P D 25 6kA | Sicherungsautomat S200 1P D 25 6kA | MCB S200 1P D 25 6kA |  | 5.14
2CDS251001R0254 | S201-C25 | Active | 4016779464604 | 35.48 | 1 | 1 | stuk | S200 | BE31330 | SC (MCB&RCD Cat.A) | stuk | Automaat S200 1P C 25 6kA | Disjoncteur S200 1P C 25 6kA | Sicherungsautomat S200 1P C 25 6kA | MCB S200 1P C 25 6kA |  | 5.14
2CDS251001R0255 | S201-B25 | Active | 4016779465205 | 32.85 | 1 | 1 | stuk | S200 | BE31330 | SB (MCB&RCD Cat.B) | stuk | Automaat S200 1P B 25 6kA | Disjoncteur S200 1P B 25 6kA | Sicherungsautomat S200 1P B 25 6kA | MCB S200 1P B 25 6kA |  | 5.14
2CDS251001R0257 | S201-K1,6 | Active | 4016779507219 | 45.27 | 1 | 1 | stuk | S200 | BE31330 | SB (MCB&RCD Cat.B) | stuk | Automaat S200 1P K 16 6kA | Disjoncteur S200 1P K 16 6kA | Sicherungsautomat S200 1P K 16 6kA | MCB S200 1P K 16 6kA |  | 5.14
2CDS251001R0258 | S201-Z1,6 | Active | 4016779530347 | 48.75 | 1 | 1 | stuk | S200 | BE31330 | SB (MCB&RCD Cat.B) | stuk | Automaat S200 1P Z 16 6kA | Disjoncteur S200 1P Z 16 6kA | Sicherungsautomat S200 1P Z 16 6kA | MCB S200 1P Z 16 6kA |  | 5.14
2CDS251001R0277 | S201-K2 | Active | 4016779507226 | 45.27 | 1 | 1 | stuk | S200 | BE31330 | SB (MCB&RCD Cat.B) | stuk | Automaat S200 1P K 2 6kA | Disjoncteur S200 1P K 2 6kA | Sicherungsautomat S200 1P K 2 6kA | MCB S200 1P K 2 6kA |  | 5.14
2CDS251001R0278 | S201-Z2 | Active | 4016779530354 | 48.75 | 1 | 1 | stuk | S200 | BE31330 | SB (MCB&RCD Cat.B) | stuk | Automaat S200 1P Z 2 6kA | Disjoncteur S200 1P Z 2 6kA | Sicherungsautomat S200 1P Z 2 6kA | MCB S200 1P Z 2 6kA |  | 5.14
2CDS251001R0317 | S201-K3 | Active | 4016779507233 | 45.27 | 1 | 1 | stuk | S200 | BE31330 | SB (MCB&RCD Cat.B) | stuk | Automaat S200 1P K 3 6kA | Disjoncteur S200 1P K 3 6kA | Sicherungsautomat S200 1P K 3 6kA | MCB S200 1P K 3 6kA |  | 5.14
2CDS251001R0318 | S201-Z3 | Active | 4016779530361 | 48.75 | 1 | 1 | stuk | S200 | BE31330 | SB (MCB&RCD Cat.B) | stuk | Automaat S200 1P Z 3 6kA | Disjoncteur S200 1P Z 3 6kA | Sicherungsautomat S200 1P Z 3 6kA | MCB S200 1P Z 3 6kA |  | 5.14
2CDS251001R0321 | S201-D32 | Active | 4016779530064 | 46.66 | 1 | 1 | stuk | S200 | BE31330 | SB (MCB&RCD Cat.B) | stuk | Automaat S200 1P D 32 6kA | Disjoncteur S200 1P D 32 6kA | Sicherungsautomat S200 1P D 32 6kA | MCB S200 1P D 32 6kA |  | 5.14
2CDS251001R0324 | S201-C32 | Active | 4016779464703 | 36.7 | 1 | 1 | stuk | S200 | BE31330 | SC (MCB&RCD Cat.A) | stuk | Automaat S200 1P C 32 6kA | Disjoncteur S200 1P C 32 6kA | Sicherungsautomat S200 1P C 32 6kA | MCB S200 1P C 32 6kA |  | 5.14
2CDS251001R0325 | S201-B32 | Active | 4016779465304 | 32.85 | 1 | 1 | stuk | S200 | BE31330 | SB (MCB&RCD Cat.B) | stuk | Automaat S200 1P B 32 6kA | Disjoncteur S200 1P B 32 6kA | Sicherungsautomat S200 1P B 32 6kA | MCB S200 1P B 32 6kA |  | 5.14
2CDS251001R0337 | S201-K4 | Active | 4016779507240 | 45.27 | 1 | 1 | stuk | S200 | BE31330 | SB (MCB&RCD Cat.B) | stuk | Automaat S200 1P K 4 6kA | Disjoncteur S200 1P K 4 6kA | Sicherungsautomat S200 1P K 4 6kA | MCB S200 1P K 4 6kA |  | 5.14
2CDS251001R0338 | S201-Z4 | Active | 4016779530378 | 48.75 | 1 | 1 | stuk | S200 | BE31330 | SB (MCB&RCD Cat.B) | stuk | Automaat S200 1P Z 4 6kA | Disjoncteur S200 1P Z 4 6kA | Sicherungsautomat S200 1P Z 4 6kA | MCB S200 1P Z 4 6kA |  | 5.14
2CDS251001R0357 | S201-K5 | Active | 4016779645119 | 45.27 | 1 | 1 | stuk | S200 | BE31330 | SB (MCB&RCD Cat.B) | stuk | Automaat S200 1P K 5 6kA | Disjoncteur S200 1P K 5 6kA | Sicherungsautomat S200 1P K 5 6kA | MCB S200 1P K 5 6kA |  | 5.14
2CDS251001R0377 | S201-K6 | Active | 4016779507257 | 45.27 | 1 | 1 | stuk | S200 | BE31330 | SB (MCB&RCD Cat.B) | stuk | Automaat S200 1P K 6 6kA | Disjoncteur S200 1P K 6 6kA | Sicherungsautomat S200 1P K 6 6kA | MCB S200 1P K 6 6kA |  | 5.14
2CDS251001R0378 | S201-Z6 | Active | 4016779530408 | 48.75 | 1 | 1 | stuk | S200 | BE31330 | SB (MCB&RCD Cat.B) | stuk | Automaat S200 1P Z 6 6kA | Disjoncteur S200 1P Z 6 6kA | Sicherungsautomat S200 1P Z 6 6kA | MCB S200 1P Z 6 6kA |  | 5.14
2CDS251001R0401 | S201-D40 | Active | 4016779530071 | 48.93 | 1 | 1 | stuk | S200 | BE31330 | SB (MCB&RCD Cat.B) | stuk | Automaat S200 1P D 40 6kA | Disjoncteur S200 1P D 40 6kA | Sicherungsautomat S200 1P D 40 6kA | MCB S200 1P D 40 6kA |  | 5.14
2CDS251001R0404 | S201-C40 | Active | 4016779464802 | 38.09 | 1 | 1 | stuk | S200 | BE31330 | SC (MCB&RCD Cat.A) | stuk | Automaat S200 1P C 40 6kA | Disjoncteur S200 1P C 40 6kA | Sicherungsautomat S200 1P C 40 6kA | MCB S200 1P C 40 6kA |  | 5.14
2CDS251001R0405 | S201-B40 | Active | 4016779465403 | 40.91 | 1 | 1 | stuk | S200 | BE31330 | SB (MCB&RCD Cat.B) | stuk | Automaat S200 1P B 40 6kA | Disjoncteur S200 1P B 40 6kA | Sicherungsautomat S200 1P B 40 6kA | MCB S200 1P B 40 6kA |  | 5.14
2CDS251001R0407 | S201-K8 | Active | 4016779507264 | 45.27 | 1 | 1 | stuk | S200 | BE31330 | SB (MCB&RCD Cat.B) | stuk | Automaat S200 1P K 8 6kA | Disjoncteur S200 1P K 8 6kA | Sicherungsautomat S200 1P K 8 6kA | MCB S200 1P K 8 6kA |  | 5.14
2CDS251001R0408 | S201-Z8 | Active | 4016779530415 | 48.75 | 1 | 1 | stuk | S200 | BE31330 | SB (MCB&RCD Cat.B) | stuk | Automaat S200 1P Z 8 6kA | Disjoncteur S200 1P Z 8 6kA | Sicherungsautomat S200 1P Z 8 6kA | MCB S200 1P Z 8 6kA |  | 5.14
2CDS251001R0427 | S201-K10 | Active | 4016779496117 | 37.58 | 1 | 1 | stuk | S200 | BE31330 | SB (MCB&RCD Cat.B) | stuk | Automaat S200 1P K 10 6kA | Disjoncteur S200 1P K 10 6kA | Sicherungsautomat S200 1P K 10 6kA | MCB S200 1P K 10 6kA |  | 5.14
2CDS251001R0428 | S201-Z10 | Active | 4016779530422 | 47.71 | 1 | 1 | stuk | S200 | BE31330 | SB (MCB&RCD Cat.B) | stuk | Automaat S200 1P Z 10 6kA | Disjoncteur S200 1P Z 10 6kA | Sicherungsautomat S200 1P Z 10 6kA | MCB S200 1P Z 10 6kA |  | 5.14
2CDS251001R0447 | S201-K13 | Active | 4016779507271 | 37.58 | 1 | 1 | stuk | S200 | BE31330 | SB (MCB&RCD Cat.B) | stuk | Automaat S200 1P K 13 6kA | Disjoncteur S200 1P K 13 6kA | Sicherungsautomat S200 1P K 13 6kA | MCB S200 1P K 13 6kA |  | 5.14
2CDS251001R0457 | S201-K15 | Active | 4016779645133 | 37.58 | 1 | 1 | stuk | S200 | BE31330 | SB (MCB&RCD Cat.B) | stuk | Automaat S200 1P K 15 6kA | Disjoncteur S200 1P K 15 6kA | Sicherungsautomat S200 1P K 15 6kA | MCB S200 1P K 15 6kA |  | 5.14
2CDS251001R0467 | S201-K16 | Active | 4016779496124 | 37.58 | 1 | 1 | stuk | S200 | BE31330 | SB (MCB&RCD Cat.B) | stuk | Automaat S200 1P K 16 6kA | Disjoncteur S200 1P K 16 6kA | Sicherungsautomat S200 1P K 16 6kA | MCB S200 1P K 16 6kA |  | 5.14
2CDS251001R0468 | S201-Z16 | Active | 4016779530439 | 47.71 | 1 | 1 | stuk | S200 | BE31330 | SB (MCB&RCD Cat.B) | stuk | Automaat S200 1P Z 16 6kA | Disjoncteur S200 1P Z 16 6kA | Sicherungsautomat S200 1P Z 16 6kA | MCB S200 1P Z 16 6kA |  | 5.14
2CDS251001R0487 | S201-K20 | Active | 4016779507288 | 43.35 | 1 | 1 | stuk | S200 | BE31330 | SB (MCB&RCD Cat.B) | stuk | Automaat S200 1P K 20 6kA | Disjoncteur S200 1P K 20 6kA | Sicherungsautomat S200 1P K 20 6kA | MCB S200 1P K 20 6kA |  | 5.14
2CDS251001R0488 | S201-Z20 | Active | 4016779530446 | 47.71 | 1 | 1 | stuk | S200 | BE31330 | SB (MCB&RCD Cat.B) | stuk | Automaat S200 1P Z 20 6kA | Disjoncteur S200 1P Z 20 6kA | Sicherungsautomat S200 1P Z 20 6kA | MCB S200 1P Z 20 6kA |  | 5.14
2CDS251001R0501 | S201-D50 | Active | 4016779551991 | 60.13 | 1 | 1 | stuk | S200 | BE31330 | SB (MCB&RCD Cat.B) | stuk | Automaat S200 1P D 50 6kA | Disjoncteur S200 1P D 50 6kA | Sicherungsautomat S200 1P D 50 6kA | MCB S200 1P D 50 6kA |  | 5.14
2CDS251001R0504 | S201-C50 | Active | 4016779551007 | 52.63 | 1 | 1 | stuk | S200 | BE31330 | SC (MCB&RCD Cat.A) | stuk | Automaat S200 1P C 50 6kA | Disjoncteur S200 1P C 50 6kA | Sicherungsautomat S200 1P C 50 6kA | MCB S200 1P C 50 6kA |  | 5.14
2CDS251001R0505 | S201-B50 | Active | 4016779550925 | 58.56 | 1 | 1 | stuk | S200 | BE31330 | SB (MCB&RCD Cat.B) | stuk | Automaat S200 1P B 50 6kA | Disjoncteur S200 1P B 50 6kA | Sicherungsautomat S200 1P B 50 6kA | MCB S200 1P B 50 6kA |  | 5.14
2CDS251001R0517 | S201-K25 | Active | 4016779507295 | 45.27 | 1 | 1 | stuk | S200 | BE31330 | SB (MCB&RCD Cat.B) | stuk | Automaat S200 1P K 25 6kA | Disjoncteur S200 1P K 25 6kA | Sicherungsautomat S200 1P K 25 6kA | MCB S200 1P K 25 6kA |  | 5.14
2CDS251001R0518 | S201-Z25 | Active | 4016779530453 | 48.75 | 1 | 1 | stuk | S200 | BE31330 | SB (MCB&RCD Cat.B) | stuk | Automaat S200 1P Z 25 6kA | Disjoncteur S200 1P Z 25 6kA | Sicherungsautomat S200 1P Z 25 6kA | MCB S200 1P Z 25 6kA |  | 5.14
2CDS251001R0527 | S201-K30 | Active | 4016779645126 | 47.19 | 1 | 1 | stuk | S200 | BE31330 | SB (MCB&RCD Cat.B) | stuk | Automaat S200 1P K 30 6kA | Disjoncteur S200 1P K 30 6kA | Sicherungsautomat S200 1P K 30 6kA | MCB S200 1P K 30 6kA |  | 5.14
2CDS251001R0537 | S201-K32 | Active | 4016779496131 | 47.37 | 1 | 1 | stuk | S200 | BE31330 | SB (MCB&RCD Cat.B) | stuk | Automaat S200 1P K 32 6kA | Disjoncteur S200 1P K 32 6kA | Sicherungsautomat S200 1P K 32 6kA | MCB S200 1P K 32 6kA |  | 5.14
2CDS251001R0538 | S201-Z32 | Active | 4016779530460 | 51.03 | 1 | 1 | stuk | S200 | BE31330 | SB (MCB&RCD Cat.B) | stuk | Automaat S200 1P Z 32 6kA | Disjoncteur S200 1P Z 32 6kA | Sicherungsautomat S200 1P Z 32 6kA | MCB S200 1P Z 32 6kA |  | 5.14
2CDS251001R0557 | S201-K40 | Active | 4016779507301 | 48.93 | 1 | 1 | stuk | S200 | BE31330 | SB (MCB&RCD Cat.B) | stuk | Automaat S200 1P K 40 6kA | Disjoncteur S200 1P K 40 6kA | Sicherungsautomat S200 1P K 40 6kA | MCB S200 1P K 40 6kA |  | 5.14
2CDS251001R0558 | S201-Z40 | Active | 4016779530477 | 52.95 | 1 | 1 | stuk | S200 | BE31330 | SB (MCB&RCD Cat.B) | stuk | Automaat S200 1P Z 40 6kA | Disjoncteur S200 1P Z 40 6kA | Sicherungsautomat S200 1P Z 40 6kA | MCB S200 1P Z 40 6kA |  | 5.14
2CDS251001R0577 | S201-K50 | Active | 4016779551120 | 56.64 | 1 | 1 | stuk | S200 | BE31330 | SB (MCB&RCD Cat.B) | stuk | Automaat S200 1P K 50 6kA | Disjoncteur S200 1P K 50 6kA | Sicherungsautomat S200 1P K 50 6kA | MCB S200 1P K 50 6kA |  | 5.14
2CDS251001R0578 | S201-Z50 | Active | 4016779551915 | 60.65 | 1 | 1 | stuk | S200 | BE31330 | SB (MCB&RCD Cat.B) | stuk | Automaat S200 1P Z 50 6kA | Disjoncteur S200 1P Z 50 6kA | Sicherungsautomat S200 1P Z 50 6kA | MCB S200 1P Z 50 6kA |  | 5.14
2CDS251001R0587 | S201-K60 | Active | 4016779645140 | 64.14 | 1 | 1 | stuk | S200 | BE31330 | SB (MCB&RCD Cat.B) | stuk | Automaat S200 1P K 60 6kA | Disjoncteur S200 1P K 60 6kA | Sicherungsautomat S200 1P K 60 6kA | MCB S200 1P K 60 6kA |  | 5.14
2CDS251001R0607 | S201-K63 | Active | 4016779551137 | 64.14 | 1 | 1 | stuk | S200 | BE31330 | SB (MCB&RCD Cat.B) | stuk | Automaat S200 1P K 63 6kA | Disjoncteur S200 1P K 63 6kA | Sicherungsautomat S200 1P K 63 6kA | MCB S200 1P K 63 6kA |  | 5.14
2CDS251001R0608 | S201-Z63 | Active | 4016779551922 | 69.03 | 1 | 1 | stuk | S200 | BE31330 | SB (MCB&RCD Cat.B) | stuk | Automaat S200 1P Z 63 6kA | Disjoncteur S200 1P Z 63 6kA | Sicherungsautomat S200 1P Z 63 6kA | MCB S200 1P Z 63 6kA |  | 5.14
2CDS251001R0631 | S201-D63 | Active | 4016779552004 | 68.85 | 1 | 1 | stuk | S200 | BE31330 | SB (MCB&RCD Cat.B) | stuk | Automaat S200 1P D 63 6kA | Disjoncteur S200 1P D 63 6kA | Sicherungsautomat S200 1P D 63 6kA | MCB S200 1P D 63 6kA |  | 5.14
2CDS251001R0634 | S201-C63 | Active | 4016779551014 | 62.03 | 1 | 1 | stuk | S200 | BE31330 | SC (MCB&RCD Cat.A) | stuk | Automaat S200 1P C 63 6kA | Disjoncteur S200 1P C 63 6kA | Sicherungsautomat S200 1P C 63 6kA | MCB S200 1P C 63 6kA |  | 5.14
2CDS251001R0635 | S201-B63 | Active | 4016779550932 | 68.51 | 1 | 1 | stuk | S200 | BE31330 | SB (MCB&RCD Cat.B) | stuk | Automaat S200 1P B 63 6kA | Disjoncteur S200 1P B 63 6kA | Sicherungsautomat S200 1P B 63 6kA | MCB S200 1P B 63 6kA |  | 5.14
2CDS251001R0804 | S201-C80 | Active | 4016779916509 | 185.25 | 1 | 1 | stuk | S200 80-100A | BE31330 | SC (MCB&RCD Cat.A) | stuk | Automaat S200 1P C 80 6kA | Disjoncteur S200 1P C 80 6kA | Sicherungsautomat S200 1P C 80 6kA | MCB S200 1P C 80 6kA |  | 5.14
2CDS251001R0805 | S201-B80 | Active | 4016779916516 | 185.25 | 1 | 1 | stuk | S200 80-100A | BE31330 | SB (MCB&RCD Cat.B) | stuk | Automaat S200 1P B 80 6kA | Disjoncteur S200 1P B 80 6kA | Sicherungsautomat S200 1P B 80 6kA | MCB S200 1P B 80 6kA |  | 5.14
2CDS251001R0824 | S201-C100 | Active | 4016779916523 | 207.98 | 1 | 1 | stuk | S200 80-100A | BE31330 | SC (MCB&RCD Cat.A) | stuk | Automaat S200 1P C 100 6kA | Disjoncteur S200 1P C 100 6kA | Sicherungsautomat S200 1P C 100 6kA | MCB S200 1P C 100 6kA |  | 5.14
2CDS251001R0825 | S201-B100 | Active | 4016779916530 | 207.98 | 1 | 1 | stuk | S200 80-100A | BE31330 | SB (MCB&RCD Cat.B) | stuk | Automaat S200 1P B 100 6kA | Disjoncteur S200 1P B 100 6kA | Sicherungsautomat S200 1P B 100 6kA | MCB S200 1P B 100 6kA |  | 5.14
2CDS251001R0971 | S201-D1,6 | Active | 4016779529952 | 45.27 | 1 | 1 | stuk | S200 | BE31330 | SB (MCB&RCD Cat.B) | stuk | Automaat S200 1P D 16 6kA | Disjoncteur S200 1P D 16 6kA | Sicherungsautomat S200 1P D 16 6kA | MCB S200 1P D 16 6kA |  | 5.14
2CDS251001R0974 | S201-C1,6 | Active | 4016779523301 | 37.92 | 1 | 1 | stuk | S200 | BE31330 | SC (MCB&RCD Cat.A) | stuk | Automaat S200 1P C 16 6kA | Disjoncteur S200 1P C 16 6kA | Sicherungsautomat S200 1P C 16 6kA | MCB S200 1P C 16 6kA |  | 5.14
2CDS251001R0981 | S201-D0,5 | Active | 4016779529938 | 45.27 | 1 | 1 | stuk | S200 | BE31330 | SB (MCB&RCD Cat.B) | stuk | Automaat S200 1P D 05 6kA | Disjoncteur S200 1P D 05 6kA | Sicherungsautomat S200 1P D 05 6kA | MCB S200 1P D 05 6kA |  | 5.14
2CDS251001R0984 | S201-C0,5 | Active | 4016779523295 | 37.92 | 1 | 1 | stuk | S200 | BE31330 | SC (MCB&RCD Cat.A) | stuk | Automaat S200 1P C 05 6kA | Disjoncteur S200 1P C 05 6kA | Sicherungsautomat S200 1P C 05 6kA | MCB S200 1P C 05 6kA |  | 5.14
2CDS251001R1165 | S201-B16 | Active | 4016779578639 | 32.85 | 1 | 1 | stuk | S200 | BE31330 | SB (MCB&RCD Cat.B) | stuk | Automaat S200 1P B 16 6kA | Disjoncteur S200 1P B 16 6kA | Sicherungsautomat S200 1P B 16 6kA | MCB S200 1P B 16 6kA |  | 5.14
2CDS251001U0014 | S201-C1 MTB | Active | 4053546046083 | 17.06 | 1 | 90 | stuk | S200 | BE31330 | SB (MCB&RCD Cat.B) | stuk | Automaat S200 1P C 1A 6kA Multipack | Disjoncteur S200 1P C 1A 6kA Multipack | Sicherungsautomat S200 1P C 1A 6kA Multipack | MCB S200 1P C 1A 6kA Multipack |  | 5.14
2CDS251001U0024 | S201-C2 MTB | Active | 4053546046090 | 17.06 | 1 | 90 | stuk | S200 | BE31330 | SB (MCB&RCD Cat.B) | stuk | Automaat S200 1P C 2A 6kA Multipack | Disjoncteur S200 1P C 2A 6kA Multipack | Sicherungsautomat S200 1P C 2A 6kA Multipack | MCB S200 1P C 2A 6kA Multipack |  | 5.14
2CDS251001U0064 | S201-C6 MTB | Active | 4053546046045 | 17.06 | 1 | 90 | stuk | S200 | BE31330 | SB (MCB&RCD Cat.B) | stuk | Automaat S200 1P C 6A 6kA Multipack | Disjoncteur S200 1P C 6A 6kA Multipack | Sicherungsautomat S200 1P C 6A 6kA Multipack | MCB S200 1P C 6A 6kA Multipack |  | 5.14
2CDS251001U0101 | S201-D10 MTB | Active | 4053546046113 | 27.73 | 1 | 90 | stuk | S200 | BE31330 | SB (MCB&RCD Cat.B) | stuk | Automaat S200 1P D 10A 6kA Multipack | Disjoncteur S200 1P D 10A 6kA Multipack | Sicherungsautomat S200 1P D 10A 6kA Multipack | MCB S200 1P D 10A 6kA Multipack |  | 5.14
2CDS251001U0104 | S201-C10 MTB | Active | 4053546045994 | 14.2 | 1 | 90 | stuk | S200 | BE31330 | SB (MCB&RCD Cat.B) | stuk | Automaat S200 1P C 10A 6kA Multipack | Disjoncteur S200 1P C 10A 6kA Multipack | Sicherungsautomat S200 1P C 10A 6kA Multipack | MCB S200 1P C 10A 6kA Multipack |  | 5.14
2CDS251001U0105 | S201-B10 MTB | Active | 4053546045970 | 16.17 | 1 | 90 | stuk | S200 | BE31330 | SB (MCB&RCD Cat.B) | stuk | Automaat S200 1P B 10A 6kA Multipack | Disjoncteur S200 1P B 10A 6kA Multipack | Sicherungsautomat S200 1P B 10A 6kA Multipack | MCB S200 1P B 10A 6kA Multipack |  | 5.14
2CDS251001U0134 | S201-C13 MTB | Active | 4053546046052 | 14.2 | 1 | 90 | stuk | S200 | BE31330 | SB (MCB&RCD Cat.B) | stuk | Automaat S200 1P C 13A 6kA Multipack | Disjoncteur S200 1P C 13A 6kA Multipack | Sicherungsautomat S200 1P C 13A 6kA Multipack | MCB S200 1P C 13A 6kA Multipack |  | 5.14
2CDS251001U0135 | S201-B13 MTB | Active | 4053546046120 | 16.17 | 1 | 90 | stuk | S200 | BE31330 | SB (MCB&RCD Cat.B) | stuk | Automaat S200 1P B 13A 6kA Multipack | Disjoncteur S200 1P B 13A 6kA Multipack | Sicherungsautomat S200 1P B 13A 6kA Multipack | MCB S200 1P B 13A 6kA Multipack |  | 5.14
2CDS251001U0164 | S201-C16 MTB | Active | 4053546045987 | 14.2 | 1 | 90 | stuk | S200 | BE31330 | SB (MCB&RCD Cat.B) | stuk | Automaat S200 1P C 16A 6kA Multipack | Disjoncteur S200 1P C 16A 6kA Multipack | Sicherungsautomat S200 1P C 16A 6kA Multipack | MCB S200 1P C 16A 6kA Multipack |  | 5.14
2CDS251001U0204 | S201-C20 MTB | Active | 4053546046137 | 16.37 | 1 | 90 | stuk | S200 | BE31330 | SB (MCB&RCD Cat.B) | stuk | Automaat S200 1P C 20A 6kA Multipack | Disjoncteur S200 1P C 20A 6kA Multipack | Sicherungsautomat S200 1P C 20A 6kA Multipack | MCB S200 1P C 20A 6kA Multipack |  | 5.14
2CDS251001U0324 | S201-C32 MTB | Active | 4053546045864 | 17.65 | 1 | 120 | stuk | S200 | BE31330 | SB (MCB&RCD Cat.B) | stuk | Automaat S200 1P C 32A 6kA Multipack | Disjoncteur S200 1P C 32A 6kA Multipack | Sicherungsautomat S200 1P C 32A 6kA Multipack | MCB S200 1P C 32A 6kA Multipack |  | 5.14
2CDS251001U0325 | S201-B32 MTB | Active | 4053546045918 | 20.24 | 1 | 90 | stuk | S200 | BE31330 | SB (MCB&RCD Cat.B) | stuk | Automaat S200 1P B 32A 6kA Multipack | Disjoncteur S200 1P B 32A 6kA Multipack | Sicherungsautomat S200 1P B 32A 6kA Multipack | MCB S200 1P B 32A 6kA Multipack |  | 5.14
2CDS251001U0405 | S201-B40 MTB | Active | 4053546045826 | 21.2 | 1 | 90 | stuk | S200 | BE31330 | SB (MCB&RCD Cat.B) | stuk | Automaat S200 1P B 40A 6kA Multipack | Disjoncteur S200 1P B 40A 6kA Multipack | Sicherungsautomat S200 1P B 40A 6kA Multipack | MCB S200 1P B 40A 6kA Multipack |  | 5.14
2CDS251001U0984 | S201-C0,5 MTB | Active | 4053546046175 | 17.06 | 1 | 90 | stuk | S200 | BE31330 | SB (MCB&RCD Cat.B) | stuk | Automaat S200 1P C 0 5A 6kA Multipack | Disjoncteur S200 1P C 0 5A 6kA Multipack | Sicherungsautomat S200 1P C 0 5A 6kA Multipack | MCB S200 1P C 0 5A 6kA Multipack |  | 5.14
2CDS251002R0165 | S201S-B16 | Active | 4016779709453 | 23.87 | 1 | 1 | stuk | S200S | BE31330 | SB (MCB&RCD Cat.B) | stuk | Automaat S200S 1P+N B 16A 6kA plug-in NA | Disjoncteur S200S 1P+N B 16A 6kA plug-in NA | Sicherungsautomat S200S 1P+N B 16A 6kA plug-in NA | MCB S200S 1P+N B 16A 6kA plug-in NA |  | 5.14
2CDS251103R0011 | S201-D1NA | Active | 4016779531986 | 60.04 | 1 | 1 | stuk | S200 | BE31330 | SB (MCB&RCD Cat.B) | stuk | Automaat S200 1P+N D 1 6kA | Disjoncteur S200 1P+N D 1 6kA | Sicherungsautomat S200 1P+N D 1 6kA | MCB S200 1P+N D 1 6kA |  | 5.14
2CDS251103R0014 | S201-C1NA | Active | 4016779531672 | 48.92 | 1 | 1 | stuk | S200 | BE31330 | SB (MCB&RCD Cat.B) | stuk | Automaat S200 1P+N C 1 6kA | Disjoncteur S200 1P+N C 1 6kA | Sicherungsautomat S200 1P+N C 1 6kA | MCB S200 1P+N C 1 6kA |  | 5.14
2CDS251103R0015 | S201-B1NA | Active | 4016779926263 | 24.97 | 1 | 1 | stuk | S200 | BE31330 | SB (MCB&RCD Cat.B) | stuk | Automaat S200 1P+N B 1 6kA | Disjoncteur S200 1P+N B 1 6kA | Sicherungsautomat S200 1P+N B 1 6kA | MCB S200 1P+N B 1 6kA |  | 5.14
2CDS251103R0021 | S201-D2NA | Active | 4016779532006 | 60.04 | 1 | 1 | stuk | S200 | BE31330 | SB (MCB&RCD Cat.B) | stuk | Automaat S200 1P+N D 2 6kA | Disjoncteur S200 1P+N D 2 6kA | Sicherungsautomat S200 1P+N D 2 6kA | MCB S200 1P+N D 2 6kA |  | 5.14
2CDS251103R0024 | S201-C2NA | Active | 4016779531696 | 48.92 | 1 | 1 | stuk | S200 | BE31330 | SB (MCB&RCD Cat.B) | stuk | Automaat S200 1P+N C 2 6kA | Disjoncteur S200 1P+N C 2 6kA | Sicherungsautomat S200 1P+N C 2 6kA | MCB S200 1P+N C 2 6kA |  | 5.14
2CDS251103R0025 | S201-B2NA | Active | 4016779613040 | 29.41 | 1 | 1 | stuk | S200 | BE31330 | SB (MCB&RCD Cat.B) | stuk | Automaat S200 1P+N B 2 6kA | Disjoncteur S200 1P+N B 2 6kA | Sicherungsautomat S200 1P+N B 2 6kA | MCB S200 1P+N B 2 6kA |  | 5.14
2CDS251103R0031 | S201-D3NA | Active | 4016779532013 | 60.04 | 1 | 1 | stuk | S200 | BE31330 | SB (MCB&RCD Cat.B) | stuk | Automaat S200 1P+N D 3 6kA | Disjoncteur S200 1P+N D 3 6kA | Sicherungsautomat S200 1P+N D 3 6kA | MCB S200 1P+N D 3 6kA |  | 5.14
2CDS251103R0034 | S201-C3NA | Active | 4016779531702 | 48.92 | 1 | 1 | stuk | S200 | BE31330 | SB (MCB&RCD Cat.B) | stuk | Automaat S200 1P+N C 3 6kA | Disjoncteur S200 1P+N C 3 6kA | Sicherungsautomat S200 1P+N C 3 6kA | MCB S200 1P+N C 3 6kA |  | 5.14
2CDS251103R0035 | S201-B3NA | Active | 4016779926294 | 24.97 | 1 | 1 | stuk | S200 | BE31330 | SB (MCB&RCD Cat.B) | stuk | Automaat S200 1P+N B 3 6kA | Disjoncteur S200 1P+N B 3 6kA | Sicherungsautomat S200 1P+N B 3 6kA | MCB S200 1P+N B 3 6kA |  | 5.14
2CDS251103R0041 | S201-D4NA | Active | 4016779532020 | 60.04 | 1 | 1 | stuk | S200 | BE31330 | SB (MCB&RCD Cat.B) | stuk | Automaat S200 1P+N D 4 6kA | Disjoncteur S200 1P+N D 4 6kA | Sicherungsautomat S200 1P+N D 4 6kA | MCB S200 1P+N D 4 6kA |  | 5.14
2CDS251103R0044 | S201-C4NA | Active | 4016779531726 | 48.92 | 1 | 1 | stuk | S200 | BE31330 | SB (MCB&RCD Cat.B) | stuk | Automaat S200 1P+N C 4 6kA | Disjoncteur S200 1P+N C 4 6kA | Sicherungsautomat S200 1P+N C 4 6kA | MCB S200 1P+N C 4 6kA |  | 5.14
2CDS251103R0061 | S201-D6NA | Active | 4016779532037 | 62.28 | 1 | 1 | stuk | S200 | BE31330 | SB (MCB&RCD Cat.B) | stuk | Automaat S200 1P+N D 6 6kA | Disjoncteur S200 1P+N D 6 6kA | Sicherungsautomat S200 1P+N D 6 6kA | MCB S200 1P+N D 6 6kA |  | 5.14
2CDS251103R0064 | S201-C6NA | Active | 4016779531733 | 51.16 | 1 | 1 | stuk | S200 | BE31330 | SB (MCB&RCD Cat.B) | stuk | Automaat S200 1P+N C 6 6kA | Disjoncteur S200 1P+N C 6 6kA | Sicherungsautomat S200 1P+N C 6 6kA | MCB S200 1P+N C 6 6kA |  | 5.14
2CDS251103R0065 | S201-B6NA | Active | 4016779531580 | 45.02 | 1 | 1 | stuk | S200 | BE31330 | SB (MCB&RCD Cat.B) | stuk | Automaat S200 1P+N B 6 6kA | Disjoncteur S200 1P+N B 6 6kA | Sicherungsautomat S200 1P+N B 6 6kA | MCB S200 1P+N B 6 6kA |  | 5.14
2CDS251103R0081 | S201-D8NA | Active | 4016779532044 | 62.28 | 1 | 1 | stuk | S200 | BE31330 | SB (MCB&RCD Cat.B) | stuk | Automaat S200 1P+N D 8 6kA | Disjoncteur S200 1P+N D 8 6kA | Sicherungsautomat S200 1P+N D 8 6kA | MCB S200 1P+N D 8 6kA |  | 5.14
2CDS251103R0084 | S201-C8NA | Active | 4016779531740 | 51.16 | 1 | 1 | stuk | S200 | BE31330 | SB (MCB&RCD Cat.B) | stuk | Automaat S200 1P+N C 8 6kA | Disjoncteur S200 1P+N C 8 6kA | Sicherungsautomat S200 1P+N C 8 6kA | MCB S200 1P+N C 8 6kA |  | 5.14
2CDS251103R0101 | S201-D10NA | Active | 4016779532051 | 62.28 | 1 | 1 | stuk | S200 | BE31330 | SB (MCB&RCD Cat.B) | stuk | Automaat S200 1P+N D 10 6kA | Disjoncteur S200 1P+N D 10 6kA | Sicherungsautomat S200 1P+N D 10 6kA | MCB S200 1P+N D 10 6kA |  | 5.14
2CDS251103R0104 | S201-C10NA | Active | 4016779531757 | 51.16 | 1 | 1 | stuk | S200 | BE31330 | SB (MCB&RCD Cat.B) | stuk | Automaat S200 1P+N C 10 6kA | Disjoncteur S200 1P+N C 10 6kA | Sicherungsautomat S200 1P+N C 10 6kA | MCB S200 1P+N C 10 6kA |  | 5.14
2CDS251103R0105 | S201-B10NA | Active | 4016779531597 | 45.02 | 1 | 1 | stuk | S200 | BE31330 | SB (MCB&RCD Cat.B) | stuk | Automaat S200 1P+N B 10 6kA | Disjoncteur S200 1P+N B 10 6kA | Sicherungsautomat S200 1P+N B 10 6kA | MCB S200 1P+N B 10 6kA |  | 5.14
2CDS251103R0131 | S201-D13NA | Active | 4016779532068 | 62.28 | 1 | 1 | stuk | S200 | BE31330 | SB (MCB&RCD Cat.B) | stuk | Automaat S200 1P+N D 13 6kA | Disjoncteur S200 1P+N D 13 6kA | Sicherungsautomat S200 1P+N D 13 6kA | MCB S200 1P+N D 13 6kA |  | 5.14
2CDS251103R0134 | S201-C13NA | Active | 4016779531764 | 51.16 | 1 | 1 | stuk | S200 | BE31330 | SB (MCB&RCD Cat.B) | stuk | Automaat S200 1P+N C 13 6kA | Disjoncteur S200 1P+N C 13 6kA | Sicherungsautomat S200 1P+N C 13 6kA | MCB S200 1P+N C 13 6kA |  | 5.14
2CDS251103R0135 | S201-B13NA | Active | 4016779531603 | 45.02 | 1 | 1 | stuk | S200 | BE31330 | SB (MCB&RCD Cat.B) | stuk | Automaat S200 1P+N B 13 6kA | Disjoncteur S200 1P+N B 13 6kA | Sicherungsautomat S200 1P+N B 13 6kA | MCB S200 1P+N B 13 6kA |  | 5.14
2CDS251103R0157 | S201-K0,5NA | Active | 4016779531825 | 81.8 | 1 | 1 | stuk | S200 | BE31330 | SB (MCB&RCD Cat.B) | stuk | Automaat S200 1P+N K 0 5 6kA | Disjoncteur S200 1P+N K 0 5 6kA | Sicherungsautomat S200 1P+N K 0 5 6kA | MCB S200 1P+N K 0 5 6kA |  | 5.14
2CDS251103R0158 | S201-Z0,5NA | Active | 4016779532143 | 62.03 | 1 | 1 | stuk | S200 | BE31330 | SB (MCB&RCD Cat.B) | stuk | Automaat S200 1P+N Z 0 5 6kA | Disjoncteur S200 1P+N Z 0 5 6kA | Sicherungsautomat S200 1P+N Z 0 5 6kA | MCB S200 1P+N Z 0 5 6kA |  | 5.14
2CDS251103R0161 | S201-D16NA | Active | 4016779532099 | 62.28 | 1 | 1 | stuk | S200 | BE31330 | SB (MCB&RCD Cat.B) | stuk | Automaat S200 1P+N D 16 6kA | Disjoncteur S200 1P+N D 16 6kA | Sicherungsautomat S200 1P+N D 16 6kA | MCB S200 1P+N D 16 6kA |  | 5.14
2CDS251103R0164 | S201-C16NA | Active | 4016779531771 | 51.16 | 1 | 1 | stuk | S200 | BE31330 | SB (MCB&RCD Cat.B) | stuk | Automaat S200 1P+N C 16 6kA | Disjoncteur S200 1P+N C 16 6kA | Sicherungsautomat S200 1P+N C 16 6kA | MCB S200 1P+N C 16 6kA |  | 5.14
2CDS251103R0165 | S201-B16NA | Active | 4016779531610 | 45.02 | 1 | 1 | stuk | S200 | BE31330 | SB (MCB&RCD Cat.B) | stuk | Automaat S200 1P+N B 16 6kA | Disjoncteur S200 1P+N B 16 6kA | Sicherungsautomat S200 1P+N B 16 6kA | MCB S200 1P+N B 16 6kA |  | 5.14
2CDS251103R0201 | S201-D20NA | Active | 4016779532105 | 62.28 | 1 | 1 | stuk | S200 | BE31330 | SB (MCB&RCD Cat.B) | stuk | Automaat S200 1P+N D 20 6kA | Disjoncteur S200 1P+N D 20 6kA | Sicherungsautomat S200 1P+N D 20 6kA | MCB S200 1P+N D 20 6kA |  | 5.14
2CDS251103R0204 | S201-C20NA | Active | 4016779531788 | 51.16 | 1 | 1 | stuk | S200 | BE31330 | SB (MCB&RCD Cat.B) | stuk | Automaat S200 1P+N C 20 6kA | Disjoncteur S200 1P+N C 20 6kA | Sicherungsautomat S200 1P+N C 20 6kA | MCB S200 1P+N C 20 6kA |  | 5.14
2CDS251103R0205 | S201-B20NA | Active | 4016779531627 | 45.02 | 1 | 1 | stuk | S200 | BE31330 | SB (MCB&RCD Cat.B) | stuk | Automaat S200 1P+N B 20 6kA | Disjoncteur S200 1P+N B 20 6kA | Sicherungsautomat S200 1P+N B 20 6kA | MCB S200 1P+N B 20 6kA |  | 5.14
2CDS251103R0217 | S201-K1NA | Active | 4016779531832 | 81.8 | 1 | 1 | stuk | S200 | BE31330 | SB (MCB&RCD Cat.B) | stuk | Automaat S200 1P+N K 1 6kA | Disjoncteur S200 1P+N K 1 6kA | Sicherungsautomat S200 1P+N K 1 6kA | MCB S200 1P+N K 1 6kA |  | 5.14
2CDS251103R0218 | S201-Z1NA | Active | 4016779532150 | 62.03 | 1 | 1 | stuk | S200 | BE31330 | SB (MCB&RCD Cat.B) | stuk | Automaat S200 1P+N Z 1 6kA | Disjoncteur S200 1P+N Z 1 6kA | Sicherungsautomat S200 1P+N Z 1 6kA | MCB S200 1P+N Z 1 6kA |  | 5.14
2CDS251103R0251 | S201-D25NA | Active | 4016779532112 | 62.28 | 1 | 1 | stuk | S200 | BE31330 | SB (MCB&RCD Cat.B) | stuk | Automaat S200 1P+N D 25 6kA | Disjoncteur S200 1P+N D 25 6kA | Sicherungsautomat S200 1P+N D 25 6kA | MCB S200 1P+N D 25 6kA |  | 5.14
2CDS251103R0254 | S201-C25NA | Active | 4016779531795 | 51.16 | 1 | 1 | stuk | S200 | BE31330 | SB (MCB&RCD Cat.B) | stuk | Automaat S200 1P+N C 25 6kA | Disjoncteur S200 1P+N C 25 6kA | Sicherungsautomat S200 1P+N C 25 6kA | MCB S200 1P+N C 25 6kA |  | 5.14
2CDS251103R0255 | S201-B25NA | Active | 4016779531634 | 45.02 | 1 | 1 | stuk | S200 | BE31330 | SB (MCB&RCD Cat.B) | stuk | Automaat S200 1P+N B 25 6kA | Disjoncteur S200 1P+N B 25 6kA | Sicherungsautomat S200 1P+N B 25 6kA | MCB S200 1P+N B 25 6kA |  | 5.14
2CDS251103R0257 | S201-K1,6NA | Active | 4016779531849 | 81.8 | 1 | 1 | stuk | S200 | BE31330 | SB (MCB&RCD Cat.B) | stuk | Automaat S200 1P+N K 1 6 6kA | Disjoncteur S200 1P+N K 1 6 6kA | Sicherungsautomat S200 1P+N K 1 6 6kA | MCB S200 1P+N K 1 6 6kA |  | 5.14
2CDS251103R0258 | S201-Z1,6NA | Active | 4016779532167 | 62.03 | 1 | 1 | stuk | S200 | BE31330 | SB (MCB&RCD Cat.B) | stuk | Automaat S200 1P+N Z 1 6 6kA | Disjoncteur S200 1P+N Z 1 6 6kA | Sicherungsautomat S200 1P+N Z 1 6 6kA | MCB S200 1P+N Z 1 6 6kA |  | 5.14
2CDS251103R0277 | S201-K2NA | Active | 4016779531856 | 81.8 | 1 | 1 | stuk | S200 | BE31330 | SB (MCB&RCD Cat.B) | stuk | Automaat S200 1P+N K 2 6kA | Disjoncteur S200 1P+N K 2 6kA | Sicherungsautomat S200 1P+N K 2 6kA | MCB S200 1P+N K 2 6kA |  | 5.14
2CDS251103R0278 | S201-Z2NA | Active | 4016779532174 | 62.03 | 1 | 1 | stuk | S200 | BE31330 | SB (MCB&RCD Cat.B) | stuk | Automaat S200 1P+N Z 2 6kA | Disjoncteur S200 1P+N Z 2 6kA | Sicherungsautomat S200 1P+N Z 2 6kA | MCB S200 1P+N Z 2 6kA |  | 5.14
2CDS251103R0317 | S201-K3NA | Active | 4016779531863 | 81.8 | 1 | 1 | stuk | S200 | BE31330 | SB (MCB&RCD Cat.B) | stuk | Automaat S200 1P+N K 3 6kA | Disjoncteur S200 1P+N K 3 6kA | Sicherungsautomat S200 1P+N K 3 6kA | MCB S200 1P+N K 3 6kA |  | 5.14
2CDS251103R0318 | S201-Z3NA | Active | 4016779532181 | 62.03 | 1 | 1 | stuk | S200 | BE31330 | SB (MCB&RCD Cat.B) | stuk | Automaat S200 1P+N Z 3 6kA | Disjoncteur S200 1P+N Z 3 6kA | Sicherungsautomat S200 1P+N Z 3 6kA | MCB S200 1P+N Z 3 6kA |  | 5.14
2CDS251103R0321 | S201-D32NA | Active | 4016779532129 | 62.28 | 1 | 1 | stuk | S200 | BE31330 | SB (MCB&RCD Cat.B) | stuk | Automaat S200 1P+N D 32 6kA | Disjoncteur S200 1P+N D 32 6kA | Sicherungsautomat S200 1P+N D 32 6kA | MCB S200 1P+N D 32 6kA |  | 5.14
2CDS251103R0324 | S201-C32NA | Active | 4016779531801 | 51.16 | 1 | 1 | stuk | S200 | BE31330 | SB (MCB&RCD Cat.B) | stuk | Automaat S200 1P+N C 32 6kA | Disjoncteur S200 1P+N C 32 6kA | Sicherungsautomat S200 1P+N C 32 6kA | MCB S200 1P+N C 32 6kA |  | 5.14
2CDS251103R0325 | S201-B32NA | Active | 4016779531641 | 45.02 | 1 | 1 | stuk | S200 | BE31330 | SB (MCB&RCD Cat.B) | stuk | Automaat S200 1P+N B 32 6kA | Disjoncteur S200 1P+N B 32 6kA | Sicherungsautomat S200 1P+N B 32 6kA | MCB S200 1P+N B 32 6kA |  | 5.14
2CDS251103R0337 | S201-K4NA | Active | 4016779531870 | 81.8 | 1 | 1 | stuk | S200 | BE31330 | SB (MCB&RCD Cat.B) | stuk | Automaat S200 1P+N K 4 6kA | Disjoncteur S200 1P+N K 4 6kA | Sicherungsautomat S200 1P+N K 4 6kA | MCB S200 1P+N K 4 6kA |  | 5.14
2CDS251103R0338 | S201-Z4NA | Active | 4016779532198 | 62.03 | 1 | 1 | stuk | S200 | BE31330 | SB (MCB&RCD Cat.B) | stuk | Automaat S200 1P+N Z 4 6kA | Disjoncteur S200 1P+N Z 4 6kA | Sicherungsautomat S200 1P+N Z 4 6kA | MCB S200 1P+N Z 4 6kA |  | 5.14
2CDS251103R0377 | S201-K6NA | Active | 4016779531887 | 81.8 | 1 | 1 | stuk | S200 | BE31330 | SB (MCB&RCD Cat.B) | stuk | Automaat S200 1P+N K 6 6kA | Disjoncteur S200 1P+N K 6 6kA | Sicherungsautomat S200 1P+N K 6 6kA | MCB S200 1P+N K 6 6kA |  | 5.14
2CDS251103R0378 | S201-Z6NA | Active | 4016779532204 | 63.92 | 1 | 1 | stuk | S200 | BE31330 | SB (MCB&RCD Cat.B) | stuk | Automaat S200 1P+N Z 6 6kA | Disjoncteur S200 1P+N Z 6 6kA | Sicherungsautomat S200 1P+N Z 6 6kA | MCB S200 1P+N Z 6 6kA |  | 5.14
2CDS251103R0401 | S201-D40NA | Active | 4016779532136 | 64.87 | 1 | 1 | stuk | S200 | BE31330 | SB (MCB&RCD Cat.B) | stuk | Automaat S200 1P+N D 40 6kA | Disjoncteur S200 1P+N D 40 6kA | Sicherungsautomat S200 1P+N D 40 6kA | MCB S200 1P+N D 40 6kA |  | 5.14
2CDS251103R0404 | S201-C40NA | Active | 4016779531818 | 53.4 | 1 | 1 | stuk | S200 | BE31330 | SB (MCB&RCD Cat.B) | stuk | Automaat S200 1P+N C 40 6kA | Disjoncteur S200 1P+N C 40 6kA | Sicherungsautomat S200 1P+N C 40 6kA | MCB S200 1P+N C 40 6kA |  | 5.14
2CDS251103R0405 | S201-B40NA | Active | 4016779531658 | 46.56 | 1 | 1 | stuk | S200 | BE31330 | SB (MCB&RCD Cat.B) | stuk | Automaat S200 1P+N B 40 6kA | Disjoncteur S200 1P+N B 40 6kA | Sicherungsautomat S200 1P+N B 40 6kA | MCB S200 1P+N B 40 6kA |  | 5.14
2CDS251103R0407 | S201-K8NA | Active | 4016779531894 | 81.8 | 1 | 1 | stuk | S200 | BE31330 | SB (MCB&RCD Cat.B) | stuk | Automaat S200 1P+N K 8 6kA | Disjoncteur S200 1P+N K 8 6kA | Sicherungsautomat S200 1P+N K 8 6kA | MCB S200 1P+N K 8 6kA |  | 5.14
2CDS251103R0408 | S201-Z8NA | Active | 4016779532211 | 63.92 | 1 | 1 | stuk | S200 | BE31330 | SB (MCB&RCD Cat.B) | stuk | Automaat S200 1P+N Z 8 6kA | Disjoncteur S200 1P+N Z 8 6kA | Sicherungsautomat S200 1P+N Z 8 6kA | MCB S200 1P+N Z 8 6kA |  | 5.14
2CDS251103R0427 | S201-K10NA | Active | 4016779531900 | 67.99 | 1 | 1 | stuk | S200 | BE31330 | SB (MCB&RCD Cat.B) | stuk | Automaat S200 1P+N K 10 6kA | Disjoncteur S200 1P+N K 10 6kA | Sicherungsautomat S200 1P+N K 10 6kA | MCB S200 1P+N K 10 6kA |  | 5.14
2CDS251103R0428 | S201-Z10NA | Active | 4016779532228 | 63.92 | 1 | 1 | stuk | S200 | BE31330 | SB (MCB&RCD Cat.B) | stuk | Automaat S200 1P+N Z 10 6kA | Disjoncteur S200 1P+N Z 10 6kA | Sicherungsautomat S200 1P+N Z 10 6kA | MCB S200 1P+N Z 10 6kA |  | 5.14
2CDS251103R0447 | S201-K13NA | Active | 4016779531917 | 67.99 | 1 | 1 | stuk | S200 | BE31330 | SB (MCB&RCD Cat.B) | stuk | Automaat S200 1P+N K 13 6kA | Disjoncteur S200 1P+N K 13 6kA | Sicherungsautomat S200 1P+N K 13 6kA | MCB S200 1P+N K 13 6kA |  | 5.14
2CDS251103R0467 | S201-K16NA | Active | 4016779531924 | 67.99 | 1 | 1 | stuk | S200 | BE31330 | SB (MCB&RCD Cat.B) | stuk | Automaat S200 1P+N K 16 6kA | Disjoncteur S200 1P+N K 16 6kA | Sicherungsautomat S200 1P+N K 16 6kA | MCB S200 1P+N K 16 6kA |  | 5.14
2CDS251103R0468 | S201-Z16NA | Active | 4016779532235 | 63.92 | 1 | 1 | stuk | S200 | BE31330 | SB (MCB&RCD Cat.B) | stuk | Automaat S200 1P+N Z 16 6kA | Disjoncteur S200 1P+N Z 16 6kA | Sicherungsautomat S200 1P+N Z 16 6kA | MCB S200 1P+N Z 16 6kA |  | 5.14
2CDS251103R0487 | S201-K20NA | Active | 4016779531931 | 78.12 | 1 | 1 | stuk | S200 | BE31330 | SB (MCB&RCD Cat.B) | stuk | Automaat S200 1P+N K 20 6kA | Disjoncteur S200 1P+N K 20 6kA | Sicherungsautomat S200 1P+N K 20 6kA | MCB S200 1P+N K 20 6kA |  | 5.14
2CDS251103R0488 | S201-Z20NA | Active | 4016779532242 | 63.92 | 1 | 1 | stuk | S200 | BE31330 | SB (MCB&RCD Cat.B) | stuk | Automaat S200 1P+N Z 20 6kA | Disjoncteur S200 1P+N Z 20 6kA | Sicherungsautomat S200 1P+N Z 20 6kA | MCB S200 1P+N Z 20 6kA |  | 5.14
2CDS251103R0501 | S201-D50NA | Active | 4016779552011 | 74.69 | 1 | 1 | stuk | S200 | BE31330 | SB (MCB&RCD Cat.B) | stuk | Automaat S200 1P+N D 50 6kA | Disjoncteur S200 1P+N D 50 6kA | Sicherungsautomat S200 1P+N D 50 6kA | MCB S200 1P+N D 50 6kA |  | 5.14
2CDS251103R0504 | S201-C50NA | Active | 4016779551021 | 61.33 | 1 | 1 | stuk | S200 | BE31330 | SB (MCB&RCD Cat.B) | stuk | Automaat S200 1P+N C 50 6kA | Disjoncteur S200 1P+N C 50 6kA | Sicherungsautomat S200 1P+N C 50 6kA | MCB S200 1P+N C 50 6kA |  | 5.14
2CDS251103R0505 | S201-B50NA | Active | 4016779536158 | 54 | 1 | 1 | stuk | S200 | BE31330 | SB (MCB&RCD Cat.B) | stuk | Automaat S200 1P+N B 50 6kA | Disjoncteur S200 1P+N B 50 6kA | Sicherungsautomat S200 1P+N B 50 6kA | MCB S200 1P+N B 50 6kA |  | 5.14
2CDS251103R0517 | S201-K25NA | Active | 4016779531948 | 81.8 | 1 | 1 | stuk | S200 | BE31330 | SB (MCB&RCD Cat.B) | stuk | Automaat S200 1P+N K 25 6kA | Disjoncteur S200 1P+N K 25 6kA | Sicherungsautomat S200 1P+N K 25 6kA | MCB S200 1P+N K 25 6kA |  | 5.14
2CDS251103R0518 | S201-Z25NA | Active | 4016779532259 | 63.92 | 1 | 1 | stuk | S200 | BE31330 | SB (MCB&RCD Cat.B) | stuk | Automaat S200 1P+N Z 25 6kA | Disjoncteur S200 1P+N Z 25 6kA | Sicherungsautomat S200 1P+N Z 25 6kA | MCB S200 1P+N Z 25 6kA |  | 5.14
2CDS251103R0537 | S201-K32NA | Active | 4016779531955 | 85.11 | 1 | 1 | stuk | S200 | BE31330 | SB (MCB&RCD Cat.B) | stuk | Automaat S200 1P+N K 32 6kA | Disjoncteur S200 1P+N K 32 6kA | Sicherungsautomat S200 1P+N K 32 6kA | MCB S200 1P+N K 32 6kA |  | 5.14
2CDS251103R0538 | S201-Z32NA | Active | 4016779532266 | 63.92 | 1 | 1 | stuk | S200 | BE31330 | SB (MCB&RCD Cat.B) | stuk | Automaat S200 1P+N Z 32 6kA | Disjoncteur S200 1P+N Z 32 6kA | Sicherungsautomat S200 1P+N Z 32 6kA | MCB S200 1P+N Z 32 6kA |  | 5.14
2CDS251103R0557 | S201-K40NA | Active | 4016779531962 | 88.62 | 1 | 1 | stuk | S200 | BE31330 | SB (MCB&RCD Cat.B) | stuk | Automaat S200 1P+N K 40 6kA | Disjoncteur S200 1P+N K 40 6kA | Sicherungsautomat S200 1P+N K 40 6kA | MCB S200 1P+N K 40 6kA |  | 5.14
2CDS251103R0558 | S201-Z40NA | Active | 4016779532273 | 65.58 | 1 | 1 | stuk | S200 | BE31330 | SB (MCB&RCD Cat.B) | stuk | Automaat S200 1P+N Z 40 6kA | Disjoncteur S200 1P+N Z 40 6kA | Sicherungsautomat S200 1P+N Z 40 6kA | MCB S200 1P+N Z 40 6kA |  | 5.14
2CDS251103R0577 | S201-K50NA | Active | 4016779551144 | 102.06 | 1 | 1 | stuk | S200 | BE31330 | SB (MCB&RCD Cat.B) | stuk | Automaat S200 1P+N K 50 6kA | Disjoncteur S200 1P+N K 50 6kA | Sicherungsautomat S200 1P+N K 50 6kA | MCB S200 1P+N K 50 6kA |  | 5.14
2CDS251103R0578 | S201-Z50NA | Active | 4016779552127 | 70.91 | 1 | 1 | stuk | S200 | BE31330 | SB (MCB&RCD Cat.B) | stuk | Automaat S200 1P+N Z 50 6kA | Disjoncteur S200 1P+N Z 50 6kA | Sicherungsautomat S200 1P+N Z 50 6kA | MCB S200 1P+N Z 50 6kA |  | 5.14
2CDS251103R0607 | S201-K63NA | Active | 4016779551151 | 115.71 | 1 | 1 | stuk | S200 | BE31330 | SB (MCB&RCD Cat.B) | stuk | Automaat S200 1P+N K 63 6kA | Disjoncteur S200 1P+N K 63 6kA | Sicherungsautomat S200 1P+N K 63 6kA | MCB S200 1P+N K 63 6kA |  | 5.14
2CDS251103R0608 | S201-Z63NA | Active | 4016779552134 | 76.69 | 1 | 1 | stuk | S200 | BE31330 | SB (MCB&RCD Cat.B) | stuk | Automaat S200 1P+N Z 63 6kA | Disjoncteur S200 1P+N Z 63 6kA | Sicherungsautomat S200 1P+N Z 63 6kA | MCB S200 1P+N Z 63 6kA |  | 5.14
2CDS251103R0631 | S201-D63NA | Active | 4016779552028 | 84.48 | 1 | 1 | stuk | S200 | BE31330 | SB (MCB&RCD Cat.B) | stuk | Automaat S200 1P+N D 63 6kA | Disjoncteur S200 1P+N D 63 6kA | Sicherungsautomat S200 1P+N D 63 6kA | MCB S200 1P+N D 63 6kA |  | 5.14
2CDS251103R0634 | S201-C63NA | Active | 4016779551038 | 70.91 | 1 | 1 | stuk | S200 | BE31330 | SB (MCB&RCD Cat.B) | stuk | Automaat S200 1P+N C 63 6kA | Disjoncteur S200 1P+N C 63 6kA | Sicherungsautomat S200 1P+N C 63 6kA | MCB S200 1P+N C 63 6kA |  | 5.14
2CDS251103R0635 | S201-B63NA | Active | 4016779536141 | 61.33 | 1 | 1 | stuk | S200 | BE31330 | SB (MCB&RCD Cat.B) | stuk | Automaat S200 1P+N B 63 6kA | Disjoncteur S200 1P+N B 63 6kA | Sicherungsautomat S200 1P+N B 63 6kA | MCB S200 1P+N B 63 6kA |  | 5.14
2CDS251103R0971 | S201-D1,6NA | Active | 4016779531993 | 60.04 | 1 | 1 | stuk | S200 | BE31330 | SB (MCB&RCD Cat.B) | stuk | Automaat S200 1P+N D 1 6 6kA | Disjoncteur S200 1P+N D 1 6 6kA | Sicherungsautomat S200 1P+N D 1 6 6kA | MCB S200 1P+N D 1 6 6kA |  | 5.14
2CDS251103R0974 | S201-C1,6NA | Active | 4016779531689 | 48.92 | 1 | 1 | stuk | S200 | BE31330 | SB (MCB&RCD Cat.B) | stuk | Automaat S200 1P+N C 1 6 6kA | Disjoncteur S200 1P+N C 1 6 6kA | Sicherungsautomat S200 1P+N C 1 6 6kA | MCB S200 1P+N C 1 6 6kA |  | 5.14
2CDS251103R0981 | S201-D0,5NA | Active | 4016779531979 | 60.04 | 1 | 1 | stuk | S200 | BE31330 | SB (MCB&RCD Cat.B) | stuk | Automaat S200 1P+N D 0 5 6kA | Disjoncteur S200 1P+N D 0 5 6kA | Sicherungsautomat S200 1P+N D 0 5 6kA | MCB S200 1P+N D 0 5 6kA |  | 5.14
2CDS251103R0984 | S201-C0,5NA | Active | 4016779531665 | 48.92 | 1 | 1 | stuk | S200 | BE31330 | SB (MCB&RCD Cat.B) | stuk | Automaat S200 1P+N C 0 5 6kA | Disjoncteur S200 1P+N C 0 5 6kA | Sicherungsautomat S200 1P+N C 0 5 6kA | MCB S200 1P+N C 0 5 6kA |  | 5.14
2CDS251103U0104 | S201-C10NA MTB | Active | 4016779587433 | 25.97 | 1 | 42 | stuk | S200 | BE31330 | SB (MCB&RCD Cat.B) | stuk | Automaat S200 1P+N C 10A 6kA Multipack | Disjoncteur S200 1P+N C 10A 6kA Multipack | Sicherungsautomat S200 1P+N C 10A 6kA Multipack | MCB S200 1P+N C 10A 6kA Multipack |  | 5.14
2CDS251103U0134 | S201-C13NA MTB | Active | 4016779587440 | 25.97 | 1 | 42 | stuk | S200 | BE31330 | SB (MCB&RCD Cat.B) | stuk | Automaat S200 1P+N C 13A 6kA Multipack | Disjoncteur S200 1P+N C 13A 6kA Multipack | Sicherungsautomat S200 1P+N C 13A 6kA Multipack | MCB S200 1P+N C 13A 6kA Multipack |  | 5.14
2CDS252001R0011 | S202-D1 | Active | 4016779530491 | 103.81 | 1 | 1 | stuk | S200 | BE31330 | SB (MCB&RCD Cat.B) | stuk | Automaat S200 2P D 1 6kA | Disjoncteur S200 2P D 1 6kA | Sicherungsautomat S200 2P D 1 6kA | MCB S200 2P D 1 6kA |  | 5.14
2CDS252001R0014 | S202-C1 | Active | 4016779523363 | 75.67 | 1 | 1 | stuk | S200 | BE31330 | SC (MCB&RCD Cat.A) | stuk | Automaat S200 2P C 1 6kA | Disjoncteur S200 2P C 1 6kA | Sicherungsautomat S200 2P C 1 6kA | MCB S200 2P C 1 6kA |  | 5.14
2CDS252001R0015 | MCB S202-B1 | Active | 4016779926355 | 39.46 | 1 | 1 | stuk | S200 | BE31330 | SB (MCB&RCD Cat.B) | stuk | Automaat S200 2P B 1 6kA | Disjoncteur S200 2P B 1 6kA | Sicherungsautomat S200 2P B 1 6kA | MCB S200 2P B 1 6kA |  | 5.14
2CDS252001R0021 | S202-D2 | Active | 4016779530514 | 103.81 | 1 | 1 | stuk | S200 | BE31330 | SB (MCB&RCD Cat.B) | stuk | Automaat S200 2P D 2 6kA | Disjoncteur S200 2P D 2 6kA | Sicherungsautomat S200 2P D 2 6kA | MCB S200 2P D 2 6kA |  | 5.14
2CDS252001R0024 | S202-C2 | Active | 4016779523387 | 75.67 | 1 | 1 | stuk | S200 | BE31330 | SC (MCB&RCD Cat.A) | stuk | Automaat S200 2P C 2 6kA | Disjoncteur S200 2P C 2 6kA | Sicherungsautomat S200 2P C 2 6kA | MCB S200 2P C 2 6kA |  | 5.14
2CDS252001R0025 | S202-B2 | Active | 4016779612920 | 68.85 | 1 | 1 | stuk | S200 | BE31330 | SB (MCB&RCD Cat.B) | stuk | Automaat S200 2P B 2 6kA | Disjoncteur S200 2P B 2 6kA | Sicherungsautomat S200 2P B 2 6kA | MCB S200 2P B 2 6kA |  | 5.14
2CDS252001R0031 | S202-D3 | Active | 4016779530521 | 103.81 | 1 | 1 | stuk | S200 | BE31330 | SB (MCB&RCD Cat.B) | stuk | Automaat S200 2P D 3 6kA | Disjoncteur S200 2P D 3 6kA | Sicherungsautomat S200 2P D 3 6kA | MCB S200 2P D 3 6kA |  | 5.14
2CDS252001R0034 | S202-C3 | Active | 4016779523394 | 75.67 | 1 | 1 | stuk | S200 | BE31330 | SC (MCB&RCD Cat.A) | stuk | Automaat S200 2P C 3 6kA | Disjoncteur S200 2P C 3 6kA | Sicherungsautomat S200 2P C 3 6kA | MCB S200 2P C 3 6kA |  | 5.14
2CDS252001R0035 | MCB S202-B3 | Active | 4016779926386 | 39.46 | 1 | 1 | stuk | S200 | BE31330 | SB (MCB&RCD Cat.B) | stuk | Automaat S200 2P B 3 6kA | Disjoncteur S200 2P B 3 6kA | Sicherungsautomat S200 2P B 3 6kA | MCB S200 2P B 3 6kA |  | 5.14
2CDS252001R0041 | S202-D4 | Active | 4016779530538 | 103.81 | 1 | 1 | stuk | S200 | BE31330 | SB (MCB&RCD Cat.B) | stuk | Automaat S200 2P D 4 6kA | Disjoncteur S200 2P D 4 6kA | Sicherungsautomat S200 2P D 4 6kA | MCB S200 2P D 4 6kA |  | 5.14
2CDS252001R0044 | S202-C4 | Active | 4016779523400 | 75.67 | 1 | 1 | stuk | S200 | BE31330 | SC (MCB&RCD Cat.A) | stuk | Automaat S200 2P C 4 6kA | Disjoncteur S200 2P C 4 6kA | Sicherungsautomat S200 2P C 4 6kA | MCB S200 2P C 4 6kA |  | 5.14
2CDS252001R0045 | MCB S202-B4 | Active | 4016779926416 | 39.46 | 1 | 1 | stuk | S200 | BE31330 | SB (MCB&RCD Cat.B) | stuk | Automaat S200 2P B 4 6kA | Disjoncteur S200 2P B 4 6kA | Sicherungsautomat S200 2P B 4 6kA | MCB S200 2P B 4 6kA |  | 5.14
2CDS252001R0061 | S202-D6 | Active | 4016779530545 | 103.81 | 1 | 1 | stuk | S200 | BE31330 | SB (MCB&RCD Cat.B) | stuk | Automaat S200 2P D 6 6kA | Disjoncteur S200 2P D 6 6kA | Sicherungsautomat S200 2P D 6 6kA | MCB S200 2P D 6 6kA |  | 5.14
2CDS252001R0064 | S202-C6 | Active | 4016779465502 | 59.96 | 1 | 1 | stuk | S200 | BE31330 | SC (MCB&RCD Cat.A) | stuk | Automaat S200 2P C 6 6kA | Disjoncteur S200 2P C 6 6kA | Sicherungsautomat S200 2P C 6 6kA | MCB S200 2P C 6 6kA |  | 5.14
2CDS252001R0065 | S202-B6 | Active | 4016779466400 | 66.08 | 1 | 1 | stuk | S200 | BE31330 | SB (MCB&RCD Cat.B) | stuk | Automaat S200 2P B 6 6kA | Disjoncteur S200 2P B 6 6kA | Sicherungsautomat S200 2P B 6 6kA | MCB S200 2P B 6 6kA |  | 5.14
2CDS252001R0081 | S202-D8 | Active | 4016779530552 | 103.81 | 1 | 1 | stuk | S200 | BE31330 | SB (MCB&RCD Cat.B) | stuk | Automaat S200 2P D 8 6kA | Disjoncteur S200 2P D 8 6kA | Sicherungsautomat S200 2P D 8 6kA | MCB S200 2P D 8 6kA |  | 5.14
2CDS252001R0084 | S202-C8 | Active | 4016779465601 | 59.96 | 1 | 1 | stuk | S200 | BE31330 | SC (MCB&RCD Cat.A) | stuk | Automaat S200 2P C 8 6kA | Disjoncteur S200 2P C 8 6kA | Sicherungsautomat S200 2P C 8 6kA | MCB S200 2P C 8 6kA |  | 5.14
2CDS252001R0101 | S202-D10 | Active | 4016779530583 | 86.35 | 1 | 1 | stuk | S200 | BE31330 | SB (MCB&RCD Cat.B) | stuk | Automaat S200 2P D 10 6kA | Disjoncteur S200 2P D 10 6kA | Sicherungsautomat S200 2P D 10 6kA | MCB S200 2P D 10 6kA |  | 5.14
2CDS252001R0104 | S202-C10 | Active | 4016779465700 | 47.71 | 1 | 1 | stuk | S200 | BE31330 | SC (MCB&RCD Cat.A) | stuk | Automaat S200 2P C 10 6kA | Disjoncteur S200 2P C 10 6kA | Sicherungsautomat S200 2P C 10 6kA | MCB S200 2P C 10 6kA |  | 5.14
2CDS252001R0105 | S202-B10 | Active | 4016779466608 | 66.08 | 1 | 1 | stuk | S200 | BE31330 | SB (MCB&RCD Cat.B) | stuk | Automaat S200 2P B 10 6kA | Disjoncteur S200 2P B 10 6kA | Sicherungsautomat S200 2P B 10 6kA | MCB S200 2P B 10 6kA |  | 5.14
2CDS252001R0131 | S202-D13 | Active | 4016779530606 | 86.35 | 1 | 1 | stuk | S200 | BE31330 | SB (MCB&RCD Cat.B) | stuk | Automaat S200 2P D 13 6kA | Disjoncteur S200 2P D 13 6kA | Sicherungsautomat S200 2P D 13 6kA | MCB S200 2P D 13 6kA |  | 5.14
2CDS252001R0134 | S202-C13 | Active | 4016779465809 | 57.15 | 1 | 1 | stuk | S200 | BE31330 | SC (MCB&RCD Cat.A) | stuk | Automaat S200 2P C 13 6kA | Disjoncteur S200 2P C 13 6kA | Sicherungsautomat S200 2P C 13 6kA | MCB S200 2P C 13 6kA |  | 5.14
2CDS252001R0135 | S202-B13 | Active | 4016779466707 | 66.08 | 1 | 1 | stuk | S200 | BE31330 | SB (MCB&RCD Cat.B) | stuk | Automaat S200 2P B 13 6kA | Disjoncteur S200 2P B 13 6kA | Sicherungsautomat S200 2P B 13 6kA | MCB S200 2P B 13 6kA |  | 5.14
2CDS252001R0157 | S202-K0,5 | Active | 4016779507318 | 103.81 | 1 | 1 | stuk | S200 | BE31330 | SB (MCB&RCD Cat.B) | stuk | Automaat S200 2P K 0 5 6kA | Disjoncteur S200 2P K 0 5 6kA | Sicherungsautomat S200 2P K 0 5 6kA | MCB S200 2P K 0 5 6kA |  | 5.14
2CDS252001R0158 | S202-Z0,5 | Active | 4016779530682 | 112.02 | 1 | 1 | stuk | S200 | BE31330 | SB (MCB&RCD Cat.B) | stuk | Automaat S200 2P Z 0 5 6kA | Disjoncteur S200 2P Z 0 5 6kA | Sicherungsautomat S200 2P Z 0 5 6kA | MCB S200 2P Z 0 5 6kA |  | 5.14
2CDS252001R0161 | S202-D16 | Active | 4016779530613 | 86.35 | 1 | 1 | stuk | S200 | BE31330 | SB (MCB&RCD Cat.B) | stuk | Automaat S200 2P D 16 6kA | Disjoncteur S200 2P D 16 6kA | Sicherungsautomat S200 2P D 16 6kA | MCB S200 2P D 16 6kA |  | 5.14
2CDS252001R0164 | S202-C16 | Active | 4016779465908 | 39.5 | 1 | 1 | stuk | S200 | BE31330 | SC (MCB&RCD Cat.A) | stuk | Automaat S200 2P C 16 6kA | Disjoncteur S200 2P C 16 6kA | Sicherungsautomat S200 2P C 16 6kA | MCB S200 2P C 16 6kA |  | 5.14
2CDS252001R0165 | S202-B16 | Active | 4016779466905 | 66.08 | 1 | 1 | stuk | S200 | BE31330 | SB (MCB&RCD Cat.B) | stuk | Automaat S200 2P B 16 6kA | Disjoncteur S200 2P B 16 6kA | Sicherungsautomat S200 2P B 16 6kA | MCB S200 2P B 16 6kA |  | 5.14
2CDS252001R0201 | S202-D20 | Active | 4016779530637 | 99.79 | 1 | 1 | stuk | S200 | BE31330 | SB (MCB&RCD Cat.B) | stuk | Automaat S200 2P D 20 6kA | Disjoncteur S200 2P D 20 6kA | Sicherungsautomat S200 2P D 20 6kA | MCB S200 2P D 20 6kA |  | 5.14
2CDS252001R0204 | S202-C20 | Active | 4016779466004 | 39.5 | 1 | 1 | stuk | S200 | BE31330 | SC (MCB&RCD Cat.A) | stuk | Automaat S200 2P C 20 6kA | Disjoncteur S200 2P C 20 6kA | Sicherungsautomat S200 2P C 20 6kA | MCB S200 2P C 20 6kA |  | 5.14
2CDS252001R0205 | S202-B20 | Active | 4016779467001 | 66.08 | 1 | 1 | stuk | S200 | BE31330 | SB (MCB&RCD Cat.B) | stuk | Automaat S200 2P B 20 6kA | Disjoncteur S200 2P B 20 6kA | Sicherungsautomat S200 2P B 20 6kA | MCB S200 2P B 20 6kA |  | 5.14
2CDS252001R0217 | S202-K1 | Active | 4016779507325 | 103.81 | 1 | 1 | stuk | S200 | BE31330 | SB (MCB&RCD Cat.B) | stuk | Automaat S200 2P K 1 6kA | Disjoncteur S200 2P K 1 6kA | Sicherungsautomat S200 2P K 1 6kA | MCB S200 2P K 1 6kA |  | 5.14
2CDS252001R0218 | S202-Z1 | Active | 4016779530675 | 112.02 | 1 | 1 | stuk | S200 | BE31330 | SB (MCB&RCD Cat.B) | stuk | Automaat S200 2P Z 1 6kA | Disjoncteur S200 2P Z 1 6kA | Sicherungsautomat S200 2P Z 1 6kA | MCB S200 2P Z 1 6kA |  | 5.14
2CDS252001R0251 | S202-D25 | Active | 4016779530644 | 103.81 | 1 | 1 | stuk | S200 | BE31330 | SB (MCB&RCD Cat.B) | stuk | Automaat S200 2P D 25 6kA | Disjoncteur S200 2P D 25 6kA | Sicherungsautomat S200 2P D 25 6kA | MCB S200 2P D 25 6kA |  | 5.14
2CDS252001R0254 | S202-C25 | Active | 4016779466103 | 57.5 | 1 | 1 | stuk | S200 | BE31330 | SC (MCB&RCD Cat.A) | stuk | Automaat S200 2P C 25 6kA | Disjoncteur S200 2P C 25 6kA | Sicherungsautomat S200 2P C 25 6kA | MCB S200 2P C 25 6kA |  | 5.14
2CDS252001R0255 | S202-B25 | Active | 4016779467100 | 66.08 | 1 | 1 | stuk | S200 | BE31330 | SB (MCB&RCD Cat.B) | stuk | Automaat S200 2P B 25 6kA | Disjoncteur S200 2P B 25 6kA | Sicherungsautomat S200 2P B 25 6kA | MCB S200 2P B 25 6kA |  | 5.14
2CDS252001R0257 | S202-K1,6 | Active | 4016779507332 | 103.81 | 1 | 1 | stuk | S200 | BE31330 | SB (MCB&RCD Cat.B) | stuk | Automaat S200 2P K 1 6 6kA | Disjoncteur S200 2P K 1 6 6kA | Sicherungsautomat S200 2P K 1 6 6kA | MCB S200 2P K 1 6 6kA |  | 5.14
2CDS252001R0258 | S202-Z1,6 | Active | 4016779530699 | 112.02 | 1 | 1 | stuk | S200 | BE31330 | SB (MCB&RCD Cat.B) | stuk | Automaat S200 2P Z 1 6 6kA | Disjoncteur S200 2P Z 1 6 6kA | Sicherungsautomat S200 2P Z 1 6 6kA | MCB S200 2P Z 1 6 6kA |  | 5.14
2CDS252001R0277 | S202-K2 | Active | 4016779507349 | 103.81 | 1 | 1 | stuk | S200 | BE31330 | SB (MCB&RCD Cat.B) | stuk | Automaat S200 2P K 2 6kA | Disjoncteur S200 2P K 2 6kA | Sicherungsautomat S200 2P K 2 6kA | MCB S200 2P K 2 6kA |  | 5.14
2CDS252001R0278 | S202-Z2 | Active | 4016779530705 | 112.02 | 1 | 1 | stuk | S200 | BE31330 | SB (MCB&RCD Cat.B) | stuk | Automaat S200 2P Z 2 6kA | Disjoncteur S200 2P Z 2 6kA | Sicherungsautomat S200 2P Z 2 6kA | MCB S200 2P Z 2 6kA |  | 5.14
2CDS252001R0317 | S202-K3 | Active | 4016779507356 | 103.81 | 1 | 1 | stuk | S200 | BE31330 | SB (MCB&RCD Cat.B) | stuk | Automaat S200 2P K 3 6kA | Disjoncteur S200 2P K 3 6kA | Sicherungsautomat S200 2P K 3 6kA | MCB S200 2P K 3 6kA |  | 5.14
2CDS252001R0318 | S202-Z3 | Active | 4016779530712 | 112.02 | 1 | 1 | stuk | S200 | BE31330 | SB (MCB&RCD Cat.B) | stuk | Automaat S200 2P Z 3 6kA | Disjoncteur S200 2P Z 3 6kA | Sicherungsautomat S200 2P Z 3 6kA | MCB S200 2P Z 3 6kA |  | 5.14
2CDS252001R0321 | S202-D32 | Active | 4016779530651 | 108.36 | 1 | 1 | stuk | S200 | BE31330 | SB (MCB&RCD Cat.B) | stuk | Automaat S200 2P D 32 6kA | Disjoncteur S200 2P D 32 6kA | Sicherungsautomat S200 2P D 32 6kA | MCB S200 2P D 32 6kA |  | 5.14
2CDS252001R0324 | S202-C32 | Active | 4016779466202 | 59.77 | 1 | 1 | stuk | S200 | BE31330 | SC (MCB&RCD Cat.A) | stuk | Automaat S200 2P C 32 6kA | Disjoncteur S200 2P C 32 6kA | Sicherungsautomat S200 2P C 32 6kA | MCB S200 2P C 32 6kA |  | 5.14
2CDS252001R0325 | S202-B32 | Active | 4016779467209 | 66.08 | 1 | 1 | stuk | S200 | BE31330 | SB (MCB&RCD Cat.B) | stuk | Automaat S200 2P B 32 6kA | Disjoncteur S200 2P B 32 6kA | Sicherungsautomat S200 2P B 32 6kA | MCB S200 2P B 32 6kA |  | 5.14
2CDS252001R0337 | S202-K4 | Active | 4016779507363 | 103.81 | 1 | 1 | stuk | S200 | BE31330 | SB (MCB&RCD Cat.B) | stuk | Automaat S200 2P K 4 6kA | Disjoncteur S200 2P K 4 6kA | Sicherungsautomat S200 2P K 4 6kA | MCB S200 2P K 4 6kA |  | 5.14
2CDS252001R0338 | S202-Z4 | Active | 4016779530729 | 112.02 | 1 | 1 | stuk | S200 | BE31330 | SB (MCB&RCD Cat.B) | stuk | Automaat S200 2P Z 4 6kA | Disjoncteur S200 2P Z 4 6kA | Sicherungsautomat S200 2P Z 4 6kA | MCB S200 2P Z 4 6kA |  | 5.14
2CDS252001R0357 | S202-K5 | Active | 4016779645157 | 103.81 | 1 | 1 | stuk | S200 | BE31330 | SB (MCB&RCD Cat.B) | stuk | Automaat S200 2P K 5 6kA | Disjoncteur S200 2P K 5 6kA | Sicherungsautomat S200 2P K 5 6kA | MCB S200 2P K 5 6kA |  | 5.14
2CDS252001R0377 | S202-K6 | Active | 4016779507370 | 103.81 | 1 | 1 | stuk | S200 | BE31330 | SB (MCB&RCD Cat.B) | stuk | Automaat S200 2P K 6 6kA | Disjoncteur S200 2P K 6 6kA | Sicherungsautomat S200 2P K 6 6kA | MCB S200 2P K 6 6kA |  | 5.14
2CDS252001R0378 | S202-Z6 | Active | 4016779530736 | 112.02 | 1 | 1 | stuk | S200 | BE31330 | SB (MCB&RCD Cat.B) | stuk | Automaat S200 2P Z 6 6kA | Disjoncteur S200 2P Z 6 6kA | Sicherungsautomat S200 2P Z 6 6kA | MCB S200 2P Z 6 6kA |  | 5.14
2CDS252001R0401 | S202-D40 | Active | 4016779530668 | 112.74 | 1 | 1 | stuk | S200 | BE31330 | SB (MCB&RCD Cat.B) | stuk | Automaat S200 2P D 40 6kA | Disjoncteur S200 2P D 40 6kA | Sicherungsautomat S200 2P D 40 6kA | MCB S200 2P D 40 6kA |  | 5.14
2CDS252001R0404 | S202-C40 | Active | 4016779466301 | 77.78 | 1 | 1 | stuk | S200 | BE31330 | SC (MCB&RCD Cat.A) | stuk | Automaat S200 2P C 40 6kA | Disjoncteur S200 2P C 40 6kA | Sicherungsautomat S200 2P C 40 6kA | MCB S200 2P C 40 6kA |  | 5.14
2CDS252001R0405 | S202-B40 | Active | 4016779467407 | 86.35 | 1 | 1 | stuk | S200 | BE31330 | SB (MCB&RCD Cat.B) | stuk | Automaat S200 2P B 40 6kA | Disjoncteur S200 2P B 40 6kA | Sicherungsautomat S200 2P B 40 6kA | MCB S200 2P B 40 6kA |  | 5.14
2CDS252001R0407 | S202-K8 | Active | 4016779507387 | 103.81 | 1 | 1 | stuk | S200 | BE31330 | SB (MCB&RCD Cat.B) | stuk | Automaat S200 2P K 8 6kA | Disjoncteur S200 2P K 8 6kA | Sicherungsautomat S200 2P K 8 6kA | MCB S200 2P K 8 6kA |  | 5.14
2CDS252001R0408 | S202-Z8 | Active | 4016779530743 | 112.02 | 1 | 1 | stuk | S200 | BE31330 | SB (MCB&RCD Cat.B) | stuk | Automaat S200 2P Z 8 6kA | Disjoncteur S200 2P Z 8 6kA | Sicherungsautomat S200 2P Z 8 6kA | MCB S200 2P Z 8 6kA |  | 5.14
2CDS252001R0427 | S202-K10 | Active | 4016779507394 | 86.35 | 1 | 1 | stuk | S200 | BE31330 | SB (MCB&RCD Cat.B) | stuk | Automaat S200 2P K 10 6kA | Disjoncteur S200 2P K 10 6kA | Sicherungsautomat S200 2P K 10 6kA | MCB S200 2P K 10 6kA |  | 5.14
2CDS252001R0428 | S202-Z10 | Active | 4016779530750 | 92.98 | 1 | 1 | stuk | S200 | BE31330 | SB (MCB&RCD Cat.B) | stuk | Automaat S200 2P Z 10 6kA | Disjoncteur S200 2P Z 10 6kA | Sicherungsautomat S200 2P Z 10 6kA | MCB S200 2P Z 10 6kA |  | 5.14
2CDS252001R0447 | S202-K13 | Active | 4016779507400 | 86.35 | 1 | 1 | stuk | S200 | BE31330 | SB (MCB&RCD Cat.B) | stuk | Automaat S200 2P K 13 6kA | Disjoncteur S200 2P K 13 6kA | Sicherungsautomat S200 2P K 13 6kA | MCB S200 2P K 13 6kA |  | 5.14
2CDS252001R0457 | S202-K15 | Active | 4016779645164 | 86.51 | 1 | 1 | stuk | S200 | BE31330 | SB (MCB&RCD Cat.B) | stuk | Automaat S200 2P K 15 6kA | Disjoncteur S200 2P K 15 6kA | Sicherungsautomat S200 2P K 15 6kA | MCB S200 2P K 15 6kA |  | 5.14
2CDS252001R0467 | S202-K16 | Active | 4016779507417 | 86.35 | 1 | 1 | stuk | S200 | BE31330 | SB (MCB&RCD Cat.B) | stuk | Automaat S200 2P K 16 6kA | Disjoncteur S200 2P K 16 6kA | Sicherungsautomat S200 2P K 16 6kA | MCB S200 2P K 16 6kA |  | 5.14
2CDS252001R0468 | S202-Z16 | Active | 4016779530767 | 92.98 | 1 | 1 | stuk | S200 | BE31330 | SB (MCB&RCD Cat.B) | stuk | Automaat S200 2P Z 16 6kA | Disjoncteur S200 2P Z 16 6kA | Sicherungsautomat S200 2P Z 16 6kA | MCB S200 2P Z 16 6kA |  | 5.14
2CDS252001R0487 | S202-K20 | Active | 4016779507424 | 99.28 | 1 | 1 | stuk | S200 | BE31330 | SB (MCB&RCD Cat.B) | stuk | Automaat S200 2P K 20 6kA | Disjoncteur S200 2P K 20 6kA | Sicherungsautomat S200 2P K 20 6kA | MCB S200 2P K 20 6kA |  | 5.14
2CDS252001R0488 | S202-Z20 | Active | 4016779530774 | 107.31 | 1 | 1 | stuk | S200 | BE31330 | SB (MCB&RCD Cat.B) | stuk | Automaat S200 2P Z 20 6kA | Disjoncteur S200 2P Z 20 6kA | Sicherungsautomat S200 2P Z 20 6kA | MCB S200 2P Z 20 6kA |  | 5.14
2CDS252001R0501 | S202-D50 | Active | 4016779552035 | 129.69 | 1 | 1 | stuk | S200 | BE31330 | SB (MCB&RCD Cat.B) | stuk | Automaat S200 2P D 50 6kA | Disjoncteur S200 2P D 50 6kA | Sicherungsautomat S200 2P D 50 6kA | MCB S200 2P D 50 6kA |  | 5.14
2CDS252001R0504 | S202-C50 | Active | 4016779551045 | 108.89 | 1 | 1 | stuk | S200 | BE31330 | SC (MCB&RCD Cat.A) | stuk | Automaat S200 2P C 50 6kA | Disjoncteur S200 2P C 50 6kA | Sicherungsautomat S200 2P C 50 6kA | MCB S200 2P C 50 6kA |  | 5.14
2CDS252001R0505 | S202-B50 | Active | 4016779550949 | 125.3 | 1 | 1 | stuk | S200 | BE31330 | SB (MCB&RCD Cat.B) | stuk | Automaat S200 2P B 50 6kA | Disjoncteur S200 2P B 50 6kA | Sicherungsautomat S200 2P B 50 6kA | MCB S200 2P B 50 6kA |  | 5.14
2CDS252001R0517 | S202-K25 | Active | 4016779507431 | 103.81 | 1 | 1 | stuk | S200 | BE31330 | SB (MCB&RCD Cat.B) | stuk | Automaat S200 2P K 25 6kA | Disjoncteur S200 2P K 25 6kA | Sicherungsautomat S200 2P K 25 6kA | MCB S200 2P K 25 6kA |  | 5.14
2CDS252001R0518 | S202-Z25 | Active | 4016779530781 | 112.02 | 1 | 1 | stuk | S200 | BE31330 | SB (MCB&RCD Cat.B) | stuk | Automaat S200 2P Z 25 6kA | Disjoncteur S200 2P Z 25 6kA | Sicherungsautomat S200 2P Z 25 6kA | MCB S200 2P Z 25 6kA |  | 5.14
2CDS252001R0527 | S202-K30 | Active | 4016779645188 | 108 | 1 | 1 | stuk | S200 | BE31330 | SB (MCB&RCD Cat.B) | stuk | Automaat S200 2P K 30 6kA | Disjoncteur S200 2P K 30 6kA | Sicherungsautomat S200 2P K 30 6kA | MCB S200 2P K 30 6kA |  | 5.14
2CDS252001R0537 | S202-K32 | Active | 4016779507448 | 108 | 1 | 1 | stuk | S200 | BE31330 | SB (MCB&RCD Cat.B) | stuk | Automaat S200 2P K 32 6kA | Disjoncteur S200 2P K 32 6kA | Sicherungsautomat S200 2P K 32 6kA | MCB S200 2P K 32 6kA |  | 5.14
2CDS252001R0538 | S202-Z32 | Active | 4016779530798 | 116.57 | 1 | 1 | stuk | S200 | BE31330 | SB (MCB&RCD Cat.B) | stuk | Automaat S200 2P Z 32 6kA | Disjoncteur S200 2P Z 32 6kA | Sicherungsautomat S200 2P Z 32 6kA | MCB S200 2P Z 32 6kA |  | 5.14
2CDS252001R0557 | S202-K40 | Active | 4016779507455 | 112.74 | 1 | 1 | stuk | S200 | BE31330 | SB (MCB&RCD Cat.B) | stuk | Automaat S200 2P K 40 6kA | Disjoncteur S200 2P K 40 6kA | Sicherungsautomat S200 2P K 40 6kA | MCB S200 2P K 40 6kA |  | 5.14
2CDS252001R0558 | S202-Z40 | Active | 4016779530804 | 121.29 | 1 | 1 | stuk | S200 | BE31330 | SB (MCB&RCD Cat.B) | stuk | Automaat S200 2P Z 40 6kA | Disjoncteur S200 2P Z 40 6kA | Sicherungsautomat S200 2P Z 40 6kA | MCB S200 2P Z 40 6kA |  | 5.14
2CDS252001R0577 | S202-K50 | Active | 4016779551168 | 129.69 | 1 | 1 | stuk | S200 | BE31330 | SB (MCB&RCD Cat.B) | stuk | Automaat S200 2P K 50 6kA | Disjoncteur S200 2P K 50 6kA | Sicherungsautomat S200 2P K 50 6kA | MCB S200 2P K 50 6kA |  | 5.14
2CDS252001R0578 | S202-Z50 | Active | 4016779551939 | 139.99 | 1 | 1 | stuk | S200 | BE31330 | SB (MCB&RCD Cat.B) | stuk | Automaat S200 2P Z 50 6kA | Disjoncteur S200 2P Z 50 6kA | Sicherungsautomat S200 2P Z 50 6kA | MCB S200 2P Z 50 6kA |  | 5.14
2CDS252001R0587 | S202-K60 | Active | 4016779645171 | 147.17 | 1 | 1 | stuk | S200 | BE31330 | SB (MCB&RCD Cat.B) | stuk | Automaat S200 2P K 60 6kA | Disjoncteur S200 2P K 60 6kA | Sicherungsautomat S200 2P K 60 6kA | MCB S200 2P K 60 6kA |  | 5.14
2CDS252001R0607 | S202-K63 | Active | 4016779551175 | 147.17 | 1 | 1 | stuk | S200 | BE31330 | SB (MCB&RCD Cat.B) | stuk | Automaat S200 2P K 63 6kA | Disjoncteur S200 2P K 63 6kA | Sicherungsautomat S200 2P K 63 6kA | MCB S200 2P K 63 6kA |  | 5.14
2CDS252001R0608 | S202-Z63 | Active | 4016779551946 | 158.69 | 1 | 1 | stuk | S200 | BE31330 | SB (MCB&RCD Cat.B) | stuk | Automaat S200 2P Z 63 6kA | Disjoncteur S200 2P Z 63 6kA | Sicherungsautomat S200 2P Z 63 6kA | MCB S200 2P Z 63 6kA |  | 5.14
2CDS252001R0631 | S202-D63 | Active | 4016779552042 | 154.33 | 1 | 1 | stuk | S200 | BE31330 | SB (MCB&RCD Cat.B) | stuk | Automaat S200 2P D 63 6kA | Disjoncteur S200 2P D 63 6kA | Sicherungsautomat S200 2P D 63 6kA | MCB S200 2P D 63 6kA |  | 5.14
2CDS252001R0634 | S202-C63 | Active | 4016779551052 | 130.22 | 1 | 1 | stuk | S200 | BE31330 | SC (MCB&RCD Cat.A) | stuk | Automaat S200 2P C 63 6kA | Disjoncteur S200 2P C 63 6kA | Sicherungsautomat S200 2P C 63 6kA | MCB S200 2P C 63 6kA |  | 5.14
2CDS252001R0635 | S202-B63 | Active | 4016779550956 | 147.5 | 1 | 1 | stuk | S200 | BE31330 | SB (MCB&RCD Cat.B) | stuk | Automaat S200 2P B 63 6kA | Disjoncteur S200 2P B 63 6kA | Sicherungsautomat S200 2P B 63 6kA | MCB S200 2P B 63 6kA |  | 5.14
2CDS252001R0804 | S202-C80 | Active | 4016779916660 | 293.61 | 1 | 1 | stuk | S200 80-100A | BE31330 | SC (MCB&RCD Cat.A) | stuk | Automaat S200 2P C 80 6kA | Disjoncteur S200 2P C 80 6kA | Sicherungsautomat S200 2P C 80 6kA | MCB S200 2P C 80 6kA |  | 5.14
2CDS252001R0805 | S202-B80 | Active | 4016779916677 | 293.61 | 1 | 1 | stuk | S200 80-100A | BE31330 | SB (MCB&RCD Cat.B) | stuk | Automaat S200 2P B 80 6kA | Disjoncteur S200 2P B 80 6kA | Sicherungsautomat S200 2P B 80 6kA | MCB S200 2P B 80 6kA |  | 5.14
2CDS252001R0824 | S202-C100 | Active | 4016779916684 | 349.55 | 1 | 1 | stuk | S200 80-100A | BE31330 | SC (MCB&RCD Cat.A) | stuk | Automaat S200 2P C 100 6kA | Disjoncteur S200 2P C 100 6kA | Sicherungsautomat S200 2P C 100 6kA | MCB S200 2P C 100 6kA |  | 5.14
2CDS252001R0825 | S202-B100 | Active | 4016779916691 | 349.55 | 1 | 1 | stuk | S200 80-100A | BE31330 | SB (MCB&RCD Cat.B) | stuk | Automaat S200 2P B 100 6kA | Disjoncteur S200 2P B 100 6kA | Sicherungsautomat S200 2P B 100 6kA | MCB S200 2P B 100 6kA |  | 5.14
2CDS252001R0971 | S202-D1,6 | Active | 4016779530507 | 103.81 | 1 | 1 | stuk | S200 | BE31330 | SB (MCB&RCD Cat.B) | stuk | Automaat S200 2P D 1 6 6kA | Disjoncteur S200 2P D 1 6 6kA | Sicherungsautomat S200 2P D 1 6 6kA | MCB S200 2P D 1 6 6kA |  | 5.14
2CDS252001R0974 | S202-C1,6 | Active | 4016779523370 | 75.67 | 1 | 1 | stuk | S200 | BE31330 | SC (MCB&RCD Cat.A) | stuk | Automaat S200 2P C 1 6 6kA | Disjoncteur S200 2P C 1 6 6kA | Sicherungsautomat S200 2P C 1 6 6kA | MCB S200 2P C 1 6 6kA |  | 5.14
2CDS252001R0981 | S202-D0,5 | Active | 4016779530484 | 103.81 | 1 | 1 | stuk | S200 | BE31330 | SB (MCB&RCD Cat.B) | stuk | Automaat S200 2P D 0 5 6kA | Disjoncteur S200 2P D 0 5 6kA | Sicherungsautomat S200 2P D 0 5 6kA | MCB S200 2P D 0 5 6kA |  | 5.14
2CDS252001R0984 | S202-C0,5 | Active | 4016779523356 | 75.67 | 1 | 1 | stuk | S200 | BE31330 | SC (MCB&RCD Cat.A) | stuk | Automaat S200 2P C 0 5 6kA | Disjoncteur S200 2P C 0 5 6kA | Sicherungsautomat S200 2P C 0 5 6kA | MCB S200 2P C 0 5 6kA |  | 5.14
2CDS252001U0104 | S202-C10 MTB | Active | 4053546045949 | 23.93 | 1 | 42 | stuk | S200 | BE31330 | SB (MCB&RCD Cat.B) | stuk | Automaat S200 2P C 10A 6kA Multipack | Disjoncteur S200 2P C 10A 6kA Multipack | Sicherungsautomat S200 2P C 10A 6kA Multipack | MCB S200 2P C 10A 6kA Multipack |  | 5.14
2CDS252001U0164 | S202-C16 MTB | Active | 4053546045956 | 23.93 | 1 | 42 | stuk | S200 | BE31330 | SB (MCB&RCD Cat.B) | stuk | Automaat S200 2P C 16A 6kA Multipack | Disjoncteur S200 2P C 16A 6kA Multipack | Sicherungsautomat S200 2P C 16A 6kA Multipack | MCB S200 2P C 16A 6kA Multipack |  | 5.14
2CDS252001U0204 | S202-C20 MTB | Active | 4053546046038 | 27.51 | 1 | 42 | stuk | S200 | BE31330 | SB (MCB&RCD Cat.B) | stuk | Automaat S200 2P C 20A 6kA Multipack | Disjoncteur S200 2P C 20A 6kA Multipack | Sicherungsautomat S200 2P C 20A 6kA Multipack | MCB S200 2P C 20A 6kA Multipack |  | 5.14
2CDS252001U0254 | S202-C25 MTB | Active | 4053546045963 | 28.74 | 1 | 42 | stuk | S200 | BE31330 | SB (MCB&RCD Cat.B) | stuk | Automaat S200 2P C 25A 6kA Multipack | Disjoncteur S200 2P C 25A 6kA Multipack | Sicherungsautomat S200 2P C 25A 6kA Multipack | MCB S200 2P C 25A 6kA Multipack |  | 5.14
2CDS252001U0537 | S202-K32 MTB | Active | 4053546046182 | 79.57 | 1 | 42 | stuk | S200 | BE31330 | SB (MCB&RCD Cat.B) | stuk | Automaat S200 2P K 32A 6kA Multipack | Disjoncteur S200 2P K 32A 6kA Multipack | Sicherungsautomat S200 2P K 32A 6kA Multipack | MCB S200 2P K 32A 6kA Multipack |  | 5.14
2CDS253001R0011 | S203-D1 | Active | 4016779530828 | 158.16 | 1 | 1 | stuk | S200 | BE31330 | SB (MCB&RCD Cat.B) | stuk | Automaat S200 3P D 1 6kA | Disjoncteur S200 3P D 1 6kA | Sicherungsautomat S200 3P D 1 6kA | MCB S200 3P D 1 6kA |  | 5.14
2CDS253001R0014 | S203-C1 | Active | 4016779523424 | 117.26 | 1 | 1 | stuk | S200 | BE31330 | SC (MCB&RCD Cat.A) | stuk | Automaat S200 3P C 1 6kA | Disjoncteur S200 3P C 1 6kA | Sicherungsautomat S200 3P C 1 6kA | MCB S200 3P C 1 6kA |  | 5.14
2CDS253001R0015 | MCB S203-B1 | Active | 4016779926447 | 62.53 | 1 | 1 | stuk | S200 | BE31330 | SB (MCB&RCD Cat.B) | stuk | Automaat S200 3P B 1 6kA | Disjoncteur S200 3P B 1 6kA | Sicherungsautomat S200 3P B 1 6kA | MCB S200 3P B 1 6kA |  | 5.14
2CDS253001R0021 | S203-D2 | Active | 4016779530842 | 158.16 | 1 | 1 | stuk | S200 | BE31330 | SB (MCB&RCD Cat.B) | stuk | Automaat S200 3P D 2 6kA | Disjoncteur S200 3P D 2 6kA | Sicherungsautomat S200 3P D 2 6kA | MCB S200 3P D 2 6kA |  | 5.14
2CDS253001R0024 | S203-C2 | Active | 4016779523448 | 117.26 | 1 | 1 | stuk | S200 | BE31330 | SC (MCB&RCD Cat.A) | stuk | Automaat S200 3P C 2 6kA | Disjoncteur S200 3P C 2 6kA | Sicherungsautomat S200 3P C 2 6kA | MCB S200 3P C 2 6kA |  | 5.14
2CDS253001R0025 | S203-B2 | Active | 4016779612968 | 108.71 | 1 | 1 | stuk | S200 | BE31330 | SB (MCB&RCD Cat.B) | stuk | Automaat S200 3P B 2 6kA | Disjoncteur S200 3P B 2 6kA | Sicherungsautomat S200 3P B 2 6kA | MCB S200 3P B 2 6kA |  | 5.14
2CDS253001R0031 | S203-D3 | Active | 4016779530859 | 158.16 | 1 | 1 | stuk | S200 | BE31330 | SB (MCB&RCD Cat.B) | stuk | Automaat S200 3P D 3 6kA | Disjoncteur S200 3P D 3 6kA | Sicherungsautomat S200 3P D 3 6kA | MCB S200 3P D 3 6kA |  | 5.14
2CDS253001R0034 | S203-C3 | Active | 4016779523455 | 117.26 | 1 | 1 | stuk | S200 | BE31330 | SC (MCB&RCD Cat.A) | stuk | Automaat S200 3P C 3 6kA | Disjoncteur S200 3P C 3 6kA | Sicherungsautomat S200 3P C 3 6kA | MCB S200 3P C 3 6kA |  | 5.14
2CDS253001R0035 | MCB S203-B3 | Active | 4016779926478 | 62.53 | 1 | 1 | stuk | S200 | BE31330 | SB (MCB&RCD Cat.B) | stuk | Automaat S200 3P B 3 6kA | Disjoncteur S200 3P B 3 6kA | Sicherungsautomat S200 3P B 3 6kA | MCB S200 3P B 3 6kA |  | 5.14
2CDS253001R0041 | S203-D4 | Active | 4016779530866 | 158.16 | 1 | 1 | stuk | S200 | BE31330 | SB (MCB&RCD Cat.B) | stuk | Automaat S200 3P D 4 6kA | Disjoncteur S200 3P D 4 6kA | Sicherungsautomat S200 3P D 4 6kA | MCB S200 3P D 4 6kA |  | 5.14
2CDS253001R0044 | S203-C4 | Active | 4016779523462 | 117.26 | 1 | 1 | stuk | S200 | BE31330 | SC (MCB&RCD Cat.A) | stuk | Automaat S200 3P C 4 6kA | Disjoncteur S200 3P C 4 6kA | Sicherungsautomat S200 3P C 4 6kA | MCB S200 3P C 4 6kA |  | 5.14
2CDS253001R0045 | MCB S203-B4 | Active | 4016779926508 | 62.53 | 1 | 1 | stuk | S200 | BE31330 | SB (MCB&RCD Cat.B) | stuk | Automaat S200 3P B 4 6kA | Disjoncteur S200 3P B 4 6kA | Sicherungsautomat S200 3P B 4 6kA | MCB S200 3P B 4 6kA |  | 5.14
2CDS253001R0061 | S203-D6 | Active | 4016779530880 | 158.16 | 1 | 1 | stuk | S200 | BE31330 | SB (MCB&RCD Cat.B) | stuk | Automaat S200 3P D 6 6kA | Disjoncteur S200 3P D 6 6kA | Sicherungsautomat S200 3P D 6 6kA | MCB S200 3P D 6 6kA |  | 5.14
2CDS253001R0064 | S203-C6 | Active | 4016779467506 | 110.1 | 1 | 1 | stuk | S200 | BE31330 | SC (MCB&RCD Cat.A) | stuk | Automaat S200 3P C 6 6kA | Disjoncteur S200 3P C 6 6kA | Sicherungsautomat S200 3P C 6 6kA | MCB S200 3P C 6 6kA |  | 5.14
2CDS253001R0065 | S203-B6 | Active | 4016779468602 | 107.48 | 1 | 1 | stuk | S200 | BE31330 | SB (MCB&RCD Cat.B) | stuk | Automaat S200 3P B 6 6kA | Disjoncteur S200 3P B 6 6kA | Sicherungsautomat S200 3P B 6 6kA | MCB S200 3P B 6 6kA |  | 5.14
2CDS253001R0081 | S203-D8 | Active | 4016779530897 | 158.16 | 1 | 1 | stuk | S200 | BE31330 | SB (MCB&RCD Cat.B) | stuk | Automaat S200 3P D 8 6kA | Disjoncteur S200 3P D 8 6kA | Sicherungsautomat S200 3P D 8 6kA | MCB S200 3P D 8 6kA |  | 5.14
2CDS253001R0084 | S203-C8 | Active | 4016779467605 | 110.1 | 1 | 1 | stuk | S200 | BE31330 | SC (MCB&RCD Cat.A) | stuk | Automaat S200 3P C 8 6kA | Disjoncteur S200 3P C 8 6kA | Sicherungsautomat S200 3P C 8 6kA | MCB S200 3P C 8 6kA |  | 5.14
2CDS253001R0101 | S203-D10 | Active | 4016779530903 | 131.43 | 1 | 1 | stuk | S200 | BE31330 | SB (MCB&RCD Cat.B) | stuk | Automaat S200 3P D 10 6kA | Disjoncteur S200 3P D 10 6kA | Sicherungsautomat S200 3P D 10 6kA | MCB S200 3P D 10 6kA |  | 5.14
2CDS253001R0104 | S203-C10 | Active | 4016779467803 | 91.76 | 1 | 1 | stuk | S200 | BE31330 | SC (MCB&RCD Cat.A) | stuk | Automaat S200 3P C 10 6kA | Disjoncteur S200 3P C 10 6kA | Sicherungsautomat S200 3P C 10 6kA | MCB S200 3P C 10 6kA |  | 5.14
2CDS253001R0105 | S203-B10 | Active | 4016779468701 | 107.48 | 1 | 1 | stuk | S200 | BE31330 | SB (MCB&RCD Cat.B) | stuk | Automaat S200 3P B 10 6kA | Disjoncteur S200 3P B 10 6kA | Sicherungsautomat S200 3P B 10 6kA | MCB S200 3P B 10 6kA |  | 5.14
2CDS253001R0131 | S203-D13 | Active | 4016779530910 | 131.43 | 1 | 1 | stuk | S200 | BE31330 | SB (MCB&RCD Cat.B) | stuk | Automaat S200 3P D 13 6kA | Disjoncteur S200 3P D 13 6kA | Sicherungsautomat S200 3P D 13 6kA | MCB S200 3P D 13 6kA |  | 5.14
2CDS253001R0134 | S203-C13 | Active | 4016779467902 | 91.76 | 1 | 1 | stuk | S200 | BE31330 | SC (MCB&RCD Cat.A) | stuk | Automaat S200 3P C 13 6kA | Disjoncteur S200 3P C 13 6kA | Sicherungsautomat S200 3P C 13 6kA | MCB S200 3P C 13 6kA |  | 5.14
2CDS253001R0135 | S203-B13 | Active | 4016779468909 | 107.48 | 1 | 1 | stuk | S200 | BE31330 | SB (MCB&RCD Cat.B) | stuk | Automaat S200 3P B 13 6kA | Disjoncteur S200 3P B 13 6kA | Sicherungsautomat S200 3P B 13 6kA | MCB S200 3P B 13 6kA |  | 5.14
2CDS253001R0157 | S203-K0,5 | Active | 4016779507462 | 157.47 | 1 | 1 | stuk | S200 | BE31330 | SB (MCB&RCD Cat.B) | stuk | Automaat S200 3P K 0 5 6kA | Disjoncteur S200 3P K 0 5 6kA | Sicherungsautomat S200 3P K 0 5 6kA | MCB S200 3P K 0 5 6kA |  | 5.14
2CDS253001R0158 | S203-Z0,5 | Active | 4016779530972 | 169.87 | 1 | 1 | stuk | S200 | BE31330 | SB (MCB&RCD Cat.B) | stuk | Automaat S200 3P Z 0 5 6kA | Disjoncteur S200 3P Z 0 5 6kA | Sicherungsautomat S200 3P Z 0 5 6kA | MCB S200 3P Z 0 5 6kA |  | 5.14
2CDS253001R0161 | S203-D16 | Active | 4016779530927 | 131.43 | 1 | 1 | stuk | S200 | BE31330 | SB (MCB&RCD Cat.B) | stuk | Automaat S200 3P D 16 6kA | Disjoncteur S200 3P D 16 6kA | Sicherungsautomat S200 3P D 16 6kA | MCB S200 3P D 16 6kA |  | 5.14
2CDS253001R0164 | S203-C16 | Active | 4016779468008 | 91.76 | 1 | 1 | stuk | S200 | BE31330 | SC (MCB&RCD Cat.A) | stuk | Automaat S200 3P C 16 6kA | Disjoncteur S200 3P C 16 6kA | Sicherungsautomat S200 3P C 16 6kA | MCB S200 3P C 16 6kA |  | 5.14
2CDS253001R0165 | S203-B16 | Active | 4016779469005 | 107.48 | 1 | 1 | stuk | S200 | BE31330 | SB (MCB&RCD Cat.B) | stuk | Automaat S200 3P B 16 6kA | Disjoncteur S200 3P B 16 6kA | Sicherungsautomat S200 3P B 16 6kA | MCB S200 3P B 16 6kA |  | 5.14
2CDS253001R0201 | S203-D20 | Active | 4016779530934 | 151.18 | 1 | 1 | stuk | S200 | BE31330 | SB (MCB&RCD Cat.B) | stuk | Automaat S200 3P D 20 6kA | Disjoncteur S200 3P D 20 6kA | Sicherungsautomat S200 3P D 20 6kA | MCB S200 3P D 20 6kA |  | 5.14
2CDS253001R0204 | S203-C20 | Active | 4016779468107 | 101.71 | 1 | 1 | stuk | S200 | BE31330 | SC (MCB&RCD Cat.A) | stuk | Automaat S200 3P C 20 6kA | Disjoncteur S200 3P C 20 6kA | Sicherungsautomat S200 3P C 20 6kA | MCB S200 3P C 20 6kA |  | 5.14
2CDS253001R0205 | S203-B20 | Active | 4016779469104 | 107.48 | 1 | 1 | stuk | S200 | BE31330 | SB (MCB&RCD Cat.B) | stuk | Automaat S200 3P B 20 6kA | Disjoncteur S200 3P B 20 6kA | Sicherungsautomat S200 3P B 20 6kA | MCB S200 3P B 20 6kA |  | 5.14
2CDS253001R0217 | S203-K1 | Active | 4016779507479 | 157.47 | 1 | 1 | stuk | S200 | BE31330 | SB (MCB&RCD Cat.B) | stuk | Automaat S200 3P K 1 6kA | Disjoncteur S200 3P K 1 6kA | Sicherungsautomat S200 3P K 1 6kA | MCB S200 3P K 1 6kA |  | 5.14
2CDS253001R0218 | S203-Z1 | Active | 4016779530989 | 169.87 | 1 | 1 | stuk | S200 | BE31330 | SB (MCB&RCD Cat.B) | stuk | Automaat S200 3P Z 1 6kA | Disjoncteur S200 3P Z 1 6kA | Sicherungsautomat S200 3P Z 1 6kA | MCB S200 3P Z 1 6kA |  | 5.14
2CDS253001R0251 | S203-D25 | Active | 4016779530941 | 157.47 | 1 | 1 | stuk | S200 | BE31330 | SB (MCB&RCD Cat.B) | stuk | Automaat S200 3P D 25 6kA | Disjoncteur S200 3P D 25 6kA | Sicherungsautomat S200 3P D 25 6kA | MCB S200 3P D 25 6kA |  | 5.14
2CDS253001R0254 | S203-C25 | Active | 4016779468206 | 105.56 | 1 | 1 | stuk | S200 | BE31330 | SC (MCB&RCD Cat.A) | stuk | Automaat S200 3P C 25 6kA | Disjoncteur S200 3P C 25 6kA | Sicherungsautomat S200 3P C 25 6kA | MCB S200 3P C 25 6kA |  | 5.14
2CDS253001R0255 | S203-B25 | Active | 4016779469203 | 107.48 | 1 | 1 | stuk | S200 | BE31330 | SB (MCB&RCD Cat.B) | stuk | Automaat S200 3P B 25 6kA | Disjoncteur S200 3P B 25 6kA | Sicherungsautomat S200 3P B 25 6kA | MCB S200 3P B 25 6kA |  | 5.14
2CDS253001R0257 | S203-K1,6 | Active | 4016779507486 | 157.47 | 1 | 1 | stuk | S200 | BE31330 | SB (MCB&RCD Cat.B) | stuk | Automaat S200 3P K 1 6 6kA | Disjoncteur S200 3P K 1 6 6kA | Sicherungsautomat S200 3P K 1 6 6kA | MCB S200 3P K 1 6 6kA |  | 5.14
2CDS253001R0258 | S203-Z1,6 | Active | 4016779530996 | 169.87 | 1 | 1 | stuk | S200 | BE31330 | SB (MCB&RCD Cat.B) | stuk | Automaat S200 3P Z 1 6 6kA | Disjoncteur S200 3P Z 1 6 6kA | Sicherungsautomat S200 3P Z 1 6 6kA | MCB S200 3P Z 1 6 6kA |  | 5.14
2CDS253001R0277 | S203-K2 | Active | 4016779507493 | 157.47 | 1 | 1 | stuk | S200 | BE31330 | SB (MCB&RCD Cat.B) | stuk | Automaat S200 3P K 2 6kA | Disjoncteur S200 3P K 2 6kA | Sicherungsautomat S200 3P K 2 6kA | MCB S200 3P K 2 6kA |  | 5.14
2CDS253001R0278 | S203-Z2 | Active | 4016779531009 | 169.87 | 1 | 1 | stuk | S200 | BE31330 | SB (MCB&RCD Cat.B) | stuk | Automaat S200 3P Z 2 6kA | Disjoncteur S200 3P Z 2 6kA | Sicherungsautomat S200 3P Z 2 6kA | MCB S200 3P Z 2 6kA |  | 5.14
2CDS253001R0317 | S203-K3 | Active | 4016779507509 | 157.47 | 1 | 1 | stuk | S200 | BE31330 | SB (MCB&RCD Cat.B) | stuk | Automaat S200 3P K 3 6kA | Disjoncteur S200 3P K 3 6kA | Sicherungsautomat S200 3P K 3 6kA | MCB S200 3P K 3 6kA |  | 5.14
2CDS253001R0318 | S203-Z3 | Active | 4016779531016 | 169.87 | 1 | 1 | stuk | S200 | BE31330 | SB (MCB&RCD Cat.B) | stuk | Automaat S200 3P Z 3 6kA | Disjoncteur S200 3P Z 3 6kA | Sicherungsautomat S200 3P Z 3 6kA | MCB S200 3P Z 3 6kA |  | 5.14
2CDS253001R0321 | S203-D32 | Active | 4016779530958 | 164.63 | 1 | 1 | stuk | S200 | BE31330 | SB (MCB&RCD Cat.B) | stuk | Automaat S200 3P D 32 6kA | Disjoncteur S200 3P D 32 6kA | Sicherungsautomat S200 3P D 32 6kA | MCB S200 3P D 32 6kA |  | 5.14
2CDS253001R0324 | S203-C32 | Active | 4016779468305 | 110.27 | 1 | 1 | stuk | S200 | BE31330 | SC (MCB&RCD Cat.A) | stuk | Automaat S200 3P C 32 6kA | Disjoncteur S200 3P C 32 6kA | Sicherungsautomat S200 3P C 32 6kA | MCB S200 3P C 32 6kA |  | 5.14
2CDS253001R0325 | S203-B32 | Active | 4016779469302 | 107.48 | 1 | 1 | stuk | S200 | BE31330 | SB (MCB&RCD Cat.B) | stuk | Automaat S200 3P B 32 6kA | Disjoncteur S200 3P B 32 6kA | Sicherungsautomat S200 3P B 32 6kA | MCB S200 3P B 32 6kA |  | 5.14
2CDS253001R0337 | S203-K4 | Active | 4016779507516 | 157.47 | 1 | 1 | stuk | S200 | BE31330 | SB (MCB&RCD Cat.B) | stuk | Automaat S200 3P K 4 6kA | Disjoncteur S200 3P K 4 6kA | Sicherungsautomat S200 3P K 4 6kA | MCB S200 3P K 4 6kA |  | 5.14
2CDS253001R0338 | S203-Z4 | Active | 4016779531023 | 169.87 | 1 | 1 | stuk | S200 | BE31330 | SB (MCB&RCD Cat.B) | stuk | Automaat S200 3P Z 4 6kA | Disjoncteur S200 3P Z 4 6kA | Sicherungsautomat S200 3P Z 4 6kA | MCB S200 3P Z 4 6kA |  | 5.14
2CDS253001R0357 | S203-K5 | Active | 4016779645195 | 157.99 | 1 | 1 | stuk | S200 | BE31330 | SB (MCB&RCD Cat.B) | stuk | Automaat S200 3P K 5 6kA | Disjoncteur S200 3P K 5 6kA | Sicherungsautomat S200 3P K 5 6kA | MCB S200 3P K 5 6kA |  | 5.14
2CDS253001R0377 | S203-K6 | Active | 4016779507523 | 157.47 | 1 | 1 | stuk | S200 | BE31330 | SB (MCB&RCD Cat.B) | stuk | Automaat S200 3P K 6 6kA | Disjoncteur S200 3P K 6 6kA | Sicherungsautomat S200 3P K 6 6kA | MCB S200 3P K 6 6kA |  | 5.14
2CDS253001R0378 | S203-Z6 | Active | 4016779531030 | 169.87 | 1 | 1 | stuk | S200 | BE31330 | SB (MCB&RCD Cat.B) | stuk | Automaat S200 3P Z 6 6kA | Disjoncteur S200 3P Z 6 6kA | Sicherungsautomat S200 3P Z 6 6kA | MCB S200 3P Z 6 6kA |  | 5.14
2CDS253001R0401 | S203-D40 | Active | 4016779530965 | 170.93 | 1 | 1 | stuk | S200 | BE31330 | SB (MCB&RCD Cat.B) | stuk | Automaat S200 3P D 40 6kA | Disjoncteur S200 3P D 40 6kA | Sicherungsautomat S200 3P D 40 6kA | MCB S200 3P D 40 6kA |  | 5.14
2CDS253001R0404 | S203-C40 | Active | 4016779468404 | 119.36 | 1 | 1 | stuk | S200 | BE31330 | SC (MCB&RCD Cat.A) | stuk | Automaat S200 3P C 40 6kA | Disjoncteur S200 3P C 40 6kA | Sicherungsautomat S200 3P C 40 6kA | MCB S200 3P C 40 6kA |  | 5.14
2CDS253001R0405 | S203-B40 | Active | 4016779469401 | 125.83 | 1 | 1 | stuk | S200 | BE31330 | SB (MCB&RCD Cat.B) | stuk | Automaat S200 3P B 40 6kA | Disjoncteur S200 3P B 40 6kA | Sicherungsautomat S200 3P B 40 6kA | MCB S200 3P B 40 6kA |  | 5.14
2CDS253001R0407 | S203-K8 | Active | 4016779507530 | 157.47 | 1 | 1 | stuk | S200 | BE31330 | SB (MCB&RCD Cat.B) | stuk | Automaat S200 3P K 8 6kA | Disjoncteur S200 3P K 8 6kA | Sicherungsautomat S200 3P K 8 6kA | MCB S200 3P K 8 6kA |  | 5.14
2CDS253001R0408 | S203-Z8 | Active | 4016779531047 | 169.87 | 1 | 1 | stuk | S200 | BE31330 | SB (MCB&RCD Cat.B) | stuk | Automaat S200 3P Z 8 6kA | Disjoncteur S200 3P Z 8 6kA | Sicherungsautomat S200 3P Z 8 6kA | MCB S200 3P Z 8 6kA |  | 5.14
2CDS253001R0427 | S203-K10 | Active | 4016779496148 | 131.43 | 1 | 1 | stuk | S200 | BE31330 | SB (MCB&RCD Cat.B) | stuk | Automaat S200 3P K 10 6kA | Disjoncteur S200 3P K 10 6kA | Sicherungsautomat S200 3P K 10 6kA | MCB S200 3P K 10 6kA |  | 5.14
2CDS253001R0428 | S203-Z10 | Active | 4016779531054 | 143.31 | 1 | 1 | stuk | S200 | BE31330 | SB (MCB&RCD Cat.B) | stuk | Automaat S200 3P Z 10 6kA | Disjoncteur S200 3P Z 10 6kA | Sicherungsautomat S200 3P Z 10 6kA | MCB S200 3P Z 10 6kA |  | 5.14
2CDS253001R0447 | S203-K13 | Active | 4016779507547 | 131.43 | 1 | 1 | stuk | S200 | BE31330 | SB (MCB&RCD Cat.B) | stuk | Automaat S200 3P K 13 6kA | Disjoncteur S200 3P K 13 6kA | Sicherungsautomat S200 3P K 13 6kA | MCB S200 3P K 13 6kA |  | 5.14
2CDS253001R0457 | S203-K15 | Active | 4016779645201 | 131.43 | 1 | 1 | stuk | S200 | BE31330 | SB (MCB&RCD Cat.B) | stuk | Automaat S200 3P K 15 6kA | Disjoncteur S200 3P K 15 6kA | Sicherungsautomat S200 3P K 15 6kA | MCB S200 3P K 15 6kA |  | 5.14
2CDS253001R0467 | S203-K16 | Active | 4016779496155 | 131.43 | 1 | 1 | stuk | S200 | BE31330 | SB (MCB&RCD Cat.B) | stuk | Automaat S200 3P K 16 6kA | Disjoncteur S200 3P K 16 6kA | Sicherungsautomat S200 3P K 16 6kA | MCB S200 3P K 16 6kA |  | 5.14
2CDS253001R0468 | S203-Z16 | Active | 4016779531061 | 143.31 | 1 | 1 | stuk | S200 | BE31330 | SB (MCB&RCD Cat.B) | stuk | Automaat S200 3P Z 16 6kA | Disjoncteur S200 3P Z 16 6kA | Sicherungsautomat S200 3P Z 16 6kA | MCB S200 3P Z 16 6kA |  | 5.14
2CDS253001R0487 | S203-K20 | Active | 4016779507554 | 151.18 | 1 | 1 | stuk | S200 | BE31330 | SB (MCB&RCD Cat.B) | stuk | Automaat S200 3P K 20 6kA | Disjoncteur S200 3P K 20 6kA | Sicherungsautomat S200 3P K 20 6kA | MCB S200 3P K 20 6kA |  | 5.14
2CDS253001R0488 | S203-Z20 | Active | 4016779531078 | 162.54 | 1 | 1 | stuk | S200 | BE31330 | SB (MCB&RCD Cat.B) | stuk | Automaat S200 3P Z 20 6kA | Disjoncteur S200 3P Z 20 6kA | Sicherungsautomat S200 3P Z 20 6kA | MCB S200 3P Z 20 6kA |  | 5.14
2CDS253001R0501 | S203-D50 | Active | 4016779552059 | 197.49 | 1 | 1 | stuk | S200 | BE31330 | SB (MCB&RCD Cat.B) | stuk | Automaat S200 3P D 50 6kA | Disjoncteur S200 3P D 50 6kA | Sicherungsautomat S200 3P D 50 6kA | MCB S200 3P D 50 6kA |  | 5.14
2CDS253001R0504 | S203-C50 | Active | 4016779551069 | 166.05 | 1 | 1 | stuk | S200 | BE31330 | SC (MCB&RCD Cat.A) | stuk | Automaat S200 3P C 50 6kA | Disjoncteur S200 3P C 50 6kA | Sicherungsautomat S200 3P C 50 6kA | MCB S200 3P C 50 6kA |  | 5.14
2CDS253001R0505 | S203-B50 | Active | 4016779550963 | 187.01 | 1 | 1 | stuk | S200 | BE31330 | SB (MCB&RCD Cat.B) | stuk | Automaat S200 3P B 50 6kA | Disjoncteur S200 3P B 50 6kA | Sicherungsautomat S200 3P B 50 6kA | MCB S200 3P B 50 6kA |  | 5.14
2CDS253001R0517 | S203-K25 | Active | 4016779507561 | 157.47 | 1 | 1 | stuk | S200 | BE31330 | SB (MCB&RCD Cat.B) | stuk | Automaat S200 3P K 25 6kA | Disjoncteur S200 3P K 25 6kA | Sicherungsautomat S200 3P K 25 6kA | MCB S200 3P K 25 6kA |  | 5.14
2CDS253001R0518 | S203-Z25 | Active | 4016779531085 | 169.87 | 1 | 1 | stuk | S200 | BE31330 | SB (MCB&RCD Cat.B) | stuk | Automaat S200 3P Z 25 6kA | Disjoncteur S200 3P Z 25 6kA | Sicherungsautomat S200 3P Z 25 6kA | MCB S200 3P Z 25 6kA |  | 5.14
2CDS253001R0527 | S203-K30 | Active | 4016779645218 | 164.63 | 1 | 1 | stuk | S200 | BE31330 | SB (MCB&RCD Cat.B) | stuk | Automaat S200 3P K 30 6kA | Disjoncteur S200 3P K 30 6kA | Sicherungsautomat S200 3P K 30 6kA | MCB S200 3P K 30 6kA |  | 5.14
2CDS253001R0537 | S203-K32 | Active | 4016779496162 | 164.63 | 1 | 1 | stuk | S200 | BE31330 | SB (MCB&RCD Cat.B) | stuk | Automaat S200 3P K 32 6kA | Disjoncteur S200 3P K 32 6kA | Sicherungsautomat S200 3P K 32 6kA | MCB S200 3P K 32 6kA |  | 5.14
2CDS253001R0538 | S203-Z32 | Active | 4016779531092 | 176.53 | 1 | 1 | stuk | S200 | BE31330 | SB (MCB&RCD Cat.B) | stuk | Automaat S200 3P Z 32 6kA | Disjoncteur S200 3P Z 32 6kA | Sicherungsautomat S200 3P Z 32 6kA | MCB S200 3P Z 32 6kA |  | 5.14
2CDS253001R0557 | S203-K40 | Active | 4016779507578 | 170.93 | 1 | 1 | stuk | S200 | BE31330 | SB (MCB&RCD Cat.B) | stuk | Automaat S200 3P K 40 6kA | Disjoncteur S200 3P K 40 6kA | Sicherungsautomat S200 3P K 40 6kA | MCB S200 3P K 40 6kA |  | 5.14
2CDS253001R0558 | S203-Z40 | Active | 4016779531108 | 185.25 | 1 | 1 | stuk | S200 | BE31330 | SB (MCB&RCD Cat.B) | stuk | Automaat S200 3P Z 40 6kA | Disjoncteur S200 3P Z 40 6kA | Sicherungsautomat S200 3P Z 40 6kA | MCB S200 3P Z 40 6kA |  | 5.14
2CDS253001R0577 | S203-K50 | Active | 4016779551182 | 197.49 | 1 | 1 | stuk | S200 | BE31330 | SB (MCB&RCD Cat.B) | stuk | Automaat S200 3P K 50 6kA | Disjoncteur S200 3P K 50 6kA | Sicherungsautomat S200 3P K 50 6kA | MCB S200 3P K 50 6kA |  | 5.14
2CDS253001R0578 | S203-Z50 | Active | 4016779551953 | 211.48 | 1 | 1 | stuk | S200 | BE31330 | SB (MCB&RCD Cat.B) | stuk | Automaat S200 3P Z 50 6kA | Disjoncteur S200 3P Z 50 6kA | Sicherungsautomat S200 3P Z 50 6kA | MCB S200 3P Z 50 6kA |  | 5.14
2CDS253001R0587 | S203-K60 | Active | 4016779645225 | 221.96 | 1 | 1 | stuk | S200 | BE31330 | SB (MCB&RCD Cat.B) | stuk | Automaat S200 3P K 60 6kA | Disjoncteur S200 3P K 60 6kA | Sicherungsautomat S200 3P K 60 6kA | MCB S200 3P K 60 6kA |  | 5.14
2CDS253001R0607 | S203-K63 | Active | 4016779551199 | 221.96 | 1 | 1 | stuk | S200 | BE31330 | SB (MCB&RCD Cat.B) | stuk | Automaat S200 3P K 63 6kA | Disjoncteur S200 3P K 63 6kA | Sicherungsautomat S200 3P K 63 6kA | MCB S200 3P K 63 6kA |  | 5.14
2CDS253001R0608 | S203-Z63 | Active | 4016779551960 | 242.94 | 1 | 1 | stuk | S200 | BE31330 | SB (MCB&RCD Cat.B) | stuk | Automaat S200 3P Z 63 6kA | Disjoncteur S200 3P Z 63 6kA | Sicherungsautomat S200 3P Z 63 6kA | MCB S200 3P Z 63 6kA |  | 5.14
2CDS253001R0631 | S203-D63 | Active | 4016779552066 | 221.96 | 1 | 1 | stuk | S200 | BE31330 | SB (MCB&RCD Cat.B) | stuk | Automaat S200 3P D 63 6kA | Disjoncteur S200 3P D 63 6kA | Sicherungsautomat S200 3P D 63 6kA | MCB S200 3P D 63 6kA |  | 5.14
2CDS253001R0634 | S203-C63 | Active | 4016779551076 | 183.51 | 1 | 1 | stuk | S200 | BE31330 | SC (MCB&RCD Cat.A) | stuk | Automaat S200 3P C 63 6kA | Disjoncteur S200 3P C 63 6kA | Sicherungsautomat S200 3P C 63 6kA | MCB S200 3P C 63 6kA |  | 5.14
2CDS253001R0635 | S203-B63 | Active | 4016779550970 | 204.49 | 1 | 1 | stuk | S200 | BE31330 | SB (MCB&RCD Cat.B) | stuk | Automaat S200 3P B 63 6kA | Disjoncteur S200 3P B 63 6kA | Sicherungsautomat S200 3P B 63 6kA | MCB S200 3P B 63 6kA |  | 5.14
2CDS253001R0804 | S203-C80 | Active | 4016779916264 | 515.57 | 1 | 1 | stuk | S200 80-100A | BE31330 | SC (MCB&RCD Cat.A) | stuk | Automaat S200 3P C 80 6kA | Disjoncteur S200 3P C 80 6kA | Sicherungsautomat S200 3P C 80 6kA | MCB S200 3P C 80 6kA |  | 5.14
2CDS253001R0805 | S203-B80 | Active | 4016779916271 | 515.57 | 1 | 1 | stuk | S200 80-100A | BE31330 | SB (MCB&RCD Cat.B) | stuk | Automaat S200 3P B 80 6kA | Disjoncteur S200 3P B 80 6kA | Sicherungsautomat S200 3P B 80 6kA | MCB S200 3P B 80 6kA |  | 5.14
2CDS253001R0824 | S203-C100 | Active | 4016779916288 | 550.54 | 1 | 1 | stuk | S200 80-100A | BE31330 | SC (MCB&RCD Cat.A) | stuk | Automaat S200 3P C 100 6kA | Disjoncteur S200 3P C 100 6kA | Sicherungsautomat S200 3P C 100 6kA | MCB S200 3P C 100 6kA |  | 5.14
2CDS253001R0825 | S203-B100 | Active | 4016779916295 | 566.25 | 1 | 1 | stuk | S200 80-100A | BE31330 | SB (MCB&RCD Cat.B) | stuk | Automaat S200 3P 100 6kA | Disjoncteur S200 3P 100 6kA | Sicherungsautomat S200 3P 100 6kA | MCB S200 3P 100 6kA |  | 5.14
2CDS253001R0971 | S203-D1,6 | Active | 4016779530835 | 158.16 | 1 | 1 | stuk | S200 | BE31330 | SB (MCB&RCD Cat.B) | stuk | Automaat S200 3P D 1 6 6kA | Disjoncteur S200 3P D 1 6 6kA | Sicherungsautomat S200 3P D 1 6 6kA | MCB S200 3P D 1 6 6kA |  | 5.14
2CDS253001R0974 | S203-C1,6 | Active | 4016779523431 | 117.26 | 1 | 1 | stuk | S200 | BE31330 | SC (MCB&RCD Cat.A) | stuk | Automaat S200 3P C 1 6 6kA | Disjoncteur S200 3P C 1 6 6kA | Sicherungsautomat S200 3P C 1 6 6kA | MCB S200 3P C 1 6 6kA |  | 5.14
2CDS253001R0981 | S203-D0,5 | Active | 4016779530811 | 158.16 | 1 | 1 | stuk | S200 | BE31330 | SB (MCB&RCD Cat.B) | stuk | Automaat S200 3P D 0 5 6kA | Disjoncteur S200 3P D 0 5 6kA | Sicherungsautomat S200 3P D 0 5 6kA | MCB S200 3P D 0 5 6kA |  | 5.14
2CDS253001R0984 | S203-C0,5 | Active | 4016779523417 | 134.23 | 1 | 1 | stuk | S200 | BE31330 | SC (MCB&RCD Cat.A) | stuk | Automaat S200 3P C 0 5 6kA | Disjoncteur S200 3P C 0 5 6kA | Sicherungsautomat S200 3P C 0 5 6kA | MCB S200 3P C 0 5 6kA |  | 5.14
2CDS253001U0104 | S203-C10 MTB | Active | 4053546045819 | 44.06 | 1 | 30 | stuk | S200 | BE31330 | SB (MCB&RCD Cat.B) | stuk | Automaat S200 3P C 10 6kA Multipack | Disjoncteur S200 3P C 10 6kA Multipack | Sicherungsautomat S200 3P C 10 6kA Multipack | MCB S200 3P C 10 6kA Multipack |  | 5.14
2CDS253001U0105 | S203-B10 UNVERP | Active | 4053546046076 | 56.35 | 1 | 30 | stuk | S200 | BE31330 | SB (MCB&RCD Cat.B) | stuk | Automaat S200 3P B 10 6kA Multipack | Disjoncteur S200 3P B 10 6kA Multipack | Sicherungsautomat S200 3P B 10 6kA Multipack | MCB S200 3P B 10 6kA Multipack |  | 5.14
2CDS253001U0134 | S203-C13 BULK | Active | 4053546046243 | 44.06 | 1 | 30 | stuk | S200 | BE31330 | SB (MCB&RCD Cat.B) | stuk | Automaat S200 3P C 13 6kA Multipack | Disjoncteur S200 3P C 13 6kA Multipack | Sicherungsautomat S200 3P C 13 6kA Multipack | MCB S200 3P C 13 6kA Multipack |  | 5.14
2CDS253001U0164 | S203-C16 MTB | Active | 4053546046014 | 44.06 | 1 | 30 | stuk | S200 | BE31330 | SB (MCB&RCD Cat.B) | stuk | Automaat S200 3P C 16 6kA Multipack | Disjoncteur S200 3P C 16 6kA Multipack | Sicherungsautomat S200 3P C 16 6kA Multipack | MCB S200 3P C 16 6kA Multipack |  | 5.14
2CDS253001U0165 | S203-B16 MTB | Active | 4053546046007 | 56.35 | 1 | 30 | stuk | S200 | BE31330 | SB (MCB&RCD Cat.B) | stuk | Automaat S200 3P B 16 6kA Multipack | Disjoncteur S200 3P B 16 6kA Multipack | Sicherungsautomat S200 3P B 16 6kA Multipack | MCB S200 3P B 16 6kA Multipack |  | 5.14
2CDS253001U0204 | S203-C20 MTB | Active | 4053546046199 | 50.7 | 1 | 30 | stuk | S200 | BE31330 | SB (MCB&RCD Cat.B) | stuk | Automaat S200 3P C 20 6kA Multipack | Disjoncteur S200 3P C 20 6kA Multipack | Sicherungsautomat S200 3P C 20 6kA Multipack | MCB S200 3P C 20 6kA Multipack |  | 5.14
2CDS253001U0254 | S203-C25 MTB | Active | 4053546045871 | 52.83 | 1 | 30 | stuk | S200 | BE31330 | SB (MCB&RCD Cat.B) | stuk | Automaat S200 3P C 25 6kA Multipack | Disjoncteur S200 3P C 25 6kA Multipack | Sicherungsautomat S200 3P C 25 6kA Multipack | MCB S200 3P C 25 6kA Multipack |  | 5.14
2CDS253001U0324 | S203-C32 MTB | Active | 4053546046021 | 55.07 | 1 | 30 | stuk | S200 | BE31330 | SB (MCB&RCD Cat.B) | stuk | Automaat S200 3P C 32 6kA Multipack | Disjoncteur S200 3P C 32 6kA Multipack | Sicherungsautomat S200 3P C 32 6kA Multipack | MCB S200 3P C 32 6kA Multipack |  | 5.14
2CDS253001U0325 | S203-B32 MTB | Active | 4053546046205 | 70.53 | 1 | 30 | stuk | S200 | BE31330 | SB (MCB&RCD Cat.B) | stuk | Automaat S200 3P B 32 6kA Multipack | Disjoncteur S200 3P B 32 6kA Multipack | Sicherungsautomat S200 3P B 32 6kA Multipack | MCB S200 3P B 32 6kA Multipack |  | 5.14
2CDS253001U0404 | S203-C40 BULK | Active | 4053546046250 | 133.38 | 1 | 1 | stuk | S200 | BE31330 | SB (MCB&RCD Cat.B) | stuk | Automaat S200 3P C 40 6kA Multipack | Disjoncteur S200 3P C 40 6kA Multipack | Sicherungsautomat S200 3P C 40 6kA Multipack | MCB S200 3P C 40 6kA Multipack |  | 5.14
2CDS253001U0504 | S203-C50 BULK | Active | 4053546046267 | 160.83 | 1 | 1 | stuk | S200 | BE31330 | SB (MCB&RCD Cat.B) | stuk | Automaat S200 3P C 50 6kA Multipack | Disjoncteur S200 3P C 50 6kA Multipack | Sicherungsautomat S200 3P C 50 6kA Multipack | MCB S200 3P C 50 6kA Multipack |  | 5.14
2CDS253001U0505 | S203-B50 MTB | Active | 4053546046212 | 84.48 | 1 | 30 | stuk | S200 | BE31330 | SB (MCB&RCD Cat.B) | stuk | Automaat S200 3P B 50 6kA Multipack | Disjoncteur S200 3P B 50 6kA Multipack | Sicherungsautomat S200 3P B 50 6kA Multipack | MCB S200 3P B 50 6kA Multipack |  | 5.14
2CDS253001U0537 | S203-K32 MTB | Active | 4053546046274 | 120.99 | 1 | 30 | stuk | S200 | BE31330 | SB (MCB&RCD Cat.B) | stuk | Automaat S200 3P K 32 6kA Multipack | Disjoncteur S200 3P K 32 6kA Multipack | Sicherungsautomat S200 3P K 32 6kA Multipack | MCB S200 3P K 32 6kA Multipack |  | 5.14
2CDS253001U0634 | S203-C63 MTB | Active | 4053546046069 | 74.92 | 1 | 30 | stuk | S200 | BE31330 | SB (MCB&RCD Cat.B) | stuk | Automaat S200 3P C 63 6kA Multipack | Disjoncteur S200 3P C 63 6kA Multipack | Sicherungsautomat S200 3P C 63 6kA Multipack | MCB S200 3P C 63 6kA Multipack |  | 5.14
2CDS253002R0104 | S203S-C10 | Active | 4016779709507 | 63.46 | 1 | 1 | stuk | S200S | BE31330 | SB (MCB&RCD Cat.B) | stuk | Automaat S200 3P+N C 10 6kA plug-in NA | Disjoncteur S200 3P+N C 10 6kA plug-in NA | Sicherungsautomat S200 3P+N C 10 6kA plug-in NA | MCB S200 3P+N C 10 6kA plug-in NA |  | 5.14
2CDS253103R0011 | S203-D1NA | Active | 4016779532778 | 146.53 | 1 | 1 | stuk | S200 | BE31330 | SB (MCB&RCD Cat.B) | stuk | Automaat S200 3P+N D 1 6kA NA | Disjoncteur S200 3P+N D 1 6kA NA | Sicherungsautomat S200 3P+N D 1 6kA NA | MCB S200 3P+N D 1 6kA NA |  | 5.14
2CDS253103R0014 | S203-C1NA | Active | 4016779532372 | 120.53 | 1 | 1 | stuk | S200 | BE31330 | SB (MCB&RCD Cat.B) | stuk | Automaat S200 3P+N C 1 6kA NA | Disjoncteur S200 3P+N C 1 6kA NA | Sicherungsautomat S200 3P+N C 1 6kA NA | MCB S200 3P+N C 1 6kA NA |  | 5.14
2CDS253103R0015 | S203-B1NA | Active | 4016779926539 | 65.02 | 1 | 1 | stuk | S200 | BE31330 | SB (MCB&RCD Cat.B) | stuk | Automaat S200 3P+N B 1 6kA NA | Disjoncteur S200 3P+N B 1 6kA NA | Sicherungsautomat S200 3P+N B 1 6kA NA | MCB S200 3P+N B 1 6kA NA |  | 5.14
2CDS253103R0021 | S203-D2NA | Active | 4016779532792 | 146.53 | 1 | 1 | stuk | S200 | BE31330 | SB (MCB&RCD Cat.B) | stuk | Automaat S200 3P+N D 2 6kA NA | Disjoncteur S200 3P+N D 2 6kA NA | Sicherungsautomat S200 3P+N D 2 6kA NA | MCB S200 3P+N D 2 6kA NA |  | 5.14
2CDS253103R0024 | S203-C2NA | Active | 4016779532402 | 120.53 | 1 | 1 | stuk | S200 | BE31330 | SB (MCB&RCD Cat.B) | stuk | Automaat S200 3P+N C 2 6kA NA | Disjoncteur S200 3P+N C 2 6kA NA | Sicherungsautomat S200 3P+N C 2 6kA NA | MCB S200 3P+N C 2 6kA NA |  | 5.14
2CDS253103R0025 | S203-B2NA | Active | 4016779613088 | 76.58 | 1 | 1 | stuk | S200 | BE31330 | SB (MCB&RCD Cat.B) | stuk | Automaat S200 3P+N B 2 6kA NA | Disjoncteur S200 3P+N B 2 6kA NA | Sicherungsautomat S200 3P+N B 2 6kA NA | MCB S200 3P+N B 2 6kA NA |  | 5.14
2CDS253103R0031 | S203-D3NA | Active | 4016779532808 | 146.53 | 1 | 1 | stuk | S200 | BE31330 | SB (MCB&RCD Cat.B) | stuk | Automaat S200 3P+N D 3 6kA NA | Disjoncteur S200 3P+N D 3 6kA NA | Sicherungsautomat S200 3P+N D 3 6kA NA | MCB S200 3P+N D 3 6kA NA |  | 5.14
2CDS253103R0034 | S203-C3NA | Active | 4016779532419 | 120.53 | 1 | 1 | stuk | S200 | BE31330 | SB (MCB&RCD Cat.B) | stuk | Automaat S200 3P+N C 3 6kA NA | Disjoncteur S200 3P+N C 3 6kA NA | Sicherungsautomat S200 3P+N C 3 6kA NA | MCB S200 3P+N C 3 6kA NA |  | 5.14
2CDS253103R0035 | S203-B3NA | Active | 4016779926560 | 65.02 | 1 | 1 | stuk | S200 | BE31330 | SB (MCB&RCD Cat.B) | stuk | Automaat S200 3P+N B 3 6kA NA | Disjoncteur S200 3P+N B 3 6kA NA | Sicherungsautomat S200 3P+N B 3 6kA NA | MCB S200 3P+N B 3 6kA NA |  | 5.14
2CDS253103R0041 | S203-D4NA | Active | 4016779532815 | 146.53 | 1 | 1 | stuk | S200 | BE31330 | SB (MCB&RCD Cat.B) | stuk | Automaat S200 3P+N D 4 6kA NA | Disjoncteur S200 3P+N D 4 6kA NA | Sicherungsautomat S200 3P+N D 4 6kA NA | MCB S200 3P+N D 4 6kA NA |  | 5.14
2CDS253103R0044 | S203-C4NA | Active | 4016779532426 | 120.53 | 1 | 1 | stuk | S200 | BE31330 | SB (MCB&RCD Cat.B) | stuk | Automaat S200 3P+N C 4 6kA NA | Disjoncteur S200 3P+N C 4 6kA NA | Sicherungsautomat S200 3P+N C 4 6kA NA | MCB S200 3P+N C 4 6kA NA |  | 5.14
2CDS253103R0045 | S203-B4NA | Active | 4016779926591 | 65.02 | 1 | 1 | stuk | S200 | BE31330 | SB (MCB&RCD Cat.B) | stuk | Automaat S200 3P+N B 4 6kA NA | Disjoncteur S200 3P+N B 4 6kA NA | Sicherungsautomat S200 3P+N B 4 6kA NA | MCB S200 3P+N B 4 6kA NA |  | 5.14
2CDS253103R0061 | S203-D6NA | Active | 4016779532822 | 153.63 | 1 | 1 | stuk | S200 | BE31330 | SB (MCB&RCD Cat.B) | stuk | Automaat S200 3P+N D 6 6kA NA | Disjoncteur S200 3P+N D 6 6kA NA | Sicherungsautomat S200 3P+N D 6 6kA NA | MCB S200 3P+N D 6 6kA NA |  | 5.14
2CDS253103R0064 | S203-C6NA | Active | 4016779532433 | 127.63 | 1 | 1 | stuk | S200 | BE31330 | SB (MCB&RCD Cat.B) | stuk | Automaat S200 3P+N C 6 6kA NA | Disjoncteur S200 3P+N C 6 6kA NA | Sicherungsautomat S200 3P+N C 6 6kA NA | MCB S200 3P+N C 6 6kA NA |  | 5.14
2CDS253103R0065 | S203-B6NA | Active | 4016779532280 | 117.81 | 1 | 1 | stuk | S200 | BE31330 | SB (MCB&RCD Cat.B) | stuk | Automaat S200 3P+N B 6 6kA NA | Disjoncteur S200 3P+N B 6 6kA NA | Sicherungsautomat S200 3P+N B 6 6kA NA | MCB S200 3P+N B 6 6kA NA |  | 5.14
2CDS253103R0081 | S203-D8NA | Active | 4016779532839 | 153.63 | 1 | 1 | stuk | S200 | BE31330 | SB (MCB&RCD Cat.B) | stuk | Automaat S200 3P+N D 8 6kA NA | Disjoncteur S200 3P+N D 8 6kA NA | Sicherungsautomat S200 3P+N D 8 6kA NA | MCB S200 3P+N D 8 6kA NA |  | 5.14
2CDS253103R0084 | S203-C8NA | Active | 4016779532440 | 127.63 | 1 | 1 | stuk | S200 | BE31330 | SB (MCB&RCD Cat.B) | stuk | Automaat S200 3P+N C 8 6kA NA | Disjoncteur S200 3P+N C 8 6kA NA | Sicherungsautomat S200 3P+N C 8 6kA NA | MCB S200 3P+N C 8 6kA NA |  | 5.14
2CDS253103R0101 | S203-D10NA | Active | 4016779532846 | 153.63 | 1 | 1 | stuk | S200 | BE31330 | SB (MCB&RCD Cat.B) | stuk | Automaat S200 3P+N D 10 6kA NA | Disjoncteur S200 3P+N D 10 6kA NA | Sicherungsautomat S200 3P+N D 10 6kA NA | MCB S200 3P+N D 10 6kA NA |  | 5.14
2CDS253103R0104 | S203-C10NA | Active | 4016779532457 | 127.63 | 1 | 1 | stuk | S200 | BE31330 | SB (MCB&RCD Cat.B) | stuk | Automaat S200 3P+N C 10 6kA NA | Disjoncteur S200 3P+N C 10 6kA NA | Sicherungsautomat S200 3P+N C 10 6kA NA | MCB S200 3P+N C 10 6kA NA |  | 5.14
2CDS253103R0105 | S203-B10NA | Active | 4016779532297 | 117.81 | 1 | 1 | stuk | S200 | BE31330 | SB (MCB&RCD Cat.B) | stuk | Automaat S200 3P+N B 10 6kA NA | Disjoncteur S200 3P+N B 10 6kA NA | Sicherungsautomat S200 3P+N B 10 6kA NA | MCB S200 3P+N B 10 6kA NA |  | 5.14
2CDS253103R0131 | S203-D13NA | Active | 4016779532860 | 153.63 | 1 | 1 | stuk | S200 | BE31330 | SB (MCB&RCD Cat.B) | stuk | Automaat S200 3P+N D 13 6kA NA | Disjoncteur S200 3P+N D 13 6kA NA | Sicherungsautomat S200 3P+N D 13 6kA NA | MCB S200 3P+N D 13 6kA NA |  | 5.14
2CDS253103R0134 | S203-C13NA | Active | 4016779532464 | 127.63 | 1 | 1 | stuk | S200 | BE31330 | SB (MCB&RCD Cat.B) | stuk | Automaat S200 3P+N C 13 6kA NA | Disjoncteur S200 3P+N C 13 6kA NA | Sicherungsautomat S200 3P+N C 13 6kA NA | MCB S200 3P+N C 13 6kA NA |  | 5.14
2CDS253103R0135 | S203-B13NA | Active | 4016779532303 | 117.81 | 1 | 1 | stuk | S200 | BE31330 | SB (MCB&RCD Cat.B) | stuk | Automaat S200 3P+N B 13 6kA NA | Disjoncteur S200 3P+N B 13 6kA NA | Sicherungsautomat S200 3P+N B 13 6kA NA | MCB S200 3P+N B 13 6kA NA |  | 5.14
2CDS253103R0157 | S203-K0,5NA | Active | 4016779532617 | 132.34 | 1 | 1 | stuk | S200 | BE31330 | SB (MCB&RCD Cat.B) | stuk | Automaat S200 3P+N K 0 5 6kA NA | Disjoncteur S200 3P+N K 0 5 6kA NA | Sicherungsautomat S200 3P+N K 0 5 6kA NA | MCB S200 3P+N K 0 5 6kA NA |  | 5.14
2CDS253103R0158 | S203-Z0,5NA | Active | 4016779532921 | 155.98 | 1 | 1 | stuk | S200 | BE31330 | SB (MCB&RCD Cat.B) | stuk | Automaat S200 3P+N Z 0 5 6kA NA | Disjoncteur S200 3P+N Z 0 5 6kA NA | Sicherungsautomat S200 3P+N Z 0 5 6kA NA | MCB S200 3P+N Z 0 5 6kA NA |  | 5.14
2CDS253103R0161 | S203-D16NA | Active | 4016779532877 | 153.63 | 1 | 1 | stuk | S200 | BE31330 | SB (MCB&RCD Cat.B) | stuk | Automaat S200 3P+N D 16 6kA NA | Disjoncteur S200 3P+N D 16 6kA NA | Sicherungsautomat S200 3P+N D 16 6kA NA | MCB S200 3P+N D 16 6kA NA |  | 5.14
2CDS253103R0164 | S203-C16NA | Active | 4016779532471 | 127.63 | 1 | 1 | stuk | S200 | BE31330 | SB (MCB&RCD Cat.B) | stuk | Automaat S200 3P+N C 16 6kA NA | Disjoncteur S200 3P+N C 16 6kA NA | Sicherungsautomat S200 3P+N C 16 6kA NA | MCB S200 3P+N C 16 6kA NA |  | 5.14
2CDS253103R0165 | S203-B16NA | Active | 4016779532310 | 117.81 | 1 | 1 | stuk | S200 | BE31330 | SB (MCB&RCD Cat.B) | stuk | Automaat S200 3P+N B 16 6kA NA | Disjoncteur S200 3P+N B 16 6kA NA | Sicherungsautomat S200 3P+N B 16 6kA NA | MCB S200 3P+N B 16 6kA NA |  | 5.14
2CDS253103R0201 | S203-D20NA | Active | 4016779532884 | 153.63 | 1 | 1 | stuk | S200 | BE31330 | SB (MCB&RCD Cat.B) | stuk | Automaat S200 3P+N D 20 6kA NA | Disjoncteur S200 3P+N D 20 6kA NA | Sicherungsautomat S200 3P+N D 20 6kA NA | MCB S200 3P+N D 20 6kA NA |  | 5.14
2CDS253103R0204 | S203-C20NA | Active | 4016779532488 | 127.63 | 1 | 1 | stuk | S200 | BE31330 | SB (MCB&RCD Cat.B) | stuk | Automaat S200 3P+N C 20 6kA NA | Disjoncteur S200 3P+N C 20 6kA NA | Sicherungsautomat S200 3P+N C 20 6kA NA | MCB S200 3P+N C 20 6kA NA |  | 5.14
2CDS253103R0205 | S203-B20NA | Active | 4016779532327 | 117.81 | 1 | 1 | stuk | S200 | BE31330 | SB (MCB&RCD Cat.B) | stuk | Automaat S200 3P+N B 20 6kA NA | Disjoncteur S200 3P+N B 20 6kA NA | Sicherungsautomat S200 3P+N B 20 6kA NA | MCB S200 3P+N B 20 6kA NA |  | 5.14
2CDS253103R0217 | S203-K1NA | Active | 4016779532624 | 132.34 | 1 | 1 | stuk | S200 | BE31330 | SB (MCB&RCD Cat.B) | stuk | Automaat S200 3P+N K 1 6kA NA | Disjoncteur S200 3P+N K 1 6kA NA | Sicherungsautomat S200 3P+N K 1 6kA NA | MCB S200 3P+N K 1 6kA NA |  | 5.14
2CDS253103R0218 | S203-Z1NA | Active | 4016779532938 | 155.98 | 1 | 1 | stuk | S200 | BE31330 | SB (MCB&RCD Cat.B) | stuk | Automaat S200 3P+N Z 1 6kA NA | Disjoncteur S200 3P+N Z 1 6kA NA | Sicherungsautomat S200 3P+N Z 1 6kA NA | MCB S200 3P+N Z 1 6kA NA |  | 5.14
2CDS253103R0251 | S203-D25NA | Active | 4016779532891 | 153.63 | 1 | 1 | stuk | S200 | BE31330 | SB (MCB&RCD Cat.B) | stuk | Automaat S200 3P+N D 25 6kA NA | Disjoncteur S200 3P+N D 25 6kA NA | Sicherungsautomat S200 3P+N D 25 6kA NA | MCB S200 3P+N D 25 6kA NA |  | 5.14
2CDS253103R0254 | S203-C25NA | Active | 4016779532495 | 127.63 | 1 | 1 | stuk | S200 | BE31330 | SB (MCB&RCD Cat.B) | stuk | Automaat S200 3P+N C 25 6kA NA | Disjoncteur S200 3P+N C 25 6kA NA | Sicherungsautomat S200 3P+N C 25 6kA NA | MCB S200 3P+N C 25 6kA NA |  | 5.14
2CDS253103R0255 | S203-B25NA | Active | 4016779532334 | 117.81 | 1 | 1 | stuk | S200 | BE31330 | SB (MCB&RCD Cat.B) | stuk | Automaat S200 3P+N B 25 6kA NA | Disjoncteur S200 3P+N B 25 6kA NA | Sicherungsautomat S200 3P+N B 25 6kA NA | MCB S200 3P+N B 25 6kA NA |  | 5.14
2CDS253103R0257 | S203-K1,6NA | Active | 4016779532631 | 132.34 | 1 | 1 | stuk | S200 | BE31330 | SB (MCB&RCD Cat.B) | stuk | Automaat S200 3P+N K 1 6 6kA NA | Disjoncteur S200 3P+N K 1 6 6kA NA | Sicherungsautomat S200 3P+N K 1 6 6kA NA | MCB S200 3P+N K 1 6 6kA NA |  | 5.14
2CDS253103R0258 | S203-Z1,6NA | Active | 4016779532945 | 155.98 | 1 | 1 | stuk | S200 | BE31330 | SB (MCB&RCD Cat.B) | stuk | Automaat S200 3P+N Z 1 6 6kA NA | Disjoncteur S200 3P+N Z 1 6 6kA NA | Sicherungsautomat S200 3P+N Z 1 6 6kA NA | MCB S200 3P+N Z 1 6 6kA NA |  | 5.14
2CDS253103R0277 | S203-K2NA | Active | 4016779532648 | 132.34 | 1 | 1 | stuk | S200 | BE31330 | SB (MCB&RCD Cat.B) | stuk | Automaat S200 3P+N K 2 6kA NA | Disjoncteur S200 3P+N K 2 6kA NA | Sicherungsautomat S200 3P+N K 2 6kA NA | MCB S200 3P+N K 2 6kA NA |  | 5.14
2CDS253103R0278 | S203-Z2NA | Active | 4016779532952 | 155.98 | 1 | 1 | stuk | S200 | BE31330 | SB (MCB&RCD Cat.B) | stuk | Automaat S200 3P+N Z 2 6kA NA | Disjoncteur S200 3P+N Z 2 6kA NA | Sicherungsautomat S200 3P+N Z 2 6kA NA | MCB S200 3P+N Z 2 6kA NA |  | 5.14
2CDS253103R0317 | S203-K3NA | Active | 4016779532655 | 132.34 | 1 | 1 | stuk | S200 | BE31330 | SB (MCB&RCD Cat.B) | stuk | Automaat S200 3P+N K 3 6kA NA | Disjoncteur S200 3P+N K 3 6kA NA | Sicherungsautomat S200 3P+N K 3 6kA NA | MCB S200 3P+N K 3 6kA NA |  | 5.14
2CDS253103R0318 | S203-Z3NA | Active | 4016779532976 | 155.98 | 1 | 1 | stuk | S200 | BE31330 | SB (MCB&RCD Cat.B) | stuk | Automaat S200 3P+N Z 3 6kA NA | Disjoncteur S200 3P+N Z 3 6kA NA | Sicherungsautomat S200 3P+N Z 3 6kA NA | MCB S200 3P+N Z 3 6kA NA |  | 5.14
2CDS253103R0321 | S203-D32NA | Active | 4016779532907 | 153.63 | 1 | 1 | stuk | S200 | BE31330 | SB (MCB&RCD Cat.B) | stuk | Automaat S200 3P+N D 32 6kA NA | Disjoncteur S200 3P+N D 32 6kA NA | Sicherungsautomat S200 3P+N D 32 6kA NA | MCB S200 3P+N D 32 6kA NA |  | 5.14
2CDS253103R0324 | S203-C32NA | Active | 4016779532501 | 127.63 | 1 | 1 | stuk | S200 | BE31330 | SB (MCB&RCD Cat.B) | stuk | Automaat S200 3P+N C 32 6kA NA | Disjoncteur S200 3P+N C 32 6kA NA | Sicherungsautomat S200 3P+N C 32 6kA NA | MCB S200 3P+N C 32 6kA NA |  | 5.14
2CDS253103R0325 | S203-B32NA | Active | 4016779532341 | 117.81 | 1 | 1 | stuk | S200 | BE31330 | SB (MCB&RCD Cat.B) | stuk | Automaat S200 3P+N B 32 6kA NA | Disjoncteur S200 3P+N B 32 6kA NA | Sicherungsautomat S200 3P+N B 32 6kA NA | MCB S200 3P+N B 32 6kA NA |  | 5.14
2CDS253103R0337 | S203-K4NA | Active | 4016779532662 | 132.34 | 1 | 1 | stuk | S200 | BE31330 | SB (MCB&RCD Cat.B) | stuk | Automaat S200 3P+N K 4 6kA NA | Disjoncteur S200 3P+N K 4 6kA NA | Sicherungsautomat S200 3P+N K 4 6kA NA | MCB S200 3P+N K 4 6kA NA |  | 5.14
2CDS253103R0338 | S203-Z4NA | Active | 4016779532983 | 155.98 | 1 | 1 | stuk | S200 | BE31330 | SB (MCB&RCD Cat.B) | stuk | Automaat S200 3P+N Z 4 6kA NA | Disjoncteur S200 3P+N Z 4 6kA NA | Sicherungsautomat S200 3P+N Z 4 6kA NA | MCB S200 3P+N Z 4 6kA NA |  | 5.14
2CDS253103R0377 | S203-K6NA | Active | 4016779532679 | 132.34 | 1 | 1 | stuk | S200 | BE31330 | SB (MCB&RCD Cat.B) | stuk | Automaat S200 3P+N K 6 6kA NA | Disjoncteur S200 3P+N K 6 6kA NA | Sicherungsautomat S200 3P+N K 6 6kA NA | MCB S200 3P+N K 6 6kA NA |  | 5.14
2CDS253103R0378 | S203-Z6NA | Active | 4016779532990 | 161.89 | 1 | 1 | stuk | S200 | BE31330 | SB (MCB&RCD Cat.B) | stuk | Automaat S200 3P+N Z 6 6kA NA | Disjoncteur S200 3P+N Z 6 6kA NA | Sicherungsautomat S200 3P+N Z 6 6kA NA | MCB S200 3P+N Z 6 6kA NA |  | 5.14
2CDS253103R0401 | S203-D40NA | Active | 4016779532914 | 159.54 | 1 | 1 | stuk | S200 | BE31330 | SB (MCB&RCD Cat.B) | stuk | Automaat S200 3P+N D 40 6kA NA | Disjoncteur S200 3P+N D 40 6kA NA | Sicherungsautomat S200 3P+N D 40 6kA NA | MCB S200 3P+N D 40 6kA NA |  | 5.14
2CDS253103R0404 | S203-C40NA | Active | 4016779532518 | 131.17 | 1 | 1 | stuk | S200 | BE31330 | SB (MCB&RCD Cat.B) | stuk | Automaat S200 3P+N C 40 6kA NA | Disjoncteur S200 3P+N C 40 6kA NA | Sicherungsautomat S200 3P+N C 40 6kA NA | MCB S200 3P+N C 40 6kA NA |  | 5.14
2CDS253103R0405 | S203-B40NA | Active | 4016779532358 | 121.71 | 1 | 1 | stuk | S200 | BE31330 | SB (MCB&RCD Cat.B) | stuk | Automaat S200 3P+N B 40 6kA NA | Disjoncteur S200 3P+N B 40 6kA NA | Sicherungsautomat S200 3P+N B 40 6kA NA | MCB S200 3P+N B 40 6kA NA |  | 5.14
2CDS253103R0407 | S203-K8NA | Active | 4016779532686 | 132.34 | 1 | 1 | stuk | S200 | BE31330 | SB (MCB&RCD Cat.B) | stuk | Automaat S200 3P+N K 8 6kA NA | Disjoncteur S200 3P+N K 8 6kA NA | Sicherungsautomat S200 3P+N K 8 6kA NA | MCB S200 3P+N K 8 6kA NA |  | 5.14
2CDS253103R0408 | S203-Z8NA | Active | 4016779533003 | 161.89 | 1 | 1 | stuk | S200 | BE31330 | SB (MCB&RCD Cat.B) | stuk | Automaat S200 3P+N Z 8 6kA NA | Disjoncteur S200 3P+N Z 8 6kA NA | Sicherungsautomat S200 3P+N Z 8 6kA NA | MCB S200 3P+N Z 8 6kA NA |  | 5.14
2CDS253103R0427 | S203-K10NA | Active | 4016779532693 | 109.65 | 1 | 1 | stuk | S200 | BE31330 | SB (MCB&RCD Cat.B) | stuk | Automaat S200 3P+N K 10 6kA NA | Disjoncteur S200 3P+N K 10 6kA NA | Sicherungsautomat S200 3P+N K 10 6kA NA | MCB S200 3P+N K 10 6kA NA |  | 5.14
2CDS253103R0428 | S203-Z10NA | Active | 4016779533010 | 161.89 | 1 | 1 | stuk | S200 | BE31330 | SB (MCB&RCD Cat.B) | stuk | Automaat S200 3P+N Z 10 6kA NA | Disjoncteur S200 3P+N Z 10 6kA NA | Sicherungsautomat S200 3P+N Z 10 6kA NA | MCB S200 3P+N Z 10 6kA NA |  | 5.14
2CDS253103R0447 | S203-K13NA | Active | 4016779532709 | 109.65 | 1 | 1 | stuk | S200 | BE31330 | SB (MCB&RCD Cat.B) | stuk | Automaat S200 3P+N K 13 6kA NA | Disjoncteur S200 3P+N K 13 6kA NA | Sicherungsautomat S200 3P+N K 13 6kA NA | MCB S200 3P+N K 13 6kA NA |  | 5.14
2CDS253103R0467 | S203-K16NA | Active | 4016779532716 | 109.65 | 1 | 1 | stuk | S200 | BE31330 | SB (MCB&RCD Cat.B) | stuk | Automaat S200 3P+N K 16 6kA NA | Disjoncteur S200 3P+N K 16 6kA NA | Sicherungsautomat S200 3P+N K 16 6kA NA | MCB S200 3P+N K 16 6kA NA |  | 5.14
2CDS253103R0468 | S203-Z16NA | Active | 4016779533027 | 161.89 | 1 | 1 | stuk | S200 | BE31330 | SB (MCB&RCD Cat.B) | stuk | Automaat S200 3P+N Z 16 6kA NA | Disjoncteur S200 3P+N Z 16 6kA NA | Sicherungsautomat S200 3P+N Z 16 6kA NA | MCB S200 3P+N Z 16 6kA NA |  | 5.14
2CDS253103R0487 | S203-K20NA | Active | 4016779532723 | 126.43 | 1 | 1 | stuk | S200 | BE31330 | SB (MCB&RCD Cat.B) | stuk | Automaat S200 3P+N K 20 6kA NA | Disjoncteur S200 3P+N K 20 6kA NA | Sicherungsautomat S200 3P+N K 20 6kA NA | MCB S200 3P+N K 20 6kA NA |  | 5.14
2CDS253103R0488 | S203-Z20NA | Active | 4016779533058 | 161.89 | 1 | 1 | stuk | S200 | BE31330 | SB (MCB&RCD Cat.B) | stuk | Automaat S200 3P+N Z 20 6kA NA | Disjoncteur S200 3P+N Z 20 6kA NA | Sicherungsautomat S200 3P+N Z 20 6kA NA | MCB S200 3P+N Z 20 6kA NA |  | 5.14
2CDS253103R0501 | S203-D50NA | Active | 4016779552073 | 184.34 | 1 | 1 | stuk | S200 | BE31330 | SB (MCB&RCD Cat.B) | stuk | Automaat S200 3P+N D 50 6kA NA | Disjoncteur S200 3P+N D 50 6kA NA | Sicherungsautomat S200 3P+N D 50 6kA NA | MCB S200 3P+N D 50 6kA NA |  | 5.14
2CDS253103R0504 | S203-C50NA | Active | 4016779551083 | 150.09 | 1 | 1 | stuk | S200 | BE31330 | SB (MCB&RCD Cat.B) | stuk | Automaat S200 3P+N C 50 6kA NA | Disjoncteur S200 3P+N C 50 6kA NA | Sicherungsautomat S200 3P+N C 50 6kA NA | MCB S200 3P+N C 50 6kA NA |  | 5.14
2CDS253103R0505 | S203-B50NA | Active | 4016779536165 | 140.62 | 1 | 1 | stuk | S200 | BE31330 | SB (MCB&RCD Cat.B) | stuk | Automaat S200 3P+N B 50 6kA NA | Disjoncteur S200 3P+N B 50 6kA NA | Sicherungsautomat S200 3P+N B 50 6kA NA | MCB S200 3P+N B 50 6kA NA |  | 5.14
2CDS253103R0517 | S203-K25NA | Active | 4016779532730 | 132.34 | 1 | 1 | stuk | S200 | BE31330 | SB (MCB&RCD Cat.B) | stuk | Automaat S200 3P+N K 25 6kA NA | Disjoncteur S200 3P+N K 25 6kA NA | Sicherungsautomat S200 3P+N K 25 6kA NA | MCB S200 3P+N K 25 6kA NA |  | 5.14
2CDS253103R0518 | S203-Z25NA | Active | 4016779533065 | 161.89 | 1 | 1 | stuk | S200 | BE31330 | SB (MCB&RCD Cat.B) | stuk | Automaat S200 3P+N Z 25 6kA NA | Disjoncteur S200 3P+N Z 25 6kA NA | Sicherungsautomat S200 3P+N Z 25 6kA NA | MCB S200 3P+N Z 25 6kA NA |  | 5.14
2CDS253103R0537 | S203-K32NA | Active | 4016779532747 | 137.08 | 1 | 1 | stuk | S200 | BE31330 | SB (MCB&RCD Cat.B) | stuk | Automaat S200 3P+N K 32 6kA NA | Disjoncteur S200 3P+N K 32 6kA NA | Sicherungsautomat S200 3P+N K 32 6kA NA | MCB S200 3P+N K 32 6kA NA |  | 5.14
2CDS253103R0538 | S203-Z32NA | Active | 4016779533072 | 161.89 | 1 | 1 | stuk | S200 | BE31330 | SB (MCB&RCD Cat.B) | stuk | Automaat S200 3P+N Z 32 6kA NA | Disjoncteur S200 3P+N Z 32 6kA NA | Sicherungsautomat S200 3P+N Z 32 6kA NA | MCB S200 3P+N Z 32 6kA NA |  | 5.14
2CDS253103R0557 | S203-K40NA | Active | 4016779532754 | 142.97 | 1 | 1 | stuk | S200 | BE31330 | SB (MCB&RCD Cat.B) | stuk | Automaat S200 3P+N K 40 6kA NA | Disjoncteur S200 3P+N K 40 6kA NA | Sicherungsautomat S200 3P+N K 40 6kA NA | MCB S200 3P+N K 40 6kA NA |  | 5.14
2CDS253103R0558 | S203-Z40NA | Active | 4016779533089 | 167.8 | 1 | 1 | stuk | S200 | BE31330 | SB (MCB&RCD Cat.B) | stuk | Automaat S200 3P+N Z 40 6kA NA | Disjoncteur S200 3P+N Z 40 6kA NA | Sicherungsautomat S200 3P+N Z 40 6kA NA | MCB S200 3P+N Z 40 6kA NA |  | 5.14
2CDS253103R0577 | S203-K50NA | Active | 4016779551205 | 165.43 | 1 | 1 | stuk | S200 | BE31330 | SB (MCB&RCD Cat.B) | stuk | Automaat S200 3P+N K 50 6kA NA | Disjoncteur S200 3P+N K 50 6kA NA | Sicherungsautomat S200 3P+N K 50 6kA NA | MCB S200 3P+N K 50 6kA NA |  | 5.14
2CDS253103R0578 | S203-Z50NA | Active | 4016779552141 | 187.89 | 1 | 1 | stuk | S200 | BE31330 | SB (MCB&RCD Cat.B) | stuk | Automaat S200 3P+N Z 50 6kA NA | Disjoncteur S200 3P+N Z 50 6kA NA | Sicherungsautomat S200 3P+N Z 50 6kA NA | MCB S200 3P+N Z 50 6kA NA |  | 5.14
2CDS253103R0607 | S203-K63NA | Active | 4016779551212 | 185.51 | 1 | 1 | stuk | S200 | BE31330 | SB (MCB&RCD Cat.B) | stuk | Automaat S200 3P+N K 63 6kA NA | Disjoncteur S200 3P+N K 63 6kA NA | Sicherungsautomat S200 3P+N K 63 6kA NA | MCB S200 3P+N K 63 6kA NA |  | 5.14
2CDS253103R0608 | S203-Z63NA | Active | 4016779552165 | 211.52 | 1 | 1 | stuk | S200 | BE31330 | SB (MCB&RCD Cat.B) | stuk | Automaat S200 3P+N Z 63 6kA NA | Disjoncteur S200 3P+N Z 63 6kA NA | Sicherungsautomat S200 3P+N Z 63 6kA NA | MCB S200 3P+N Z 63 6kA NA |  | 5.14
2CDS253103R0631 | S203-D63NA | Active | 4016779552080 | 210.35 | 1 | 1 | stuk | S200 | BE31330 | SB (MCB&RCD Cat.B) | stuk | Automaat S200 3P+N D 63 6kA NA | Disjoncteur S200 3P+N D 63 6kA NA | Sicherungsautomat S200 3P+N D 63 6kA NA | MCB S200 3P+N D 63 6kA NA |  | 5.14
2CDS253103R0634 | S203-C63NA | Active | 4016779551090 | 171.35 | 1 | 1 | stuk | S200 | BE31330 | SB (MCB&RCD Cat.B) | stuk | Automaat S200 3P+N C 63 6kA NA | Disjoncteur S200 3P+N C 63 6kA NA | Sicherungsautomat S200 3P+N C 63 6kA NA | MCB S200 3P+N C 63 6kA NA |  | 5.14
2CDS253103R0635 | S203-B63NA | Active | 4016779536172 | 159.54 | 1 | 1 | stuk | S200 | BE31330 | SB (MCB&RCD Cat.B) | stuk | Automaat S200 3P+N B 63 6kA NA | Disjoncteur S200 3P+N B 63 6kA NA | Sicherungsautomat S200 3P+N B 63 6kA NA | MCB S200 3P+N B 63 6kA NA |  | 5.14
2CDS253103R0971 | S203-D1,6NA | Active | 4016779532785 | 146.53 | 1 | 1 | stuk | S200 | BE31330 | SB (MCB&RCD Cat.B) | stuk | Automaat S200 3P+N D 1 6 6kA NA | Disjoncteur S200 3P+N D 1 6 6kA NA | Sicherungsautomat S200 3P+N D 1 6 6kA NA | MCB S200 3P+N D 1 6 6kA NA |  | 5.14
2CDS253103R0974 | S203-C1,6NA | Active | 4016779532389 | 120.53 | 1 | 1 | stuk | S200 | BE31330 | SB (MCB&RCD Cat.B) | stuk | Automaat S200 3P+N C 1 6 6kA NA | Disjoncteur S200 3P+N C 1 6 6kA NA | Sicherungsautomat S200 3P+N C 1 6 6kA NA | MCB S200 3P+N C 1 6 6kA NA |  | 5.14
2CDS253103R0981 | S203-D0,5NA | Active | 4016779532761 | 146.53 | 1 | 1 | stuk | S200 | BE31330 | SB (MCB&RCD Cat.B) | stuk | Automaat S200 3P+N D 0 5 6kA NA | Disjoncteur S200 3P+N D 0 5 6kA NA | Sicherungsautomat S200 3P+N D 0 5 6kA NA | MCB S200 3P+N D 0 5 6kA NA |  | 5.14
2CDS253103R0984 | S203-C0,5NA | Active | 4016779532365 | 120.53 | 1 | 1 | stuk | S200 | BE31330 | SB (MCB&RCD Cat.B) | stuk | Automaat S200 3P+N C 0 5 6kA NA | Disjoncteur S200 3P+N C 0 5 6kA NA | Sicherungsautomat S200 3P+N C 0 5 6kA NA | MCB S200 3P+N C 0 5 6kA NA |  | 5.14
2CDS253103U0104 | S203-C10NA MTB | Active | 4016779587464 | 64.2 | 1 | 18 | stuk | S200 | BE31330 | SB (MCB&RCD Cat.B) | stuk | Automaat S200 3P+N C 10 6kA Multipack NA | Disjoncteur S200 3P+N C 10 6kA Multipack NA | Sicherungsautomat S200 3P+N C 10 6kA Multipack NA | MCB S200 3P+N C 10 6kA Multipack NA |  | 5.14
2CDS253103U0134 | S203-C13NA MTB | Active | 4016779587471 | 64.2 | 1 | 18 | stuk | S200 | BE31330 | SB (MCB&RCD Cat.B) | stuk | Automaat S200 3P+N C 13 6kA Multipack NA | Disjoncteur S200 3P+N C 13 6kA Multipack NA | Sicherungsautomat S200 3P+N C 13 6kA Multipack NA | MCB S200 3P+N C 13 6kA Multipack NA |  | 5.14
2CDS253103U0164 | S203-C16NA MTB | Active | 4016779587488 | 64.2 | 1 | 18 | stuk | S200 | BE31330 | SB (MCB&RCD Cat.B) | stuk | Automaat S200 3P+N C 16 6kA Multipack NA | Disjoncteur S200 3P+N C 16 6kA Multipack NA | Sicherungsautomat S200 3P+N C 16 6kA Multipack NA | MCB S200 3P+N C 16 6kA Multipack NA |  | 5.14
2CDS253120R0165 | SC203-B16NA | Active | 4016779650397 | 104.46 | 1 | 1 | stuk | SC200 | BE31330 | SC (MCB&RCD Cat.A) | stuk | Automaat S200 3P+N B16 6kA NA | Disjoncteur S200 3P+N B16 6kA NA | Sicherungsautomat S200 3P+N B16 6kA NA | MCB S200 3P+N B16 6kA NA |  | 5.14
2CDS253120R0324 | SC203-C32NA | Active | 4016779650434 | 130.69 | 1 | 1 | stuk | SC200 | BE31330 | SC (MCB&RCD Cat.A) | stuk | Automaat S200 3P+N C32 6kA NA | Disjoncteur S200 3P+N C32 6kA NA | Sicherungsautomat S200 3P+N C32 6kA NA | MCB S200 3P+N C32 6kA NA |  | 5.14
2CDS254001R0011 | S204-D1 | Active | 4016779531139 | 227.19 | 1 | 1 | stuk | S200 | BE31330 | SB (MCB&RCD Cat.B) | stuk | Automaat S200 4P D1 6kA | Disjoncteur S200 4P D1 6kA | Sicherungsautomat S200 4P D1 6kA | MCB S200 4P D1 6kA |  | 5.14
2CDS254001R0014 | S204-C1 | Active | 4016779529129 | 158.69 | 1 | 1 | stuk | S200 | BE31330 | SC (MCB&RCD Cat.A) | stuk | Automaat S200 4P C1 6kA | Disjoncteur S200 4P C1 6kA | Sicherungsautomat S200 4P C1 6kA | MCB S200 4P C1 6kA |  | 5.14
2CDS254001R0015 | S204-B1 | Active | 4016779926621 | 86.15 | 1 | 1 | stuk | S200 | BE31330 | SB (MCB&RCD Cat.B) | stuk | Automaat S200 4P B1 6kA | Disjoncteur S200 4P B1 6kA | Sicherungsautomat S200 4P B1 6kA | MCB S200 4P B1 6kA |  | 5.14
2CDS254001R0021 | S204-D2 | Active | 4016779531153 | 227.19 | 1 | 1 | stuk | S200 | BE31330 | SB (MCB&RCD Cat.B) | stuk | Automaat S200 4P D2 6kA | Disjoncteur S200 4P D2 6kA | Sicherungsautomat S200 4P D2 6kA | MCB S200 4P D2 6kA |  | 5.14
2CDS254001R0024 | S204-C2 | Active | 4016779529143 | 158.69 | 1 | 1 | stuk | S200 | BE31330 | SC (MCB&RCD Cat.A) | stuk | Automaat S200 4P C2 6kA | Disjoncteur S200 4P C2 6kA | Sicherungsautomat S200 4P C2 6kA | MCB S200 4P C2 6kA |  | 5.14
2CDS254001R0025 | S204-B2 | Active | 4016779613002 | 150.3 | 1 | 1 | stuk | S200 | BE31330 | SB (MCB&RCD Cat.B) | stuk | Automaat S200 4P B2 6kA | Disjoncteur S200 4P B2 6kA | Sicherungsautomat S200 4P B2 6kA | MCB S200 4P B2 6kA |  | 5.14
2CDS254001R0031 | S204-D3 | Active | 4016779531160 | 227.19 | 1 | 1 | stuk | S200 | BE31330 | SB (MCB&RCD Cat.B) | stuk | Automaat S200 4P D3 6kA | Disjoncteur S200 4P D3 6kA | Sicherungsautomat S200 4P D3 6kA | MCB S200 4P D3 6kA |  | 5.14
2CDS254001R0034 | S204-C3 | Active | 4016779529150 | 158.69 | 1 | 1 | stuk | S200 | BE31330 | SC (MCB&RCD Cat.A) | stuk | Automaat S200 4P C3 6kA | Disjoncteur S200 4P C3 6kA | Sicherungsautomat S200 4P C3 6kA | MCB S200 4P C3 6kA |  | 5.14
2CDS254001R0035 | S204-B3 | Active | 4016779926652 | 86.15 | 1 | 1 | stuk | S200 | BE31330 | SB (MCB&RCD Cat.B) | stuk | Automaat S200 4P B3 6kA | Disjoncteur S200 4P B3 6kA | Sicherungsautomat S200 4P B3 6kA | MCB S200 4P B3 6kA |  | 5.14
2CDS254001R0041 | S204-D4 | Active | 4016779531177 | 227.19 | 1 | 1 | stuk | S200 | BE31330 | SB (MCB&RCD Cat.B) | stuk | Automaat S200 4P D4 6kA | Disjoncteur S200 4P D4 6kA | Sicherungsautomat S200 4P D4 6kA | MCB S200 4P D4 6kA |  | 5.14
2CDS254001R0044 | S204-C4 | Active | 4016779529167 | 158.69 | 1 | 1 | stuk | S200 | BE31330 | SC (MCB&RCD Cat.A) | stuk | Automaat S200 4P C4 6kA | Disjoncteur S200 4P C4 6kA | Sicherungsautomat S200 4P C4 6kA | MCB S200 4P C4 6kA |  | 5.14
2CDS254001R0045 | S204-B4 | Active | 4016779926683 | 86.15 | 1 | 1 | stuk | S200 | BE31330 | SB (MCB&RCD Cat.B) | stuk | Automaat S200 4P B4 6kA | Disjoncteur S200 4P B4 6kA | Sicherungsautomat S200 4P B4 6kA | MCB S200 4P B4 6kA |  | 5.14
2CDS254001R0061 | S204-D6 | Active | 4016779531184 | 227.19 | 1 | 1 | stuk | S200 | BE31330 | SB (MCB&RCD Cat.B) | stuk | Automaat S200 4P D6 6kA | Disjoncteur S200 4P D6 6kA | Sicherungsautomat S200 4P D6 6kA | MCB S200 4P D6 6kA |  | 5.14
2CDS254001R0064 | S204-C6 | Active | 4016779529174 | 158.69 | 1 | 1 | stuk | S200 | BE31330 | SC (MCB&RCD Cat.A) | stuk | Automaat S200 4P C6 6kA | Disjoncteur S200 4P C6 6kA | Sicherungsautomat S200 4P C6 6kA | MCB S200 4P C6 6kA |  | 5.14
2CDS254001R0065 | S204-B6 | Active | 4016779528955 | 151.18 | 1 | 1 | stuk | S200 | BE31330 | SB (MCB&RCD Cat.B) | stuk | Automaat S200 4P B6 6kA | Disjoncteur S200 4P B6 6kA | Sicherungsautomat S200 4P B6 6kA | MCB S200 4P B6 6kA |  | 5.14
2CDS254001R0081 | S204-D8 | Active | 4016779531191 | 227.19 | 1 | 1 | stuk | S200 | BE31330 | SB (MCB&RCD Cat.B) | stuk | Automaat S200 4P D8 6kA | Disjoncteur S200 4P D8 6kA | Sicherungsautomat S200 4P D8 6kA | MCB S200 4P D8 6kA |  | 5.14
2CDS254001R0084 | S204-C8 | Active | 4016779529181 | 158.69 | 1 | 1 | stuk | S200 | BE31330 | SC (MCB&RCD Cat.A) | stuk | Automaat S200 4P C8 6kA | Disjoncteur S200 4P C8 6kA | Sicherungsautomat S200 4P C8 6kA | MCB S200 4P C8 6kA |  | 5.14
2CDS254001R0101 | S204-D10 | Active | 4016779531207 | 190.5 | 1 | 1 | stuk | S200 | BE31330 | SB (MCB&RCD Cat.B) | stuk | Automaat S200 4P D10 6kA | Disjoncteur S200 4P D10 6kA | Sicherungsautomat S200 4P D10 6kA | MCB S200 4P D10 6kA |  | 5.14
2CDS254001R0104 | S204-C10 | Active | 4016779529198 | 126.88 | 1 | 1 | stuk | S200 | BE31330 | SC (MCB&RCD Cat.A) | stuk | Automaat S200 4P C10 6kA | Disjoncteur S200 4P C10 6kA | Sicherungsautomat S200 4P C10 6kA | MCB S200 4P C10 6kA |  | 5.14
2CDS254001R0105 | S204-B10 | Active | 4016779528962 | 151.18 | 1 | 1 | stuk | S200 | BE31330 | SB (MCB&RCD Cat.B) | stuk | Automaat S200 4P B10 6kA | Disjoncteur S200 4P B10 6kA | Sicherungsautomat S200 4P B10 6kA | MCB S200 4P B10 6kA |  | 5.14
2CDS254001R0131 | S204-D13 | Active | 4016779531214 | 260.4 | 1 | 1 | stuk | S200 | BE31330 | SB (MCB&RCD Cat.B) | stuk | Automaat S200 4P D13 6kA | Disjoncteur S200 4P D13 6kA | Sicherungsautomat S200 4P D13 6kA | MCB S200 4P D13 6kA |  | 5.14
2CDS254001R0134 | S204-C13 | Active | 4016779529204 | 132.12 | 1 | 1 | stuk | S200 | BE31330 | SC (MCB&RCD Cat.A) | stuk | Automaat S200 4P C13 6kA | Disjoncteur S200 4P C13 6kA | Sicherungsautomat S200 4P C13 6kA | MCB S200 4P C13 6kA |  | 5.14
2CDS254001R0135 | S204-B13 | Active | 4016779528979 | 151.18 | 1 | 1 | stuk | S200 | BE31330 | SB (MCB&RCD Cat.B) | stuk | Automaat S200 4P B13 6kA | Disjoncteur S200 4P B13 6kA | Sicherungsautomat S200 4P B13 6kA | MCB S200 4P B13 6kA |  | 5.14
2CDS254001R0157 | S204-K0,5 | Active | 4016779529266 | 227.19 | 1 | 1 | stuk | S200 | BE31330 | SB (MCB&RCD Cat.B) | stuk | Automaat S200 4P K0 5 6kA | Disjoncteur S200 4P K0 5 6kA | Sicherungsautomat S200 4P K0 5 6kA | MCB S200 4P K0 5 6kA |  | 5.14
2CDS254001R0158 | S204-Z0,5 | Active | 4016779530248 | 246.44 | 1 | 1 | stuk | S200 | BE31330 | SB (MCB&RCD Cat.B) | stuk | Automaat S200 4P Z0 5 6kA | Disjoncteur S200 4P Z0 5 6kA | Sicherungsautomat S200 4P Z0 5 6kA | MCB S200 4P Z0 5 6kA |  | 5.14
2CDS254001R0161 | S204-D16 | Active | 4016779531221 | 190.5 | 1 | 1 | stuk | S200 | BE31330 | SB (MCB&RCD Cat.B) | stuk | Automaat S200 4P D16 6kA | Disjoncteur S200 4P D16 6kA | Sicherungsautomat S200 4P D16 6kA | MCB S200 4P D16 6kA |  | 5.14
2CDS254001R0164 | S204-C16 | Active | 4016779529211 | 126.88 | 1 | 1 | stuk | S200 | BE31330 | SC (MCB&RCD Cat.A) | stuk | Automaat S200 4P C16 6kA | Disjoncteur S200 4P C16 6kA | Sicherungsautomat S200 4P C16 6kA | MCB S200 4P C16 6kA |  | 5.14
2CDS254001R0165 | S204-B16 | Active | 4016779528986 | 151.18 | 1 | 1 | stuk | S200 | BE31330 | SB (MCB&RCD Cat.B) | stuk | Automaat S200 4P B16 6kA | Disjoncteur S200 4P B16 6kA | Sicherungsautomat S200 4P B16 6kA | MCB S200 4P B16 6kA |  | 5.14
2CDS254001R0201 | S204-D20 | Active | 4016779531238 | 216.71 | 1 | 1 | stuk | S200 | BE31330 | SB (MCB&RCD Cat.B) | stuk | Automaat S200 4P D20 6kA | Disjoncteur S200 4P D20 6kA | Sicherungsautomat S200 4P D20 6kA | MCB S200 4P D20 6kA |  | 5.14
2CDS254001R0204 | S204-C20 | Active | 4016779529228 | 145.94 | 1 | 1 | stuk | S200 | BE31330 | SC (MCB&RCD Cat.A) | stuk | Automaat S200 4P C20 6kA | Disjoncteur S200 4P C20 6kA | Sicherungsautomat S200 4P C20 6kA | MCB S200 4P C20 6kA |  | 5.14
2CDS254001R0205 | S204-B20 | Active | 4016779528993 | 151.18 | 1 | 1 | stuk | S200 | BE31330 | SB (MCB&RCD Cat.B) | stuk | Automaat S200 4P B20 6kA | Disjoncteur S200 4P B20 6kA | Sicherungsautomat S200 4P B20 6kA | MCB S200 4P B20 6kA |  | 5.14
2CDS254001R0217 | S204-K1 | Active | 4016779529273 | 227.19 | 1 | 1 | stuk | S200 | BE31330 | SB (MCB&RCD Cat.B) | stuk | Automaat S200 4P K1 6kA | Disjoncteur S200 4P K1 6kA | Sicherungsautomat S200 4P K1 6kA | MCB S200 4P K1 6kA |  | 5.14
2CDS254001R0218 | S204-Z1 | Active | 4016779531320 | 246.44 | 1 | 1 | stuk | S200 | BE31330 | SB (MCB&RCD Cat.B) | stuk | Automaat S200 4P Z1 6kA | Disjoncteur S200 4P Z1 6kA | Sicherungsautomat S200 4P Z1 6kA | MCB S200 4P Z1 6kA |  | 5.14
2CDS254001R0251 | S204-D25 | Active | 4016779531290 | 227.19 | 1 | 1 | stuk | S200 | BE31330 | SB (MCB&RCD Cat.B) | stuk | Automaat S200 4P D25 6kA | Disjoncteur S200 4P D25 6kA | Sicherungsautomat S200 4P D25 6kA | MCB S200 4P D25 6kA |  | 5.14
2CDS254001R0254 | S204-C25 | Active | 4016779529235 | 152.22 | 1 | 1 | stuk | S200 | BE31330 | SC (MCB&RCD Cat.A) | stuk | Automaat S200 4P C25 6kA | Disjoncteur S200 4P C25 6kA | Sicherungsautomat S200 4P C25 6kA | MCB S200 4P C25 6kA |  | 5.14
2CDS254001R0255 | S204-B25 | Active | 4016779529006 | 151.18 | 1 | 1 | stuk | S200 | BE31330 | SB (MCB&RCD Cat.B) | stuk | Automaat S200 4P B25 6kA | Disjoncteur S200 4P B25 6kA | Sicherungsautomat S200 4P B25 6kA | MCB S200 4P B25 6kA |  | 5.14
2CDS254001R0257 | S204-K1,6 | Active | 4016779529280 | 227.19 | 1 | 1 | stuk | S200 | BE31330 | SB (MCB&RCD Cat.B) | stuk | Automaat S200 4P K1 6 6kA | Disjoncteur S200 4P K1 6 6kA | Sicherungsautomat S200 4P K1 6 6kA | MCB S200 4P K1 6 6kA |  | 5.14
2CDS254001R0258 | S204-Z1,6 | Active | 4016779531443 | 246.44 | 1 | 1 | stuk | S200 | BE31330 | SB (MCB&RCD Cat.B) | stuk | Automaat S200 4P Z1 6 6kA | Disjoncteur S200 4P Z1 6 6kA | Sicherungsautomat S200 4P Z1 6 6kA | MCB S200 4P Z1 6 6kA |  | 5.14
2CDS254001R0277 | S204-K2 | Active | 4016779529297 | 227.19 | 1 | 1 | stuk | S200 | BE31330 | SB (MCB&RCD Cat.B) | stuk | Automaat S200 4P K2 6kA | Disjoncteur S200 4P K2 6kA | Sicherungsautomat S200 4P K2 6kA | MCB S200 4P K2 6kA |  | 5.14
2CDS254001R0278 | S204-Z2 | Active | 4016779531436 | 246.44 | 1 | 1 | stuk | S200 | BE31330 | SB (MCB&RCD Cat.B) | stuk | Automaat S200 4P Z2 6kA | Disjoncteur S200 4P Z2 6kA | Sicherungsautomat S200 4P Z2 6kA | MCB S200 4P Z2 6kA |  | 5.14
2CDS254001R0317 | S204-K3 | Active | 4016779529303 | 227.19 | 1 | 1 | stuk | S200 | BE31330 | SB (MCB&RCD Cat.B) | stuk | Automaat S200 4P K3 6kA | Disjoncteur S200 4P K3 6kA | Sicherungsautomat S200 4P K3 6kA | MCB S200 4P K3 6kA |  | 5.14
2CDS254001R0318 | S204-Z3 | Active | 4016779531337 | 246.44 | 1 | 1 | stuk | S200 | BE31330 | SB (MCB&RCD Cat.B) | stuk | Automaat S200 4P Z3 6kA | Disjoncteur S200 4P Z3 6kA | Sicherungsautomat S200 4P Z3 6kA | MCB S200 4P Z3 6kA |  | 5.14
2CDS254001R0321 | S204-D32 | Active | 4016779531306 | 235.95 | 1 | 1 | stuk | S200 | BE31330 | SB (MCB&RCD Cat.B) | stuk | Automaat S200 4P D32 6kA | Disjoncteur S200 4P D32 6kA | Sicherungsautomat S200 4P D32 6kA | MCB S200 4P D32 6kA |  | 5.14
2CDS254001R0324 | S204-C32 | Active | 4016779529242 | 158.52 | 1 | 1 | stuk | S200 | BE31330 | SC (MCB&RCD Cat.A) | stuk | Automaat S200 4P C32 6kA | Disjoncteur S200 4P C32 6kA | Sicherungsautomat S200 4P C32 6kA | MCB S200 4P C32 6kA |  | 5.14
2CDS254001R0325 | S204-B32 | Active | 4016779529013 | 151.18 | 1 | 1 | stuk | S200 | BE31330 | SB (MCB&RCD Cat.B) | stuk | Automaat S200 4P B32 6kA | Disjoncteur S200 4P B32 6kA | Sicherungsautomat S200 4P B32 6kA | MCB S200 4P B32 6kA |  | 5.14
2CDS254001R0337 | S204-K4 | Active | 4016779529310 | 227.19 | 1 | 1 | stuk | S200 | BE31330 | SB (MCB&RCD Cat.B) | stuk | Automaat S200 4P K4 6kA | Disjoncteur S200 4P K4 6kA | Sicherungsautomat S200 4P K4 6kA | MCB S200 4P K4 6kA |  | 5.14
2CDS254001R0338 | S204-Z4 | Active | 4016779531344 | 246.44 | 1 | 1 | stuk | S200 | BE31330 | SB (MCB&RCD Cat.B) | stuk | Automaat S200 4P Z4 6kA | Disjoncteur S200 4P Z4 6kA | Sicherungsautomat S200 4P Z4 6kA | MCB S200 4P Z4 6kA |  | 5.14
2CDS254001R0377 | S204-K6 | Active | 4016779529327 | 227.19 | 1 | 1 | stuk | S200 | BE31330 | SB (MCB&RCD Cat.B) | stuk | Automaat S200 4P K6 6kA | Disjoncteur S200 4P K6 6kA | Sicherungsautomat S200 4P K6 6kA | MCB S200 4P K6 6kA |  | 5.14
2CDS254001R0378 | S204-Z6 | Active | 4016779531351 | 246.44 | 1 | 1 | stuk | S200 | BE31330 | SB (MCB&RCD Cat.B) | stuk | Automaat S200 4P Z6 6kA | Disjoncteur S200 4P Z6 6kA | Sicherungsautomat S200 4P Z6 6kA | MCB S200 4P Z6 6kA |  | 5.14
2CDS254001R0401 | S204-D40 | Active | 4016779531313 | 248.18 | 1 | 1 | stuk | S200 | BE31330 | SB (MCB&RCD Cat.B) | stuk | Automaat S200 4P D40 6kA | Disjoncteur S200 4P D40 6kA | Sicherungsautomat S200 4P D40 6kA | MCB S200 4P D40 6kA |  | 5.14
2CDS254001R0404 | S204-C40 | Active | 4016779529259 | 171.61 | 1 | 1 | stuk | S200 | BE31330 | SC (MCB&RCD Cat.A) | stuk | Automaat S200 4P C40 6kA | Disjoncteur S200 4P C40 6kA | Sicherungsautomat S200 4P C40 6kA | MCB S200 4P C40 6kA |  | 5.14
2CDS254001R0405 | S204-B40 | Active | 4016779529020 | 187.01 | 1 | 1 | stuk | S200 | BE31330 | SB (MCB&RCD Cat.B) | stuk | Automaat S200 4P B40 6kA | Disjoncteur S200 4P B40 6kA | Sicherungsautomat S200 4P B40 6kA | MCB S200 4P B40 6kA |  | 5.14
2CDS254001R0407 | S204-K8 | Active | 4016779529334 | 227.19 | 1 | 1 | stuk | S200 | BE31330 | SB (MCB&RCD Cat.B) | stuk | Automaat S200 4P K8 6kA | Disjoncteur S200 4P K8 6kA | Sicherungsautomat S200 4P K8 6kA | MCB S200 4P K8 6kA |  | 5.14
2CDS254001R0408 | S204-Z8 | Active | 4016779531368 | 246.44 | 1 | 1 | stuk | S200 | BE31330 | SB (MCB&RCD Cat.B) | stuk | Automaat S200 4P Z8 6kA | Disjoncteur S200 4P Z8 6kA | Sicherungsautomat S200 4P Z8 6kA | MCB S200 4P Z8 6kA |  | 5.14
2CDS254001R0427 | S204-K10 | Active | 4016779529341 | 190.5 | 1 | 1 | stuk | S200 | BE31330 | SB (MCB&RCD Cat.B) | stuk | Automaat S200 4P K10 6kA | Disjoncteur S200 4P K10 6kA | Sicherungsautomat S200 4P K10 6kA | MCB S200 4P K10 6kA |  | 5.14
2CDS254001R0428 | S204-Z10 | Active | 4016779531375 | 202.76 | 1 | 1 | stuk | S200 | BE31330 | SB (MCB&RCD Cat.B) | stuk | Automaat S200 4P Z10 6kA | Disjoncteur S200 4P Z10 6kA | Sicherungsautomat S200 4P Z10 6kA | MCB S200 4P Z10 6kA |  | 5.14
2CDS254001R0447 | S204-K13 | Active | 4016779529358 | 190.5 | 1 | 1 | stuk | S200 | BE31330 | SB (MCB&RCD Cat.B) | stuk | Automaat S200 4P K13 6kA | Disjoncteur S200 4P K13 6kA | Sicherungsautomat S200 4P K13 6kA | MCB S200 4P K13 6kA |  | 5.14
2CDS254001R0467 | S204-K16 | Active | 4016779529365 | 190.5 | 1 | 1 | stuk | S200 | BE31330 | SB (MCB&RCD Cat.B) | stuk | Automaat S200 4P K16 6kA | Disjoncteur S200 4P K16 6kA | Sicherungsautomat S200 4P K16 6kA | MCB S200 4P K16 6kA |  | 5.14
2CDS254001R0468 | S204-Z16 | Active | 4016779531382 | 202.76 | 1 | 1 | stuk | S200 | BE31330 | SB (MCB&RCD Cat.B) | stuk | Automaat S200 4P Z16 6kA | Disjoncteur S200 4P Z16 6kA | Sicherungsautomat S200 4P Z16 6kA | MCB S200 4P Z16 6kA |  | 5.14
2CDS254001R0487 | S204-K20 | Active | 4016779529372 | 216.71 | 1 | 1 | stuk | S200 | BE31330 | SB (MCB&RCD Cat.B) | stuk | Automaat S200 4P K20 6kA | Disjoncteur S200 4P K20 6kA | Sicherungsautomat S200 4P K20 6kA | MCB S200 4P K20 6kA |  | 5.14
2CDS254001R0488 | S204-Z20 | Active | 4016779531399 | 234.19 | 1 | 1 | stuk | S200 | BE31330 | SB (MCB&RCD Cat.B) | stuk | Automaat S200 4P Z20 6kA | Disjoncteur S200 4P Z20 6kA | Sicherungsautomat S200 4P Z20 6kA | MCB S200 4P Z20 6kA |  | 5.14
2CDS254001R0501 | S204-D50 | Active | 4016779552097 | 281.38 | 1 | 1 | stuk | S200 | BE31330 | SB (MCB&RCD Cat.B) | stuk | Automaat S200 4P D50 6kA | Disjoncteur S200 4P D50 6kA | Sicherungsautomat S200 4P D50 6kA | MCB S200 4P D50 6kA |  | 5.14
2CDS254001R0504 | S204-C50 | Active | 4016779551106 | 225.45 | 1 | 1 | stuk | S200 | BE31330 | SC (MCB&RCD Cat.A) | stuk | Automaat S200 4P C50 6kA | Disjoncteur S200 4P C50 6kA | Sicherungsautomat S200 4P C50 6kA | MCB S200 4P C50 6kA |  | 5.14
2CDS254001R0505 | S204-B50 | Active | 4016779550987 | 283.14 | 1 | 1 | stuk | S200 | BE31330 | SB (MCB&RCD Cat.B) | stuk | Automaat S200 4P B50 6kA | Disjoncteur S200 4P B50 6kA | Sicherungsautomat S200 4P B50 6kA | MCB S200 4P B50 6kA |  | 5.14
2CDS254001R0517 | S204-K25 | Active | 4016779529389 | 227.19 | 1 | 1 | stuk | S200 | BE31330 | SB (MCB&RCD Cat.B) | stuk | Automaat S200 4P K25 6kA | Disjoncteur S200 4P K25 6kA | Sicherungsautomat S200 4P K25 6kA | MCB S200 4P K25 6kA |  | 5.14
2CDS254001R0518 | S204-Z25 | Active | 4016779531405 | 246.44 | 1 | 1 | stuk | S200 | BE31330 | SB (MCB&RCD Cat.B) | stuk | Automaat S200 4P Z25 6kA | Disjoncteur S200 4P Z25 6kA | Sicherungsautomat S200 4P Z25 6kA | MCB S200 4P Z25 6kA |  | 5.14
2CDS254001R0537 | S204-K32 | Active | 4016779529396 | 235.95 | 1 | 1 | stuk | S200 | BE31330 | SB (MCB&RCD Cat.B) | stuk | Automaat S200 4P K32 6kA | Disjoncteur S200 4P K32 6kA | Sicherungsautomat S200 4P K32 6kA | MCB S200 4P K32 6kA |  | 5.14
2CDS254001R0538 | S204-Z32 | Active | 4016779531412 | 255.16 | 1 | 1 | stuk | S200 | BE31330 | SB (MCB&RCD Cat.B) | stuk | Automaat S200 4P Z32 6kA | Disjoncteur S200 4P Z32 6kA | Sicherungsautomat S200 4P Z32 6kA | MCB S200 4P Z32 6kA |  | 5.14
2CDS254001R0557 | S204-K40 | Active | 4016779529402 | 246.44 | 1 | 1 | stuk | S200 | BE31330 | SB (MCB&RCD Cat.B) | stuk | Automaat S200 4P K40 6kA | Disjoncteur S200 4P K40 6kA | Sicherungsautomat S200 4P K40 6kA | MCB S200 4P K40 6kA |  | 5.14
2CDS254001R0558 | S204-Z40 | Active | 4016779531429 | 263.9 | 1 | 1 | stuk | S200 | BE31330 | SB (MCB&RCD Cat.B) | stuk | Automaat S200 4P Z40 6kA | Disjoncteur S200 4P Z40 6kA | Sicherungsautomat S200 4P Z40 6kA | MCB S200 4P Z40 6kA |  | 5.14
2CDS254001R0577 | S204-K50 | Active | 4016779551229 | 281.38 | 1 | 1 | stuk | S200 | BE31330 | SB (MCB&RCD Cat.B) | stuk | Automaat S200 4P K50 6kA | Disjoncteur S200 4P K50 6kA | Sicherungsautomat S200 4P K50 6kA | MCB S200 4P K50 6kA |  | 5.14
2CDS254001R0578 | S204-Z50 | Active | 4016779551977 | 305.85 | 1 | 1 | stuk | S200 | BE31330 | SB (MCB&RCD Cat.B) | stuk | Automaat S200 4P Z50 6kA | Disjoncteur S200 4P Z50 6kA | Sicherungsautomat S200 4P Z50 6kA | MCB S200 4P Z50 6kA |  | 5.14
2CDS254001R0607 | S204-K63 | Active | 4016779551236 | 319.85 | 1 | 1 | stuk | S200 | BE31330 | SB (MCB&RCD Cat.B) | stuk | Automaat S200 4P K63 6kA | Disjoncteur S200 4P K63 6kA | Sicherungsautomat S200 4P K63 6kA | MCB S200 4P K63 6kA |  | 5.14
2CDS254001R0608 | S204-Z63 | Active | 4016779551984 | 344.28 | 1 | 1 | stuk | S200 | BE31330 | SB (MCB&RCD Cat.B) | stuk | Automaat S200 4P Z63 6kA | Disjoncteur S200 4P Z63 6kA | Sicherungsautomat S200 4P Z63 6kA | MCB S200 4P Z63 6kA |  | 5.14
2CDS254001R0631 | S204-D63 | Active | 4016779552103 | 319.85 | 1 | 1 | stuk | S200 | BE31330 | SB (MCB&RCD Cat.B) | stuk | Automaat S200 4P D63 6kA | Disjoncteur S200 4P D63 6kA | Sicherungsautomat S200 4P D63 6kA | MCB S200 4P D63 6kA |  | 5.14
2CDS254001R0634 | S204-C63 | Active | 4016779551113 | 255.16 | 1 | 1 | stuk | S200 | BE31330 | SC (MCB&RCD Cat.A) | stuk | Automaat S200 4P C63 6kA | Disjoncteur S200 4P C63 6kA | Sicherungsautomat S200 4P C63 6kA | MCB S200 4P C63 6kA |  | 5.14
2CDS254001R0635 | S204-B63 | Active | 4016779550994 | 318.1 | 1 | 1 | stuk | S200 | BE31330 | SB (MCB&RCD Cat.B) | stuk | Automaat S200 4P B63 6kA | Disjoncteur S200 4P B63 6kA | Sicherungsautomat S200 4P B63 6kA | MCB S200 4P B63 6kA |  | 5.14
2CDS254001R0804 | S204-C80 | Active | 4016779916424 | 679.84 | 1 | 1 | stuk | S200 80-100A | BE31330 | SC (MCB&RCD Cat.A) | stuk | Automaat S200 4P C80 6kA | Disjoncteur S200 4P C80 6kA | Sicherungsautomat S200 4P C80 6kA | MCB S200 4P C80 6kA |  | 5.14
2CDS254001R0805 | S204-B80 | Active | 4016779916431 | 742.79 | 1 | 1 | stuk | S200 80-100A | BE31330 | SB (MCB&RCD Cat.B) | stuk | Automaat S200 4P B80 6kA | Disjoncteur S200 4P B80 6kA | Sicherungsautomat S200 4P B80 6kA | MCB S200 4P B80 6kA |  | 5.14
2CDS254001R0824 | S204-C100 | Active | 4016779916448 | 688.61 | 1 | 1 | stuk | S200 80-100A | BE31330 | SC (MCB&RCD Cat.A) | stuk | Automaat S200 4P C100 6kA | Disjoncteur S200 4P C100 6kA | Sicherungsautomat S200 4P C100 6kA | MCB S200 4P C100 6kA |  | 5.14
2CDS254001R0825 | S204-B100 | Active | 4016779916455 | 802.2 | 1 | 1 | stuk | S200 80-100A | BE31330 | SB (MCB&RCD Cat.B) | stuk | Automaat S200 4P B100 6kA | Disjoncteur S200 4P B100 6kA | Sicherungsautomat S200 4P B100 6kA | MCB S200 4P B100 6kA |  | 5.14
2CDS254001R0971 | S204-D1,6 | Active | 4016779531146 | 227.19 | 1 | 1 | stuk | S200 | BE31330 | SB (MCB&RCD Cat.B) | stuk | Automaat S200 4P D1 6 6kA | Disjoncteur S200 4P D1 6 6kA | Sicherungsautomat S200 4P D1 6 6kA | MCB S200 4P D1 6 6kA |  | 5.14
2CDS254001R0974 | S204-C1,6 | Active | 4016779529136 | 158.69 | 1 | 1 | stuk | S200 | BE31330 | SC (MCB&RCD Cat.A) | stuk | Automaat S200 4P C1 6 6kA | Disjoncteur S200 4P C1 6 6kA | Sicherungsautomat S200 4P C1 6 6kA | MCB S200 4P C1 6 6kA |  | 5.14
2CDS254001R0981 | S204-D0,5 | Active | 4016779531122 | 227.19 | 1 | 1 | stuk | S200 | BE31330 | SB (MCB&RCD Cat.B) | stuk | Automaat S200 4P D0 5 6kA | Disjoncteur S200 4P D0 5 6kA | Sicherungsautomat S200 4P D0 5 6kA | MCB S200 4P D0 5 6kA |  | 5.14
2CDS254001R0984 | S204-C0,5 | Active | 4016779529112 | 158.69 | 1 | 1 | stuk | S200 | BE31330 | SC (MCB&RCD Cat.A) | stuk | Automaat S200 4P C0 5 6kA | Disjoncteur S200 4P C0 5 6kA | Sicherungsautomat S200 4P C0 5 6kA | MCB S200 4P C0 5 6kA |  | 5.14
2CDS254001U0325 | S204-B32 MTB | Active | 4053546046229 | 97.45 | 1 | 18 | stuk | S200 | BE31330 | SB (MCB&RCD Cat.B) | stuk | Automaat S200 4P B32 6kA Multipack | Disjoncteur S200 4P B32 6kA Multipack | Sicherungsautomat S200 4P B32 6kA Multipack | MCB S200 4P B32 6kA Multipack |  | 5.14
2CDS271001R0011 | S201M-D1 | Active | 4016779599313 | 56.41 | 1 | 1 | stuk | S200M | BE31330 | SA (Modulair+Plug&Socket) | stuk | Automaat S200M 1P D1 10kA | Disjoncteur S200M 1P D1 10kA | Sicherungsautomat S200M 1P D1 10kA | MCB S200M 1P D1 10kA |  | 5.14
2CDS271001R0014 | S201M-C1 | Active | 4016779549929 | 29.66 | 1 | 1 | stuk | S200M | BE31330 | SB (MCB&RCD Cat.B) | stuk | Automaat S200M 1P C1 10kA | Disjoncteur S200M 1P C1 10kA | Sicherungsautomat S200M 1P C1 10kA | MCB S200M 1P C1 10kA |  | 5.14
2CDS271001R0021 | S201M-D2 | Active | 4016779599337 | 56.41 | 1 | 1 | stuk | S200M | BE31330 | SA (Modulair+Plug&Socket) | stuk | Automaat S200M 1P D2 10kA | Disjoncteur S200M 1P D2 10kA | Sicherungsautomat S200M 1P D2 10kA | MCB S200M 1P D2 10kA |  | 5.14
2CDS271001R0024 | S201M-C2 | Active | 4016779549936 | 29.66 | 1 | 1 | stuk | S200M | BE31330 | SB (MCB&RCD Cat.B) | stuk | Automaat S200M 1P C2 10kA | Disjoncteur S200M 1P C2 10kA | Sicherungsautomat S200M 1P C2 10kA | MCB S200M 1P C2 10kA |  | 5.14
2CDS271001R0031 | S201M-D3 | Active | 4016779599351 | 56.41 | 1 | 1 | stuk | S200M | BE31330 | SA (Modulair+Plug&Socket) | stuk | Automaat S200M 1P D3 10kA | Disjoncteur S200M 1P D3 10kA | Sicherungsautomat S200M 1P D3 10kA | MCB S200M 1P D3 10kA |  | 5.14
2CDS271001R0034 | S201M-C3 | Active | 4016779549943 | 29.66 | 1 | 1 | stuk | S200M | BE31330 | SB (MCB&RCD Cat.B) | stuk | Automaat S200M 1P C3 10kA | Disjoncteur S200M 1P C3 10kA | Sicherungsautomat S200M 1P C3 10kA | MCB S200M 1P C3 10kA |  | 5.14
2CDS271001R0041 | S201M-D4 | Active | 4016779599375 | 56.41 | 1 | 1 | stuk | S200M | BE31330 | SA (Modulair+Plug&Socket) | stuk | Automaat S200M 1P D4 10kA | Disjoncteur S200M 1P D4 10kA | Sicherungsautomat S200M 1P D4 10kA | MCB S200M 1P D4 10kA |  | 5.14
2CDS271001R0044 | S201M-C4 | Active | 4016779549950 | 29.66 | 1 | 1 | stuk | S200M | BE31330 | SB (MCB&RCD Cat.B) | stuk | Automaat S200M 1P C4 10kA | Disjoncteur S200M 1P C4 10kA | Sicherungsautomat S200M 1P C4 10kA | MCB S200M 1P C4 10kA |  | 5.14
2CDS271001R0061 | S201M-D6 | Active | 4016779599399 | 56.41 | 1 | 1 | stuk | S200M | BE31330 | SA (Modulair+Plug&Socket) | stuk | Automaat S200M 1P D6 10kA | Disjoncteur S200M 1P D6 10kA | Sicherungsautomat S200M 1P D6 10kA | MCB S200M 1P D6 10kA |  | 5.14
2CDS271001R0064 | S201M-C6 | Active | 4016779549967 | 29.66 | 1 | 1 | stuk | S200M | BE31330 | SB (MCB&RCD Cat.B) | stuk | Automaat S200M 1P C6 10kA | Disjoncteur S200M 1P C6 10kA | Sicherungsautomat S200M 1P C6 10kA | MCB S200M 1P C6 10kA |  | 5.14
2CDS271001R0065 | S201M-B6 | Active | 4016779549424 | 28.2 | 1 | 1 | stuk | S200M | BE31330 | SB (MCB&RCD Cat.B) | stuk | Automaat S200M 1P B6 10kA | Disjoncteur S200M 1P B6 10kA | Sicherungsautomat S200M 1P B6 10kA | MCB S200M 1P B6 10kA |  | 5.14
2CDS271001R0081 | S201M-D8 | Active | 4016779599405 | 56.41 | 1 | 1 | stuk | S200M | BE31330 | SA (Modulair+Plug&Socket) | stuk | Automaat S200M 1P D8 10kA | Disjoncteur S200M 1P D8 10kA | Sicherungsautomat S200M 1P D8 10kA | MCB S200M 1P D8 10kA |  | 5.14
2CDS271001R0084 | S201M-C8 | Active | 4016779549974 | 29.66 | 1 | 1 | stuk | S200M | BE31330 | SB (MCB&RCD Cat.B) | stuk | Automaat S200M 1P C8 10kA | Disjoncteur S200M 1P C8 10kA | Sicherungsautomat S200M 1P C8 10kA | MCB S200M 1P C8 10kA |  | 5.14
2CDS271001R0101 | S201M-D10 | Active | 4016779599429 | 47.01 | 1 | 1 | stuk | S200M | BE31330 | SA (Modulair+Plug&Socket) | stuk | Automaat S200M 1P D10 10kA | Disjoncteur S200M 1P D10 10kA | Sicherungsautomat S200M 1P D10 10kA | MCB S200M 1P D10 10kA |  | 5.14
2CDS271001R0104 | S201M-C10 | Active | 4016779549981 | 24.71 | 1 | 1 | stuk | S200M | BE31330 | SB (MCB&RCD Cat.B) | stuk | Automaat S200M 1P C10 10kA | Disjoncteur S200M 1P C10 10kA | Sicherungsautomat S200M 1P C10 10kA | MCB S200M 1P C10 10kA |  | 5.14
2CDS271001R0105 | S201M-B10 | Active | 4016779549431 | 28.2 | 1 | 1 | stuk | S200M | BE31330 | SB (MCB&RCD Cat.B) | stuk | Automaat S200M 1P B10 10kA | Disjoncteur S200M 1P B10 10kA | Sicherungsautomat S200M 1P B10 10kA | MCB S200M 1P B10 10kA |  | 5.14
2CDS271001R0131 | S201M-D13 | Active | 4016779663267 | 81.07 | 1 | 1 | stuk | S200M | BE31330 | SA (Modulair+Plug&Socket) | stuk | Automaat S200M 1P D13 10kA | Disjoncteur S200M 1P D13 10kA | Sicherungsautomat S200M 1P D13 10kA | MCB S200M 1P D13 10kA |  | 5.14
2CDS271001R0134 | S201M-C13 | Active | 4016779549998 | 24.22 | 1 | 1 | stuk | S200M | BE31330 | SB (MCB&RCD Cat.B) | stuk | Automaat S200M 1P C13 10kA | Disjoncteur S200M 1P C13 10kA | Sicherungsautomat S200M 1P C13 10kA | MCB S200M 1P C13 10kA |  | 5.14
2CDS271001R0135 | S201M-B13 | Active | 4016779549448 | 28.2 | 1 | 1 | stuk | S200M | BE31330 | SB (MCB&RCD Cat.B) | stuk | Automaat S200M 1P B13 10kA | Disjoncteur S200M 1P B13 10kA | Sicherungsautomat S200M 1P B13 10kA | MCB S200M 1P B13 10kA |  | 5.14
2CDS271001R0157 | S201M-K0,5 | Active | 4016779599436 | 55.57 | 1 | 1 | stuk | S200M | BE31330 | SA (Modulair+Plug&Socket) | stuk | Automaat S200M 1P K0 5 10kA | Disjoncteur S200M 1P K0 5 10kA | Sicherungsautomat S200M 1P K0 5 10kA | MCB S200M 1P K0 5 10kA |  | 5.14
2CDS271001R0158 | S201M-Z0,5 | Active | 4016779599443 | 59.55 | 1 | 1 | stuk | S200M | BE31330 | SA (Modulair+Plug&Socket) | stuk | Automaat S200M 1P Z0 5 10kA | Disjoncteur S200M 1P Z0 5 10kA | Sicherungsautomat S200M 1P Z0 5 10kA | MCB S200M 1P Z0 5 10kA |  | 5.14
2CDS271001R0161 | S201M-D16 | Active | 4016779599450 | 47.01 | 1 | 1 | stuk | S200M | BE31330 | SA (Modulair+Plug&Socket) | stuk | Automaat S200M 1P D16 10kA | Disjoncteur S200M 1P D16 10kA | Sicherungsautomat S200M 1P D16 10kA | MCB S200M 1P D16 10kA |  | 5.14
2CDS271001R0164 | S201M-C16 | Active | 4016779550000 | 24.71 | 1 | 1 | stuk | S200M | BE31330 | SB (MCB&RCD Cat.B) | stuk | Automaat S200M 1P C16 10kA | Disjoncteur S200M 1P C16 10kA | Sicherungsautomat S200M 1P C16 10kA | MCB S200M 1P C16 10kA |  | 5.14
2CDS271001R0165 | S201M-B16 | Active | 4016779549455 | 28.2 | 1 | 1 | stuk | S200M | BE31330 | SB (MCB&RCD Cat.B) | stuk | Automaat S200M 1P B16 10kA | Disjoncteur S200M 1P B16 10kA | Sicherungsautomat S200M 1P B16 10kA | MCB S200M 1P B16 10kA |  | 5.14
2CDS271001R0201 | S201M-D20 | Active | 4016779599467 | 54 | 1 | 1 | stuk | S200M | BE31330 | SA (Modulair+Plug&Socket) | stuk | Automaat S200M 1P D20 10kA | Disjoncteur S200M 1P D20 10kA | Sicherungsautomat S200M 1P D20 10kA | MCB S200M 1P D20 10kA |  | 5.14
2CDS271001R0204 | S201M-C20 | Active | 4016779550017 | 28.31 | 1 | 1 | stuk | S200M | BE31330 | SB (MCB&RCD Cat.B) | stuk | Automaat S200M 1P C20 10kA | Disjoncteur S200M 1P C20 10kA | Sicherungsautomat S200M 1P C20 10kA | MCB S200M 1P C20 10kA |  | 5.14
2CDS271001R0205 | S201M-B20 | Active | 4016779549462 | 28.2 | 1 | 1 | stuk | S200M | BE31330 | SB (MCB&RCD Cat.B) | stuk | Automaat S200M 1P B20 10kA | Disjoncteur S200M 1P B20 10kA | Sicherungsautomat S200M 1P B20 10kA | MCB S200M 1P B20 10kA |  | 5.14
2CDS271001R0217 | S201M-K1 | Active | 4016779599474 | 55.57 | 1 | 1 | stuk | S200M | BE31330 | SA (Modulair+Plug&Socket) | stuk | Automaat S200M 1P K1 10kA | Disjoncteur S200M 1P K1 10kA | Sicherungsautomat S200M 1P K1 10kA | MCB S200M 1P K1 10kA |  | 5.14
2CDS271001R0218 | S201M-Z1 | Active | 4016779599481 | 59.55 | 1 | 1 | stuk | S200M | BE31330 | SA (Modulair+Plug&Socket) | stuk | Automaat S200M 1P Z1 10kA | Disjoncteur S200M 1P Z1 10kA | Sicherungsautomat S200M 1P Z1 10kA | MCB S200M 1P Z1 10kA |  | 5.14
2CDS271001R0251 | S201M-D25 | Active | 4016779599498 | 56.41 | 1 | 1 | stuk | S200M | BE31330 | SA (Modulair+Plug&Socket) | stuk | Automaat S200M 1P D25 10kA | Disjoncteur S200M 1P D25 10kA | Sicherungsautomat S200M 1P D25 10kA | MCB S200M 1P D25 10kA |  | 5.14
2CDS271001R0254 | S201M-C25 | Active | 4016779550024 | 29.66 | 1 | 1 | stuk | S200M | BE31330 | SB (MCB&RCD Cat.B) | stuk | Automaat S200M 1P C25 10kA | Disjoncteur S200M 1P C25 10kA | Sicherungsautomat S200M 1P C25 10kA | MCB S200M 1P C25 10kA |  | 5.14
2CDS271001R0255 | S201M-B25 | Active | 4016779549479 | 28.2 | 1 | 1 | stuk | S200M | BE31330 | SB (MCB&RCD Cat.B) | stuk | Automaat S200M 1P B25 10kA | Disjoncteur S200M 1P B25 10kA | Sicherungsautomat S200M 1P B25 10kA | MCB S200M 1P B25 10kA |  | 5.14
2CDS271001R0257 | S201M-K1,6 | Active | 4016779599504 | 55.57 | 1 | 1 | stuk | S200M | BE31330 | SA (Modulair+Plug&Socket) | stuk | Automaat S200M 1P K1 6 10kA | Disjoncteur S200M 1P K1 6 10kA | Sicherungsautomat S200M 1P K1 6 10kA | MCB S200M 1P K1 6 10kA |  | 5.14
2CDS271001R0258 | S201M-Z1,6 | Active | 4016779599511 | 59.55 | 1 | 1 | stuk | S200M | BE31330 | SA (Modulair+Plug&Socket) | stuk | Automaat S200M 1P Z1 6 10kA | Disjoncteur S200M 1P Z1 6 10kA | Sicherungsautomat S200M 1P Z1 6 10kA | MCB S200M 1P Z1 6 10kA |  | 5.14
2CDS271001R0277 | S201M-K2 | Active | 4016779599528 | 55.57 | 1 | 1 | stuk | S200M | BE31330 | SA (Modulair+Plug&Socket) | stuk | Automaat S200M 1P K2 10kA | Disjoncteur S200M 1P K2 10kA | Sicherungsautomat S200M 1P K2 10kA | MCB S200M 1P K2 10kA |  | 5.14
2CDS271001R0278 | S201M-Z2 | Active | 4016779599535 | 59.55 | 1 | 1 | stuk | S200M | BE31330 | SA (Modulair+Plug&Socket) | stuk | Automaat S200M 1P Z2 10kA | Disjoncteur S200M 1P Z2 10kA | Sicherungsautomat S200M 1P Z2 10kA | MCB S200M 1P Z2 10kA |  | 5.14
2CDS271001R0317 | S201M-K3 | Active | 4016779599542 | 55.57 | 1 | 1 | stuk | S200M | BE31330 | SA (Modulair+Plug&Socket) | stuk | Automaat S200M 1P K3 10kA | Disjoncteur S200M 1P K3 10kA | Sicherungsautomat S200M 1P K3 10kA | MCB S200M 1P K3 10kA |  | 5.14
2CDS271001R0318 | S201M-Z3 | Active | 4016779599559 | 59.55 | 1 | 1 | stuk | S200M | BE31330 | SA (Modulair+Plug&Socket) | stuk | Automaat S200M 1P Z3 10kA | Disjoncteur S200M 1P Z3 10kA | Sicherungsautomat S200M 1P Z3 10kA | MCB S200M 1P Z3 10kA |  | 5.14
2CDS271001R0321 | S201M-D32 | Active | 4016779599566 | 55.32 | 1 | 1 | stuk | S200M | BE31330 | SA (Modulair+Plug&Socket) | stuk | Automaat S200M 1P D32 10kA | Disjoncteur S200M 1P D32 10kA | Sicherungsautomat S200M 1P D32 10kA | MCB S200M 1P D32 10kA |  | 5.14
2CDS271001R0324 | S201M-C32 | Active | 4016779550031 | 30.86 | 1 | 1 | stuk | S200M | BE31330 | SB (MCB&RCD Cat.B) | stuk | Automaat S200M 1P C32 10kA | Disjoncteur S200M 1P C32 10kA | Sicherungsautomat S200M 1P C32 10kA | MCB S200M 1P C32 10kA |  | 5.14
2CDS271001R0325 | S201M-B32 | Active | 4016779549486 | 28.2 | 1 | 1 | stuk | S200M | BE31330 | SB (MCB&RCD Cat.B) | stuk | Automaat S200M 1P B32 10kA | Disjoncteur S200M 1P B32 10kA | Sicherungsautomat S200M 1P B32 10kA | MCB S200M 1P B32 10kA |  | 5.14
2CDS271001R0337 | S201M-K4 | Active | 4016779599573 | 55.57 | 1 | 1 | stuk | S200M | BE31330 | SA (Modulair+Plug&Socket) | stuk | Automaat S200M 1P K4 10kA | Disjoncteur S200M 1P K4 10kA | Sicherungsautomat S200M 1P K4 10kA | MCB S200M 1P K4 10kA |  | 5.14
2CDS271001R0338 | S201M-Z4 | Active | 4016779599580 | 59.55 | 1 | 1 | stuk | S200M | BE31330 | SA (Modulair+Plug&Socket) | stuk | Automaat S200M 1P Z4 10kA | Disjoncteur S200M 1P Z4 10kA | Sicherungsautomat S200M 1P Z4 10kA | MCB S200M 1P Z4 10kA |  | 5.14
2CDS271001R0377 | S201M-K6 | Active | 4016779599597 | 55.57 | 1 | 1 | stuk | S200M | BE31330 | SA (Modulair+Plug&Socket) | stuk | Automaat S200M 1P K6 10kA | Disjoncteur S200M 1P K6 10kA | Sicherungsautomat S200M 1P K6 10kA | MCB S200M 1P K6 10kA |  | 5.14
2CDS271001R0378 | S201M-Z6 | Active | 4016779599603 | 59.55 | 1 | 1 | stuk | S200M | BE31330 | SA (Modulair+Plug&Socket) | stuk | Automaat S200M 1P Z6 10kA | Disjoncteur S200M 1P Z6 10kA | Sicherungsautomat S200M 1P Z6 10kA | MCB S200M 1P Z6 10kA |  | 5.14
2CDS271001R0401 | S201M-D40 | Active | 4016779599610 | 60.98 | 1 | 1 | stuk | S200M | BE31330 | SA (Modulair+Plug&Socket) | stuk | Automaat S200M 1P D40 10kA | Disjoncteur S200M 1P D40 10kA | Sicherungsautomat S200M 1P D40 10kA | MCB S200M 1P D40 10kA |  | 5.14
2CDS271001R0404 | S201M-C40 | Active | 4016779550048 | 32.06 | 1 | 1 | stuk | S200M | BE31330 | SB (MCB&RCD Cat.B) | stuk | Automaat S200M 1P C40 10kA | Disjoncteur S200M 1P C40 10kA | Sicherungsautomat S200M 1P C40 10kA | MCB S200M 1P C40 10kA |  | 5.14
2CDS271001R0405 | S201M-B40 | Active | 4016779549493 | 33.98 | 1 | 1 | stuk | S200M | BE31330 | SB (MCB&RCD Cat.B) | stuk | Automaat S200M 1P B40 10kA | Disjoncteur S200M 1P B40 10kA | Sicherungsautomat S200M 1P B40 10kA | MCB S200M 1P B40 10kA |  | 5.14
2CDS271001R0407 | S201M-K8 | Active | 4016779599627 | 55.57 | 1 | 1 | stuk | S200M | BE31330 | SA (Modulair+Plug&Socket) | stuk | Automaat S200M 1P K8 10kA | Disjoncteur S200M 1P K8 10kA | Sicherungsautomat S200M 1P K8 10kA | MCB S200M 1P K8 10kA |  | 5.14
2CDS271001R0408 | S201M-Z8 | Active | 4016779599634 | 59.55 | 1 | 1 | stuk | S200M | BE31330 | SA (Modulair+Plug&Socket) | stuk | Automaat S200M 1P Z8 10kA | Disjoncteur S200M 1P Z8 10kA | Sicherungsautomat S200M 1P Z8 10kA | MCB S200M 1P Z8 10kA |  | 5.14
2CDS271001R0427 | S201M-K10 | Active | 4016779599641 | 46.04 | 1 | 1 | stuk | S200M | BE31330 | SA (Modulair+Plug&Socket) | stuk | Automaat S200M 1P K10 10kA | Disjoncteur S200M 1P K10 10kA | Sicherungsautomat S200M 1P K10 10kA | MCB S200M 1P K10 10kA |  | 5.14
2CDS271001R0428 | S201M-Z10 | Active | 4016779599658 | 49.54 | 1 | 1 | stuk | S200M | BE31330 | SA (Modulair+Plug&Socket) | stuk | Automaat S200M 1P Z10 10kA | Disjoncteur S200M 1P Z10 10kA | Sicherungsautomat S200M 1P Z10 10kA | MCB S200M 1P Z10 10kA |  | 5.14
2CDS271001R0447 | S201M-K13 | Active | 4016779659390 | 50.81 | 1 | 1 | stuk | S200M | BE31330 | SA (Modulair+Plug&Socket) | stuk | Automaat S200M 1P K13 10kA | Disjoncteur S200M 1P K13 10kA | Sicherungsautomat S200M 1P K13 10kA | MCB S200M 1P K13 10kA |  | 5.14
2CDS271001R0467 | S201M-K16 | Active | 4016779599665 | 46.04 | 1 | 1 | stuk | S200M | BE31330 | SA (Modulair+Plug&Socket) | stuk | Automaat S200M 1P K16 10kA | Disjoncteur S200M 1P K16 10kA | Sicherungsautomat S200M 1P K16 10kA | MCB S200M 1P K16 10kA |  | 5.14
2CDS271001R0468 | S201M-Z16 | Active | 4016779599672 | 49.54 | 1 | 1 | stuk | S200M | BE31330 | SA (Modulair+Plug&Socket) | stuk | Automaat S200M 1P Z16 10kA | Disjoncteur S200M 1P Z16 10kA | Sicherungsautomat S200M 1P Z16 10kA | MCB S200M 1P Z16 10kA |  | 5.14
2CDS271001R0487 | S201M-K20 | Active | 4016779599689 | 53.04 | 1 | 1 | stuk | S200M | BE31330 | SA (Modulair+Plug&Socket) | stuk | Automaat S200M 1P K20 10kA | Disjoncteur S200M 1P K20 10kA | Sicherungsautomat S200M 1P K20 10kA | MCB S200M 1P K20 10kA |  | 5.14
2CDS271001R0488 | S201M-Z20 | Active | 4016779599696 | 57.26 | 1 | 1 | stuk | S200M | BE31330 | SA (Modulair+Plug&Socket) | stuk | Automaat S200M 1P Z20 10kA | Disjoncteur S200M 1P Z20 10kA | Sicherungsautomat S200M 1P Z20 10kA | MCB S200M 1P Z20 10kA |  | 5.14
2CDS271001R0501 | S201M-D50 | Active | 4016779599702 | 70.39 | 1 | 1 | stuk | S200M | BE31330 | SA (Modulair+Plug&Socket) | stuk | Automaat S200M 1P D50 10kA | Disjoncteur S200M 1P D50 10kA | Sicherungsautomat S200M 1P D50 10kA | MCB S200M 1P D50 10kA |  | 5.14
2CDS271001R0504 | S201M-C50 | Active | 4016779543934 | 41.96 | 1 | 1 | stuk | S200M | BE31330 | SB (MCB&RCD Cat.B) | stuk | Automaat S200M 1P C50 10kA | Disjoncteur S200M 1P C50 10kA | Sicherungsautomat S200M 1P C50 10kA | MCB S200M 1P C50 10kA |  | 5.14
2CDS271001R0505 | S201M-B50 | Active | 4016779543811 | 45.32 | 1 | 1 | stuk | S200M | BE31330 | SB (MCB&RCD Cat.B) | stuk | Automaat S200M 1P B50 10kA | Disjoncteur S200M 1P B50 10kA | Sicherungsautomat S200M 1P B50 10kA | MCB S200M 1P B50 10kA |  | 5.14
2CDS271001R0517 | S201M-K25 | Active | 4016779599719 | 55.57 | 1 | 1 | stuk | S200M | BE31330 | SA (Modulair+Plug&Socket) | stuk | Automaat S200M 1P K25 10kA | Disjoncteur S200M 1P K25 10kA | Sicherungsautomat S200M 1P K25 10kA | MCB S200M 1P K25 10kA |  | 5.14
2CDS271001R0518 | S201M-Z25 | Active | 4016779599726 | 59.55 | 1 | 1 | stuk | S200M | BE31330 | SA (Modulair+Plug&Socket) | stuk | Automaat S200M 1P Z25 10kA | Disjoncteur S200M 1P Z25 10kA | Sicherungsautomat S200M 1P Z25 10kA | MCB S200M 1P Z25 10kA |  | 5.14
2CDS271001R0537 | S201M-K32 | Active | 4016779599733 | 57.97 | 1 | 1 | stuk | S200M | BE31330 | SA (Modulair+Plug&Socket) | stuk | Automaat S200M 1P K32 10kA | Disjoncteur S200M 1P K32 10kA | Sicherungsautomat S200M 1P K32 10kA | MCB S200M 1P K32 10kA |  | 5.14
2CDS271001R0538 | S201M-Z32 | Active | 4016779599740 | 62.44 | 1 | 1 | stuk | S200M | BE31330 | SA (Modulair+Plug&Socket) | stuk | Automaat S200M 1P Z32 10kA | Disjoncteur S200M 1P Z32 10kA | Sicherungsautomat S200M 1P Z32 10kA | MCB S200M 1P Z32 10kA |  | 5.14
2CDS271001R0557 | S201M-K40 | Active | 4016779599757 | 60.04 | 1 | 1 | stuk | S200M | BE31330 | SA (Modulair+Plug&Socket) | stuk | Automaat S200M 1P K40 10kA | Disjoncteur S200M 1P K40 10kA | Sicherungsautomat S200M 1P K40 10kA | MCB S200M 1P K40 10kA |  | 5.14
2CDS271001R0558 | S201M-Z40 | Active | 4016779599764 | 64.85 | 1 | 1 | stuk | S200M | BE31330 | SA (Modulair+Plug&Socket) | stuk | Automaat S200M 1P Z40 10kA | Disjoncteur S200M 1P Z40 10kA | Sicherungsautomat S200M 1P Z40 10kA | MCB S200M 1P Z40 10kA |  | 5.14
2CDS271001R0577 | S201M-K50 | Active | 4016779599771 | 69.3 | 1 | 1 | stuk | S200M | BE31330 | SA (Modulair+Plug&Socket) | stuk | Automaat S200M 1P K50 10kA | Disjoncteur S200M 1P K50 10kA | Sicherungsautomat S200M 1P K50 10kA | MCB S200M 1P K50 10kA |  | 5.14
2CDS271001R0578 | S201M-Z50 | Active | 4016779599788 | 74.36 | 1 | 1 | stuk | S200M | BE31330 | SA (Modulair+Plug&Socket) | stuk | Automaat S200M 1P Z50 10kA | Disjoncteur S200M 1P Z50 10kA | Sicherungsautomat S200M 1P Z50 10kA | MCB S200M 1P Z50 10kA |  | 5.14
2CDS271001R0607 | S201M-K63 | Active | 4016779599795 | 78.58 | 1 | 1 | stuk | S200M | BE31330 | SA (Modulair+Plug&Socket) | stuk | Automaat S200M 1P K63 10kA | Disjoncteur S200M 1P K63 10kA | Sicherungsautomat S200M 1P K63 10kA | MCB S200M 1P K63 10kA |  | 5.14
2CDS271001R0608 | S201M-Z63 | Active | 4016779599801 | 84.48 | 1 | 1 | stuk | S200M | BE31330 | SA (Modulair+Plug&Socket) | stuk | Automaat S200M 1P Z63 10kA | Disjoncteur S200M 1P Z63 10kA | Sicherungsautomat S200M 1P Z63 10kA | MCB S200M 1P Z63 10kA |  | 5.14
2CDS271001R0631 | S201M-D63 | Active | 4016779599818 | 79.79 | 1 | 1 | stuk | S200M | BE31330 | SA (Modulair+Plug&Socket) | stuk | Automaat S200M 1P D63 10kA | Disjoncteur S200M 1P D63 10kA | Sicherungsautomat S200M 1P D63 10kA | MCB S200M 1P D63 10kA |  | 5.14
2CDS271001R0634 | S201M-C63 | Active | 4016779543941 | 50.02 | 1 | 1 | stuk | S200M | BE31330 | SB (MCB&RCD Cat.B) | stuk | Automaat S200M 1P C63 10kA | Disjoncteur S200M 1P C63 10kA | Sicherungsautomat S200M 1P C63 10kA | MCB S200M 1P C63 10kA |  | 5.14
2CDS271001R0635 | S201M-B63 | Active | 4016779543828 | 52.91 | 1 | 1 | stuk | S200M | BE31330 | SB (MCB&RCD Cat.B) | stuk | Automaat S200M 1P B63 10kA | Disjoncteur S200M 1P B63 10kA | Sicherungsautomat S200M 1P B63 10kA | MCB S200M 1P B63 10kA |  | 5.14
2CDS271001R0971 | S201M-D1,6 | Active | 4016779599825 | 56.41 | 1 | 1 | stuk | S200M | BE31330 | SA (Modulair+Plug&Socket) | stuk | Automaat S200M 1P D1 6 10kA | Disjoncteur S200M 1P D1 6 10kA | Sicherungsautomat S200M 1P D1 6 10kA | MCB S200M 1P D1 6 10kA |  | 5.14
2CDS271001R0974 | S201M-C1,6 | Active | 4016779549912 | 29.66 | 1 | 1 | stuk | S200M | BE31330 | SB (MCB&RCD Cat.B) | stuk | Automaat S200M 1P C1 6 10kA | Disjoncteur S200M 1P C1 6 10kA | Sicherungsautomat S200M 1P C1 6 10kA | MCB S200M 1P C1 6 10kA |  | 5.14
2CDS271001R0981 | S201M-D0,5 | Active | 4016779599832 | 56.41 | 1 | 1 | stuk | S200M | BE31330 | SA (Modulair+Plug&Socket) | stuk | Automaat S200M 1P D0 5 10kA | Disjoncteur S200M 1P D0 5 10kA | Sicherungsautomat S200M 1P D0 5 10kA | MCB S200M 1P D0 5 10kA |  | 5.14
2CDS271001R0984 | S201M-C0,5 | Active | 4016779549905 | 29.66 | 1 | 1 | stuk | S200M | BE31330 | SB (MCB&RCD Cat.B) | stuk | Automaat S200M 1P C0 5 10kA | Disjoncteur S200M 1P C0 5 10kA | Sicherungsautomat S200M 1P C0 5 10kA | MCB S200M 1P C0 5 10kA |  | 5.14
2CDS271001U0165 | S201M-B16 MTB | Active | 4053546046281 | 20.2 | 1 | 90 | stuk | S200M | BE31330 | SB (MCB&RCD Cat.B) | stuk | Automaat S200M 1P B16 10kA Multipack | Disjoncteur S200M 1P B16 10kA Multipack | Sicherungsautomat S200M 1P B16 10kA Multipack | MCB S200M 1P B16 10kA Multipack |  | 5.14
2CDS271001U0467 | S201M-K16 MTB | Active | 4053546045925 | 53.26 | 1 | 90 | stuk | S200M | BE31330 | SB (MCB&RCD Cat.B) | stuk | Automaat S200M 1P K16 10kA Multipack | Disjoncteur S200M 1P K16 10kA Multipack | Sicherungsautomat S200M 1P K16 10kA Multipack | MCB S200M 1P K16 10kA Multipack |  | 5.14
2CDS271006R0014 | S201MT-C1 | Active | 4016779765435 | 48.8 | 1 | 1 | stuk | S200MT | BE31330 | SB (MCB&RCD Cat.B) | stuk | Automaat S200MT 1P C1 10kA Tractie | Disjoncteur S200MT 1P C1 10kA traction | Sicherungsautomat S200MT 1P C1 10kA Tractie | MCB S200MT 1P C1 10kA traction |  | 5.14
2CDS271006R0024 | S201MT-C2 | Active | 4016779765442 | 48.8 | 1 | 1 | stuk | S200MT | BE31330 | SB (MCB&RCD Cat.B) | stuk | Automaat S200MT 1P C2 10kA Tractie | Disjoncteur S200MT 1P C2 10kA traction | Sicherungsautomat S200MT 1P C2 10kA Tractie | MCB S200MT 1P C2 10kA traction |  | 5.14
2CDS271006R0034 | S201MT-C3 | Active | 4016779765459 | 48.8 | 1 | 1 | stuk | S200MT | BE31330 | SB (MCB&RCD Cat.B) | stuk | Automaat S200MT 1P C3 10kA Tractie | Disjoncteur S200MT 1P C3 10kA traction | Sicherungsautomat S200MT 1P C3 10kA Tractie | MCB S200MT 1P C3 10kA traction |  | 5.14
2CDS271006R0044 | S201MT-C4 | Active | 4016779765466 | 48.8 | 1 | 1 | stuk | S200MT | BE31330 | SB (MCB&RCD Cat.B) | stuk | Automaat S200MT 1P C4 10kA Tractie | Disjoncteur S200MT 1P C4 10kA traction | Sicherungsautomat S200MT 1P C4 10kA Tractie | MCB S200MT 1P C4 10kA traction |  | 5.14
2CDS271006R0064 | S201MT-C6 | Active | 4016779765473 | 48.8 | 1 | 1 | stuk | S200MT | BE31330 | SB (MCB&RCD Cat.B) | stuk | Automaat S200MT 1P C6 10kA Tractie | Disjoncteur S200MT 1P C6 10kA traction | Sicherungsautomat S200MT 1P C6 10kA Tractie | MCB S200MT 1P C6 10kA traction |  | 5.14
2CDS271006R0084 | S201MT-C8 | Active | 4016779765480 | 48.8 | 1 | 1 | stuk | S200MT | BE31330 | SB (MCB&RCD Cat.B) | stuk | Automaat S200MT 1P C8 10kA Tractie | Disjoncteur S200MT 1P C8 10kA traction | Sicherungsautomat S200MT 1P C8 10kA Tractie | MCB S200MT 1P C8 10kA traction |  | 5.14
2CDS271006R0104 | S201MT-C10 | Active | 4016779765497 | 40.6 | 1 | 1 | stuk | S200MT | BE31330 | SB (MCB&RCD Cat.B) | stuk | Automaat S200MT 1P C10 10kA Tractie | Disjoncteur S200MT 1P C10 10kA traction | Sicherungsautomat S200MT 1P C10 10kA Tractie | MCB S200MT 1P C10 10kA traction |  | 5.14
2CDS271006R0134 | S201MT-C13 | Active | 4016779765503 | 39.83 | 1 | 1 | stuk | S200MT | BE31330 | SB (MCB&RCD Cat.B) | stuk | Automaat S200MT 1P C13 10kA Tractie | Disjoncteur S200MT 1P C13 10kA traction | Sicherungsautomat S200MT 1P C13 10kA Tractie | MCB S200MT 1P C13 10kA traction |  | 5.14
2CDS271006R0157 | S201MT-K0,5 | Active | 4016779765510 | 57.75 | 1 | 1 | stuk | S200MT | BE31330 | SB (MCB&RCD Cat.B) | stuk | Automaat S200MT 1P K0 5 10kA Tractie | Disjoncteur S200MT 1P K0 5 10kA traction | Sicherungsautomat S200MT 1P K0 5 10kA Tractie | MCB S200MT 1P K0 5 10kA traction |  | 5.14
2CDS271006R0158 | S201MT-Z0,5 | Active | 4016779765527 | 61.95 | 1 | 1 | stuk | S200MT | BE31330 | SB (MCB&RCD Cat.B) | stuk | Automaat S200MT 1P Z0 5 10kA Tractie | Disjoncteur S200MT 1P Z0 5 10kA traction | Sicherungsautomat S200MT 1P Z0 5 10kA Tractie | MCB S200MT 1P Z0 5 10kA traction |  | 5.14
2CDS271006R0164 | S201MT-C16 | Active | 4016779765534 | 40.6 | 1 | 1 | stuk | S200MT | BE31330 | SB (MCB&RCD Cat.B) | stuk | Automaat S200MT 1P C16 10kA Tractie | Disjoncteur S200MT 1P C16 10kA traction | Sicherungsautomat S200MT 1P C16 10kA Tractie | MCB S200MT 1P C16 10kA traction |  | 5.14
2CDS271006R0165 | S201MT-B16 | Active | 4016779876247 | 35.32 | 1 | 1 | stuk | S200MT | BE31330 | SB (MCB&RCD Cat.B) | stuk | Automaat S200MT 1P B16 10kA Tractie | Disjoncteur S200MT 1P B16 10kA traction | Sicherungsautomat S200MT 1P B16 10kA Tractie | MCB S200MT 1P B16 10kA traction |  | 5.14
2CDS271006R0204 | S201MT-C20 | Active | 4016779765541 | 46.89 | 1 | 1 | stuk | S200MT | BE31330 | SB (MCB&RCD Cat.B) | stuk | Automaat S200MT 1P C20 10kA Tractie | Disjoncteur S200MT 1P C20 10kA traction | Sicherungsautomat S200MT 1P C20 10kA Tractie | MCB S200MT 1P C20 10kA traction |  | 5.14
2CDS271006R0217 | S201MT-K1 | Active | 4016779765558 | 57.75 | 1 | 1 | stuk | S200MT | BE31330 | SB (MCB&RCD Cat.B) | stuk | Automaat S200MT 1P K1 10kA Tractie | Disjoncteur S200MT 1P K1 10kA traction | Sicherungsautomat S200MT 1P K1 10kA Tractie | MCB S200MT 1P K1 10kA traction |  | 5.14
2CDS271006R0218 | S201MT-Z1 | Active | 4016779765565 | 61.95 | 1 | 1 | stuk | S200MT | BE31330 | SB (MCB&RCD Cat.B) | stuk | Automaat S200MT 1P Z1 10kA Tractie | Disjoncteur S200MT 1P Z1 10kA traction | Sicherungsautomat S200MT 1P Z1 10kA Tractie | MCB S200MT 1P Z1 10kA traction |  | 5.14
2CDS271006R0254 | S201MT-C25 | Active | 4016779765572 | 48.8 | 1 | 1 | stuk | S200MT | BE31330 | SB (MCB&RCD Cat.B) | stuk | Automaat S200MT 1P C25 10kA Tractie | Disjoncteur S200MT 1P C25 10kA traction | Sicherungsautomat S200MT 1P C25 10kA Tractie | MCB S200MT 1P C25 10kA traction |  | 5.14
2CDS271006R0257 | S201MT-K1,6 | Active | 4016779765589 | 57.75 | 1 | 1 | stuk | S200MT | BE31330 | SB (MCB&RCD Cat.B) | stuk | Automaat S200MT 1P K1 6 10kA Tractie | Disjoncteur S200MT 1P K1 6 10kA traction | Sicherungsautomat S200MT 1P K1 6 10kA Tractie | MCB S200MT 1P K1 6 10kA traction |  | 5.14
2CDS271006R0258 | S201MT-Z1,6 | Active | 4016779765596 | 61.95 | 1 | 1 | stuk | S200MT | BE31330 | SB (MCB&RCD Cat.B) | stuk | Automaat S200MT 1P Z1 6 10kA Tractie | Disjoncteur S200MT 1P Z1 6 10kA traction | Sicherungsautomat S200MT 1P Z1 6 10kA Tractie | MCB S200MT 1P Z1 6 10kA traction |  | 5.14
2CDS271006R0277 | S201MT-K2 | Active | 4016779765602 | 57.75 | 1 | 1 | stuk | S200MT | BE31330 | SB (MCB&RCD Cat.B) | stuk | Automaat S200MT 1P K2 10kA Tractie | Disjoncteur S200MT 1P K2 10kA traction | Sicherungsautomat S200MT 1P K2 10kA Tractie | MCB S200MT 1P K2 10kA traction |  | 5.14
2CDS271006R0278 | S201MT-Z2 | Active | 4016779765619 | 61.95 | 1 | 1 | stuk | S200MT | BE31330 | SB (MCB&RCD Cat.B) | stuk | Automaat S200MT 1P Z2 10kA Tractie | Disjoncteur S200MT 1P Z2 10kA traction | Sicherungsautomat S200MT 1P Z2 10kA Tractie | MCB S200MT 1P Z2 10kA traction |  | 5.14
2CDS271006R0317 | S201MT-K3 | Active | 4016779765626 | 57.75 | 1 | 1 | stuk | S200MT | BE31330 | SB (MCB&RCD Cat.B) | stuk | Automaat S200MT 1P K3 10kA Tractie | Disjoncteur S200MT 1P K3 10kA traction | Sicherungsautomat S200MT 1P K3 10kA Tractie | MCB S200MT 1P K3 10kA traction |  | 5.14
2CDS271006R0318 | S201MT-Z3 | Active | 4016779765633 | 61.95 | 1 | 1 | stuk | S200MT | BE31330 | SB (MCB&RCD Cat.B) | stuk | Automaat S200MT 1P Z3 10kA Tractie | Disjoncteur S200MT 1P Z3 10kA traction | Sicherungsautomat S200MT 1P Z3 10kA Tractie | MCB S200MT 1P Z3 10kA traction |  | 5.14
2CDS271006R0324 | S201MT-C32 | Active | 4016779765640 | 50.86 | 1 | 1 | stuk | S200MT | BE31330 | SB (MCB&RCD Cat.B) | stuk | Automaat S200MT 1P C32 10kA Tractie | Disjoncteur S200MT 1P C32 10kA traction | Sicherungsautomat S200MT 1P C32 10kA Tractie | MCB S200MT 1P C32 10kA traction |  | 5.14
2CDS271006R0337 | S201MT-K4 | Active | 4016779765657 | 57.75 | 1 | 1 | stuk | S200MT | BE31330 | SB (MCB&RCD Cat.B) | stuk | Automaat S200MT 1P K4 10kA Tractie | Disjoncteur S200MT 1P K4 10kA traction | Sicherungsautomat S200MT 1P K4 10kA Tractie | MCB S200MT 1P K4 10kA traction |  | 5.14
2CDS271006R0338 | S201MT-Z4 | Active | 4016779765664 | 61.95 | 1 | 1 | stuk | S200MT | BE31330 | SB (MCB&RCD Cat.B) | stuk | Automaat S200MT 1P Z4 10kA Tractie | Disjoncteur S200MT 1P Z4 10kA traction | Sicherungsautomat S200MT 1P Z4 10kA Tractie | MCB S200MT 1P Z4 10kA traction |  | 5.14
2CDS271006R0377 | S201MT-K6 | Active | 4016779765671 | 57.75 | 1 | 1 | stuk | S200MT | BE31330 | SB (MCB&RCD Cat.B) | stuk | Automaat S200MT 1P K6 10kA Tractie | Disjoncteur S200MT 1P K6 10kA traction | Sicherungsautomat S200MT 1P K6 10kA Tractie | MCB S200MT 1P K6 10kA traction |  | 5.14
2CDS271006R0378 | S201MT-Z6 | Active | 4016779765688 | 61.95 | 1 | 1 | stuk | S200MT | BE31330 | SB (MCB&RCD Cat.B) | stuk | Automaat S200MT 1P Z6 10kA Tractie | Disjoncteur S200MT 1P Z6 10kA traction | Sicherungsautomat S200MT 1P Z6 10kA Tractie | MCB S200MT 1P Z6 10kA traction |  | 5.14
2CDS271006R0404 | S201MT-C40 | Active | 4016779765695 | 52.79 | 1 | 1 | stuk | S200MT | BE31330 | SB (MCB&RCD Cat.B) | stuk | Automaat S200MT 1P C40 10kA Tractie | Disjoncteur S200MT 1P C40 10kA traction | Sicherungsautomat S200MT 1P C40 10kA Tractie | MCB S200MT 1P C40 10kA traction |  | 5.14
2CDS271006R0407 | S201MT-K8 | Active | 4016779765701 | 57.75 | 1 | 1 | stuk | S200MT | BE31330 | SB (MCB&RCD Cat.B) | stuk | Automaat S200MT 1P K8 10kA Tractie | Disjoncteur S200MT 1P K8 10kA traction | Sicherungsautomat S200MT 1P K8 10kA Tractie | MCB S200MT 1P K8 10kA traction |  | 5.14
2CDS271006R0408 | S201MT-Z8 | Active | 4016779765718 | 61.95 | 1 | 1 | stuk | S200MT | BE31330 | SB (MCB&RCD Cat.B) | stuk | Automaat S200MT 1P Z8 10kA Tractie | Disjoncteur S200MT 1P Z8 10kA traction | Sicherungsautomat S200MT 1P Z8 10kA Tractie | MCB S200MT 1P Z8 10kA traction |  | 5.14
2CDS271006R0427 | S201MT-K10 | Active | 4016779765725 | 47.99 | 1 | 1 | stuk | S200MT | BE31330 | SB (MCB&RCD Cat.B) | stuk | Automaat S200MT 1P K10 10kA Tractie | Disjoncteur S200MT 1P K10 10kA traction | Sicherungsautomat S200MT 1P K10 10kA Tractie | MCB S200MT 1P K10 10kA traction |  | 5.14
2CDS271006R0428 | S201MT-Z10 | Active | 4016779765732 | 51.6 | 1 | 1 | stuk | S200MT | BE31330 | SB (MCB&RCD Cat.B) | stuk | Automaat S200MT 1P Z10 10kA Tractie | Disjoncteur S200MT 1P Z10 10kA traction | Sicherungsautomat S200MT 1P Z10 10kA Tractie | MCB S200MT 1P Z10 10kA traction |  | 5.14
2CDS271006R0447 | S201MT-K13 | Active | 4016779765749 | 52.71 | 1 | 1 | stuk | S200MT | BE31330 | SB (MCB&RCD Cat.B) | stuk | Automaat S200MT 1P K13 10kA Tractie | Disjoncteur S200MT 1P K13 10kA traction | Sicherungsautomat S200MT 1P K13 10kA Tractie | MCB S200MT 1P K13 10kA traction |  | 5.14
2CDS271006R0467 | S201MT-K16 | Active | 4016779765756 | 47.99 | 1 | 1 | stuk | S200MT | BE31330 | SB (MCB&RCD Cat.B) | stuk | Automaat S200MT 1P K16 10kA Tractie | Disjoncteur S200MT 1P K16 10kA traction | Sicherungsautomat S200MT 1P K16 10kA Tractie | MCB S200MT 1P K16 10kA traction |  | 5.14
2CDS271006R0468 | S201MT-Z16 | Active | 4016779765763 | 51.6 | 1 | 1 | stuk | S200MT | BE31330 | SB (MCB&RCD Cat.B) | stuk | Automaat S200MT 1P Z16 10kA Tractie | Disjoncteur S200MT 1P Z16 10kA traction | Sicherungsautomat S200MT 1P Z16 10kA Tractie | MCB S200MT 1P Z16 10kA traction |  | 5.14
2CDS271006R0487 | S201MT-K20 | Active | 4016779765770 | 55.08 | 1 | 1 | stuk | S200MT | BE31330 | SB (MCB&RCD Cat.B) | stuk | Automaat S200MT 1P K20 10kA Tractie | Disjoncteur S200MT 1P K20 10kA traction | Sicherungsautomat S200MT 1P K20 10kA Tractie | MCB S200MT 1P K20 10kA traction |  | 5.14
2CDS271006R0488 | S201MT-Z20 | Active | 4016779765787 | 59.44 | 1 | 1 | stuk | S200MT | BE31330 | SB (MCB&RCD Cat.B) | stuk | Automaat S200MT 1P Z20 10kA Tractie | Disjoncteur S200MT 1P Z20 10kA traction | Sicherungsautomat S200MT 1P Z20 10kA Tractie | MCB S200MT 1P Z20 10kA traction |  | 5.14
2CDS271006R0504 | S201MT-C50 | Active | 4016779765794 | 61.25 | 1 | 1 | stuk | S200MT | BE31330 | SB (MCB&RCD Cat.B) | stuk | Automaat S200MT 1P C50 10kA Tractie | Disjoncteur S200MT 1P C50 10kA traction | Sicherungsautomat S200MT 1P C50 10kA Tractie | MCB S200MT 1P C50 10kA traction |  | 5.14
2CDS271006R0517 | S201MT-K25 | Active | 4016779765800 | 57.75 | 1 | 1 | stuk | S200MT | BE31330 | SB (MCB&RCD Cat.B) | stuk | Automaat S200MT 1P K25 10kA Tractie | Disjoncteur S200MT 1P K25 10kA traction | Sicherungsautomat S200MT 1P K25 10kA Tractie | MCB S200MT 1P K25 10kA traction |  | 5.14
2CDS271006R0518 | S201MT-Z25 | Active | 4016779765817 | 61.95 | 1 | 1 | stuk | S200MT | BE31330 | SB (MCB&RCD Cat.B) | stuk | Automaat S200MT 1P Z25 10kA Tractie | Disjoncteur S200MT 1P Z25 10kA traction | Sicherungsautomat S200MT 1P Z25 10kA Tractie | MCB S200MT 1P Z25 10kA traction |  | 5.14
2CDS271006R0537 | S201MT-K32 | Active | 4016779765824 | 60.26 | 1 | 1 | stuk | S200MT | BE31330 | SB (MCB&RCD Cat.B) | stuk | Automaat S200MT 1P K32 10kA Tractie | Disjoncteur S200MT 1P K32 10kA traction | Sicherungsautomat S200MT 1P K32 10kA Tractie | MCB S200MT 1P K32 10kA traction |  | 5.14
2CDS271006R0538 | S201MT-Z32 | Active | 4016779765831 | 64.97 | 1 | 1 | stuk | S200MT | BE31330 | SB (MCB&RCD Cat.B) | stuk | Automaat S200MT 1P Z32 10kA Tractie | Disjoncteur S200MT 1P Z32 10kA traction | Sicherungsautomat S200MT 1P Z32 10kA Tractie | MCB S200MT 1P Z32 10kA traction |  | 5.14
2CDS271006R0557 | S201MT-K40 | Active | 4016779765848 | 62.44 | 1 | 1 | stuk | S200MT | BE31330 | SB (MCB&RCD Cat.B) | stuk | Automaat S200MT 1P K40 10kA Tractie | Disjoncteur S200MT 1P K40 10kA traction | Sicherungsautomat S200MT 1P K40 10kA Tractie | MCB S200MT 1P K40 10kA traction |  | 5.14
2CDS271006R0558 | S201MT-Z40 | Active | 4016779765855 | 67.38 | 1 | 1 | stuk | S200MT | BE31330 | SB (MCB&RCD Cat.B) | stuk | Automaat S200MT 1P Z40 10kA Tractie | Disjoncteur S200MT 1P Z40 10kA traction | Sicherungsautomat S200MT 1P Z40 10kA Tractie | MCB S200MT 1P Z40 10kA traction |  | 5.14
2CDS271006R0577 | S201MT-K50 | Active | 4016779765862 | 72.08 | 1 | 1 | stuk | S200MT | BE31330 | SB (MCB&RCD Cat.B) | stuk | Automaat S200MT 1P K50 10kA Tractie | Disjoncteur S200MT 1P K50 10kA traction | Sicherungsautomat S200MT 1P K50 10kA Tractie | MCB S200MT 1P K50 10kA traction |  | 5.14
2CDS271006R0578 | S201MT-Z50 | Active | 4016779765879 | 77.37 | 1 | 1 | stuk | S200MT | BE31330 | SB (MCB&RCD Cat.B) | stuk | Automaat S200MT 1P Z50 10kA Tractie | Disjoncteur S200MT 1P Z50 10kA traction | Sicherungsautomat S200MT 1P Z50 10kA Tractie | MCB S200MT 1P Z50 10kA traction |  | 5.14
2CDS271006R0607 | S201MT-K63 | Active | 4016779765886 | 81.59 | 1 | 1 | stuk | S200MT | BE31330 | SB (MCB&RCD Cat.B) | stuk | Automaat S200MT 1P K63 10kA Tractie | Disjoncteur S200MT 1P K63 10kA traction | Sicherungsautomat S200MT 1P K63 10kA Tractie | MCB S200MT 1P K63 10kA traction |  | 5.14
2CDS271006R0608 | S201MT-Z63 | Active | 4016779765893 | 87.85 | 1 | 1 | stuk | S200MT | BE31330 | SB (MCB&RCD Cat.B) | stuk | Automaat S200MT 1P Z63 10kA Tractie | Disjoncteur S200MT 1P Z63 10kA traction | Sicherungsautomat S200MT 1P Z63 10kA Tractie | MCB S200MT 1P Z63 10kA traction |  | 5.14
2CDS271006R0634 | S201MT-C63 | Active | 4016779765909 | 69.3 | 1 | 1 | stuk | S200MT | BE31330 | SB (MCB&RCD Cat.B) | stuk | Automaat S200MT 1P C63 10kA Tractie | Disjoncteur S200MT 1P C63 10kA traction | Sicherungsautomat S200MT 1P C63 10kA Tractie | MCB S200MT 1P C63 10kA traction |  | 5.14
2CDS271006R0974 | S201MT-C1,6 | Active | 4016779765916 | 48.8 | 1 | 1 | stuk | S200MT | BE31330 | SB (MCB&RCD Cat.B) | stuk | Automaat S200MT 1P C1 6 10kA Tractie | Disjoncteur S200MT 1P C1 6 10kA traction | Sicherungsautomat S200MT 1P C1 6 10kA Tractie | MCB S200MT 1P C1 6 10kA traction |  | 5.14
2CDS271006R0984 | S201MT-C0,5 | Active | 4016779765923 | 48.8 | 1 | 1 | stuk | S200MT | BE31330 | SB (MCB&RCD Cat.B) | stuk | Automaat S200MT 1P C0 5 10kA Tractie | Disjoncteur S200MT 1P C0 5 10kA traction | Sicherungsautomat S200MT 1P C0 5 10kA Tractie | MCB S200MT 1P C0 5 10kA traction |  | 5.14
2CDS271061R0014 | S201M-C1UC | Active | 4013614430701 | 65.82 | 1 | 1 | stuk | S200MUC | BE31330 | SB (MCB&RCD Cat.B) | stuk | Automaat S200MUC 1P C1 10kA DC | Disjoncteur S200MUC 1P C1 10kA DC | Sicherungsautomat S200MUC 1P C1 10kA DC | MCB S200MUC 1P C1 10kA DC |  | 5.14
2CDS271061R0024 | S201M-C2UC | Active | 4013614430725 | 65.82 | 1 | 1 | stuk | S200MUC | BE31330 | SB (MCB&RCD Cat.B) | stuk | Automaat S200MUC 1P C2 10kA DC | Disjoncteur S200MUC 1P C2 10kA DC | Sicherungsautomat S200MUC 1P C2 10kA DC | MCB S200MUC 1P C2 10kA DC |  | 5.14
2CDS271061R0034 | S201M-C3UC | Active | 4013614430732 | 65.82 | 1 | 1 | stuk | S200MUC | BE31330 | SB (MCB&RCD Cat.B) | stuk | Automaat S200MUC 1P C3 10kA DC | Disjoncteur S200MUC 1P C3 10kA DC | Sicherungsautomat S200MUC 1P C3 10kA DC | MCB S200MUC 1P C3 10kA DC |  | 5.14
2CDS271061R0044 | S201M-C4UC | Active | 4013614430749 | 65.82 | 1 | 1 | stuk | S200MUC | BE31330 | SB (MCB&RCD Cat.B) | stuk | Automaat S200MUC 1P C4 10kA DC | Disjoncteur S200MUC 1P C4 10kA DC | Sicherungsautomat S200MUC 1P C4 10kA DC | MCB S200MUC 1P C4 10kA DC |  | 5.14
2CDS271061R0064 | S201M-C6UC | Active | 4013614430756 | 65.82 | 1 | 1 | stuk | S200MUC | BE31330 | SB (MCB&RCD Cat.B) | stuk | Automaat S200MUC 1P C6 10kA DC | Disjoncteur S200MUC 1P C6 10kA DC | Sicherungsautomat S200MUC 1P C6 10kA DC | MCB S200MUC 1P C6 10kA DC |  | 5.14
2CDS271061R0065 | S201M-B6UC | Active | 4013614430596 | 58.35 | 1 | 1 | stuk | S200MUC | BE31330 | SB (MCB&RCD Cat.B) | stuk | Automaat S200MUC 1P B6 10kA DC | Disjoncteur S200MUC 1P B6 10kA DC | Sicherungsautomat S200MUC 1P B6 10kA DC | MCB S200MUC 1P B6 10kA DC |  | 5.14
2CDS271061R0084 | S201M-C8UC | Active | 4013614430763 | 65.82 | 1 | 1 | stuk | S200MUC | BE31330 | SB (MCB&RCD Cat.B) | stuk | Automaat S200MUC 1P C8 10kA DC | Disjoncteur S200MUC 1P C8 10kA DC | Sicherungsautomat S200MUC 1P C8 10kA DC | MCB S200MUC 1P C8 10kA DC |  | 5.14
2CDS271061R0087 | S201M-K0,2UC | Active | 4013614430862 | 74.73 | 1 | 1 | stuk | S200MUC | BE31330 | SB (MCB&RCD Cat.B) | stuk | Automaat S200MUC 1P K0 2 10kA DC | Disjoncteur S200MUC 1P K0 2 10kA DC | Sicherungsautomat S200MUC 1P K0 2 10kA DC | MCB S200MUC 1P K0 2 10kA DC |  | 5.14
2CDS271061R0104 | S201M-C10UC | Active | 4013614430770 | 58.35 | 1 | 1 | stuk | S200MUC | BE31330 | SB (MCB&RCD Cat.B) | stuk | Automaat S200MUC 1P C10 10kA DC | Disjoncteur S200MUC 1P C10 10kA DC | Sicherungsautomat S200MUC 1P C10 10kA DC | MCB S200MUC 1P C10 10kA DC |  | 5.14
2CDS271061R0105 | S201M-B10UC | Active | 4013614430602 | 52.43 | 1 | 1 | stuk | S200MUC | BE31330 | SB (MCB&RCD Cat.B) | stuk | Automaat S200MUC 1P B10 10kA DC | Disjoncteur S200MUC 1P B10 10kA DC | Sicherungsautomat S200MUC 1P B10 10kA DC | MCB S200MUC 1P B10 10kA DC |  | 5.14
2CDS271061R0117 | S201M-K0,3UC | Active | 4013614430879 | 74.73 | 1 | 1 | stuk | S200MUC | BE31330 | SB (MCB&RCD Cat.B) | stuk | Automaat S200MUC 1P K0 3 10kA DC | Disjoncteur S200MUC 1P K0 3 10kA DC | Sicherungsautomat S200MUC 1P K0 3 10kA DC | MCB S200MUC 1P K0 3 10kA DC |  | 5.14
2CDS271061R0134 | S201M-C13UC | Active | 4013614430787 | 58.35 | 1 | 1 | stuk | S200MUC | BE31330 | SB (MCB&RCD Cat.B) | stuk | Automaat S200MUC 1P C13 10kA DC | Disjoncteur S200MUC 1P C13 10kA DC | Sicherungsautomat S200MUC 1P C13 10kA DC | MCB S200MUC 1P C13 10kA DC |  | 5.14
2CDS271061R0135 | S201M-B13UC | Active | 4013614430619 | 52.43 | 1 | 1 | stuk | S200MUC | BE31330 | SB (MCB&RCD Cat.B) | stuk | Automaat S200MUC 1P B13 10kA DC | Disjoncteur S200MUC 1P B13 10kA DC | Sicherungsautomat S200MUC 1P B13 10kA DC | MCB S200MUC 1P B13 10kA DC |  | 5.14
2CDS271061R0157 | S201M-K0,5UC | Active | 4013614430886 | 74.73 | 1 | 1 | stuk | S200MUC | BE31330 | SB (MCB&RCD Cat.B) | stuk | Automaat S200MUC 1P K0 5 10kA DC | Disjoncteur S200MUC 1P K0 5 10kA DC | Sicherungsautomat S200MUC 1P K0 5 10kA DC | MCB S200MUC 1P K0 5 10kA DC |  | 5.14
2CDS271061R0158 | S201M-Z0,5UC | Active | 4013614431111 | 80.76 | 1 | 1 | stuk | S200MUC | BE31330 | SB (MCB&RCD Cat.B) | stuk | Automaat S200MUC 1P Z0 5 10kA DC | Disjoncteur S200MUC 1P Z0 5 10kA DC | Sicherungsautomat S200MUC 1P Z0 5 10kA DC | MCB S200MUC 1P Z0 5 10kA DC |  | 5.14
2CDS271061R0164 | S201M-C16UC | Active | 4013614430794 | 58.35 | 1 | 1 | stuk | S200MUC | BE31330 | SB (MCB&RCD Cat.B) | stuk | Automaat S200MUC 1P C16 10kA DC | Disjoncteur S200MUC 1P C16 10kA DC | Sicherungsautomat S200MUC 1P C16 10kA DC | MCB S200MUC 1P C16 10kA DC |  | 5.14
2CDS271061R0165 | S201M-B16UC | Active | 4013614430626 | 52.43 | 1 | 1 | stuk | S200MUC | BE31330 | SB (MCB&RCD Cat.B) | stuk | Automaat S200MUC 1P B16 10kA DC | Disjoncteur S200MUC 1P B16 10kA DC | Sicherungsautomat S200MUC 1P B16 10kA DC | MCB S200MUC 1P B16 10kA DC |  | 5.14
2CDS271061R0187 | S201M-K0,75UC | Active | 4013614430893 | 74.73 | 1 | 1 | stuk | S200MUC | BE31330 | SB (MCB&RCD Cat.B) | stuk | Automaat S200MUC 1P K0 75 10kA DC | Disjoncteur S200MUC 1P K0 75 10kA DC | Sicherungsautomat S200MUC 1P K0 75 10kA DC | MCB S200MUC 1P K0 75 10kA DC |  | 5.14
2CDS271061R0204 | S201M-C20UC | Active | 4013614430800 | 58.35 | 1 | 1 | stuk | S200MUC | BE31330 | SB (MCB&RCD Cat.B) | stuk | Automaat S200MUC 1P C20 10kA DC | Disjoncteur S200MUC 1P C20 10kA DC | Sicherungsautomat S200MUC 1P C20 10kA DC | MCB S200MUC 1P C20 10kA DC |  | 5.14
2CDS271061R0205 | S201M-B20UC | Active | 4013614430633 | 52.43 | 1 | 1 | stuk | S200MUC | BE31330 | SB (MCB&RCD Cat.B) | stuk | Automaat S200MUC 1P B20 10kA DC | Disjoncteur S200MUC 1P B20 10kA DC | Sicherungsautomat S200MUC 1P B20 10kA DC | MCB S200MUC 1P B20 10kA DC |  | 5.14
2CDS271061R0217 | S201M-K1UC | Active | 4013614430909 | 74.73 | 1 | 1 | stuk | S200MUC | BE31330 | SB (MCB&RCD Cat.B) | stuk | Automaat S200MUC 1P K1 10kA DC | Disjoncteur S200MUC 1P K1 10kA DC | Sicherungsautomat S200MUC 1P K1 10kA DC | MCB S200MUC 1P K1 10kA DC |  | 5.14
2CDS271061R0218 | S201M-Z1UC | Active | 4013614431128 | 80.76 | 1 | 1 | stuk | S200MUC | BE31330 | SB (MCB&RCD Cat.B) | stuk | Automaat S200MUC 1P Z1 10kA DC | Disjoncteur S200MUC 1P Z1 10kA DC | Sicherungsautomat S200MUC 1P Z1 10kA DC | MCB S200MUC 1P Z1 10kA DC |  | 5.14
2CDS271061R0254 | S201M-C25UC | Active | 4013614430817 | 65.82 | 1 | 1 | stuk | S200MUC | BE31330 | SB (MCB&RCD Cat.B) | stuk | Automaat S200MUC 1P C25 10kA DC | Disjoncteur S200MUC 1P C25 10kA DC | Sicherungsautomat S200MUC 1P C25 10kA DC | MCB S200MUC 1P C25 10kA DC |  | 5.14
2CDS271061R0255 | S201M-B25UC | Active | 4013614430640 | 58.35 | 1 | 1 | stuk | S200MUC | BE31330 | SB (MCB&RCD Cat.B) | stuk | Automaat S200MUC 1P B25 10kA DC | Disjoncteur S200MUC 1P B25 10kA DC | Sicherungsautomat S200MUC 1P B25 10kA DC | MCB S200MUC 1P B25 10kA DC |  | 5.14
2CDS271061R0257 | S201M-K1,6UC | Active | 4013614430916 | 74.73 | 1 | 1 | stuk | S200MUC | BE31330 | SB (MCB&RCD Cat.B) | stuk | Automaat S200MUC 1P K1 6 10kA DC | Disjoncteur S200MUC 1P K1 6 10kA DC | Sicherungsautomat S200MUC 1P K1 6 10kA DC | MCB S200MUC 1P K1 6 10kA DC |  | 5.14
2CDS271061R0258 | S201M-Z1,6UC | Active | 4013614431135 | 80.76 | 1 | 1 | stuk | S200MUC | BE31330 | SB (MCB&RCD Cat.B) | stuk | Automaat S200MUC 1P Z1 6 10kA DC | Disjoncteur S200MUC 1P Z1 6 10kA DC | Sicherungsautomat S200MUC 1P Z1 6 10kA DC | MCB S200MUC 1P Z1 6 10kA DC |  | 5.14
2CDS271061R0277 | S201M-K2UC | Active | 4013614430923 | 74.73 | 1 | 1 | stuk | S200MUC | BE31330 | SB (MCB&RCD Cat.B) | stuk | Automaat S200MUC 1P K2 10kA DC | Disjoncteur S200MUC 1P K2 10kA DC | Sicherungsautomat S200MUC 1P K2 10kA DC | MCB S200MUC 1P K2 10kA DC |  | 5.14
2CDS271061R0278 | S201M-Z2UC | Active | 4013614431142 | 80.76 | 1 | 1 | stuk | S200MUC | BE31330 | SB (MCB&RCD Cat.B) | stuk | Automaat S200MUC 1P Z2 10kA DC | Disjoncteur S200MUC 1P Z2 10kA DC | Sicherungsautomat S200MUC 1P Z2 10kA DC | MCB S200MUC 1P Z2 10kA DC |  | 5.14
2CDS271061R0317 | S201M-K3UC | Active | 4013614430930 | 74.73 | 1 | 1 | stuk | S200MUC | BE31330 | SB (MCB&RCD Cat.B) | stuk | Automaat S200MUC 1P K3 10kA DC | Disjoncteur S200MUC 1P K3 10kA DC | Sicherungsautomat S200MUC 1P K3 10kA DC | MCB S200MUC 1P K3 10kA DC |  | 5.14
2CDS271061R0318 | S201M-Z3UC | Active | 4013614431159 | 80.76 | 1 | 1 | stuk | S200MUC | BE31330 | SB (MCB&RCD Cat.B) | stuk | Automaat S200MUC 1P Z3 10kA DC | Disjoncteur S200MUC 1P Z3 10kA DC | Sicherungsautomat S200MUC 1P Z3 10kA DC | MCB S200MUC 1P Z3 10kA DC |  | 5.14
2CDS271061R0324 | S201M-C32UC | Active | 4013614430824 | 65.82 | 1 | 1 | stuk | S200MUC | BE31330 | SB (MCB&RCD Cat.B) | stuk | Automaat S200MUC 1P C32 10kA DC | Disjoncteur S200MUC 1P C32 10kA DC | Sicherungsautomat S200MUC 1P C32 10kA DC | MCB S200MUC 1P C32 10kA DC |  | 5.14
2CDS271061R0325 | S201M-B32UC | Active | 4013614430657 | 58.35 | 1 | 1 | stuk | S200MUC | BE31330 | SB (MCB&RCD Cat.B) | stuk | Automaat S200MUC 1P B32 10kA DC | Disjoncteur S200MUC 1P B32 10kA DC | Sicherungsautomat S200MUC 1P B32 10kA DC | MCB S200MUC 1P B32 10kA DC |  | 5.14
2CDS271061R0337 | S201M-K4UC | Active | 4013614430947 | 74.73 | 1 | 1 | stuk | S200MUC | BE31330 | SB (MCB&RCD Cat.B) | stuk | Automaat S200MUC 1P K4 10kA DC | Disjoncteur S200MUC 1P K4 10kA DC | Sicherungsautomat S200MUC 1P K4 10kA DC | MCB S200MUC 1P K4 10kA DC |  | 5.14
2CDS271061R0338 | S201M-Z4UC | Active | 4013614431166 | 80.76 | 1 | 1 | stuk | S200MUC | BE31330 | SB (MCB&RCD Cat.B) | stuk | Automaat S200MUC 1P Z4 10kA DC | Disjoncteur S200MUC 1P Z4 10kA DC | Sicherungsautomat S200MUC 1P Z4 10kA DC | MCB S200MUC 1P Z4 10kA DC |  | 5.14
2CDS271061R0357 | S201M-K5UC | Active | 4013614430954 | 74.73 | 1 | 1 | stuk | S200MUC | BE31330 | SB (MCB&RCD Cat.B) | stuk | Automaat S200MUC 1P K5 10kA DC | Disjoncteur S200MUC 1P K5 10kA DC | Sicherungsautomat S200MUC 1P K5 10kA DC | MCB S200MUC 1P K5 10kA DC |  | 5.14
2CDS271061R0358 | S201M-Z5UC | Active | 4013614431173 | 80.76 | 1 | 1 | stuk | S200MUC | BE31330 | SB (MCB&RCD Cat.B) | stuk | Automaat S200MUC 1P Z5 10kA DC | Disjoncteur S200MUC 1P Z5 10kA DC | Sicherungsautomat S200MUC 1P Z5 10kA DC | MCB S200MUC 1P Z5 10kA DC |  | 5.14
2CDS271061R0377 | S201M-K6UC | Active | 4013614430961 | 74.73 | 1 | 1 | stuk | S200MUC | BE31330 | SB (MCB&RCD Cat.B) | stuk | Automaat S200MUC 1P K6 10kA DC | Disjoncteur S200MUC 1P K6 10kA DC | Sicherungsautomat S200MUC 1P K6 10kA DC | MCB S200MUC 1P K6 10kA DC |  | 5.14
2CDS271061R0378 | S201M-Z6UC | Active | 4013614431180 | 80.76 | 1 | 1 | stuk | S200MUC | BE31330 | SB (MCB&RCD Cat.B) | stuk | Automaat S200MUC 1P Z6 10kA DC | Disjoncteur S200MUC 1P Z6 10kA DC | Sicherungsautomat S200MUC 1P Z6 10kA DC | MCB S200MUC 1P Z6 10kA DC |  | 5.14
2CDS271061R0404 | S201M-C40UC | Active | 4013614430831 | 76.16 | 1 | 1 | stuk | S200MUC | BE31330 | SB (MCB&RCD Cat.B) | stuk | Automaat S200MUC 1P C40 10kA DC | Disjoncteur S200MUC 1P C40 10kA DC | Sicherungsautomat S200MUC 1P C40 10kA DC | MCB S200MUC 1P C40 10kA DC |  | 5.14
2CDS271061R0405 | S201M-B40UC | Active | 4013614430664 | 67.26 | 1 | 1 | stuk | S200MUC | BE31330 | SB (MCB&RCD Cat.B) | stuk | Automaat S200MUC 1P B40 10kA DC | Disjoncteur S200MUC 1P B40 10kA DC | Sicherungsautomat S200MUC 1P B40 10kA DC | MCB S200MUC 1P B40 10kA DC |  | 5.14
2CDS271061R0407 | S201M-K8UC | Active | 4013614430978 | 74.73 | 1 | 1 | stuk | S200MUC | BE31330 | SB (MCB&RCD Cat.B) | stuk | Automaat S200MUC 1P K8 10kA DC | Disjoncteur S200MUC 1P K8 10kA DC | Sicherungsautomat S200MUC 1P K8 10kA DC | MCB S200MUC 1P K8 10kA DC |  | 5.14
2CDS271061R0408 | S201M-Z8UC | Active | 4013614431197 | 80.76 | 1 | 1 | stuk | S200MUC | BE31330 | SB (MCB&RCD Cat.B) | stuk | Automaat S200MUC 1P Z8 10kA DC | Disjoncteur S200MUC 1P Z8 10kA DC | Sicherungsautomat S200MUC 1P Z8 10kA DC | MCB S200MUC 1P Z8 10kA DC |  | 5.14
2CDS271061R0427 | S201M-K10UC | Active | 4013614430985 | 65.82 | 1 | 1 | stuk | S200MUC | BE31330 | SB (MCB&RCD Cat.B) | stuk | Automaat S200MUC 1P K10 10kA DC | Disjoncteur S200MUC 1P K10 10kA DC | Sicherungsautomat S200MUC 1P K10 10kA DC | MCB S200MUC 1P K10 10kA DC |  | 5.14
2CDS271061R0428 | S201M-Z10UC | Active | 4013614431203 | 70.28 | 1 | 1 | stuk | S200MUC | BE31330 | SB (MCB&RCD Cat.B) | stuk | Automaat S200MUC 1P Z10 10kA DC | Disjoncteur S200MUC 1P Z10 10kA DC | Sicherungsautomat S200MUC 1P Z10 10kA DC | MCB S200MUC 1P Z10 10kA DC |  | 5.14
2CDS271061R0447 | S201M-K13UC | Active | 4013614430992 | 65.82 | 1 | 1 | stuk | S200MUC | BE31330 | SB (MCB&RCD Cat.B) | stuk | Automaat S200MUC 1P K13 10kA DC | Disjoncteur S200MUC 1P K13 10kA DC | Sicherungsautomat S200MUC 1P K13 10kA DC | MCB S200MUC 1P K13 10kA DC |  | 5.14
2CDS271061R0457 | S201M-K15UC | Active | 4013614431005 | 65.82 | 1 | 1 | stuk | S200MUC | BE31330 | SB (MCB&RCD Cat.B) | stuk | Automaat S200MUC 1P K15 10kA DC | Disjoncteur S200MUC 1P K15 10kA DC | Sicherungsautomat S200MUC 1P K15 10kA DC | MCB S200MUC 1P K15 10kA DC |  | 5.14
2CDS271061R0458 | S201M-Z15UC | Active | 4013614431227 | 70.28 | 1 | 1 | stuk | S200MUC | BE31330 | SB (MCB&RCD Cat.B) | stuk | Automaat S200MUC 1P Z15 10kA DC | Disjoncteur S200MUC 1P Z15 10kA DC | Sicherungsautomat S200MUC 1P Z15 10kA DC | MCB S200MUC 1P Z15 10kA DC |  | 5.14
2CDS271061R0467 | S201M-K16UC | Active | 4013614431012 | 65.82 | 1 | 1 | stuk | S200MUC | BE31330 | SB (MCB&RCD Cat.B) | stuk | Automaat S200MUC 1P K16 10kA DC | Disjoncteur S200MUC 1P K16 10kA DC | Sicherungsautomat S200MUC 1P K16 10kA DC | MCB S200MUC 1P K16 10kA DC |  | 5.14
2CDS271061R0468 | S201M-Z16UC | Active | 4013614431234 | 70.28 | 1 | 1 | stuk | S200MUC | BE31330 | SB (MCB&RCD Cat.B) | stuk | Automaat S200MUC 1P Z16 10kA DC | Disjoncteur S200MUC 1P Z16 10kA DC | Sicherungsautomat S200MUC 1P Z16 10kA DC | MCB S200MUC 1P Z16 10kA DC |  | 5.14
2CDS271061R0487 | S201M-K20UC | Active | 4013614431029 | 65.82 | 1 | 1 | stuk | S200MUC | BE31330 | SB (MCB&RCD Cat.B) | stuk | Automaat S200MUC 1P K20 10kA DC | Disjoncteur S200MUC 1P K20 10kA DC | Sicherungsautomat S200MUC 1P K20 10kA DC | MCB S200MUC 1P K20 10kA DC |  | 5.14
2CDS271061R0488 | S201M-Z20UC | Active | 4013614431241 | 70.28 | 1 | 1 | stuk | S200MUC | BE31330 | SB (MCB&RCD Cat.B) | stuk | Automaat S200MUC 1P Z20 10kA DC | Disjoncteur S200MUC 1P Z20 10kA DC | Sicherungsautomat S200MUC 1P Z20 10kA DC | MCB S200MUC 1P Z20 10kA DC |  | 5.14
2CDS271061R0504 | S201M-C50UC | Active | 4013614430848 | 88.23 | 1 | 1 | stuk | S200MUC | BE31330 | SB (MCB&RCD Cat.B) | stuk | Automaat S200MUC 1P C50 10kA DC | Disjoncteur S200MUC 1P C50 10kA DC | Sicherungsautomat S200MUC 1P C50 10kA DC | MCB S200MUC 1P C50 10kA DC |  | 5.14
2CDS271061R0505 | S201M-B50UC | Active | 4013614430671 | 77.86 | 1 | 1 | stuk | S200MUC | BE31330 | SB (MCB&RCD Cat.B) | stuk | Automaat S200MUC 1P B50 10kA DC | Disjoncteur S200MUC 1P B50 10kA DC | Sicherungsautomat S200MUC 1P B50 10kA DC | MCB S200MUC 1P B50 10kA DC |  | 5.14
2CDS271061R0517 | S201M-K25UC | Active | 4013614431036 | 74.73 | 1 | 1 | stuk | S200MUC | BE31330 | SB (MCB&RCD Cat.B) | stuk | Automaat S200MUC 1P K25 10kA DC | Disjoncteur S200MUC 1P K25 10kA DC | Sicherungsautomat S200MUC 1P K25 10kA DC | MCB S200MUC 1P K25 10kA DC |  | 5.14
2CDS271061R0518 | S201M-Z25UC | Active | 4013614431258 | 80.76 | 1 | 1 | stuk | S200MUC | BE31330 | SB (MCB&RCD Cat.B) | stuk | Automaat S200MUC 1P Z25 10kA DC | Disjoncteur S200MUC 1P Z25 10kA DC | Sicherungsautomat S200MUC 1P Z25 10kA DC | MCB S200MUC 1P Z25 10kA DC |  | 5.14
2CDS271061R0527 | S201M-K30UC | Active | 4013614431043 | 74.73 | 1 | 1 | stuk | S200MUC | BE31330 | SB (MCB&RCD Cat.B) | stuk | Automaat S200MUC 1P K30 10kA DC | Disjoncteur S200MUC 1P K30 10kA DC | Sicherungsautomat S200MUC 1P K30 10kA DC | MCB S200MUC 1P K30 10kA DC |  | 5.14
2CDS271061R0528 | S201M-Z30UC | Active | 4013614431265 | 80.76 | 1 | 1 | stuk | S200MUC | BE31330 | SB (MCB&RCD Cat.B) | stuk | Automaat S200MUC 1P Z30 10kA DC | Disjoncteur S200MUC 1P Z30 10kA DC | Sicherungsautomat S200MUC 1P Z30 10kA DC | MCB S200MUC 1P Z30 10kA DC |  | 5.14
2CDS271061R0537 | S201M-K32UC | Active | 4013614431050 | 74.73 | 1 | 1 | stuk | S200MUC | BE31330 | SB (MCB&RCD Cat.B) | stuk | Automaat S200MUC 1P K32 10kA DC | Disjoncteur S200MUC 1P K32 10kA DC | Sicherungsautomat S200MUC 1P K32 10kA DC | MCB S200MUC 1P K32 10kA DC |  | 5.14
2CDS271061R0538 | S201M-Z32UC | Active | 4013614431272 | 80.76 | 1 | 1 | stuk | S200MUC | BE31330 | SB (MCB&RCD Cat.B) | stuk | Automaat S200MUC 1P Z32 10kA DC | Disjoncteur S200MUC 1P Z32 10kA DC | Sicherungsautomat S200MUC 1P Z32 10kA DC | MCB S200MUC 1P Z32 10kA DC |  | 5.14
2CDS271061R0547 | S201M-K35UC | Active | 4013614431067 | 74.73 | 1 | 1 | stuk | S200MUC | BE31330 | SB (MCB&RCD Cat.B) | stuk | Automaat S200MUC 1P K35 10kA DC | Disjoncteur S200MUC 1P K35 10kA DC | Sicherungsautomat S200MUC 1P K35 10kA DC | MCB S200MUC 1P K35 10kA DC |  | 5.14
2CDS271061R0548 | S201M-Z35UC | Active | 4013614431289 | 80.76 | 1 | 1 | stuk | S200MUC | BE31330 | SB (MCB&RCD Cat.B) | stuk | Automaat S200MUC 1P Z35 10kA DC | Disjoncteur S200MUC 1P Z35 10kA DC | Sicherungsautomat S200MUC 1P Z35 10kA DC | MCB S200MUC 1P Z35 10kA DC |  | 5.14
2CDS271061R0557 | S201M-K40UC | Active | 4013614431074 | 86.77 | 1 | 1 | stuk | S200MUC | BE31330 | SB (MCB&RCD Cat.B) | stuk | Automaat S200MUC 1P K40 10kA DC | Disjoncteur S200MUC 1P K40 10kA DC | Sicherungsautomat S200MUC 1P K40 10kA DC | MCB S200MUC 1P K40 10kA DC |  | 5.14
2CDS271061R0558 | S201M-Z40UC | Active | 4013614431296 | 92.68 | 1 | 1 | stuk | S200MUC | BE31330 | SB (MCB&RCD Cat.B) | stuk | Automaat S200MUC 1P Z40 10kA DC | Disjoncteur S200MUC 1P Z40 10kA DC | Sicherungsautomat S200MUC 1P Z40 10kA DC | MCB S200MUC 1P Z40 10kA DC |  | 5.14
2CDS271061R0577 | S201M-K50UC | Active | 4013614431081 | 100.16 | 1 | 1 | stuk | S200MUC | BE31330 | SB (MCB&RCD Cat.B) | stuk | Automaat S200MUC 1P K50 10kA DC | Disjoncteur S200MUC 1P K50 10kA DC | Sicherungsautomat S200MUC 1P K50 10kA DC | MCB S200MUC 1P K50 10kA DC |  | 5.14
2CDS271061R0578 | S201M-Z50UC | Active | 4013614431302 | 107.51 | 1 | 1 | stuk | S200MUC | BE31330 | SB (MCB&RCD Cat.B) | stuk | Automaat S200MUC 1P Z50 10kA DC | Disjoncteur S200MUC 1P Z50 10kA DC | Sicherungsautomat S200MUC 1P Z50 10kA DC | MCB S200MUC 1P Z50 10kA DC |  | 5.14
2CDS271061R0587 | S201M-K60UC | Active | 4013614431098 | 111.97 | 1 | 1 | stuk | S200MUC | BE31330 | SB (MCB&RCD Cat.B) | stuk | Automaat S200MUC 1P K60 10kA DC | Disjoncteur S200MUC 1P K60 10kA DC | Sicherungsautomat S200MUC 1P K60 10kA DC | MCB S200MUC 1P K60 10kA DC |  | 5.14
2CDS271061R0588 | S201M-Z60UC | Active | 4013614431319 | 119.55 | 1 | 1 | stuk | S200MUC | BE31330 | SB (MCB&RCD Cat.B) | stuk | Automaat S200MUC 1P Z60 10kA DC | Disjoncteur S200MUC 1P Z60 10kA DC | Sicherungsautomat S200MUC 1P Z60 10kA DC | MCB S200MUC 1P Z60 10kA DC |  | 5.14
2CDS271061R0607 | S201M-K63UC | Active | 4013614431104 | 119.55 | 1 | 1 | stuk | S200MUC | BE31330 | SB (MCB&RCD Cat.B) | stuk | Automaat S200MUC 1P K63 10kA DC | Disjoncteur S200MUC 1P K63 10kA DC | Sicherungsautomat S200MUC 1P K63 10kA DC | MCB S200MUC 1P K63 10kA DC |  | 5.14
2CDS271061R0608 | S201M-Z63UC | Active | 4013614431326 | 128.96 | 1 | 1 | stuk | S200MUC | BE31330 | SB (MCB&RCD Cat.B) | stuk | Automaat S200MUC 1P Z63 10kA DC | Disjoncteur S200MUC 1P Z63 10kA DC | Sicherungsautomat S200MUC 1P Z63 10kA DC | MCB S200MUC 1P Z63 10kA DC |  | 5.14
2CDS271061R0634 | S201M-C63UC | Active | 4013614430855 | 106.2 | 1 | 1 | stuk | S200MUC | BE31330 | SB (MCB&RCD Cat.B) | stuk | Automaat S200MUC 1P C63 10kA DC | Disjoncteur S200MUC 1P C63 10kA DC | Sicherungsautomat S200MUC 1P C63 10kA DC | MCB S200MUC 1P C63 10kA DC |  | 5.14
2CDS271061R0635 | S201M-B63UC | Active | 4013614430688 | 94.13 | 1 | 1 | stuk | S200MUC | BE31330 | SB (MCB&RCD Cat.B) | stuk | Automaat S200MUC 1P B63 10kA DC | Disjoncteur S200MUC 1P B63 10kA DC | Sicherungsautomat S200MUC 1P B63 10kA DC | MCB S200MUC 1P B63 10kA DC |  | 5.14
2CDS271061R0974 | S201M-C1,6UC | Active | 4013614430718 | 65.82 | 1 | 1 | stuk | S200MUC | BE31330 | SB (MCB&RCD Cat.B) | stuk | Automaat S200MUC 1P C1 6 10kA DC | Disjoncteur S200MUC 1P C1 6 10kA DC | Sicherungsautomat S200MUC 1P C1 6 10kA DC | MCB S200MUC 1P C1 6 10kA DC |  | 5.14
2CDS271061R0984 | S201M-C0,5UC | Active | 4013614430695 | 65.82 | 1 | 1 | stuk | S200MUC | BE31330 | SB (MCB&RCD Cat.B) | stuk | Automaat S200MUC 1P C0 5 10kA DC | Disjoncteur S200MUC 1P C0 5 10kA DC | Sicherungsautomat S200MUC 1P C0 5 10kA DC | MCB S200MUC 1P C0 5 10kA DC |  | 5.14
2CDS271065R0014 | S201MT-C1UC | Active | 4013614448218 | 77.75 | 1 | 1 | stuk | S200MTUC | BE31330 | SB (MCB&RCD Cat.B) | stuk | Automaat S200MUC 1P C1 10kA Tractie DC | Disjoncteur S200MUC 1P C1 10kA traction DC | Sicherungsautomat S200MUC 1P C1 10kA Tractie DC | MCB S200MUC 1P C1 10kA traction DC |  | 5.14
2CDS271065R0024 | S201MT-C2UC | Active | 4013614448225 | 77.75 | 1 | 1 | stuk | S200MTUC | BE31330 | SB (MCB&RCD Cat.B) | stuk | Automaat S200MUC 1P C2 10kA Tractie DC | Disjoncteur S200MUC 1P C2 10kA traction DC | Sicherungsautomat S200MUC 1P C2 10kA Tractie DC | MCB S200MUC 1P C2 10kA traction DC |  | 5.14
2CDS271065R0034 | S201MT-C3UC | Active | 4013614448232 | 77.75 | 1 | 1 | stuk | S200MTUC | BE31330 | SB (MCB&RCD Cat.B) | stuk | Automaat S200MUC 1P C3 10kA Tractie DC | Disjoncteur S200MUC 1P C3 10kA traction DC | Sicherungsautomat S200MUC 1P C3 10kA Tractie DC | MCB S200MUC 1P C3 10kA traction DC |  | 5.14
2CDS271065R0044 | S201MT-C4UC | Active | 4013614448249 | 77.75 | 1 | 1 | stuk | S200MTUC | BE31330 | SB (MCB&RCD Cat.B) | stuk | Automaat S200MUC 1P C4 10kA Tractie DC | Disjoncteur S200MUC 1P C4 10kA traction DC | Sicherungsautomat S200MUC 1P C4 10kA Tractie DC | MCB S200MUC 1P C4 10kA traction DC |  | 5.14
2CDS271065R0064 | S201MT-C6UC | Active | 4013614448256 | 77.75 | 1 | 1 | stuk | S200MTUC | BE31330 | SB (MCB&RCD Cat.B) | stuk | Automaat S200MUC 1P C6 10kA Tractie DC | Disjoncteur S200MUC 1P C6 10kA traction DC | Sicherungsautomat S200MUC 1P C6 10kA Tractie DC | MCB S200MUC 1P C6 10kA traction DC |  | 5.14
2CDS271065R0065 | S201MT-B6UC | Active | 4013614464911 | 68.94 | 1 | 1 | stuk | S200MTUC | BE31330 | SB (MCB&RCD Cat.B) | stuk | Automaat S200MUC 1P B6 10kA Tractie DC | Disjoncteur S200MUC 1P B6 10kA traction DC | Sicherungsautomat S200MUC 1P B6 10kA Tractie DC | MCB S200MUC 1P B6 10kA traction DC |  | 5.14
2CDS271065R0084 | S201MT-C8UC | Active | 4013614448263 | 77.75 | 1 | 1 | stuk | S200MTUC | BE31330 | SB (MCB&RCD Cat.B) | stuk | Automaat S200MUC 1P C8 10kA Tractie DC | Disjoncteur S200MUC 1P C8 10kA traction DC | Sicherungsautomat S200MUC 1P C8 10kA Tractie DC | MCB S200MUC 1P C8 10kA traction DC |  | 5.14
2CDS271065R0087 | S201MT-K0,2UC | Active | 4013614448270 | 88.36 | 1 | 1 | stuk | S200MTUC | BE31330 | SB (MCB&RCD Cat.B) | stuk | Automaat S200MUC 1P K0 2 10kA Tractie DC | Disjoncteur S200MUC 1P K0 2 10kA traction DC | Sicherungsautomat S200MUC 1P K0 2 10kA Tractie DC | MCB S200MUC 1P K0 2 10kA traction DC |  | 5.14
2CDS271065R0104 | S201MT-C10UC | Active | 4013614448287 | 68.94 | 1 | 1 | stuk | S200MTUC | BE31330 | SB (MCB&RCD Cat.B) | stuk | Automaat S200MUC 1P C10 10kA Tractie DC | Disjoncteur S200MUC 1P C10 10kA traction DC | Sicherungsautomat S200MUC 1P C10 10kA Tractie DC | MCB S200MUC 1P C10 10kA traction DC |  | 5.14
2CDS271065R0105 | S201MT-B10UC | Active | 4013614464928 | 61.83 | 1 | 1 | stuk | S200MTUC | BE31330 | SB (MCB&RCD Cat.B) | stuk | Automaat S200MUC 1P B10 10kA Tractie DC | Disjoncteur S200MUC 1P B10 10kA traction DC | Sicherungsautomat S200MUC 1P B10 10kA Tractie DC | MCB S200MUC 1P B10 10kA traction DC |  | 5.14
2CDS271065R0117 | S201MT-K0,3UC | Active | 4013614448294 | 88.36 | 1 | 1 | stuk | S200MTUC | BE31330 | SB (MCB&RCD Cat.B) | stuk | Automaat S200MUC 1P K0 3 10kA Tractie DC | Disjoncteur S200MUC 1P K0 3 10kA traction DC | Sicherungsautomat S200MUC 1P K0 3 10kA Tractie DC | MCB S200MUC 1P K0 3 10kA traction DC |  | 5.14
2CDS271065R0134 | S201MT-C13UC | Active | 4013614448300 | 68.94 | 1 | 1 | stuk | S200MTUC | BE31330 | SB (MCB&RCD Cat.B) | stuk | Automaat S200MUC 1P C13 10kA Tractie DC | Disjoncteur S200MUC 1P C13 10kA traction DC | Sicherungsautomat S200MUC 1P C13 10kA Tractie DC | MCB S200MUC 1P C13 10kA traction DC |  | 5.14
2CDS271065R0135 | S201MT-B13UC | Active | 4013614464935 | 61.83 | 1 | 1 | stuk | S200MTUC | BE31330 | SB (MCB&RCD Cat.B) | stuk | Automaat S200MUC 1P B13 10kA Tractie DC | Disjoncteur S200MUC 1P B13 10kA traction DC | Sicherungsautomat S200MUC 1P B13 10kA Tractie DC | MCB S200MUC 1P B13 10kA traction DC |  | 5.14
2CDS271065R0157 | S201MT-K0,5UC | Active | 4013614448317 | 88.36 | 1 | 1 | stuk | S200MTUC | BE31330 | SB (MCB&RCD Cat.B) | stuk | Automaat S200MUC 1P K0 5 10kA Tractie DC | Disjoncteur S200MUC 1P K0 5 10kA traction DC | Sicherungsautomat S200MUC 1P K0 5 10kA Tractie DC | MCB S200MUC 1P K0 5 10kA traction DC |  | 5.14
2CDS271065R0158 | S201MT-Z0,5UC | Active | 4013614448324 | 95.46 | 1 | 1 | stuk | S200MTUC | BE31330 | SB (MCB&RCD Cat.B) | stuk | Automaat S200MUC 1P Z0 5 10kA Tractie DC | Disjoncteur S200MUC 1P Z0 5 10kA traction DC | Sicherungsautomat S200MUC 1P Z0 5 10kA Tractie DC | MCB S200MUC 1P Z0 5 10kA traction DC |  | 5.14
2CDS271065R0164 | S201MT-C16UC | Active | 4013614448331 | 68.94 | 1 | 1 | stuk | S200MTUC | BE31330 | SB (MCB&RCD Cat.B) | stuk | Automaat S200MUC 1P C16 10kA Tractie DC | Disjoncteur S200MUC 1P C16 10kA traction DC | Sicherungsautomat S200MUC 1P C16 10kA Tractie DC | MCB S200MUC 1P C16 10kA traction DC |  | 5.14
2CDS271065R0165 | S201MT-B16UC | Active | 4013614464942 | 61.83 | 1 | 1 | stuk | S200MTUC | BE31330 | SB (MCB&RCD Cat.B) | stuk | Automaat S200MUC 1P B16 10kA Tractie DC | Disjoncteur S200MUC 1P B16 10kA traction DC | Sicherungsautomat S200MUC 1P B16 10kA Tractie DC | MCB S200MUC 1P B16 10kA traction DC |  | 5.14
2CDS271065R0187 | S201MT-K0,75UC | Active | 4013614448348 | 88.36 | 1 | 1 | stuk | S200MTUC | BE31330 | SB (MCB&RCD Cat.B) | stuk | Automaat S200MUC 1P K0 75 10kA Tract DC | Disjoncteur S200MUC 1P K0 75 10kA Tract DC | Sicherungsautomat S200MUC 1P K0 75 10kA Tract DC | MCB S200MUC 1P K0 75 10kA Tract DC |  | 5.14
2CDS271065R0204 | S201MT-C20UC | Active | 4013614448355 | 68.94 | 1 | 1 | stuk | S200MTUC | BE31330 | SB (MCB&RCD Cat.B) | stuk | Automaat S200MUC 1P C20 10kA Tractie DC | Disjoncteur S200MUC 1P C20 10kA traction DC | Sicherungsautomat S200MUC 1P C20 10kA Tractie DC | MCB S200MUC 1P C20 10kA traction DC |  | 5.14
2CDS271065R0205 | S201MT-B20UC | Active | 4013614464959 | 61.83 | 1 | 1 | stuk | S200MTUC | BE31330 | SB (MCB&RCD Cat.B) | stuk | Automaat S200MUC 1P B20 10kA Tractie DC | Disjoncteur S200MUC 1P B20 10kA traction DC | Sicherungsautomat S200MUC 1P B20 10kA Tractie DC | MCB S200MUC 1P B20 10kA traction DC |  | 5.14
2CDS271065R0217 | S201MT-K1UC | Active | 4013614448362 | 88.36 | 1 | 1 | stuk | S200MTUC | BE31330 | SB (MCB&RCD Cat.B) | stuk | Automaat S200MUC 1P K1 10kA Tractie DC | Disjoncteur S200MUC 1P K1 10kA traction DC | Sicherungsautomat S200MUC 1P K1 10kA Tractie DC | MCB S200MUC 1P K1 10kA traction DC |  | 5.14
2CDS271065R0218 | S201MT-Z1UC | Active | 4013614448379 | 95.46 | 1 | 1 | stuk | S200MTUC | BE31330 | SB (MCB&RCD Cat.B) | stuk | Automaat S200MUC 1P Z1 10kA Tractie DC | Disjoncteur S200MUC 1P Z1 10kA traction DC | Sicherungsautomat S200MUC 1P Z1 10kA Tractie DC | MCB S200MUC 1P Z1 10kA traction DC |  | 5.14
2CDS271065R0254 | S201MT-C25UC | Active | 4013614448386 | 77.75 | 1 | 1 | stuk | S200MTUC | BE31330 | SB (MCB&RCD Cat.B) | stuk | Automaat S200MUC 1P C25 10kA Tractie DC | Disjoncteur S200MUC 1P C25 10kA traction DC | Sicherungsautomat S200MUC 1P C25 10kA Tractie DC | MCB S200MUC 1P C25 10kA traction DC |  | 5.14
2CDS271065R0255 | S201MT-B25UC | Active | 4013614464966 | 68.94 | 1 | 1 | stuk | S200MTUC | BE31330 | SB (MCB&RCD Cat.B) | stuk | Automaat S200MUC 1P B25 10kA Tractie DC | Disjoncteur S200MUC 1P B25 10kA traction DC | Sicherungsautomat S200MUC 1P B25 10kA Tractie DC | MCB S200MUC 1P B25 10kA traction DC |  | 5.14
2CDS271065R0257 | S201MT-K1,6UC | Active | 4013614448393 | 88.36 | 1 | 1 | stuk | S200MTUC | BE31330 | SB (MCB&RCD Cat.B) | stuk | Automaat S200MUC 1P K1 6 10kA Tractie DC | Disjoncteur S200MUC 1P K1 6 10kA traction DC | Sicherungsautomat S200MUC 1P K1 6 10kA Tractie DC | MCB S200MUC 1P K1 6 10kA traction DC |  | 5.14
2CDS271065R0258 | S201MT-Z1,6UC | Active | 4013614448409 | 95.46 | 1 | 1 | stuk | S200MTUC | BE31330 | SB (MCB&RCD Cat.B) | stuk | Automaat S200MUC 1P Z1 6 10kA Tractie DC | Disjoncteur S200MUC 1P Z1 6 10kA traction DC | Sicherungsautomat S200MUC 1P Z1 6 10kA Tractie DC | MCB S200MUC 1P Z1 6 10kA traction DC |  | 5.14
2CDS271065R0277 | S201MT-K2UC | Active | 4013614448416 | 88.36 | 1 | 1 | stuk | S200MTUC | BE31330 | SB (MCB&RCD Cat.B) | stuk | Automaat S200MUC 1P K2 10kA Tractie DC | Disjoncteur S200MUC 1P K2 10kA traction DC | Sicherungsautomat S200MUC 1P K2 10kA Tractie DC | MCB S200MUC 1P K2 10kA traction DC |  | 5.14
2CDS271065R0278 | S201MT-Z2UC | Active | 4013614448423 | 95.46 | 1 | 1 | stuk | S200MTUC | BE31330 | SB (MCB&RCD Cat.B) | stuk | Automaat S200MUC 1P Z2 10kA Tractie DC | Disjoncteur S200MUC 1P Z2 10kA traction DC | Sicherungsautomat S200MUC 1P Z2 10kA Tractie DC | MCB S200MUC 1P Z2 10kA traction DC |  | 5.14
2CDS271065R0317 | S201MT-K3UC | Active | 4013614448430 | 88.36 | 1 | 1 | stuk | S200MTUC | BE31330 | SB (MCB&RCD Cat.B) | stuk | Automaat S200MUC 1P K3 10kA Tractie DC | Disjoncteur S200MUC 1P K3 10kA traction DC | Sicherungsautomat S200MUC 1P K3 10kA Tractie DC | MCB S200MUC 1P K3 10kA traction DC |  | 5.14
2CDS271065R0318 | S201MT-Z3UC | Active | 4013614448447 | 95.46 | 1 | 1 | stuk | S200MTUC | BE31330 | SB (MCB&RCD Cat.B) | stuk | Automaat S200MUC 1P Z3 10kA Tractie DC | Disjoncteur S200MUC 1P Z3 10kA traction DC | Sicherungsautomat S200MUC 1P Z3 10kA Tractie DC | MCB S200MUC 1P Z3 10kA traction DC |  | 5.14
2CDS271065R0324 | S201MT-C32UC | Active | 4013614448454 | 77.75 | 1 | 1 | stuk | S200MTUC | BE31330 | SB (MCB&RCD Cat.B) | stuk | Automaat S200MUC 1P C32 10kA Tractie DC | Disjoncteur S200MUC 1P C32 10kA traction DC | Sicherungsautomat S200MUC 1P C32 10kA Tractie DC | MCB S200MUC 1P C32 10kA traction DC |  | 5.14
2CDS271065R0325 | S201MT-B32UC | Active | 4013614464973 | 68.94 | 1 | 1 | stuk | S200MTUC | BE31330 | SB (MCB&RCD Cat.B) | stuk | Automaat S200MUC 1P B32 10kA Tractie DC | Disjoncteur S200MUC 1P B32 10kA traction DC | Sicherungsautomat S200MUC 1P B32 10kA Tractie DC | MCB S200MUC 1P B32 10kA traction DC |  | 5.14
2CDS271065R0337 | S201MT-K4UC | Active | 4013614448461 | 88.36 | 1 | 1 | stuk | S200MTUC | BE31330 | SB (MCB&RCD Cat.B) | stuk | Automaat S200MUC 1P K4 10kA Tractie DC | Disjoncteur S200MUC 1P K4 10kA traction DC | Sicherungsautomat S200MUC 1P K4 10kA Tractie DC | MCB S200MUC 1P K4 10kA traction DC |  | 5.14
2CDS271065R0338 | S201MT-Z4UC | Active | 4013614448478 | 95.46 | 1 | 1 | stuk | S200MTUC | BE31330 | SB (MCB&RCD Cat.B) | stuk | Automaat S200MUC 1P Z4 10kA Tractie DC | Disjoncteur S200MUC 1P Z4 10kA traction DC | Sicherungsautomat S200MUC 1P Z4 10kA Tractie DC | MCB S200MUC 1P Z4 10kA traction DC |  | 5.14
2CDS271065R0357 | S201MT-K5UC | Active | 4013614448485 | 88.36 | 1 | 1 | stuk | S200MTUC | BE31330 | SB (MCB&RCD Cat.B) | stuk | Automaat S200MUC 1P K5 10kA Tractie DC | Disjoncteur S200MUC 1P K5 10kA traction DC | Sicherungsautomat S200MUC 1P K5 10kA Tractie DC | MCB S200MUC 1P K5 10kA traction DC |  | 5.14
2CDS271065R0358 | S201MT-Z5UC | Active | 4013614448492 | 95.46 | 1 | 1 | stuk | S200MTUC | BE31330 | SB (MCB&RCD Cat.B) | stuk | Automaat S200MUC 1P Z5 10kA Tractie DC | Disjoncteur S200MUC 1P Z5 10kA traction DC | Sicherungsautomat S200MUC 1P Z5 10kA Tractie DC | MCB S200MUC 1P Z5 10kA traction DC |  | 5.14
2CDS271065R0377 | S201MT-K6UC | Active | 4013614448508 | 88.36 | 1 | 1 | stuk | S200MTUC | BE31330 | SB (MCB&RCD Cat.B) | stuk | Automaat S200MUC 1P K6 10kA Tractie DC | Disjoncteur S200MUC 1P K6 10kA traction DC | Sicherungsautomat S200MUC 1P K6 10kA Tractie DC | MCB S200MUC 1P K6 10kA traction DC |  | 5.14
2CDS271065R0378 | S201MT-Z6UC | Active | 4013614448515 | 95.46 | 1 | 1 | stuk | S200MTUC | BE31330 | SB (MCB&RCD Cat.B) | stuk | Automaat S200MUC 1P Z6 10kA Tractie DC | Disjoncteur S200MUC 1P Z6 10kA traction DC | Sicherungsautomat S200MUC 1P Z6 10kA Tractie DC | MCB S200MUC 1P Z6 10kA traction DC |  | 5.14
2CDS271065R0404 | S201MT-C40UC | Active | 4013614448522 | 89.92 | 1 | 1 | stuk | S200MTUC | BE31330 | SB (MCB&RCD Cat.B) | stuk | Automaat S200MUC 1P C40 10kA Tractie DC | Disjoncteur S200MUC 1P C40 10kA traction DC | Sicherungsautomat S200MUC 1P C40 10kA Tractie DC | MCB S200MUC 1P C40 10kA traction DC |  | 5.14
2CDS271065R0405 | S201MT-B40UC | Active | 4013614464980 | 79.43 | 1 | 1 | stuk | S200MTUC | BE31330 | SB (MCB&RCD Cat.B) | stuk | Automaat S200MUC 1P B40 10kA Tractie DC | Disjoncteur S200MUC 1P B40 10kA traction DC | Sicherungsautomat S200MUC 1P B40 10kA Tractie DC | MCB S200MUC 1P B40 10kA traction DC |  | 5.14
2CDS271065R0407 | S201MT-K8UC | Active | 4013614448539 | 88.36 | 1 | 1 | stuk | S200MTUC | BE31330 | SB (MCB&RCD Cat.B) | stuk | Automaat S200MUC 1P K8 10kA Tractie DC | Disjoncteur S200MUC 1P K8 10kA traction DC | Sicherungsautomat S200MUC 1P K8 10kA Tractie DC | MCB S200MUC 1P K8 10kA traction DC |  | 5.14
2CDS271065R0408 | S201MT-Z8UC | Active | 4013614448546 | 95.46 | 1 | 1 | stuk | S200MTUC | BE31330 | SB (MCB&RCD Cat.B) | stuk | Automaat S200MUC 1P Z8 10kA Tractie DC | Disjoncteur S200MUC 1P Z8 10kA traction DC | Sicherungsautomat S200MUC 1P Z8 10kA Tractie DC | MCB S200MUC 1P Z8 10kA traction DC |  | 5.14
2CDS271065R0427 | S201MT-K10UC | Active | 4013614448553 | 77.75 | 1 | 1 | stuk | S200MTUC | BE31330 | SB (MCB&RCD Cat.B) | stuk | Automaat S200MUC 1P K10 10kA Tractie DC | Disjoncteur S200MUC 1P K10 10kA traction DC | Sicherungsautomat S200MUC 1P K10 10kA Tractie DC | MCB S200MUC 1P K10 10kA traction DC |  | 5.14
2CDS271065R0428 | S201MT-Z10UC | Active | 4013614448560 | 83.06 | 1 | 1 | stuk | S200MTUC | BE31330 | SB (MCB&RCD Cat.B) | stuk | Automaat S200MUC 1P Z10 10kA Tractie DC | Disjoncteur S200MUC 1P Z10 10kA traction DC | Sicherungsautomat S200MUC 1P Z10 10kA Tractie DC | MCB S200MUC 1P Z10 10kA traction DC |  | 5.14
2CDS271065R0447 | S201MT-K13UC | Active | 4013614448577 | 77.75 | 1 | 1 | stuk | S200MTUC | BE31330 | SB (MCB&RCD Cat.B) | stuk | Automaat S200MUC 1P K13 10kA Tractie DC | Disjoncteur S200MUC 1P K13 10kA traction DC | Sicherungsautomat S200MUC 1P K13 10kA Tractie DC | MCB S200MUC 1P K13 10kA traction DC |  | 5.14
2CDS271065R0457 | S201MT-K15UC | Active | 4013614448591 | 77.75 | 1 | 1 | stuk | S200MTUC | BE31330 | SB (MCB&RCD Cat.B) | stuk | Automaat S200MUC 1P K15 10kA Tractie DC | Disjoncteur S200MUC 1P K15 10kA traction DC | Sicherungsautomat S200MUC 1P K15 10kA Tractie DC | MCB S200MUC 1P K15 10kA traction DC |  | 5.14
2CDS271065R0458 | S201MT-Z15UC | Active | 4013614448607 | 83.06 | 1 | 1 | stuk | S200MTUC | BE31330 | SB (MCB&RCD Cat.B) | stuk | Automaat S200MUC 1P Z15 10kA Tractie DC | Disjoncteur S200MUC 1P Z15 10kA traction DC | Sicherungsautomat S200MUC 1P Z15 10kA Tractie DC | MCB S200MUC 1P Z15 10kA traction DC |  | 5.14
2CDS271065R0467 | S201MT-K16UC | Active | 4013614448614 | 77.75 | 1 | 1 | stuk | S200MTUC | BE31330 | SB (MCB&RCD Cat.B) | stuk | Automaat S200MUC 1P K16 10kA Tractie DC | Disjoncteur S200MUC 1P K16 10kA traction DC | Sicherungsautomat S200MUC 1P K16 10kA Tractie DC | MCB S200MUC 1P K16 10kA traction DC |  | 5.14
2CDS271065R0468 | S201MT-Z16UC | Active | 4013614448621 | 83.06 | 1 | 1 | stuk | S200MTUC | BE31330 | SB (MCB&RCD Cat.B) | stuk | Automaat S200MUC 1P Z16 10kA Tractie DC | Disjoncteur S200MUC 1P Z16 10kA traction DC | Sicherungsautomat S200MUC 1P Z16 10kA Tractie DC | MCB S200MUC 1P Z16 10kA traction DC |  | 5.14
2CDS271065R0487 | S201MT-K20UC | Active | 4013614448638 | 77.75 | 1 | 1 | stuk | S200MTUC | BE31330 | SB (MCB&RCD Cat.B) | stuk | Automaat S200MUC 1P K20 10kA Tractie DC | Disjoncteur S200MUC 1P K20 10kA traction DC | Sicherungsautomat S200MUC 1P K20 10kA Tractie DC | MCB S200MUC 1P K20 10kA traction DC |  | 5.14
2CDS271065R0488 | S201MT-Z20UC | Active | 4013614448645 | 83.06 | 1 | 1 | stuk | S200MTUC | BE31330 | SB (MCB&RCD Cat.B) | stuk | Automaat S200MUC 1P Z20 10kA Tractie DC | Disjoncteur S200MUC 1P Z20 10kA traction DC | Sicherungsautomat S200MUC 1P Z20 10kA Tractie DC | MCB S200MUC 1P Z20 10kA traction DC |  | 5.14
2CDS271065R0504 | S201MT-C50UC | Active | 4013614448652 | 104.02 | 1 | 1 | stuk | S200MTUC | BE31330 | SB (MCB&RCD Cat.B) | stuk | Automaat S200MUC 1P C50 10kA Tractie DC | Disjoncteur S200MUC 1P C50 10kA traction DC | Sicherungsautomat S200MUC 1P C50 10kA Tractie DC | MCB S200MUC 1P C50 10kA traction DC |  | 5.14
2CDS271065R0505 | S201MT-B50UC | Active | 4013614464997 | 91.84 | 1 | 1 | stuk | S200MTUC | BE31330 | SB (MCB&RCD Cat.B) | stuk | Automaat S200MUC 1P B50 10kA Tractie DC | Disjoncteur S200MUC 1P B50 10kA traction DC | Sicherungsautomat S200MUC 1P B50 10kA Tractie DC | MCB S200MUC 1P B50 10kA traction DC |  | 5.14
2CDS271065R0517 | S201MT-K25UC | Active | 4013614448669 | 88.36 | 1 | 1 | stuk | S200MTUC | BE31330 | SB (MCB&RCD Cat.B) | stuk | Automaat S200MUC 1P K25 10kA Tractie DC | Disjoncteur S200MUC 1P K25 10kA traction DC | Sicherungsautomat S200MUC 1P K25 10kA Tractie DC | MCB S200MUC 1P K25 10kA traction DC |  | 5.14
2CDS271065R0518 | S201MT-Z25UC | Active | 4013614448676 | 95.46 | 1 | 1 | stuk | S200MTUC | BE31330 | SB (MCB&RCD Cat.B) | stuk | Automaat S200MUC 1P Z25 10kA Tractie DC | Disjoncteur S200MUC 1P Z25 10kA traction DC | Sicherungsautomat S200MUC 1P Z25 10kA Tractie DC | MCB S200MUC 1P Z25 10kA traction DC |  | 5.14
2CDS271065R0527 | S201MT-K30UC | Active | 4013614448683 | 88.36 | 1 | 1 | stuk | S200MTUC | BE31330 | SB (MCB&RCD Cat.B) | stuk | Automaat S200MUC 1P K30 10kA Tractie DC | Disjoncteur S200MUC 1P K30 10kA traction DC | Sicherungsautomat S200MUC 1P K30 10kA Tractie DC | MCB S200MUC 1P K30 10kA traction DC |  | 5.14
2CDS271065R0528 | S201MT-Z30UC | Active | 4013614448690 | 95.46 | 1 | 1 | stuk | S200MTUC | BE31330 | SB (MCB&RCD Cat.B) | stuk | Automaat S200MUC 1P Z30 10kA Tractie DC | Disjoncteur S200MUC 1P Z30 10kA traction DC | Sicherungsautomat S200MUC 1P Z30 10kA Tractie DC | MCB S200MUC 1P Z30 10kA traction DC |  | 5.14
2CDS271065R0537 | S201MT-K32UC | Active | 4013614448706 | 88.36 | 1 | 1 | stuk | S200MTUC | BE31330 | SB (MCB&RCD Cat.B) | stuk | Automaat S200MUC 1P K32 10kA Tractie DC | Disjoncteur S200MUC 1P K32 10kA traction DC | Sicherungsautomat S200MUC 1P K32 10kA Tractie DC | MCB S200MUC 1P K32 10kA traction DC |  | 5.14
2CDS271065R0538 | S201MT-Z32UC | Active | 4013614448713 | 95.46 | 1 | 1 | stuk | S200MTUC | BE31330 | SB (MCB&RCD Cat.B) | stuk | Automaat S200MUC 1P Z32 10kA Tractie DC | Disjoncteur S200MUC 1P Z32 10kA traction DC | Sicherungsautomat S200MUC 1P Z32 10kA Tractie DC | MCB S200MUC 1P Z32 10kA traction DC |  | 5.14
2CDS271065R0547 | S201MT-K35UC | Active | 4013614448720 | 88.36 | 1 | 1 | stuk | S200MTUC | BE31330 | SB (MCB&RCD Cat.B) | stuk | Automaat S200MUC 1P K35 10kA Tractie DC | Disjoncteur S200MUC 1P K35 10kA traction DC | Sicherungsautomat S200MUC 1P K35 10kA Tractie DC | MCB S200MUC 1P K35 10kA traction DC |  | 5.14
2CDS271065R0548 | S201MT-Z35UC | Active | 4013614448737 | 95.46 | 1 | 1 | stuk | S200MTUC | BE31330 | SB (MCB&RCD Cat.B) | stuk | Automaat S200MUC 1P Z35 10kA Tractie DC | Disjoncteur S200MUC 1P Z35 10kA traction DC | Sicherungsautomat S200MUC 1P Z35 10kA Tractie DC | MCB S200MUC 1P Z35 10kA traction DC |  | 5.14
2CDS271065R0557 | S201MT-K40UC | Active | 4013614448744 | 102.46 | 1 | 1 | stuk | S200MTUC | BE31330 | SB (MCB&RCD Cat.B) | stuk | Automaat S200MUC 1P K40 10kA Tractie DC | Disjoncteur S200MUC 1P K40 10kA traction DC | Sicherungsautomat S200MUC 1P K40 10kA Tractie DC | MCB S200MUC 1P K40 10kA traction DC |  | 5.14
2CDS271065R0558 | S201MT-Z40UC | Active | 4013614448751 | 109.57 | 1 | 1 | stuk | S200MTUC | BE31330 | SB (MCB&RCD Cat.B) | stuk | Automaat S200MUC 1P Z40 10kA Tractie DC | Disjoncteur S200MUC 1P Z40 10kA traction DC | Sicherungsautomat S200MUC 1P Z40 10kA Tractie DC | MCB S200MUC 1P Z40 10kA traction DC |  | 5.14
2CDS271065R0577 | S201MT-K50UC | Active | 4013614448768 | 118.23 | 1 | 1 | stuk | S200MTUC | BE31330 | SB (MCB&RCD Cat.B) | stuk | Automaat S200MUC 1P K50 10kA Tractie DC | Disjoncteur S200MUC 1P K50 10kA traction DC | Sicherungsautomat S200MUC 1P K50 10kA Tractie DC | MCB S200MUC 1P K50 10kA traction DC |  | 5.14
2CDS271065R0578 | S201MT-Z50UC | Active | 4013614448775 | 127.75 | 1 | 1 | stuk | S200MTUC | BE31330 | SB (MCB&RCD Cat.B) | stuk | Automaat S200MUC 1P Z50 10kA Tractie DC | Disjoncteur S200MUC 1P Z50 10kA traction DC | Sicherungsautomat S200MUC 1P Z50 10kA Tractie DC | MCB S200MUC 1P Z50 10kA traction DC |  | 5.14
2CDS271065R0587 | S201MT-K60UC | Active | 4013614448782 | 133.79 | 1 | 1 | stuk | S200MTUC | BE31330 | SB (MCB&RCD Cat.B) | stuk | Automaat S200MUC 1P K60 10kA Tractie DC | Disjoncteur S200MUC 1P K60 10kA traction DC | Sicherungsautomat S200MUC 1P K60 10kA Tractie DC | MCB S200MUC 1P K60 10kA traction DC |  | 5.14
2CDS271065R0588 | S201MT-Z60UC | Active | 4013614448799 | 141.03 | 1 | 1 | stuk | S200MTUC | BE31330 | SB (MCB&RCD Cat.B) | stuk | Automaat S200MUC 1P Z60 10kA Tractie DC | Disjoncteur S200MUC 1P Z60 10kA traction DC | Sicherungsautomat S200MUC 1P Z60 10kA Tractie DC | MCB S200MUC 1P Z60 10kA traction DC |  | 5.14
2CDS271065R0607 | S201MT-K63UC | Active | 4013614448805 | 141.03 | 1 | 1 | stuk | S200MTUC | BE31330 | SB (MCB&RCD Cat.B) | stuk | Automaat S200MUC 1P K63 10kA Tractie DC | Disjoncteur S200MUC 1P K63 10kA traction DC | Sicherungsautomat S200MUC 1P K63 10kA Tractie DC | MCB S200MUC 1P K63 10kA traction DC |  | 5.14
2CDS271065R0608 | S201MT-Z63UC | Active | 4013614448812 | 150.68 | 1 | 1 | stuk | S200MTUC | BE31330 | SB (MCB&RCD Cat.B) | stuk | Automaat S200MUC 1P Z63 10kA Tractie DC | Disjoncteur S200MUC 1P Z63 10kA traction DC | Sicherungsautomat S200MUC 1P Z63 10kA Tractie DC | MCB S200MUC 1P Z63 10kA traction DC |  | 5.14
2CDS271065R0634 | S201MT-C63UC | Active | 4013614448829 | 125.36 | 1 | 1 | stuk | S200MTUC | BE31330 | SB (MCB&RCD Cat.B) | stuk | Automaat S200MUC 1P C63 10kA Tractie DC | Disjoncteur S200MUC 1P C63 10kA traction DC | Sicherungsautomat S200MUC 1P C63 10kA Tractie DC | MCB S200MUC 1P C63 10kA traction DC |  | 5.14
2CDS271065R0635 | S201MT-B63UC | Active | 4013614465000 | 111.13 | 1 | 1 | stuk | S200MTUC | BE31330 | SB (MCB&RCD Cat.B) | stuk | Automaat S200MUC 1P B63 10kA Tractie DC | Disjoncteur S200MUC 1P B63 10kA traction DC | Sicherungsautomat S200MUC 1P B63 10kA Tractie DC | MCB S200MUC 1P B63 10kA traction DC |  | 5.14
2CDS271065R0974 | S201MT-C1,6UC | Active | 4013614448836 | 77.75 | 1 | 1 | stuk | S200MTUC | BE31330 | SB (MCB&RCD Cat.B) | stuk | Automaat S200MUC 1P C1 6 10kA Tractie DC | Disjoncteur S200MUC 1P C1 6 10kA traction DC | Sicherungsautomat S200MUC 1P C1 6 10kA Tractie DC | MCB S200MUC 1P C1 6 10kA traction DC |  | 5.14
2CDS271065R0984 | S201MT-C0,5UC | Active | 4013614448843 | 77.75 | 1 | 1 | stuk | S200MTUC | BE31330 | SB (MCB&RCD Cat.B) | stuk | Automaat S200MUC 1P C0 5 10kA Tractie DC | Disjoncteur S200MUC 1P C0 5 10kA traction DC | Sicherungsautomat S200MUC 1P C0 5 10kA Tractie DC | MCB S200MUC 1P C0 5 10kA traction DC |  | 5.14
2CDS271103R0011 | S201M-D1NA | Active | 4016779599849 | 101.27 | 1 | 1 | stuk | S200M | BE31330 | SA (Modulair+Plug&Socket) | stuk | Automaat S200M 1P+N D1 10kA NA | Disjoncteur S200M 1P+N D1 10kA NA | Sicherungsautomat S200M 1P+N D1 10kA NA | MCB S200M 1P+N D1 10kA NA |  | 5.14
2CDS271103R0014 | S201M-C1NA | Active | 4016779550079 | 97.62 | 1 | 1 | stuk | S200M | BE31330 | SB (MCB&RCD Cat.B) | stuk | Automaat S200M 1P+N C1 10kA NA | Disjoncteur S200M 1P+N C1 10kA NA | Sicherungsautomat S200M 1P+N C1 10kA NA | MCB S200M 1P+N C1 10kA NA |  | 5.14
2CDS271103R0021 | S201M-D2NA | Active | 4016779599863 | 101.27 | 1 | 1 | stuk | S200M | BE31330 | SA (Modulair+Plug&Socket) | stuk | Automaat S200M 1P+N D2 10kA NA | Disjoncteur S200M 1P+N D2 10kA NA | Sicherungsautomat S200M 1P+N D2 10kA NA | MCB S200M 1P+N D2 10kA NA |  | 5.14
2CDS271103R0024 | S201M-C2NA | Active | 4016779550086 | 97.62 | 1 | 1 | stuk | S200M | BE31330 | SB (MCB&RCD Cat.B) | stuk | Automaat S200M 1P+N C2 10kA NA | Disjoncteur S200M 1P+N C2 10kA NA | Sicherungsautomat S200M 1P+N C2 10kA NA | MCB S200M 1P+N C2 10kA NA |  | 5.14
2CDS271103R0031 | S201M-D3NA | Active | 4016779599887 | 101.27 | 1 | 1 | stuk | S200M | BE31330 | SA (Modulair+Plug&Socket) | stuk | Automaat S200M 1P+N D3 10kA NA | Disjoncteur S200M 1P+N D3 10kA NA | Sicherungsautomat S200M 1P+N D3 10kA NA | MCB S200M 1P+N D3 10kA NA |  | 5.14
2CDS271103R0034 | S201M-C3NA | Active | 4016779550093 | 97.62 | 1 | 1 | stuk | S200M | BE31330 | SB (MCB&RCD Cat.B) | stuk | Automaat S200M 1P+N C3 10kA NA | Disjoncteur S200M 1P+N C3 10kA NA | Sicherungsautomat S200M 1P+N C3 10kA NA | MCB S200M 1P+N C3 10kA NA |  | 5.14
2CDS271103R0041 | S201M-D4NA | Active | 4016779599900 | 101.27 | 1 | 1 | stuk | S200M | BE31330 | SA (Modulair+Plug&Socket) | stuk | Automaat S200M 1P+N D4 10kA NA | Disjoncteur S200M 1P+N D4 10kA NA | Sicherungsautomat S200M 1P+N D4 10kA NA | MCB S200M 1P+N D4 10kA NA |  | 5.14
2CDS271103R0044 | S201M-C4NA | Active | 4016779550109 | 97.62 | 1 | 1 | stuk | S200M | BE31330 | SB (MCB&RCD Cat.B) | stuk | Automaat S200M 1P+N C4 10kA NA | Disjoncteur S200M 1P+N C4 10kA NA | Sicherungsautomat S200M 1P+N C4 10kA NA | MCB S200M 1P+N C4 10kA NA |  | 5.14
2CDS271103R0061 | S201M-D6NA | Active | 4016779599924 | 101.27 | 1 | 1 | stuk | S200M | BE31330 | SA (Modulair+Plug&Socket) | stuk | Automaat S200M 1P+N D6 10kA NA | Disjoncteur S200M 1P+N D6 10kA NA | Sicherungsautomat S200M 1P+N D6 10kA NA | MCB S200M 1P+N D6 10kA NA |  | 5.14
2CDS271103R0064 | S201M-C6NA | Active | 4016779550116 | 93.95 | 1 | 1 | stuk | S200M | BE31330 | SB (MCB&RCD Cat.B) | stuk | Automaat S200M 1P+N C6 10kA NA | Disjoncteur S200M 1P+N C6 10kA NA | Sicherungsautomat S200M 1P+N C6 10kA NA | MCB S200M 1P+N C6 10kA NA |  | 5.14
2CDS271103R0065 | S201M-B6NA | Active | 4016779549509 | 86.39 | 1 | 1 | stuk | S200M | BE31330 | SB (MCB&RCD Cat.B) | stuk | Automaat S200M 1P+N B6 10kA NA | Disjoncteur S200M 1P+N B6 10kA NA | Sicherungsautomat S200M 1P+N B6 10kA NA | MCB S200M 1P+N B6 10kA NA |  | 5.14
2CDS271103R0081 | S201M-D8NA | Active | 4016779599931 | 101.27 | 1 | 1 | stuk | S200M | BE31330 | SA (Modulair+Plug&Socket) | stuk | Automaat S200M 1P+N D8 10kA NA | Disjoncteur S200M 1P+N D8 10kA NA | Sicherungsautomat S200M 1P+N D8 10kA NA | MCB S200M 1P+N D8 10kA NA |  | 5.14
2CDS271103R0084 | S201M-C8NA | Active | 4016779550123 | 93.95 | 1 | 1 | stuk | S200M | BE31330 | SB (MCB&RCD Cat.B) | stuk | Automaat S200M 1P+N C8 10kA NA | Disjoncteur S200M 1P+N C8 10kA NA | Sicherungsautomat S200M 1P+N C8 10kA NA | MCB S200M 1P+N C8 10kA NA |  | 5.14
2CDS271103R0101 | S201M-D10NA | Active | 4016779599948 | 84.02 | 1 | 1 | stuk | S200M | BE31330 | SA (Modulair+Plug&Socket) | stuk | Automaat S200M 1P+N D10 10kA NA | Disjoncteur S200M 1P+N D10 10kA NA | Sicherungsautomat S200M 1P+N D10 10kA NA | MCB S200M 1P+N D10 10kA NA |  | 5.14
2CDS271103R0104 | S201M-C10NA | Active | 4016779550130 | 93.95 | 1 | 1 | stuk | S200M | BE31330 | SB (MCB&RCD Cat.B) | stuk | Automaat S200M 1P+N C10 10kA NA | Disjoncteur S200M 1P+N C10 10kA NA | Sicherungsautomat S200M 1P+N C10 10kA NA | MCB S200M 1P+N C10 10kA NA |  | 5.14
2CDS271103R0105 | S201M-B10NA | Active | 4016779549516 | 86.39 | 1 | 1 | stuk | S200M | BE31330 | SB (MCB&RCD Cat.B) | stuk | Automaat S200M 1P+N B10 10kA NA | Disjoncteur S200M 1P+N B10 10kA NA | Sicherungsautomat S200M 1P+N B10 10kA NA | MCB S200M 1P+N B10 10kA NA |  | 5.14
2CDS271103R0131 | S201M-D13NA | Active | 4016779663304 | 126.43 | 1 | 1 | stuk | S200M | BE31330 | SA (Modulair+Plug&Socket) | stuk | Automaat S200M 1P+N D13 10kA NA | Disjoncteur S200M 1P+N D13 10kA NA | Sicherungsautomat S200M 1P+N D13 10kA NA | MCB S200M 1P+N D13 10kA NA |  | 5.14
2CDS271103R0134 | S201M-C13NA | Active | 4016779550147 | 93.95 | 1 | 1 | stuk | S200M | BE31330 | SB (MCB&RCD Cat.B) | stuk | Automaat S200M 1P+N C13 10kA NA | Disjoncteur S200M 1P+N C13 10kA NA | Sicherungsautomat S200M 1P+N C13 10kA NA | MCB S200M 1P+N C13 10kA NA |  | 5.14
2CDS271103R0135 | S201M-B13NA | Active | 4016779549523 | 86.39 | 1 | 1 | stuk | S200M | BE31330 | SB (MCB&RCD Cat.B) | stuk | Automaat S200M 1P+N B13 10kA NA | Disjoncteur S200M 1P+N B13 10kA NA | Sicherungsautomat S200M 1P+N B13 10kA NA | MCB S200M 1P+N B13 10kA NA |  | 5.14
2CDS271103R0161 | S201M-D16NA | Active | 4016779599979 | 84.02 | 1 | 1 | stuk | S200M | BE31330 | SA (Modulair+Plug&Socket) | stuk | Automaat S200M 1P+N D16 10kA NA | Disjoncteur S200M 1P+N D16 10kA NA | Sicherungsautomat S200M 1P+N D16 10kA NA | MCB S200M 1P+N D16 10kA NA |  | 5.14
2CDS271103R0164 | S201M-C16NA | Active | 4016779550154 | 93.95 | 1 | 1 | stuk | S200M | BE31330 | SB (MCB&RCD Cat.B) | stuk | Automaat S200M 1P+N C16 10kA NA | Disjoncteur S200M 1P+N C16 10kA NA | Sicherungsautomat S200M 1P+N C16 10kA NA | MCB S200M 1P+N C16 10kA NA |  | 5.14
2CDS271103R0165 | S201M-B16NA | Active | 4016779549530 | 86.39 | 1 | 1 | stuk | S200M | BE31330 | SB (MCB&RCD Cat.B) | stuk | Automaat S200M 1P+N B16 10kA NA | Disjoncteur S200M 1P+N B16 10kA NA | Sicherungsautomat S200M 1P+N B16 10kA NA | MCB S200M 1P+N B16 10kA NA |  | 5.14
2CDS271103R0201 | S201M-D20NA | Active | 4016779599986 | 96.78 | 1 | 1 | stuk | S200M | BE31330 | SA (Modulair+Plug&Socket) | stuk | Automaat S200M 1P+N D20 10kA NA | Disjoncteur S200M 1P+N D20 10kA NA | Sicherungsautomat S200M 1P+N D20 10kA NA | MCB S200M 1P+N D20 10kA NA |  | 5.14
2CDS271103R0204 | S201M-C20NA | Active | 4016779550161 | 93.95 | 1 | 1 | stuk | S200M | BE31330 | SB (MCB&RCD Cat.B) | stuk | Automaat S200M 1P+N C20 10kA NA | Disjoncteur S200M 1P+N C20 10kA NA | Sicherungsautomat S200M 1P+N C20 10kA NA | MCB S200M 1P+N C20 10kA NA |  | 5.14
2CDS271103R0205 | S201M-B20NA | Active | 4016779549547 | 86.39 | 1 | 1 | stuk | S200M | BE31330 | SB (MCB&RCD Cat.B) | stuk | Automaat S200M 1P+N B20 10kA NA | Disjoncteur S200M 1P+N B20 10kA NA | Sicherungsautomat S200M 1P+N B20 10kA NA | MCB S200M 1P+N B20 10kA NA |  | 5.14
2CDS271103R0251 | S201M-D25NA | Active | 4016779600019 | 101.27 | 1 | 1 | stuk | S200M | BE31330 | SA (Modulair+Plug&Socket) | stuk | Automaat S200M 1P+N D25 10kA NA | Disjoncteur S200M 1P+N D25 10kA NA | Sicherungsautomat S200M 1P+N D25 10kA NA | MCB S200M 1P+N D25 10kA NA |  | 5.14
2CDS271103R0254 | S201M-C25NA | Active | 4016779550178 | 93.95 | 1 | 1 | stuk | S200M | BE31330 | SB (MCB&RCD Cat.B) | stuk | Automaat S200M 1P+N C25 10kA NA | Disjoncteur S200M 1P+N C25 10kA NA | Sicherungsautomat S200M 1P+N C25 10kA NA | MCB S200M 1P+N C25 10kA NA |  | 5.14
2CDS271103R0255 | S201M-B25NA | Active | 4016779549554 | 86.39 | 1 | 1 | stuk | S200M | BE31330 | SB (MCB&RCD Cat.B) | stuk | Automaat S200M 1P+N B25 10kA NA | Disjoncteur S200M 1P+N B25 10kA NA | Sicherungsautomat S200M 1P+N B25 10kA NA | MCB S200M 1P+N B25 10kA NA |  | 5.14
2CDS271103R0321 | S201M-D32NA | Active | 4016779600088 | 105.29 | 1 | 1 | stuk | S200M | BE31330 | SA (Modulair+Plug&Socket) | stuk | Automaat S200M 1P+N D32 10kA NA | Disjoncteur S200M 1P+N D32 10kA NA | Sicherungsautomat S200M 1P+N D32 10kA NA | MCB S200M 1P+N D32 10kA NA |  | 5.14
2CDS271103R0324 | S201M-C32NA | Active | 4016779550185 | 93.95 | 1 | 1 | stuk | S200M | BE31330 | SB (MCB&RCD Cat.B) | stuk | Automaat S200M 1P+N C32 10kA NA | Disjoncteur S200M 1P+N C32 10kA NA | Sicherungsautomat S200M 1P+N C32 10kA NA | MCB S200M 1P+N C32 10kA NA |  | 5.14
2CDS271103R0325 | S201M-B32NA | Active | 4016779549561 | 86.39 | 1 | 1 | stuk | S200M | BE31330 | SB (MCB&RCD Cat.B) | stuk | Automaat S200M 1P+N B32 10kA NA | Disjoncteur S200M 1P+N B32 10kA NA | Sicherungsautomat S200M 1P+N B32 10kA NA | MCB S200M 1P+N B32 10kA NA |  | 5.14
2CDS271103R0401 | S201M-D40NA | Active | 4016779600132 | 109.43 | 1 | 1 | stuk | S200M | BE31330 | SA (Modulair+Plug&Socket) | stuk | Automaat S200M 1P+N D40 10kA NA | Disjoncteur S200M 1P+N D40 10kA NA | Sicherungsautomat S200M 1P+N D40 10kA NA | MCB S200M 1P+N D40 10kA NA |  | 5.14
2CDS271103R0404 | S201M-C40NA | Active | 4016779550192 | 101.73 | 1 | 1 | stuk | S200M | BE31330 | SB (MCB&RCD Cat.B) | stuk | Automaat S200M 1P+N C40 10kA NA | Disjoncteur S200M 1P+N C40 10kA NA | Sicherungsautomat S200M 1P+N C40 10kA NA | MCB S200M 1P+N C40 10kA NA |  | 5.14
2CDS271103R0405 | S201M-B40NA | Active | 4016779549578 | 89.93 | 1 | 1 | stuk | S200M | BE31330 | SB (MCB&RCD Cat.B) | stuk | Automaat S200M 1P+N B40 10kA NA | Disjoncteur S200M 1P+N B40 10kA NA | Sicherungsautomat S200M 1P+N B40 10kA NA | MCB S200M 1P+N B40 10kA NA |  | 5.14
2CDS271103R0501 | S201M-D50NA | Active | 4016779600224 | 126.43 | 1 | 1 | stuk | S200M | BE31330 | SA (Modulair+Plug&Socket) | stuk | Automaat S200M 1P+N D50 10kA NA | Disjoncteur S200M 1P+N D50 10kA NA | Sicherungsautomat S200M 1P+N D50 10kA NA | MCB S200M 1P+N D50 10kA NA |  | 5.14
2CDS271103R0504 | S201M-C50NA | Active | 4016779543958 | 117.21 | 1 | 1 | stuk | S200M | BE31330 | SB (MCB&RCD Cat.B) | stuk | Automaat S200M 1P+N C50 10kA NA | Disjoncteur S200M 1P+N C50 10kA NA | Sicherungsautomat S200M 1P+N C50 10kA NA | MCB S200M 1P+N C50 10kA NA |  | 5.14
2CDS271103R0505 | S201M-B50NA | Active | 4016779543835 | 103.64 | 1 | 1 | stuk | S200M | BE31330 | SB (MCB&RCD Cat.B) | stuk | Automaat S200M 1P+N B50 10kA NA | Disjoncteur S200M 1P+N B50 10kA NA | Sicherungsautomat S200M 1P+N B50 10kA NA | MCB S200M 1P+N B50 10kA NA |  | 5.14
2CDS271103R0631 | S201M-D63NA | Active | 4016779600330 | 142.97 | 1 | 1 | stuk | S200M | BE31330 | SA (Modulair+Plug&Socket) | stuk | Automaat S200M 1P+N D63 10kA NA | Disjoncteur S200M 1P+N D63 10kA NA | Sicherungsautomat S200M 1P+N D63 10kA NA | MCB S200M 1P+N D63 10kA NA |  | 5.14
2CDS271103R0634 | S201M-C63NA | Active | 4016779543965 | 133.53 | 1 | 1 | stuk | S200M | BE31330 | SB (MCB&RCD Cat.B) | stuk | Automaat S200M 1P+N C63 10kA NA | Disjoncteur S200M 1P+N C63 10kA NA | Sicherungsautomat S200M 1P+N C63 10kA NA | MCB S200M 1P+N C63 10kA NA |  | 5.14
2CDS271103R0635 | S201M-B63NA | Active | 4016779543842 | 117.81 | 1 | 1 | stuk | S200M | BE31330 | SB (MCB&RCD Cat.B) | stuk | Automaat S200M 1P+N B63 10kA NA | Disjoncteur S200M 1P+N B63 10kA NA | Sicherungsautomat S200M 1P+N B63 10kA NA | MCB S200M 1P+N B63 10kA NA |  | 5.14
2CDS271103R0971 | S201M-D1,6NA | Active | 4016779600347 | 101.27 | 1 | 1 | stuk | S200M | BE31330 | SA (Modulair+Plug&Socket) | stuk | Automaat S200M 1P+N D1 6 10kA NA | Disjoncteur S200M 1P+N D1 6 10kA NA | Sicherungsautomat S200M 1P+N D1 6 10kA NA | MCB S200M 1P+N D1 6 10kA NA |  | 5.14
2CDS271103R0974 | S201M-C1,6NA | Active | 4016779550062 | 97.62 | 1 | 1 | stuk | S200M | BE31330 | SB (MCB&RCD Cat.B) | stuk | Automaat S200M 1P+N C1 6 10kA NA | Disjoncteur S200M 1P+N C1 6 10kA NA | Sicherungsautomat S200M 1P+N C1 6 10kA NA | MCB S200M 1P+N C1 6 10kA NA |  | 5.14
2CDS271103R0981 | S201M-D0,5NA | Active | 4016779600354 | 101.27 | 1 | 1 | stuk | S200M | BE31330 | SA (Modulair+Plug&Socket) | stuk | Automaat S200M 1P+N D0 5 10kA NA | Disjoncteur S200M 1P+N D0 5 10kA NA | Sicherungsautomat S200M 1P+N D0 5 10kA NA | MCB S200M 1P+N D0 5 10kA NA |  | 5.14
2CDS271103R0984 | S201M-C0,5NA | Active | 4016779550055 | 97.62 | 1 | 1 | stuk | S200M | BE31330 | SB (MCB&RCD Cat.B) | stuk | Automaat S200M 1P+N C0 5 10kA NA | Disjoncteur S200M 1P+N C0 5 10kA NA | Sicherungsautomat S200M 1P+N C0 5 10kA NA | MCB S200M 1P+N C0 5 10kA NA |  | 5.14
2CDS271106R0064 | S201MT-C6NA | Active | 4016779766975 | 78.59 | 1 | 1 | stuk | S200MT | BE31330 | SB (MCB&RCD Cat.B) | stuk | Automaat S200M 1P+N T-C6 10kA NA | Disjoncteur S200M 1P+N T-C6 10kA NA | Sicherungsautomat S200M 1P+N T-C6 10kA NA | MCB S200M 1P+N T-C6 10kA NA |  | 5.14
2CDS271337R0014 | SU201M-C1 | Active | 4016779930758 | 53.88 | 1 | 1 | stuk | SU200M | BE31330 | SA (Modulair+Plug&Socket) | stuk | Automaat SU200M 1P C1 10kA UL489 | Disjoncteur SU200M 1P C1 10kA UL489 | Sicherungsautomat SU200M 1P C1 10kA UL489 | MCB SU200M 1P C1 10kA UL489 |  | 5.14
2CDS271337R0024 | SU201M-C2 | Active | 4016779930772 | 53.88 | 1 | 1 | stuk | SU200M | BE31330 | SA (Modulair+Plug&Socket) | stuk | Automaat SU200M 1P C2 10kA UL489 | Disjoncteur SU200M 1P C2 10kA UL489 | Sicherungsautomat SU200M 1P C2 10kA UL489 | MCB SU200M 1P C2 10kA UL489 |  | 5.14
2CDS271337R0034 | SU201M-C3 | Active | 4016779930789 | 53.88 | 1 | 1 | stuk | SU200M | BE31330 | SA (Modulair+Plug&Socket) | stuk | Automaat SU200M 1P C3 10kA UL489 | Disjoncteur SU200M 1P C3 10kA UL489 | Sicherungsautomat SU200M 1P C3 10kA UL489 | MCB SU200M 1P C3 10kA UL489 |  | 5.14
2CDS271337R0044 | SU201M-C4 | Active | 4016779930796 | 53.88 | 1 | 1 | stuk | SU200M | BE31330 | SA (Modulair+Plug&Socket) | stuk | Automaat SU200M 1P C4 10kA UL489 | Disjoncteur SU200M 1P C4 10kA UL489 | Sicherungsautomat SU200M 1P C4 10kA UL489 | MCB SU200M 1P C4 10kA UL489 |  | 5.14
2CDS271337R0054 | SU201M-C5 | Active | 4016779930802 | 53.88 | 1 | 1 | stuk | SU200M | BE31330 | SA (Modulair+Plug&Socket) | stuk | Automaat SU200M 1P C5 10kA UL489 | Disjoncteur SU200M 1P C5 10kA UL489 | Sicherungsautomat SU200M 1P C5 10kA UL489 | MCB SU200M 1P C5 10kA UL489 |  | 5.14
2CDS271337R0064 | SU201M-C6 | Active | 4016779930819 | 53.88 | 1 | 1 | stuk | SU200M | BE31330 | SA (Modulair+Plug&Socket) | stuk | Automaat SU200M 1P C6 10kA UL489 | Disjoncteur SU200M 1P C6 10kA UL489 | Sicherungsautomat SU200M 1P C6 10kA UL489 | MCB SU200M 1P C6 10kA UL489 |  | 5.14
2CDS271337R0084 | SU201M-C8 | Active | 4016779930833 | 53.88 | 1 | 1 | stuk | SU200M | BE31330 | SA (Modulair+Plug&Socket) | stuk | Automaat SU200M 1P C8 10kA UL489 | Disjoncteur SU200M 1P C8 10kA UL489 | Sicherungsautomat SU200M 1P C8 10kA UL489 | MCB SU200M 1P C8 10kA UL489 |  | 5.14
2CDS271337R0087 | SU201M-K0,2 | Active | 4016779929967 | 62.66 | 1 | 1 | stuk | SU200M | BE31330 | SA (Modulair+Plug&Socket) | stuk | Automaat SU200M 1P K0 2 10kA UL489 | Disjoncteur SU200M 1P K0 2 10kA UL489 | Sicherungsautomat SU200M 1P K0 2 10kA UL489 | MCB SU200M 1P K0 2 10kA UL489 |  | 5.14
2CDS271337R0104 | SU201M-C10 | Active | 4016779930840 | 44.96 | 1 | 1 | stuk | SU200M | BE31330 | SA (Modulair+Plug&Socket) | stuk | Automaat SU200M 1P C10 10kA UL489 | Disjoncteur SU200M 1P C10 10kA UL489 | Sicherungsautomat SU200M 1P C10 10kA UL489 | MCB SU200M 1P C10 10kA UL489 |  | 5.14
2CDS271337R0117 | SU201M-K0,3 | Active | 4016779929974 | 62.66 | 1 | 1 | stuk | SU200M | BE31330 | SA (Modulair+Plug&Socket) | stuk | Automaat SU200M 1P K0 3 10kA UL489 | Disjoncteur SU200M 1P K0 3 10kA UL489 | Sicherungsautomat SU200M 1P K0 3 10kA UL489 | MCB SU200M 1P K0 3 10kA UL489 |  | 5.14
2CDS271337R0134 | SU201M-C13 | Active | 4016779930857 | 44.96 | 1 | 1 | stuk | SU200M | BE31330 | SA (Modulair+Plug&Socket) | stuk | Automaat SU200M 1P C13 10kA UL489 | Disjoncteur SU200M 1P C13 10kA UL489 | Sicherungsautomat SU200M 1P C13 10kA UL489 | MCB SU200M 1P C13 10kA UL489 |  | 5.14
2CDS271337R0154 | SU201M-C15 | Active | 4016779930864 | 44.96 | 1 | 1 | stuk | SU200M | BE31330 | SA (Modulair+Plug&Socket) | stuk | Automaat SU200M 1P C15 10kA UL489 | Disjoncteur SU200M 1P C15 10kA UL489 | Sicherungsautomat SU200M 1P C15 10kA UL489 | MCB SU200M 1P C15 10kA UL489 |  | 5.14
2CDS271337R0157 | SU201M-K0,5 | Active | 4016779929981 | 62.66 | 1 | 1 | stuk | SU200M | BE31330 | SA (Modulair+Plug&Socket) | stuk | Automaat SU200M 1P K0 5 10kA UL489 | Disjoncteur SU200M 1P K0 5 10kA UL489 | Sicherungsautomat SU200M 1P K0 5 10kA UL489 | MCB SU200M 1P K0 5 10kA UL489 |  | 5.14
2CDS271337R0158 | SU201M-Z0,5 | Active | 4016779932844 | 66.9 | 1 | 1 | stuk | SU200M | BE31330 | SA (Modulair+Plug&Socket) | stuk | Automaat SU200M 1P Z0 5 10kA UL489 | Disjoncteur SU200M 1P Z0 5 10kA UL489 | Sicherungsautomat SU200M 1P Z0 5 10kA UL489 | MCB SU200M 1P Z0 5 10kA UL489 |  | 5.14
2CDS271337R0164 | SU201M-C16 | Active | 4016779930871 | 44.96 | 1 | 1 | stuk | SU200M | BE31330 | SA (Modulair+Plug&Socket) | stuk | Automaat SU200M 1P C16 10kA UL489 | Disjoncteur SU200M 1P C16 10kA UL489 | Sicherungsautomat SU200M 1P C16 10kA UL489 | MCB SU200M 1P C16 10kA UL489 |  | 5.14
2CDS271337R0187 | SU201M-K0,75 | Active | 4016779929998 | 62.66 | 1 | 1 | stuk | SU200M | BE31330 | SA (Modulair+Plug&Socket) | stuk | Automaat SU200M 1P K0 75 10kA UL489 | Disjoncteur SU200M 1P K0 75 10kA UL489 | Sicherungsautomat SU200M 1P K0 75 10kA UL489 | MCB SU200M 1P K0 75 10kA UL489 |  | 5.14
2CDS271337R0204 | SU201M-C20 | Active | 4016779930888 | 51.6 | 1 | 1 | stuk | SU200M | BE31330 | SA (Modulair+Plug&Socket) | stuk | Automaat SU200M 1P C20 10kA UL489 | Disjoncteur SU200M 1P C20 10kA UL489 | Sicherungsautomat SU200M 1P C20 10kA UL489 | MCB SU200M 1P C20 10kA UL489 |  | 5.14
2CDS271337R0217 | SU201M-K1 | Active | 4016779930000 | 62.66 | 1 | 1 | stuk | SU200M | BE31330 | SA (Modulair+Plug&Socket) | stuk | Automaat SU200M 1P K1 10kA UL489 | Disjoncteur SU200M 1P K1 10kA UL489 | Sicherungsautomat SU200M 1P K1 10kA UL489 | MCB SU200M 1P K1 10kA UL489 |  | 5.14
2CDS271337R0218 | SU201M-Z1 | Active | 4016779932851 | 66.9 | 1 | 1 | stuk | SU200M | BE31330 | SA (Modulair+Plug&Socket) | stuk | Automaat SU200M 1P Z1 10kA UL489 | Disjoncteur SU200M 1P Z1 10kA UL489 | Sicherungsautomat SU200M 1P Z1 10kA UL489 | MCB SU200M 1P Z1 10kA UL489 |  | 5.14
2CDS271337R0254 | SU201M-C25 | Active | 4016779930895 | 53.88 | 1 | 1 | stuk | SU200M | BE31330 | SA (Modulair+Plug&Socket) | stuk | Automaat SU200M 1P C25 10kA UL489 | Disjoncteur SU200M 1P C25 10kA UL489 | Sicherungsautomat SU200M 1P C25 10kA UL489 | MCB SU200M 1P C25 10kA UL489 |  | 5.14
2CDS271337R0257 | SU201M-K1,6 | Active | 4016779930017 | 62.66 | 1 | 1 | stuk | SU200M | BE31330 | SA (Modulair+Plug&Socket) | stuk | Automaat SU200M 1P K1 6 10kA UL489 | Disjoncteur SU200M 1P K1 6 10kA UL489 | Sicherungsautomat SU200M 1P K1 6 10kA UL489 | MCB SU200M 1P K1 6 10kA UL489 |  | 5.14
2CDS271337R0258 | SU201M-Z1,6 | Active | 4016779932868 | 66.9 | 1 | 1 | stuk | SU200M | BE31330 | SA (Modulair+Plug&Socket) | stuk | Automaat SU200M 1P Z1 6 10kA UL489 | Disjoncteur SU200M 1P Z1 6 10kA UL489 | Sicherungsautomat SU200M 1P Z1 6 10kA UL489 | MCB SU200M 1P Z1 6 10kA UL489 |  | 5.14
2CDS271337R0277 | SU201M-K2 | Active | 4016779930024 | 62.66 | 1 | 1 | stuk | SU200M | BE31330 | SA (Modulair+Plug&Socket) | stuk | Automaat SU200M 1P K2 10kA UL489 | Disjoncteur SU200M 1P K2 10kA UL489 | Sicherungsautomat SU200M 1P K2 10kA UL489 | MCB SU200M 1P K2 10kA UL489 |  | 5.14
2CDS271337R0278 | SU201M-Z2 | Active | 4016779932875 | 66.9 | 1 | 1 | stuk | SU200M | BE31330 | SA (Modulair+Plug&Socket) | stuk | Automaat SU200M 1P Z2 10kA UL489 | Disjoncteur SU200M 1P Z2 10kA UL489 | Sicherungsautomat SU200M 1P Z2 10kA UL489 | MCB SU200M 1P Z2 10kA UL489 |  | 5.14
2CDS271337R0304 | SU201M-C30 | Active | 4016779930901 | 56.18 | 1 | 1 | stuk | SU200M | BE31330 | SA (Modulair+Plug&Socket) | stuk | Automaat SU200M 1P C30 10kA UL489 | Disjoncteur SU200M 1P C30 10kA UL489 | Sicherungsautomat SU200M 1P C30 10kA UL489 | MCB SU200M 1P C30 10kA UL489 |  | 5.14
2CDS271337R0317 | SU201M-K3 | Active | 4016779930031 | 62.66 | 1 | 1 | stuk | SU200M | BE31330 | SA (Modulair+Plug&Socket) | stuk | Automaat SU200M 1P K3 10kA UL489 | Disjoncteur SU200M 1P K3 10kA UL489 | Sicherungsautomat SU200M 1P K3 10kA UL489 | MCB SU200M 1P K3 10kA UL489 |  | 5.14
2CDS271337R0318 | SU201M-Z3 | Active | 4016779932882 | 66.9 | 1 | 1 | stuk | SU200M | BE31330 | SA (Modulair+Plug&Socket) | stuk | Automaat SU200M 1P Z3 10kA UL489 | Disjoncteur SU200M 1P Z3 10kA UL489 | Sicherungsautomat SU200M 1P Z3 10kA UL489 | MCB SU200M 1P Z3 10kA UL489 |  | 5.14
2CDS271337R0324 | SU201M-C32 | Active | 4016779930918 | 56.18 | 1 | 1 | stuk | SU200M | BE31330 | SA (Modulair+Plug&Socket) | stuk | Automaat SU200M 1P C32 10kA UL489 | Disjoncteur SU200M 1P C32 10kA UL489 | Sicherungsautomat SU200M 1P C32 10kA UL489 | MCB SU200M 1P C32 10kA UL489 |  | 5.14
2CDS271337R0337 | SU201M-K4 | Active | 4016779930048 | 62.66 | 1 | 1 | stuk | SU200M | BE31330 | SA (Modulair+Plug&Socket) | stuk | Automaat SU200M 1P K4 10kA UL489 | Disjoncteur SU200M 1P K4 10kA UL489 | Sicherungsautomat SU200M 1P K4 10kA UL489 | MCB SU200M 1P K4 10kA UL489 |  | 5.14
2CDS271337R0338 | SU201M-Z4 | Active | 4016779932899 | 66.9 | 1 | 1 | stuk | SU200M | BE31330 | SA (Modulair+Plug&Socket) | stuk | Automaat SU200M 1P Z4 10kA UL489 | Disjoncteur SU200M 1P Z4 10kA UL489 | Sicherungsautomat SU200M 1P Z4 10kA UL489 | MCB SU200M 1P Z4 10kA UL489 |  | 5.14
2CDS271337R0354 | SU201M-C35 | Active | 4016779930925 | 58.35 | 1 | 1 | stuk | SU200M | BE31330 | SA (Modulair+Plug&Socket) | stuk | Automaat SU200M 1P C35 10kA UL489 | Disjoncteur SU200M 1P C35 10kA UL489 | Sicherungsautomat SU200M 1P C35 10kA UL489 | MCB SU200M 1P C35 10kA UL489 |  | 5.14
2CDS271337R0357 | SU201M-K5 | Active | 4016779930055 | 62.66 | 1 | 1 | stuk | SU200M | BE31330 | SA (Modulair+Plug&Socket) | stuk | Automaat SU200M 1P K5 10kA UL489 | Disjoncteur SU200M 1P K5 10kA UL489 | Sicherungsautomat SU200M 1P K5 10kA UL489 | MCB SU200M 1P K5 10kA UL489 |  | 5.14
2CDS271337R0358 | SU201M-Z5 | Active | 4016779932905 | 66.9 | 1 | 1 | stuk | SU200M | BE31330 | SA (Modulair+Plug&Socket) | stuk | Automaat SU200M 1P Z5 10kA UL489 | Disjoncteur SU200M 1P Z5 10kA UL489 | Sicherungsautomat SU200M 1P Z5 10kA UL489 | MCB SU200M 1P Z5 10kA UL489 |  | 5.14
2CDS271337R0377 | SU201M-K6 | Active | 4016779930062 | 62.66 | 1 | 1 | stuk | SU200M | BE31330 | SA (Modulair+Plug&Socket) | stuk | Automaat SU200M 1P K6 10kA UL489 | Disjoncteur SU200M 1P K6 10kA UL489 | Sicherungsautomat SU200M 1P K6 10kA UL489 | MCB SU200M 1P K6 10kA UL489 |  | 5.14
2CDS271337R0378 | SU201M-Z6 | Active | 4016779932912 | 66.9 | 1 | 1 | stuk | SU200M | BE31330 | SA (Modulair+Plug&Socket) | stuk | Automaat SU200M 1P Z6 10kA UL489 | Disjoncteur SU200M 1P Z6 10kA UL489 | Sicherungsautomat SU200M 1P Z6 10kA UL489 | MCB SU200M 1P Z6 10kA UL489 |  | 5.14
2CDS271337R0404 | SU201M-C40 | Active | 4016779930932 | 58.35 | 1 | 1 | stuk | SU200M | BE31330 | SA (Modulair+Plug&Socket) | stuk | Automaat SU200M 1P C40 10kA UL489 | Disjoncteur SU200M 1P C40 10kA UL489 | Sicherungsautomat SU200M 1P C40 10kA UL489 | MCB SU200M 1P C40 10kA UL489 |  | 5.14
2CDS271337R0407 | SU201M-K8 | Active | 4016779930086 | 62.66 | 1 | 1 | stuk | SU200M | BE31330 | SA (Modulair+Plug&Socket) | stuk | Automaat SU200M 1P K8 10kA UL489 | Disjoncteur SU200M 1P K8 10kA UL489 | Sicherungsautomat SU200M 1P K8 10kA UL489 | MCB SU200M 1P K8 10kA UL489 |  | 5.14
2CDS271337R0408 | SU201M-Z8 | Active | 4016779932936 | 66.9 | 1 | 1 | stuk | SU200M | BE31330 | SA (Modulair+Plug&Socket) | stuk | Automaat SU200M 1P Z8 10kA UL489 | Disjoncteur SU200M 1P Z8 10kA UL489 | Sicherungsautomat SU200M 1P Z8 10kA UL489 | MCB SU200M 1P Z8 10kA UL489 |  | 5.14
2CDS271337R0427 | SU201M-K10 | Active | 4016779930093 | 53.88 | 1 | 1 | stuk | SU200M | BE31330 | SA (Modulair+Plug&Socket) | stuk | Automaat SU200M 1P K10 10kA UL489 | Disjoncteur SU200M 1P K10 10kA UL489 | Sicherungsautomat SU200M 1P K10 10kA UL489 | MCB SU200M 1P K10 10kA UL489 |  | 5.14
2CDS271337R0428 | SU201M-Z10 | Active | 4016779932943 | 57.61 | 1 | 1 | stuk | SU200M | BE31330 | SA (Modulair+Plug&Socket) | stuk | Automaat SU200M 1P Z10 10kA UL489 | Disjoncteur SU200M 1P Z10 10kA UL489 | Sicherungsautomat SU200M 1P Z10 10kA UL489 | MCB SU200M 1P Z10 10kA UL489 |  | 5.14
2CDS271337R0447 | SU201M-K13 | Active | 4016779930109 | 53.88 | 1 | 1 | stuk | SU200M | BE31330 | SA (Modulair+Plug&Socket) | stuk | Automaat SU200M 1P K13 10kA UL489 | Disjoncteur SU200M 1P K13 10kA UL489 | Sicherungsautomat SU200M 1P K13 10kA UL489 | MCB SU200M 1P K13 10kA UL489 |  | 5.14
2CDS271337R0448 | SU201M-Z13 | Active | 4016779932950 | 57.61 | 1 | 1 | stuk | SU200M | BE31330 | SA (Modulair+Plug&Socket) | stuk | Automaat SU200M 1P Z13 10kA UL489 | Disjoncteur SU200M 1P Z13 10kA UL489 | Sicherungsautomat SU200M 1P Z13 10kA UL489 | MCB SU200M 1P Z13 10kA UL489 |  | 5.14
2CDS271337R0457 | SU201M-K15 | Active | 4016779930116 | 53.88 | 1 | 1 | stuk | SU200M | BE31330 | SA (Modulair+Plug&Socket) | stuk | Automaat SU200M 1P K15 10kA UL489 | Disjoncteur SU200M 1P K15 10kA UL489 | Sicherungsautomat SU200M 1P K15 10kA UL489 | MCB SU200M 1P K15 10kA UL489 |  | 5.14
2CDS271337R0458 | SU201M-Z15 | Active | 4016779932967 | 57.61 | 1 | 1 | stuk | SU200M | BE31330 | SA (Modulair+Plug&Socket) | stuk | Automaat SU200M 1P Z15 10kA UL489 | Disjoncteur SU200M 1P Z15 10kA UL489 | Sicherungsautomat SU200M 1P Z15 10kA UL489 | MCB SU200M 1P Z15 10kA UL489 |  | 5.14
2CDS271337R0467 | SU201M-K16 | Active | 4016779930123 | 53.88 | 1 | 1 | stuk | SU200M | BE31330 | SA (Modulair+Plug&Socket) | stuk | Automaat SU200M 1P K16 10kA UL489 | Disjoncteur SU200M 1P K16 10kA UL489 | Sicherungsautomat SU200M 1P K16 10kA UL489 | MCB SU200M 1P K16 10kA UL489 |  | 5.14
2CDS271337R0468 | SU201M-Z16 | Active | 4016779932974 | 57.61 | 1 | 1 | stuk | SU200M | BE31330 | SA (Modulair+Plug&Socket) | stuk | Automaat SU200M 1P Z16 10kA UL489 | Disjoncteur SU200M 1P Z16 10kA UL489 | Sicherungsautomat SU200M 1P Z16 10kA UL489 | MCB SU200M 1P Z16 10kA UL489 |  | 5.14
2CDS271337R0487 | SU201M-K20 | Active | 4016779930130 | 53.88 | 1 | 1 | stuk | SU200M | BE31330 | SA (Modulair+Plug&Socket) | stuk | Automaat SU200M 1P K20 10kA UL489 | Disjoncteur SU200M 1P K20 10kA UL489 | Sicherungsautomat SU200M 1P K20 10kA UL489 | MCB SU200M 1P K20 10kA UL489 |  | 5.14
2CDS271337R0488 | SU201M-Z20 | Active | 4016779932981 | 57.61 | 1 | 1 | stuk | SU200M | BE31330 | SA (Modulair+Plug&Socket) | stuk | Automaat SU200M 1P Z20 10kA UL489 | Disjoncteur SU200M 1P Z20 10kA UL489 | Sicherungsautomat SU200M 1P Z20 10kA UL489 | MCB SU200M 1P Z20 10kA UL489 |  | 5.14
2CDS271337R0504 | SU201M-C50 | Active | 4016779930949 | 67.26 | 1 | 1 | stuk | SU200M | BE31330 | SA (Modulair+Plug&Socket) | stuk | Automaat SU200M 1P C50 10kA UL489 | Disjoncteur SU200M 1P C50 10kA UL489 | Sicherungsautomat SU200M 1P C50 10kA UL489 | MCB SU200M 1P C50 10kA UL489 |  | 5.14
2CDS271337R0517 | SU201M-K25 | Active | 4016779930147 | 61.58 | 1 | 1 | stuk | SU200M | BE31330 | SA (Modulair+Plug&Socket) | stuk | Automaat SU200M 1P K25 10kA UL489 | Disjoncteur SU200M 1P K25 10kA UL489 | Sicherungsautomat SU200M 1P K25 10kA UL489 | MCB SU200M 1P K25 10kA UL489 |  | 5.14
2CDS271337R0518 | SU201M-Z25 | Active | 4016779932998 | 65.82 | 1 | 1 | stuk | SU200M | BE31330 | SA (Modulair+Plug&Socket) | stuk | Automaat SU200M 1P Z25 10kA UL489 | Disjoncteur SU200M 1P Z25 10kA UL489 | Sicherungsautomat SU200M 1P Z25 10kA UL489 | MCB SU200M 1P Z25 10kA UL489 |  | 5.14
2CDS271337R0527 | SU201M-K30 | Active | 4016779930154 | 67.13 | 1 | 1 | stuk | SU200M | BE31330 | SA (Modulair+Plug&Socket) | stuk | Automaat SU200M 1P K30 10kA UL489 | Disjoncteur SU200M 1P K30 10kA UL489 | Sicherungsautomat SU200M 1P K30 10kA UL489 | MCB SU200M 1P K30 10kA UL489 |  | 5.14
2CDS271337R0528 | SU201M-Z30 | Active | 4016779933001 | 72.08 | 1 | 1 | stuk | SU200M | BE31330 | SA (Modulair+Plug&Socket) | stuk | Automaat SU200M 1P Z30 10kA UL489 | Disjoncteur SU200M 1P Z30 10kA UL489 | Sicherungsautomat SU200M 1P Z30 10kA UL489 | MCB SU200M 1P Z30 10kA UL489 |  | 5.14
2CDS271337R0537 | SU201M-K32 | Active | 4016779930161 | 67.13 | 1 | 1 | stuk | SU200M | BE31330 | SA (Modulair+Plug&Socket) | stuk | Automaat SU200M 1P K32 10kA UL489 | Disjoncteur SU200M 1P K32 10kA UL489 | Sicherungsautomat SU200M 1P K32 10kA UL489 | MCB SU200M 1P K32 10kA UL489 |  | 5.14
2CDS271337R0538 | SU201M-Z32 | Active | 4016779933018 | 72.08 | 1 | 1 | stuk | SU200M | BE31330 | SA (Modulair+Plug&Socket) | stuk | Automaat SU200M 1P Z32 10kA UL489 | Disjoncteur SU200M 1P Z32 10kA UL489 | Sicherungsautomat SU200M 1P Z32 10kA UL489 | MCB SU200M 1P Z32 10kA UL489 |  | 5.14
2CDS271337R0547 | SU201M-K35 | Active | 4016779930178 | 69.91 | 1 | 1 | stuk | SU200M | BE31330 | SA (Modulair+Plug&Socket) | stuk | Automaat SU200M 1P K35 10kA UL489 | Disjoncteur SU200M 1P K35 10kA UL489 | Sicherungsautomat SU200M 1P K35 10kA UL489 | MCB SU200M 1P K35 10kA UL489 |  | 5.14
2CDS271337R0548 | SU201M-Z35 | Active | 4016779933025 | 74.84 | 1 | 1 | stuk | SU200M | BE31330 | SA (Modulair+Plug&Socket) | stuk | Automaat SU200M 1P Z35 10kA UL489 | Disjoncteur SU200M 1P Z35 10kA UL489 | Sicherungsautomat SU200M 1P Z35 10kA UL489 | MCB SU200M 1P Z35 10kA UL489 |  | 5.14
2CDS271337R0557 | SU201M-K40 | Active | 4016779930185 | 69.91 | 1 | 1 | stuk | SU200M | BE31330 | SA (Modulair+Plug&Socket) | stuk | Automaat SU200M 1P K40 10kA UL489 | Disjoncteur SU200M 1P K40 10kA UL489 | Sicherungsautomat SU200M 1P K40 10kA UL489 | MCB SU200M 1P K40 10kA UL489 |  | 5.14
2CDS271337R0558 | SU201M-Z40 | Active | 4016779933032 | 74.84 | 1 | 1 | stuk | SU200M | BE31330 | SA (Modulair+Plug&Socket) | stuk | Automaat SU200M 1P Z40 10kA UL489 | Disjoncteur SU200M 1P Z40 10kA UL489 | Sicherungsautomat SU200M 1P Z40 10kA UL489 | MCB SU200M 1P Z40 10kA UL489 |  | 5.14
2CDS271337R0577 | SU201M-K50 | Active | 4016779930192 | 80.64 | 1 | 1 | stuk | SU200M | BE31330 | SA (Modulair+Plug&Socket) | stuk | Automaat SU200M 1P K50 10kA UL489 | Disjoncteur SU200M 1P K50 10kA UL489 | Sicherungsautomat SU200M 1P K50 10kA UL489 | MCB SU200M 1P K50 10kA UL489 |  | 5.14
2CDS271337R0578 | SU201M-Z50 | Active | 4016779933049 | 86.43 | 1 | 1 | stuk | SU200M | BE31330 | SA (Modulair+Plug&Socket) | stuk | Automaat SU200M 1P Z50 10kA UL489 | Disjoncteur SU200M 1P Z50 10kA UL489 | Sicherungsautomat SU200M 1P Z50 10kA UL489 | MCB SU200M 1P Z50 10kA UL489 |  | 5.14
2CDS271337R0587 | SU201M-K60 | Active | 4016779930208 | 91.49 | 1 | 1 | stuk | SU200M | BE31330 | SA (Modulair+Plug&Socket) | stuk | Automaat SU200M 1P K60 10kA UL489 | Disjoncteur SU200M 1P K60 10kA UL489 | Sicherungsautomat SU200M 1P K60 10kA UL489 | MCB SU200M 1P K60 10kA UL489 |  | 5.14
2CDS271337R0588 | SU201M-Z60 | Active | 4016779933056 | 98.12 | 1 | 1 | stuk | SU200M | BE31330 | SA (Modulair+Plug&Socket) | stuk | Automaat SU200M 1P Z60 10kA UL489 | Disjoncteur SU200M 1P Z60 10kA UL489 | Sicherungsautomat SU200M 1P Z60 10kA UL489 | MCB SU200M 1P Z60 10kA UL489 |  | 5.14
2CDS271337R0604 | SU201M-C60 | Active | 4016779930956 | 76.3 | 1 | 1 | stuk | SU200M | BE31330 | SA (Modulair+Plug&Socket) | stuk | Automaat SU200M 1P C60 10kA UL489 | Disjoncteur SU200M 1P C60 10kA UL489 | Sicherungsautomat SU200M 1P C60 10kA UL489 | MCB SU200M 1P C60 10kA UL489 |  | 5.14
2CDS271337R0607 | SU201M-K63 | Active | 4016779930215 | 91.49 | 1 | 1 | stuk | SU200M | BE31330 | SA (Modulair+Plug&Socket) | stuk | Automaat SU200M 1P K63 10kA UL489 | Disjoncteur SU200M 1P K63 10kA UL489 | Sicherungsautomat SU200M 1P K63 10kA UL489 | MCB SU200M 1P K63 10kA UL489 |  | 5.14
2CDS271337R0608 | SU201M-Z63 | Active | 4016779933063 | 98.12 | 1 | 1 | stuk | SU200M | BE31330 | SA (Modulair+Plug&Socket) | stuk | Automaat SU200M 1P Z63 10kA UL489 | Disjoncteur SU200M 1P Z63 10kA UL489 | Sicherungsautomat SU200M 1P Z63 10kA UL489 | MCB SU200M 1P Z63 10kA UL489 |  | 5.14
2CDS271337R0634 | SU201M-C63 | Active | 4016779930963 | 76.3 | 1 | 1 | stuk | SU200M | BE31330 | SA (Modulair+Plug&Socket) | stuk | Automaat SU200M 1P C63 10kA UL489 | Disjoncteur SU200M 1P C63 10kA UL489 | Sicherungsautomat SU200M 1P C63 10kA UL489 | MCB SU200M 1P C63 10kA UL489 |  | 5.14
2CDS271337R0974 | SU201M-C1,6 | Active | 4016779930765 | 53.88 | 1 | 1 | stuk | SU200M | BE31330 | SA (Modulair+Plug&Socket) | stuk | Automaat SU200M 1P C1 6 10kA UL489 | Disjoncteur SU200M 1P C1 6 10kA UL489 | Sicherungsautomat SU200M 1P C1 6 10kA UL489 | MCB SU200M 1P C1 6 10kA UL489 |  | 5.14
2CDS271337R0984 | SU201M-C0,5 | Active | 4016779930741 | 53.88 | 1 | 1 | stuk | SU200M | BE31330 | SA (Modulair+Plug&Socket) | stuk | Automaat SU200M 1P C0 5 10kA UL489 | Disjoncteur SU200M 1P C0 5 10kA UL489 | Sicherungsautomat SU200M 1P C0 5 10kA UL489 | MCB SU200M 1P C0 5 10kA UL489 |  | 5.14
2CDS272001R0011 | S202M-D1 | Active | 4016779600361 | 130.18 | 1 | 1 | stuk | S200M | BE31330 | SA (Modulair+Plug&Socket) | stuk | Automaat S200M 2P D1 10kA | Disjoncteur S200M 2P D1 10kA | Sicherungsautomat S200M 2P D1 10kA | MCB S200M 2P D1 10kA |  | 5.14
2CDS272001R0014 | S202M-C1 | Active | 4016779550222 | 64.61 | 1 | 1 | stuk | S200M | BE31330 | SB (MCB&RCD Cat.B) | stuk | Automaat S200M 2P C1 10kA | Disjoncteur S200M 2P C1 10kA | Sicherungsautomat S200M 2P C1 10kA | MCB S200M 2P C1 10kA |  | 5.14
2CDS272001R0021 | S202M-D2 | Active | 4016779600385 | 130.18 | 1 | 1 | stuk | S200M | BE31330 | SA (Modulair+Plug&Socket) | stuk | Automaat S200M 2P D2 10kA | Disjoncteur S200M 2P D2 10kA | Sicherungsautomat S200M 2P D2 10kA | MCB S200M 2P D2 10kA |  | 5.14
2CDS272001R0024 | S202M-C2 | Active | 4016779550239 | 64.61 | 1 | 1 | stuk | S200M | BE31330 | SB (MCB&RCD Cat.B) | stuk | Automaat S200M 2P C2 10kA | Disjoncteur S200M 2P C2 10kA | Sicherungsautomat S200M 2P C2 10kA | MCB S200M 2P C2 10kA |  | 5.14
2CDS272001R0031 | S202M-D3 | Active | 4016779600408 | 130.18 | 1 | 1 | stuk | S200M | BE31330 | SA (Modulair+Plug&Socket) | stuk | Automaat S200M 2P D3 10kA | Disjoncteur S200M 2P D3 10kA | Sicherungsautomat S200M 2P D3 10kA | MCB S200M 2P D3 10kA |  | 5.14
2CDS272001R0034 | S202M-C3 | Active | 4016779550246 | 64.61 | 1 | 1 | stuk | S200M | BE31330 | SB (MCB&RCD Cat.B) | stuk | Automaat S200M 2P C3 10kA | Disjoncteur S200M 2P C3 10kA | Sicherungsautomat S200M 2P C3 10kA | MCB S200M 2P C3 10kA |  | 5.14
2CDS272001R0041 | S202M-D4 | Active | 4016779600422 | 130.18 | 1 | 1 | stuk | S200M | BE31330 | SA (Modulair+Plug&Socket) | stuk | Automaat S200M 2P D4 10kA | Disjoncteur S200M 2P D4 10kA | Sicherungsautomat S200M 2P D4 10kA | MCB S200M 2P D4 10kA |  | 5.14
2CDS272001R0044 | S202M-C4 | Active | 4016779550253 | 64.61 | 1 | 1 | stuk | S200M | BE31330 | SB (MCB&RCD Cat.B) | stuk | Automaat S200M 2P C4 10kA | Disjoncteur S200M 2P C4 10kA | Sicherungsautomat S200M 2P C4 10kA | MCB S200M 2P C4 10kA |  | 5.14
2CDS272001R0061 | S202M-D6 | Active | 4016779600446 | 157.9 | 1 | 1 | stuk | S200M | BE31330 | SB (MCB&RCD Cat.B) | stuk | Automaat S200M 2P D6 10kA | Disjoncteur S200M 2P D6 10kA | Sicherungsautomat S200M 2P D6 10kA | MCB S200M 2P D6 10kA |  | 5.14
2CDS272001R0064 | S202M-C6 | Active | 4016779550260 | 64.61 | 1 | 1 | stuk | S200M | BE31330 | SB (MCB&RCD Cat.B) | stuk | Automaat S200M 2P C6 10kA | Disjoncteur S200M 2P C6 10kA | Sicherungsautomat S200M 2P C6 10kA | MCB S200M 2P C6 10kA |  | 5.14
2CDS272001R0065 | S202M-B6 | Active | 4016779549585 | 58.95 | 1 | 1 | stuk | S200M | BE31330 | SB (MCB&RCD Cat.B) | stuk | Automaat S200M 2P B6 10kA | Disjoncteur S200M 2P B6 10kA | Sicherungsautomat S200M 2P B6 10kA | MCB S200M 2P B6 10kA |  | 5.14
2CDS272001R0081 | S202M-D8 | Active | 4016779600453 | 130.18 | 1 | 1 | stuk | S200M | BE31330 | SA (Modulair+Plug&Socket) | stuk | Automaat S200M 2P D8 10kA | Disjoncteur S200M 2P D8 10kA | Sicherungsautomat S200M 2P D8 10kA | MCB S200M 2P D8 10kA |  | 5.14
2CDS272001R0084 | S202M-C8 | Active | 4016779550277 | 64.61 | 1 | 1 | stuk | S200M | BE31330 | SB (MCB&RCD Cat.B) | stuk | Automaat S200M 2P C8 10kA | Disjoncteur S200M 2P C8 10kA | Sicherungsautomat S200M 2P C8 10kA | MCB S200M 2P C8 10kA |  | 5.14
2CDS272001R0101 | S202M-D10 | Active | 4016779600477 | 70.14 | 1 | 1 | stuk | S200M | BE31330 | SB (MCB&RCD Cat.B) | stuk | Automaat S200M 2P D10 10kA | Disjoncteur S200M 2P D10 10kA | Sicherungsautomat S200M 2P D10 10kA | MCB S200M 2P D10 10kA |  | 5.14
2CDS272001R0104 | S202M-C10 | Active | 4016779550284 | 53.63 | 1 | 1 | stuk | S200M | BE31330 | SB (MCB&RCD Cat.B) | stuk | Automaat S200M 2P C10 10kA | Disjoncteur S200M 2P C10 10kA | Sicherungsautomat S200M 2P C10 10kA | MCB S200M 2P C10 10kA |  | 5.14
2CDS272001R0105 | S202M-B10 | Active | 4016779549592 | 58.95 | 1 | 1 | stuk | S200M | BE31330 | SB (MCB&RCD Cat.B) | stuk | Automaat S200M 2P B10 10kA | Disjoncteur S200M 2P B10 10kA | Sicherungsautomat S200M 2P B10 10kA | MCB S200M 2P B10 10kA |  | 5.14
2CDS272001R0131 | S202M-D13 | Active | 4016779663274 | 217.43 | 1 | 1 | stuk | S200M | BE31330 | SA (Modulair+Plug&Socket) | stuk | Automaat S200M 2P D13 10kA | Disjoncteur S200M 2P D13 10kA | Sicherungsautomat S200M 2P D13 10kA | MCB S200M 2P D13 10kA |  | 5.14
2CDS272001R0134 | S202M-C13 | Active | 4016779550291 | 52.61 | 1 | 1 | stuk | S200M | BE31330 | SB (MCB&RCD Cat.B) | stuk | Automaat S200M 2P C13 10kA | Disjoncteur S200M 2P C13 10kA | Sicherungsautomat S200M 2P C13 10kA | MCB S200M 2P C13 10kA |  | 5.14
2CDS272001R0135 | S202M-B13 | Active | 4016779549608 | 58.95 | 1 | 1 | stuk | S200M | BE31330 | SB (MCB&RCD Cat.B) | stuk | Automaat S200M 2P B13 10kA | Disjoncteur S200M 2P B13 10kA | Sicherungsautomat S200M 2P B13 10kA | MCB S200M 2P B13 10kA |  | 5.14
2CDS272001R0157 | S202M-K0,5 | Active | 4016779600484 | 127.75 | 1 | 1 | stuk | S200M | BE31330 | SA (Modulair+Plug&Socket) | stuk | Automaat S200M 2P K0 5 10kA | Disjoncteur S200M 2P K0 5 10kA | Sicherungsautomat S200M 2P K0 5 10kA | MCB S200M 2P K0 5 10kA |  | 5.14
2CDS272001R0158 | S202M-Z0,5 | Active | 4016779600491 | 137.4 | 1 | 1 | stuk | S200M | BE31330 | SA (Modulair+Plug&Socket) | stuk | Automaat S200M 2P Z0 5 10kA | Disjoncteur S200M 2P Z0 5 10kA | Sicherungsautomat S200M 2P Z0 5 10kA | MCB S200M 2P Z0 5 10kA |  | 5.14
2CDS272001R0161 | S202M-D16 | Active | 4016779600507 | 69.79 | 1 | 1 | stuk | S200M | BE31330 | SB (MCB&RCD Cat.B) | stuk | Automaat S200M 2P D16 10kA | Disjoncteur S200M 2P D16 10kA | Sicherungsautomat S200M 2P D16 10kA | MCB S200M 2P D16 10kA |  | 5.14
2CDS272001R0164 | S202M-C16 | Active | 4016779550307 | 35.67 | 1 | 1 | stuk | S200M | BE31330 | SB (MCB&RCD Cat.B) | stuk | Automaat S200M 2P C16 10kA | Disjoncteur S200M 2P C16 10kA | Sicherungsautomat S200M 2P C16 10kA | MCB S200M 2P C16 10kA |  | 5.14
2CDS272001R0165 | S202M-B16 | Active | 4016779549615 | 58.95 | 1 | 1 | stuk | S200M | BE31330 | SB (MCB&RCD Cat.B) | stuk | Automaat S200M 2P B16 10kA | Disjoncteur S200M 2P B16 10kA | Sicherungsautomat S200M 2P B16 10kA | MCB S200M 2P B16 10kA |  | 5.14
2CDS272001R0201 | S202M-D20 | Active | 4016779600514 | 69.67 | 1 | 1 | stuk | S200M | BE31330 | SB (MCB&RCD Cat.B) | stuk | Automaat S200M 2P D20 10kA | Disjoncteur S200M 2P D20 10kA | Sicherungsautomat S200M 2P D20 10kA | MCB S200M 2P D20 10kA |  | 5.14
2CDS272001R0204 | S202M-C20 | Active | 4016779550314 | 35.67 | 1 | 1 | stuk | S200M | BE31330 | SB (MCB&RCD Cat.B) | stuk | Automaat S200M 2P C20 10kA | Disjoncteur S200M 2P C20 10kA | Sicherungsautomat S200M 2P C20 10kA | MCB S200M 2P C20 10kA |  | 5.14
2CDS272001R0205 | S202M-B20 | Active | 4016779549622 | 58.95 | 1 | 1 | stuk | S200M | BE31330 | SB (MCB&RCD Cat.B) | stuk | Automaat S200M 2P B20 10kA | Disjoncteur S200M 2P B20 10kA | Sicherungsautomat S200M 2P B20 10kA | MCB S200M 2P B20 10kA |  | 5.14
2CDS272001R0217 | S202M-K1 | Active | 4016779600521 | 127.75 | 1 | 1 | stuk | S200M | BE31330 | SA (Modulair+Plug&Socket) | stuk | Automaat S200M 2P K1 10kA | Disjoncteur S200M 2P K1 10kA | Sicherungsautomat S200M 2P K1 10kA | MCB S200M 2P K1 10kA |  | 5.14
2CDS272001R0218 | S202M-Z1 | Active | 4016779600538 | 137.4 | 1 | 1 | stuk | S200M | BE31330 | SA (Modulair+Plug&Socket) | stuk | Automaat S200M 2P Z1 10kA | Disjoncteur S200M 2P Z1 10kA | Sicherungsautomat S200M 2P Z1 10kA | MCB S200M 2P Z1 10kA |  | 5.14
2CDS272001R0251 | S202M-D25 | Active | 4016779600545 | 76.9 | 1 | 1 | stuk | S200M | BE31330 | SB (MCB&RCD Cat.B) | stuk | Automaat S200M 2P D25 10kA | Disjoncteur S200M 2P D25 10kA | Sicherungsautomat S200M 2P D25 10kA | MCB S200M 2P D25 10kA |  | 5.14
2CDS272001R0254 | S202M-C25 | Active | 4016779550321 | 54.37 | 1 | 1 | stuk | S200M | BE31330 | SB (MCB&RCD Cat.B) | stuk | Automaat S200M 2P C25 10kA | Disjoncteur S200M 2P C25 10kA | Sicherungsautomat S200M 2P C25 10kA | MCB S200M 2P C25 10kA |  | 5.14
2CDS272001R0255 | S202M-B25 | Active | 4016779549639 | 58.95 | 1 | 1 | stuk | S200M | BE31330 | SB (MCB&RCD Cat.B) | stuk | Automaat S200M 2P B25 10kA | Disjoncteur S200M 2P B25 10kA | Sicherungsautomat S200M 2P B25 10kA | MCB S200M 2P B25 10kA |  | 5.14
2CDS272001R0257 | S202M-K1,6 | Active | 4016779600552 | 127.75 | 1 | 1 | stuk | S200M | BE31330 | SA (Modulair+Plug&Socket) | stuk | Automaat S200M 2P K1 6 10kA | Disjoncteur S200M 2P K1 6 10kA | Sicherungsautomat S200M 2P K1 6 10kA | MCB S200M 2P K1 6 10kA |  | 5.14
2CDS272001R0258 | S202M-Z1,6 | Active | 4016779600569 | 137.4 | 1 | 1 | stuk | S200M | BE31330 | SA (Modulair+Plug&Socket) | stuk | Automaat S200M 2P Z1 6 10kA | Disjoncteur S200M 2P Z1 6 10kA | Sicherungsautomat S200M 2P Z1 6 10kA | MCB S200M 2P Z1 6 10kA |  | 5.14
2CDS272001R0277 | S202M-K2 | Active | 4016779600576 | 127.75 | 1 | 1 | stuk | S200M | BE31330 | SA (Modulair+Plug&Socket) | stuk | Automaat S200M 2P K2 10kA | Disjoncteur S200M 2P K2 10kA | Sicherungsautomat S200M 2P K2 10kA | MCB S200M 2P K2 10kA |  | 5.14
2CDS272001R0278 | S202M-Z2 | Active | 4016779600583 | 137.4 | 1 | 1 | stuk | S200M | BE31330 | SA (Modulair+Plug&Socket) | stuk | Automaat S200M 2P Z2 10kA | Disjoncteur S200M 2P Z2 10kA | Sicherungsautomat S200M 2P Z2 10kA | MCB S200M 2P Z2 10kA |  | 5.14
2CDS272001R0317 | S202M-K3 | Active | 4016779600590 | 127.75 | 1 | 1 | stuk | S200M | BE31330 | SA (Modulair+Plug&Socket) | stuk | Automaat S200M 2P K3 10kA | Disjoncteur S200M 2P K3 10kA | Sicherungsautomat S200M 2P K3 10kA | MCB S200M 2P K3 10kA |  | 5.14
2CDS272001R0318 | S202M-Z3 | Active | 4016779600606 | 137.4 | 1 | 1 | stuk | S200M | BE31330 | SA (Modulair+Plug&Socket) | stuk | Automaat S200M 2P Z3 10kA | Disjoncteur S200M 2P Z3 10kA | Sicherungsautomat S200M 2P Z3 10kA | MCB S200M 2P Z3 10kA |  | 5.14
2CDS272001R0321 | S202M-D32 | Active | 4016779600613 | 126.56 | 1 | 1 | stuk | S200M | BE31330 | SA (Modulair+Plug&Socket) | stuk | Automaat S200M 2P D32 10kA | Disjoncteur S200M 2P D32 10kA | Sicherungsautomat S200M 2P D32 10kA | MCB S200M 2P D32 10kA |  | 5.14
2CDS272001R0324 | S202M-C32 | Active | 4016779550338 | 56.66 | 1 | 1 | stuk | S200M | BE31330 | SB (MCB&RCD Cat.B) | stuk | Automaat S200M 2P C32 10kA | Disjoncteur S200M 2P C32 10kA | Sicherungsautomat S200M 2P C32 10kA | MCB S200M 2P C32 10kA |  | 5.14
2CDS272001R0325 | S202M-B32 | Active | 4016779549646 | 58.95 | 1 | 1 | stuk | S200M | BE31330 | SB (MCB&RCD Cat.B) | stuk | Automaat S200M 2P B32 10kA | Disjoncteur S200M 2P B32 10kA | Sicherungsautomat S200M 2P B32 10kA | MCB S200M 2P B32 10kA |  | 5.14
2CDS272001R0337 | S202M-K4 | Active | 4016779600620 | 127.75 | 1 | 1 | stuk | S200M | BE31330 | SA (Modulair+Plug&Socket) | stuk | Automaat S200M 2P K4 10kA | Disjoncteur S200M 2P K4 10kA | Sicherungsautomat S200M 2P K4 10kA | MCB S200M 2P K4 10kA |  | 5.14
2CDS272001R0338 | S202M-Z4 | Active | 4016779600637 | 137.4 | 1 | 1 | stuk | S200M | BE31330 | SA (Modulair+Plug&Socket) | stuk | Automaat S200M 2P Z4 10kA | Disjoncteur S200M 2P Z4 10kA | Sicherungsautomat S200M 2P Z4 10kA | MCB S200M 2P Z4 10kA |  | 5.14
2CDS272001R0377 | S202M-K6 | Active | 4016779600644 | 127.75 | 1 | 1 | stuk | S200M | BE31330 | SA (Modulair+Plug&Socket) | stuk | Automaat S200M 2P K6 10kA | Disjoncteur S200M 2P K6 10kA | Sicherungsautomat S200M 2P K6 10kA | MCB S200M 2P K6 10kA |  | 5.14
2CDS272001R0378 | S202M-Z6 | Active | 4016779600651 | 137.4 | 1 | 1 | stuk | S200M | BE31330 | SA (Modulair+Plug&Socket) | stuk | Automaat S200M 2P Z6 10kA | Disjoncteur S200M 2P Z6 10kA | Sicherungsautomat S200M 2P Z6 10kA | MCB S200M 2P Z6 10kA |  | 5.14
2CDS272001R0401 | S202M-D40 | Active | 4016779600668 | 139.82 | 1 | 1 | stuk | S200M | BE31330 | SA (Modulair+Plug&Socket) | stuk | Automaat S200M 2P D40 10kA | Disjoncteur S200M 2P D40 10kA | Sicherungsautomat S200M 2P D40 10kA | MCB S200M 2P D40 10kA |  | 5.14
2CDS272001R0404 | S202M-C40 | Active | 4016779550345 | 69.91 | 1 | 1 | stuk | S200M | BE31330 | SB (MCB&RCD Cat.B) | stuk | Automaat S200M 2P C40 10kA | Disjoncteur S200M 2P C40 10kA | Sicherungsautomat S200M 2P C40 10kA | MCB S200M 2P C40 10kA |  | 5.14
2CDS272001R0405 | S202M-B40 | Active | 4016779549653 | 73.76 | 1 | 1 | stuk | S200M | BE31330 | SB (MCB&RCD Cat.B) | stuk | Automaat S200M 2P B40 10kA | Disjoncteur S200M 2P B40 10kA | Sicherungsautomat S200M 2P B40 10kA | MCB S200M 2P B40 10kA |  | 5.14
2CDS272001R0407 | S202M-K8 | Active | 4016779600675 | 127.75 | 1 | 1 | stuk | S200M | BE31330 | SA (Modulair+Plug&Socket) | stuk | Automaat S200M 2P K8 10kA | Disjoncteur S200M 2P K8 10kA | Sicherungsautomat S200M 2P K8 10kA | MCB S200M 2P K8 10kA |  | 5.14
2CDS272001R0408 | S202M-Z8 | Active | 4016779600682 | 137.4 | 1 | 1 | stuk | S200M | BE31330 | SA (Modulair+Plug&Socket) | stuk | Automaat S200M 2P Z8 10kA | Disjoncteur S200M 2P Z8 10kA | Sicherungsautomat S200M 2P Z8 10kA | MCB S200M 2P Z8 10kA |  | 5.14
2CDS272001R0427 | S202M-K10 | Active | 4016779600699 | 105.84 | 1 | 1 | stuk | S200M | BE31330 | SA (Modulair+Plug&Socket) | stuk | Automaat S200M 2P K10 10kA | Disjoncteur S200M 2P K10 10kA | Sicherungsautomat S200M 2P K10 10kA | MCB S200M 2P K10 10kA |  | 5.14
2CDS272001R0428 | S202M-Z10 | Active | 4016779600705 | 114.15 | 1 | 1 | stuk | S200M | BE31330 | SA (Modulair+Plug&Socket) | stuk | Automaat S200M 2P Z10 10kA | Disjoncteur S200M 2P Z10 10kA | Sicherungsautomat S200M 2P Z10 10kA | MCB S200M 2P Z10 10kA |  | 5.14
2CDS272001R0447 | S202M-K13 | Active | 4016779659406 | 116.17 | 1 | 1 | stuk | S200M | BE31330 | SA (Modulair+Plug&Socket) | stuk | Automaat S200M 2P K13 10kA | Disjoncteur S200M 2P K13 10kA | Sicherungsautomat S200M 2P K13 10kA | MCB S200M 2P K13 10kA |  | 5.14
2CDS272001R0467 | S202M-K16 | Active | 4016779600712 | 105.84 | 1 | 1 | stuk | S200M | BE31330 | SA (Modulair+Plug&Socket) | stuk | Automaat S200M 2P K16 10kA | Disjoncteur S200M 2P K16 10kA | Sicherungsautomat S200M 2P K16 10kA | MCB S200M 2P K16 10kA |  | 5.14
2CDS272001R0468 | S202M-Z16 | Active | 4016779600729 | 114.15 | 1 | 1 | stuk | S200M | BE31330 | SA (Modulair+Plug&Socket) | stuk | Automaat S200M 2P Z16 10kA | Disjoncteur S200M 2P Z16 10kA | Sicherungsautomat S200M 2P Z16 10kA | MCB S200M 2P Z16 10kA |  | 5.14
2CDS272001R0487 | S202M-K20 | Active | 4016779600736 | 121.74 | 1 | 1 | stuk | S200M | BE31330 | SA (Modulair+Plug&Socket) | stuk | Automaat S200M 2P K20 10kA | Disjoncteur S200M 2P K20 10kA | Sicherungsautomat S200M 2P K20 10kA | MCB S200M 2P K20 10kA |  | 5.14
2CDS272001R0488 | S202M-Z20 | Active | 4016779600743 | 132.58 | 1 | 1 | stuk | S200M | BE31330 | SA (Modulair+Plug&Socket) | stuk | Automaat S200M 2P Z20 10kA | Disjoncteur S200M 2P Z20 10kA | Sicherungsautomat S200M 2P Z20 10kA | MCB S200M 2P Z20 10kA |  | 5.14
2CDS272001R0501 | S202M-D50 | Active | 4016779600750 | 161.52 | 1 | 1 | stuk | S200M | BE31330 | SA (Modulair+Plug&Socket) | stuk | Automaat S200M 2P D50 10kA | Disjoncteur S200M 2P D50 10kA | Sicherungsautomat S200M 2P D50 10kA | MCB S200M 2P D50 10kA |  | 5.14
2CDS272001R0504 | S202M-C50 | Active | 4016779543972 | 95.1 | 1 | 1 | stuk | S200M | BE31330 | SB (MCB&RCD Cat.B) | stuk | Automaat S200M 2P C50 10kA | Disjoncteur S200M 2P C50 10kA | Sicherungsautomat S200M 2P C50 10kA | MCB S200M 2P C50 10kA |  | 5.14
2CDS272001R0505 | S202M-B50 | Active | 4016779543859 | 95.46 | 1 | 1 | stuk | S200M | BE31330 | SB (MCB&RCD Cat.B) | stuk | Automaat S200M 2P B50 10kA | Disjoncteur S200M 2P B50 10kA | Sicherungsautomat S200M 2P B50 10kA | MCB S200M 2P B50 10kA |  | 5.14
2CDS272001R0517 | S202M-K25 | Active | 4016779600767 | 127.75 | 1 | 1 | stuk | S200M | BE31330 | SA (Modulair+Plug&Socket) | stuk | Automaat S200M 2P K25 10kA | Disjoncteur S200M 2P K25 10kA | Sicherungsautomat S200M 2P K25 10kA | MCB S200M 2P K25 10kA |  | 5.14
2CDS272001R0518 | S202M-Z25 | Active | 4016779600774 | 137.4 | 1 | 1 | stuk | S200M | BE31330 | SA (Modulair+Plug&Socket) | stuk | Automaat S200M 2P Z25 10kA | Disjoncteur S200M 2P Z25 10kA | Sicherungsautomat S200M 2P Z25 10kA | MCB S200M 2P Z25 10kA |  | 5.14
2CDS272001R0537 | S202M-K32 | Active | 4016779600781 | 132.58 | 1 | 1 | stuk | S200M | BE31330 | SA (Modulair+Plug&Socket) | stuk | Automaat S200M 2P K32 10kA | Disjoncteur S200M 2P K32 10kA | Sicherungsautomat S200M 2P K32 10kA | MCB S200M 2P K32 10kA |  | 5.14
2CDS272001R0538 | S202M-Z32 | Active | 4016779600798 | 142.22 | 1 | 1 | stuk | S200M | BE31330 | SA (Modulair+Plug&Socket) | stuk | Automaat S200M 2P Z32 10kA | Disjoncteur S200M 2P Z32 10kA | Sicherungsautomat S200M 2P Z32 10kA | MCB S200M 2P Z32 10kA |  | 5.14
2CDS272001R0557 | S202M-K40 | Active | 4016779600804 | 138.62 | 1 | 1 | stuk | S200M | BE31330 | SA (Modulair+Plug&Socket) | stuk | Automaat S200M 2P K40 10kA | Disjoncteur S200M 2P K40 10kA | Sicherungsautomat S200M 2P K40 10kA | MCB S200M 2P K40 10kA |  | 5.14
2CDS272001R0558 | S202M-Z40 | Active | 4016779600811 | 148.24 | 1 | 1 | stuk | S200M | BE31330 | SA (Modulair+Plug&Socket) | stuk | Automaat S200M 2P Z40 10kA | Disjoncteur S200M 2P Z40 10kA | Sicherungsautomat S200M 2P Z40 10kA | MCB S200M 2P Z40 10kA |  | 5.14
2CDS272001R0577 | S202M-K50 | Active | 4016779600828 | 157.9 | 1 | 1 | stuk | S200M | BE31330 | SA (Modulair+Plug&Socket) | stuk | Automaat S200M 2P K50 10kA | Disjoncteur S200M 2P K50 10kA | Sicherungsautomat S200M 2P K50 10kA | MCB S200M 2P K50 10kA |  | 5.14
2CDS272001R0578 | S202M-Z50 | Active | 4016779600835 | 172.38 | 1 | 1 | stuk | S200M | BE31330 | SA (Modulair+Plug&Socket) | stuk | Automaat S200M 2P Z50 10kA | Disjoncteur S200M 2P Z50 10kA | Sicherungsautomat S200M 2P Z50 10kA | MCB S200M 2P Z50 10kA |  | 5.14
2CDS272001R0607 | S202M-K63 | Active | 4016779600842 | 179.58 | 1 | 1 | stuk | S200M | BE31330 | SA (Modulair+Plug&Socket) | stuk | Automaat S200M 2P K63 10kA | Disjoncteur S200M 2P K63 10kA | Sicherungsautomat S200M 2P K63 10kA | MCB S200M 2P K63 10kA |  | 5.14
2CDS272001R0608 | S202M-Z63 | Active | 4016779600859 | 192.85 | 1 | 1 | stuk | S200M | BE31330 | SA (Modulair+Plug&Socket) | stuk | Automaat S200M 2P Z63 10kA | Disjoncteur S200M 2P Z63 10kA | Sicherungsautomat S200M 2P Z63 10kA | MCB S200M 2P Z63 10kA |  | 5.14
2CDS272001R0631 | S202M-D63 | Active | 4016779600866 | 183.2 | 1 | 1 | stuk | S200M | BE31330 | SA (Modulair+Plug&Socket) | stuk | Automaat S200M 2P D63 10kA | Disjoncteur S200M 2P D63 10kA | Sicherungsautomat S200M 2P D63 10kA | MCB S200M 2P D63 10kA |  | 5.14
2CDS272001R0634 | S202M-C63 | Active | 4016779543989 | 104.63 | 1 | 1 | stuk | S200M | BE31330 | SB (MCB&RCD Cat.B) | stuk | Automaat S200M 2P C63 10kA | Disjoncteur S200M 2P C63 10kA | Sicherungsautomat S200M 2P C63 10kA | MCB S200M 2P C63 10kA |  | 5.14
2CDS272001R0635 | S202M-B63 | Active | 4016779543866 | 110.28 | 1 | 1 | stuk | S200M | BE31330 | SB (MCB&RCD Cat.B) | stuk | Automaat S200M 2P B63 10kA | Disjoncteur S200M 2P B63 10kA | Sicherungsautomat S200M 2P B63 10kA | MCB S200M 2P B63 10kA |  | 5.14
2CDS272001R0971 | S202M-D1,6 | Active | 4016779600873 | 130.18 | 1 | 1 | stuk | S200M | BE31330 | SA (Modulair+Plug&Socket) | stuk | Automaat S200M 2P D1 6 10kA | Disjoncteur S200M 2P D1 6 10kA | Sicherungsautomat S200M 2P D1 6 10kA | MCB S200M 2P D1 6 10kA |  | 5.14
2CDS272001R0974 | S202M-C1,6 | Active | 4016779550215 | 64.61 | 1 | 1 | stuk | S200M | BE31330 | SB (MCB&RCD Cat.B) | stuk | Automaat S200M 2P C1 6 10kA | Disjoncteur S200M 2P C1 6 10kA | Sicherungsautomat S200M 2P C1 6 10kA | MCB S200M 2P C1 6 10kA |  | 5.14
2CDS272001R0981 | S202M-D0,5 | Active | 4016779600880 | 130.18 | 1 | 1 | stuk | S200M | BE31330 | SA (Modulair+Plug&Socket) | stuk | Automaat S200M 2P D0 5 10kA | Disjoncteur S200M 2P D0 5 10kA | Sicherungsautomat S200M 2P D0 5 10kA | MCB S200M 2P D0 5 10kA |  | 5.14
2CDS272001R0984 | S202M-C0,5 | Active | 4016779550208 | 64.61 | 1 | 1 | stuk | S200M | BE31330 | SB (MCB&RCD Cat.B) | stuk | Automaat S200M 2P C0 5 10kA | Disjoncteur S200M 2P C0 5 10kA | Sicherungsautomat S200M 2P C0 5 10kA | MCB S200M 2P C0 5 10kA |  | 5.14
2CDS272001U0104 | S202M-C10 Bulk | Active | 4016779085663 | 42.34 | 1 | 1 | stuk | S200M | BE31330 | SB (MCB&RCD Cat.B) | stuk | Automaat S200M 2P C 10A 10kA Multipack | Disjoncteur S200M 2P C 10A 10kA Multipack | Sicherungsautomat S200M 2P C 10A 10kA Multipack | MCB S200M 2P C 10A 10kA Multipack |  | 5.14
2CDS272001U0164 | S202M-C16 Bulk | Active | 4016779085670 | 42.34 | 1 | 1 | stuk | S200M | BE31330 | SB (MCB&RCD Cat.B) | stuk | Automaat S200M 2P C 16A 10kA Multipack | Disjoncteur S200M 2P C 16A 10kA Multipack | Sicherungsautomat S200M 2P C 16A 10kA Multipack | MCB S200M 2P C 16A 10kA Multipack |  | 5.14
2CDS272006R0014 | S202MT-C1 | Active | 4016779767392 | 111.74 | 1 | 1 | stuk | S200MT | BE31330 | SB (MCB&RCD Cat.B) | stuk | Automaat S200MT 2P C1 10kA Tractie | Disjoncteur S200MT 2P C1 10kA traction | Sicherungsautomat S200MT 2P C1 10kA Tractie | MCB S200MT 2P C1 10kA traction |  | 5.14
2CDS272006R0024 | S202MT-C2 | Active | 4016779767408 | 111.74 | 1 | 1 | stuk | S200MT | BE31330 | SB (MCB&RCD Cat.B) | stuk | Automaat S200MT 2P C2 10kA Tractie | Disjoncteur S200MT 2P C2 10kA traction | Sicherungsautomat S200MT 2P C2 10kA Tractie | MCB S200MT 2P C2 10kA traction |  | 5.14
2CDS272006R0034 | S202MT-C3 | Active | 4016779767415 | 111.74 | 1 | 1 | stuk | S200MT | BE31330 | SB (MCB&RCD Cat.B) | stuk | Automaat S200MT 2P C3 10kA Tractie | Disjoncteur S200MT 2P C3 10kA traction | Sicherungsautomat S200MT 2P C3 10kA Tractie | MCB S200MT 2P C3 10kA traction |  | 5.14
2CDS272006R0044 | S202MT-C4 | Active | 4016779767422 | 111.74 | 1 | 1 | stuk | S200MT | BE31330 | SB (MCB&RCD Cat.B) | stuk | Automaat S200MT 2P C4 10kA Tractie | Disjoncteur S200MT 2P C4 10kA traction | Sicherungsautomat S200MT 2P C4 10kA Tractie | MCB S200MT 2P C4 10kA traction |  | 5.14
2CDS272006R0064 | S202MT-C6 | Active | 4016779767439 | 111.74 | 1 | 1 | stuk | S200MT | BE31330 | SB (MCB&RCD Cat.B) | stuk | Automaat S200MT 2P C6 10kA Tractie | Disjoncteur S200MT 2P C6 10kA traction | Sicherungsautomat S200MT 2P C6 10kA Tractie | MCB S200MT 2P C6 10kA traction |  | 5.14
2CDS272006R0084 | S202MT-C8 | Active | 4016779767446 | 111.74 | 1 | 1 | stuk | S200MT | BE31330 | SB (MCB&RCD Cat.B) | stuk | Automaat S200MT 2P C8 10kA Tractie | Disjoncteur S200MT 2P C8 10kA traction | Sicherungsautomat S200MT 2P C8 10kA Tractie | MCB S200MT 2P C8 10kA traction |  | 5.14
2CDS272006R0104 | S202MT-C10 | Active | 4016779767453 | 93.18 | 1 | 1 | stuk | S200MT | BE31330 | SB (MCB&RCD Cat.B) | stuk | Automaat S200MT 2P C10 10kA Tractie | Disjoncteur S200MT 2P C10 10kA traction | Sicherungsautomat S200MT 2P C10 10kA Tractie | MCB S200MT 2P C10 10kA traction |  | 5.14
2CDS272006R0105 | S202MT-B10 | Active | 4016779875141 | 77.98 | 1 | 1 | stuk | S200MT | BE31330 | SB (MCB&RCD Cat.B) | stuk | Automaat S200MT 2P B10 10kA Tractie | Disjoncteur S200MT 2P B10 10kA traction | Sicherungsautomat S200MT 2P B10 10kA Tractie | MCB S200MT 2P B10 10kA traction |  | 5.14
2CDS272006R0134 | S202MT-C13 | Active | 4016779767460 | 91.33 | 1 | 1 | stuk | S200MT | BE31330 | SB (MCB&RCD Cat.B) | stuk | Automaat S200MT 2P C13 10kA Tractie | Disjoncteur S200MT 2P C13 10kA traction | Sicherungsautomat S200MT 2P C13 10kA Tractie | MCB S200MT 2P C13 10kA traction |  | 5.14
2CDS272006R0157 | S202MT-K0,5 | Active | 4016779767477 | 132.58 | 1 | 1 | stuk | S200MT | BE31330 | SB (MCB&RCD Cat.B) | stuk | Automaat S200MT 2P K0 5 10kA Tractie | Disjoncteur S200MT 2P K0 5 10kA traction | Sicherungsautomat S200MT 2P K0 5 10kA Tractie | MCB S200MT 2P K0 5 10kA traction |  | 5.14
2CDS272006R0158 | S202MT-Z0,5 | Active | 4016779767484 | 142.22 | 1 | 1 | stuk | S200MT | BE31330 | SB (MCB&RCD Cat.B) | stuk | Automaat S200MT 2P Z0 5 10kA Tractie | Disjoncteur S200MT 2P Z0 5 10kA traction | Sicherungsautomat S200MT 2P Z0 5 10kA Tractie | MCB S200MT 2P Z0 5 10kA traction |  | 5.14
2CDS272006R0164 | S202MT-C16 | Active | 4016779767491 | 93.18 | 1 | 1 | stuk | S200MT | BE31330 | SB (MCB&RCD Cat.B) | stuk | Automaat S200MT 2P C16 10kA Tractie | Disjoncteur S200MT 2P C16 10kA traction | Sicherungsautomat S200MT 2P C16 10kA Tractie | MCB S200MT 2P C16 10kA traction |  | 5.14
2CDS272006R0204 | S202MT-C20 | Active | 4016779767507 | 107.39 | 1 | 1 | stuk | S200MT | BE31330 | SB (MCB&RCD Cat.B) | stuk | Automaat S200MT 2P C20 10kA Tractie | Disjoncteur S200MT 2P C20 10kA traction | Sicherungsautomat S200MT 2P C20 10kA Tractie | MCB S200MT 2P C20 10kA traction |  | 5.14
2CDS272006R0217 | S202MT-K1 | Active | 4016779767514 | 132.58 | 1 | 1 | stuk | S200MT | BE31330 | SB (MCB&RCD Cat.B) | stuk | Automaat S200MT 2P K1 10kA Tractie | Disjoncteur S200MT 2P K1 10kA traction | Sicherungsautomat S200MT 2P K1 10kA Tractie | MCB S200MT 2P K1 10kA traction |  | 5.14
2CDS272006R0218 | S202MT-Z1 | Active | 4016779767521 | 142.22 | 1 | 1 | stuk | S200MT | BE31330 | SB (MCB&RCD Cat.B) | stuk | Automaat S200MT 2P Z1 10kA Tractie | Disjoncteur S200MT 2P Z1 10kA traction | Sicherungsautomat S200MT 2P Z1 10kA Tractie | MCB S200MT 2P Z1 10kA traction |  | 5.14
2CDS272006R0254 | S202MT-C25 | Active | 4016779767538 | 111.74 | 1 | 1 | stuk | S200MT | BE31330 | SB (MCB&RCD Cat.B) | stuk | Automaat S200MT 2P C25 10kA Tractie | Disjoncteur S200MT 2P C25 10kA traction | Sicherungsautomat S200MT 2P C25 10kA Tractie | MCB S200MT 2P C25 10kA traction |  | 5.14
2CDS272006R0257 | S202MT-K1,6 | Active | 4016779767545 | 132.58 | 1 | 1 | stuk | S200MT | BE31330 | SB (MCB&RCD Cat.B) | stuk | Automaat S200MT 2P K1 6 10kA Tractie | Disjoncteur S200MT 2P K1 6 10kA traction | Sicherungsautomat S200MT 2P K1 6 10kA Tractie | MCB S200MT 2P K1 6 10kA traction |  | 5.14
2CDS272006R0258 | S202MT-Z1,6 | Active | 4016779767552 | 142.22 | 1 | 1 | stuk | S200MT | BE31330 | SB (MCB&RCD Cat.B) | stuk | Automaat S200MT 2P Z1 6 10kA Tractie | Disjoncteur S200MT 2P Z1 6 10kA traction | Sicherungsautomat S200MT 2P Z1 6 10kA Tractie | MCB S200MT 2P Z1 6 10kA traction |  | 5.14
2CDS272006R0277 | S202MT-K2 | Active | 4016779767569 | 132.58 | 1 | 1 | stuk | S200MT | BE31330 | SB (MCB&RCD Cat.B) | stuk | Automaat S200MT 2P K2 10kA Tractie | Disjoncteur S200MT 2P K2 10kA traction | Sicherungsautomat S200MT 2P K2 10kA Tractie | MCB S200MT 2P K2 10kA traction |  | 5.14
2CDS272006R0278 | S202MT-Z2 | Active | 4016779767576 | 142.22 | 1 | 1 | stuk | S200MT | BE31330 | SB (MCB&RCD Cat.B) | stuk | Automaat S200MT 2P Z2 10kA Tractie | Disjoncteur S200MT 2P Z2 10kA traction | Sicherungsautomat S200MT 2P Z2 10kA Tractie | MCB S200MT 2P Z2 10kA traction |  | 5.14
2CDS272006R0317 | S202MT-K3 | Active | 4016779767583 | 132.58 | 1 | 1 | stuk | S200MT | BE31330 | SB (MCB&RCD Cat.B) | stuk | Automaat S200MT 2P K3 10kA Tractie | Disjoncteur S200MT 2P K3 10kA traction | Sicherungsautomat S200MT 2P K3 10kA Tractie | MCB S200MT 2P K3 10kA traction |  | 5.14
2CDS272006R0318 | S202MT-Z3 | Active | 4016779767590 | 142.22 | 1 | 1 | stuk | S200MT | BE31330 | SB (MCB&RCD Cat.B) | stuk | Automaat S200MT 2P Z3 10kA Tractie | Disjoncteur S200MT 2P Z3 10kA traction | Sicherungsautomat S200MT 2P Z3 10kA Tractie | MCB S200MT 2P Z3 10kA traction |  | 5.14
2CDS272006R0324 | S202MT-C32 | Active | 4016779767606 | 116.68 | 1 | 1 | stuk | S200MT | BE31330 | SB (MCB&RCD Cat.B) | stuk | Automaat S200MT 2P C32 10kA Tractie | Disjoncteur S200MT 2P C32 10kA traction | Sicherungsautomat S200MT 2P C32 10kA Tractie | MCB S200MT 2P C32 10kA traction |  | 5.14
2CDS272006R0337 | S202MT-K4 | Active | 4016779767613 | 132.58 | 1 | 1 | stuk | S200MT | BE31330 | SB (MCB&RCD Cat.B) | stuk | Automaat S200MT 2P K4 10kA Tractie | Disjoncteur S200MT 2P K4 10kA traction | Sicherungsautomat S200MT 2P K4 10kA Tractie | MCB S200MT 2P K4 10kA traction |  | 5.14
2CDS272006R0338 | S202MT-Z4 | Active | 4016779767620 | 142.22 | 1 | 1 | stuk | S200MT | BE31330 | SB (MCB&RCD Cat.B) | stuk | Automaat S200MT 2P Z4 10kA Tractie | Disjoncteur S200MT 2P Z4 10kA traction | Sicherungsautomat S200MT 2P Z4 10kA Tractie | MCB S200MT 2P Z4 10kA traction |  | 5.14
2CDS272006R0377 | S202MT-K6 | Active | 4016779767637 | 132.58 | 1 | 1 | stuk | S200MT | BE31330 | SB (MCB&RCD Cat.B) | stuk | Automaat S200MT 2P K6 10kA Tractie | Disjoncteur S200MT 2P K6 10kA traction | Sicherungsautomat S200MT 2P K6 10kA Tractie | MCB S200MT 2P K6 10kA traction |  | 5.14
2CDS272006R0378 | S202MT-Z6 | Active | 4016779767644 | 142.22 | 1 | 1 | stuk | S200MT | BE31330 | SB (MCB&RCD Cat.B) | stuk | Automaat S200MT 2P Z6 10kA Tractie | Disjoncteur S200MT 2P Z6 10kA traction | Sicherungsautomat S200MT 2P Z6 10kA Tractie | MCB S200MT 2P Z6 10kA traction |  | 5.14
2CDS272006R0404 | S202MT-C40 | Active | 4016779767651 | 121.74 | 1 | 1 | stuk | S200MT | BE31330 | SB (MCB&RCD Cat.B) | stuk | Automaat S200MT 2P C40 10kA Tractie | Disjoncteur S200MT 2P C40 10kA traction | Sicherungsautomat S200MT 2P C40 10kA Tractie | MCB S200MT 2P C40 10kA traction |  | 5.14
2CDS272006R0407 | S202MT-K8 | Active | 4016779767668 | 132.58 | 1 | 1 | stuk | S200MT | BE31330 | SB (MCB&RCD Cat.B) | stuk | Automaat S200MT 2P K8 10kA Tractie | Disjoncteur S200MT 2P K8 10kA traction | Sicherungsautomat S200MT 2P K8 10kA Tractie | MCB S200MT 2P K8 10kA traction |  | 5.14
2CDS272006R0408 | S202MT-Z8 | Active | 4016779767675 | 142.22 | 1 | 1 | stuk | S200MT | BE31330 | SB (MCB&RCD Cat.B) | stuk | Automaat S200MT 2P Z8 10kA Tractie | Disjoncteur S200MT 2P Z8 10kA traction | Sicherungsautomat S200MT 2P Z8 10kA Tractie | MCB S200MT 2P Z8 10kA traction |  | 5.14
2CDS272006R0427 | S202MT-K10 | Active | 4016779767682 | 110.05 | 1 | 1 | stuk | S200MT | BE31330 | SB (MCB&RCD Cat.B) | stuk | Automaat S200MT 2P K10 10kA Tractie | Disjoncteur S200MT 2P K10 10kA traction | Sicherungsautomat S200MT 2P K10 10kA Tractie | MCB S200MT 2P K10 10kA traction |  | 5.14
2CDS272006R0428 | S202MT-Z10 | Active | 4016779767699 | 118.61 | 1 | 1 | stuk | S200MT | BE31330 | SB (MCB&RCD Cat.B) | stuk | Automaat S200MT 2P Z10 10kA Tractie | Disjoncteur S200MT 2P Z10 10kA traction | Sicherungsautomat S200MT 2P Z10 10kA Tractie | MCB S200MT 2P Z10 10kA traction |  | 5.14
2CDS272006R0447 | S202MT-K13 | Active | 4016779767705 | 120.53 | 1 | 1 | stuk | S200MT | BE31330 | SB (MCB&RCD Cat.B) | stuk | Automaat S200MT 2P K13 10kA Tractie | Disjoncteur S200MT 2P K13 10kA traction | Sicherungsautomat S200MT 2P K13 10kA Tractie | MCB S200MT 2P K13 10kA traction |  | 5.14
2CDS272006R0467 | S202MT-K16 | Active | 4016779767712 | 110.05 | 1 | 1 | stuk | S200MT | BE31330 | SB (MCB&RCD Cat.B) | stuk | Automaat S200MT 2P K16 10kA Tractie | Disjoncteur S200MT 2P K16 10kA traction | Sicherungsautomat S200MT 2P K16 10kA Tractie | MCB S200MT 2P K16 10kA traction |  | 5.14
2CDS272006R0468 | S202MT-Z16 | Active | 4016779767729 | 118.61 | 1 | 1 | stuk | S200MT | BE31330 | SB (MCB&RCD Cat.B) | stuk | Automaat S200MT 2P Z16 10kA Tractie | Disjoncteur S200MT 2P Z16 10kA traction | Sicherungsautomat S200MT 2P Z16 10kA Tractie | MCB S200MT 2P Z16 10kA traction |  | 5.14
2CDS272006R0487 | S202MT-K20 | Active | 4016779767736 | 126.56 | 1 | 1 | stuk | S200MT | BE31330 | SB (MCB&RCD Cat.B) | stuk | Automaat S200MT 2P K20 10kA Tractie | Disjoncteur S200MT 2P K20 10kA traction | Sicherungsautomat S200MT 2P K20 10kA Tractie | MCB S200MT 2P K20 10kA traction |  | 5.14
2CDS272006R0488 | S202MT-Z20 | Active | 4016779767743 | 137.4 | 1 | 1 | stuk | S200MT | BE31330 | SB (MCB&RCD Cat.B) | stuk | Automaat S200MT 2P Z20 10kA Tractie | Disjoncteur S200MT 2P Z20 10kA traction | Sicherungsautomat S200MT 2P Z20 10kA Tractie | MCB S200MT 2P Z20 10kA traction |  | 5.14
2CDS272006R0504 | S202MT-C50 | Active | 4016779767750 | 139.82 | 1 | 1 | stuk | S200MT | BE31330 | SB (MCB&RCD Cat.B) | stuk | Automaat S200MT 2P C50 10kA Tractie | Disjoncteur S200MT 2P C50 10kA traction | Sicherungsautomat S200MT 2P C50 10kA Tractie | MCB S200MT 2P C50 10kA traction |  | 5.14
2CDS272006R0517 | S202MT-K25 | Active | 4016779767767 | 132.58 | 1 | 1 | stuk | S200MT | BE31330 | SB (MCB&RCD Cat.B) | stuk | Automaat S200MT 2P K25 10kA Tractie | Disjoncteur S200MT 2P K25 10kA traction | Sicherungsautomat S200MT 2P K25 10kA Tractie | MCB S200MT 2P K25 10kA traction |  | 5.14
2CDS272006R0518 | S202MT-Z25 | Active | 4016779767774 | 142.22 | 1 | 1 | stuk | S200MT | BE31330 | SB (MCB&RCD Cat.B) | stuk | Automaat S200MT 2P Z25 10kA Tractie | Disjoncteur S200MT 2P Z25 10kA traction | Sicherungsautomat S200MT 2P Z25 10kA Tractie | MCB S200MT 2P Z25 10kA traction |  | 5.14
2CDS272006R0537 | S202MT-K32 | Active | 4016779767781 | 137.4 | 1 | 1 | stuk | S200MT | BE31330 | SB (MCB&RCD Cat.B) | stuk | Automaat S200MT 2P K32 10kA Tractie | Disjoncteur S200MT 2P K32 10kA traction | Sicherungsautomat S200MT 2P K32 10kA Tractie | MCB S200MT 2P K32 10kA traction |  | 5.14
2CDS272006R0538 | S202MT-Z32 | Active | 4016779767798 | 148.24 | 1 | 1 | stuk | S200MT | BE31330 | SB (MCB&RCD Cat.B) | stuk | Automaat S200MT 2P Z32 10kA Tractie | Disjoncteur S200MT 2P Z32 10kA traction | Sicherungsautomat S200MT 2P Z32 10kA Tractie | MCB S200MT 2P Z32 10kA traction |  | 5.14
2CDS272006R0557 | S202MT-K40 | Active | 4016779767804 | 143.42 | 1 | 1 | stuk | S200MT | BE31330 | SB (MCB&RCD Cat.B) | stuk | Automaat S200MT 2P K40 10kA Tractie | Disjoncteur S200MT 2P K40 10kA traction | Sicherungsautomat S200MT 2P K40 10kA Tractie | MCB S200MT 2P K40 10kA traction |  | 5.14
2CDS272006R0558 | S202MT-Z40 | Active | 4016779767811 | 153.08 | 1 | 1 | stuk | S200MT | BE31330 | SB (MCB&RCD Cat.B) | stuk | Automaat S200MT 2P Z40 10kA Tractie | Disjoncteur S200MT 2P Z40 10kA traction | Sicherungsautomat S200MT 2P Z40 10kA Tractie | MCB S200MT 2P Z40 10kA traction |  | 5.14
2CDS272006R0577 | S202MT-K50 | Active | 4016779767828 | 165.13 | 1 | 1 | stuk | S200MT | BE31330 | SB (MCB&RCD Cat.B) | stuk | Automaat S200MT 2P K50 10kA Tractie | Disjoncteur S200MT 2P K50 10kA traction | Sicherungsautomat S200MT 2P K50 10kA Tractie | MCB S200MT 2P K50 10kA traction |  | 5.14
2CDS272006R0578 | S202MT-Z50 | Active | 4016779767835 | 178.38 | 1 | 1 | stuk | S200MT | BE31330 | SB (MCB&RCD Cat.B) | stuk | Automaat S200MT 2P Z50 10kA Tractie | Disjoncteur S200MT 2P Z50 10kA traction | Sicherungsautomat S200MT 2P Z50 10kA Tractie | MCB S200MT 2P Z50 10kA traction |  | 5.14
2CDS272006R0607 | S202MT-K63 | Active | 4016779767842 | 186.82 | 1 | 1 | stuk | S200MT | BE31330 | SB (MCB&RCD Cat.B) | stuk | Automaat S200MT 2P K63 10kA Tractie | Disjoncteur S200MT 2P K63 10kA traction | Sicherungsautomat S200MT 2P K63 10kA Tractie | MCB S200MT 2P K63 10kA traction |  | 5.14
2CDS272006R0608 | S202MT-Z63 | Active | 4016779767859 | 202.48 | 1 | 1 | stuk | S200MT | BE31330 | SB (MCB&RCD Cat.B) | stuk | Automaat S200MT 2P Z63 10kA Tractie | Disjoncteur S200MT 2P Z63 10kA traction | Sicherungsautomat S200MT 2P Z63 10kA Tractie | MCB S200MT 2P Z63 10kA traction |  | 5.14
2CDS272006R0634 | S202MT-C63 | Active | 4016779767866 | 157.9 | 1 | 1 | stuk | S200MT | BE31330 | SB (MCB&RCD Cat.B) | stuk | Automaat S200MT 2P C63 10kA Tractie | Disjoncteur S200MT 2P C63 10kA traction | Sicherungsautomat S200MT 2P C63 10kA Tractie | MCB S200MT 2P C63 10kA traction |  | 5.14
2CDS272006R0974 | S202MT-C1,6 | Active | 4016779767873 | 111.74 | 1 | 1 | stuk | S200MT | BE31330 | SB (MCB&RCD Cat.B) | stuk | Automaat S200MT 2P C1 6 10kA Tractie | Disjoncteur S200MT 2P C1 6 10kA traction | Sicherungsautomat S200MT 2P C1 6 10kA Tractie | MCB S200MT 2P C1 6 10kA traction |  | 5.14
2CDS272006R0984 | S202MT-C0,5 | Active | 4016779767880 | 111.74 | 1 | 1 | stuk | S200MT | BE31330 | SB (MCB&RCD Cat.B) | stuk | Automaat S200MT 2P C0 5 10kA Tractie | Disjoncteur S200MT 2P C0 5 10kA traction | Sicherungsautomat S200MT 2P C0 5 10kA Tractie | MCB S200MT 2P C0 5 10kA traction |  | 5.14
2CDS272061R0014 | S202M-C1UC | Active | 4013614432927 | 148.24 | 1 | 1 | stuk | S200MUC | BE31330 | SB (MCB&RCD Cat.B) | stuk | Automaat S200MUC 2P C1 10kA DC | Disjoncteur S200MUC 2P C1 10kA DC | Sicherungsautomat S200MUC 2P C1 10kA DC | MCB S200MUC 2P C1 10kA DC |  | 5.14
2CDS272061R0024 | S202M-C2UC | Active | 4013614432941 | 148.24 | 1 | 1 | stuk | S200MUC | BE31330 | SB (MCB&RCD Cat.B) | stuk | Automaat S200MUC 2P C2 10kA DC | Disjoncteur S200MUC 2P C2 10kA DC | Sicherungsautomat S200MUC 2P C2 10kA DC | MCB S200MUC 2P C2 10kA DC |  | 5.14
2CDS272061R0034 | S202M-C3UC | Active | 4013614432958 | 148.24 | 1 | 1 | stuk | S200MUC | BE31330 | SB (MCB&RCD Cat.B) | stuk | Automaat S200MUC 2P C3 10kA DC | Disjoncteur S200MUC 2P C3 10kA DC | Sicherungsautomat S200MUC 2P C3 10kA DC | MCB S200MUC 2P C3 10kA DC |  | 5.14
2CDS272061R0044 | S202M-C4UC | Active | 4013614432965 | 148.24 | 1 | 1 | stuk | S200MUC | BE31330 | SB (MCB&RCD Cat.B) | stuk | Automaat S200MUC 2P C4 10kA DC | Disjoncteur S200MUC 2P C4 10kA DC | Sicherungsautomat S200MUC 2P C4 10kA DC | MCB S200MUC 2P C4 10kA DC |  | 5.14
2CDS272061R0064 | S202M-C6UC | Active | 4013614432972 | 148.24 | 1 | 1 | stuk | S200MUC | BE31330 | SB (MCB&RCD Cat.B) | stuk | Automaat S200MUC 2P C6 10kA DC | Disjoncteur S200MUC 2P C6 10kA DC | Sicherungsautomat S200MUC 2P C6 10kA DC | MCB S200MUC 2P C6 10kA DC |  | 5.14
2CDS272061R0065 | S202M-B6UC | Active | 4013614432811 | 132.58 | 1 | 1 | stuk | S200MUC | BE31330 | SB (MCB&RCD Cat.B) | stuk | Automaat S200MUC 2P B6 10kA DC | Disjoncteur S200MUC 2P B6 10kA DC | Sicherungsautomat S200MUC 2P B6 10kA DC | MCB S200MUC 2P B6 10kA DC |  | 5.14
2CDS272061R0084 | S202M-C8UC | Active | 4013614432989 | 148.24 | 1 | 1 | stuk | S200MUC | BE31330 | SB (MCB&RCD Cat.B) | stuk | Automaat S200MUC 2P C8 10kA DC | Disjoncteur S200MUC 2P C8 10kA DC | Sicherungsautomat S200MUC 2P C8 10kA DC | MCB S200MUC 2P C8 10kA DC |  | 5.14
2CDS272061R0087 | S202M-K0,2UC | Active | 4013614433085 | 169.95 | 1 | 1 | stuk | S200MUC | BE31330 | SB (MCB&RCD Cat.B) | stuk | Automaat S200MUC 2P K0 2 10kA DC | Disjoncteur S200MUC 2P K0 2 10kA DC | Sicherungsautomat S200MUC 2P K0 2 10kA DC | MCB S200MUC 2P K0 2 10kA DC |  | 5.14
2CDS272061R0104 | S202M-C10UC | Active | 4013614432996 | 132.58 | 1 | 1 | stuk | S200MUC | BE31330 | SB (MCB&RCD Cat.B) | stuk | Automaat S200MUC 2P C10 10kA DC | Disjoncteur S200MUC 2P C10 10kA DC | Sicherungsautomat S200MUC 2P C10 10kA DC | MCB S200MUC 2P C10 10kA DC |  | 5.14
2CDS272061R0105 | S202M-B10UC | Active | 4013614432828 | 118.01 | 1 | 1 | stuk | S200MUC | BE31330 | SB (MCB&RCD Cat.B) | stuk | Automaat S200MUC 2P B10 10kA DC | Disjoncteur S200MUC 2P B10 10kA DC | Sicherungsautomat S200MUC 2P B10 10kA DC | MCB S200MUC 2P B10 10kA DC |  | 5.14
2CDS272061R0117 | S202M-K0,3UC | Active | 4013614433092 | 169.95 | 1 | 1 | stuk | S200MUC | BE31330 | SB (MCB&RCD Cat.B) | stuk | Automaat S200MUC 2P K0 3 10kA DC | Disjoncteur S200MUC 2P K0 3 10kA DC | Sicherungsautomat S200MUC 2P K0 3 10kA DC | MCB S200MUC 2P K0 3 10kA DC |  | 5.14
2CDS272061R0134 | S202M-C13UC | Active | 4013614433009 | 132.58 | 1 | 1 | stuk | S200MUC | BE31330 | SB (MCB&RCD Cat.B) | stuk | Automaat S200MUC 2P C13 10kA DC | Disjoncteur S200MUC 2P C13 10kA DC | Sicherungsautomat S200MUC 2P C13 10kA DC | MCB S200MUC 2P C13 10kA DC |  | 5.14
2CDS272061R0135 | S202M-B13UC | Active | 4013614432835 | 118.01 | 1 | 1 | stuk | S200MUC | BE31330 | SB (MCB&RCD Cat.B) | stuk | Automaat S200MUC 2P B13 10kA DC | Disjoncteur S200MUC 2P B13 10kA DC | Sicherungsautomat S200MUC 2P B13 10kA DC | MCB S200MUC 2P B13 10kA DC |  | 5.14
2CDS272061R0157 | S202M-K0,5UC | Active | 4013614433108 | 169.95 | 1 | 1 | stuk | S200MUC | BE31330 | SB (MCB&RCD Cat.B) | stuk | Automaat S200MUC 2P K0 5 10kA DC | Disjoncteur S200MUC 2P K0 5 10kA DC | Sicherungsautomat S200MUC 2P K0 5 10kA DC | MCB S200MUC 2P K0 5 10kA DC |  | 5.14
2CDS272061R0158 | S202M-Z0,5UC | Active | 4013614433337 | 182 | 1 | 1 | stuk | S200MUC | BE31330 | SB (MCB&RCD Cat.B) | stuk | Automaat S200MUC 2P Z0 5 10kA DC | Disjoncteur S200MUC 2P Z0 5 10kA DC | Sicherungsautomat S200MUC 2P Z0 5 10kA DC | MCB S200MUC 2P Z0 5 10kA DC |  | 5.14
2CDS272061R0164 | S202M-C16UC | Active | 4013614433016 | 132.58 | 1 | 1 | stuk | S200MUC | BE31330 | SB (MCB&RCD Cat.B) | stuk | Automaat S200MUC 2P C16 10kA DC | Disjoncteur S200MUC 2P C16 10kA DC | Sicherungsautomat S200MUC 2P C16 10kA DC | MCB S200MUC 2P C16 10kA DC |  | 5.14
2CDS272061R0165 | S202M-B16UC | Active | 4013614432842 | 118.01 | 1 | 1 | stuk | S200MUC | BE31330 | SB (MCB&RCD Cat.B) | stuk | Automaat S200MUC 2P B16 10kA DC | Disjoncteur S200MUC 2P B16 10kA DC | Sicherungsautomat S200MUC 2P B16 10kA DC | MCB S200MUC 2P B16 10kA DC |  | 5.14
2CDS272061R0187 | S202M-K0,75UC | Active | 4013614433115 | 169.95 | 1 | 1 | stuk | S200MUC | BE31330 | SB (MCB&RCD Cat.B) | stuk | Automaat S200MUC 2P K0 75 10kA DC | Disjoncteur S200MUC 2P K0 75 10kA DC | Sicherungsautomat S200MUC 2P K0 75 10kA DC | MCB S200MUC 2P K0 75 10kA DC |  | 5.14
2CDS272061R0204 | S202M-C20UC | Active | 4013614433023 | 132.58 | 1 | 1 | stuk | S200MUC | BE31330 | SB (MCB&RCD Cat.B) | stuk | Automaat S200MUC 2P C20 10kA DC | Disjoncteur S200MUC 2P C20 10kA DC | Sicherungsautomat S200MUC 2P C20 10kA DC | MCB S200MUC 2P C20 10kA DC |  | 5.14
2CDS272061R0205 | S202M-B20UC | Active | 4013614432859 | 118.01 | 1 | 1 | stuk | S200MUC | BE31330 | SB (MCB&RCD Cat.B) | stuk | Automaat S200MUC 2P B20 10kA DC | Disjoncteur S200MUC 2P B20 10kA DC | Sicherungsautomat S200MUC 2P B20 10kA DC | MCB S200MUC 2P B20 10kA DC |  | 5.14
2CDS272061R0217 | S202M-K1UC | Active | 4013614433122 | 169.95 | 1 | 1 | stuk | S200MUC | BE31330 | SB (MCB&RCD Cat.B) | stuk | Automaat S200MUC 2P K1 10kA DC | Disjoncteur S200MUC 2P K1 10kA DC | Sicherungsautomat S200MUC 2P K1 10kA DC | MCB S200MUC 2P K1 10kA DC |  | 5.14
2CDS272061R0218 | S202M-Z1UC | Active | 4013614433344 | 182 | 1 | 1 | stuk | S200MUC | BE31330 | SB (MCB&RCD Cat.B) | stuk | Automaat S200MUC 2P Z1 10kA DC | Disjoncteur S200MUC 2P Z1 10kA DC | Sicherungsautomat S200MUC 2P Z1 10kA DC | MCB S200MUC 2P Z1 10kA DC |  | 5.14
2CDS272061R0254 | S202M-C25UC | Active | 4013614433030 | 148.24 | 1 | 1 | stuk | S200MUC | BE31330 | SB (MCB&RCD Cat.B) | stuk | Automaat S200MUC 2P C25 10kA DC | Disjoncteur S200MUC 2P C25 10kA DC | Sicherungsautomat S200MUC 2P C25 10kA DC | MCB S200MUC 2P C25 10kA DC |  | 5.14
2CDS272061R0255 | S202M-B25UC | Active | 4013614432866 | 132.58 | 1 | 1 | stuk | S200MUC | BE31330 | SB (MCB&RCD Cat.B) | stuk | Automaat S200MUC 2P B25 10kA DC | Disjoncteur S200MUC 2P B25 10kA DC | Sicherungsautomat S200MUC 2P B25 10kA DC | MCB S200MUC 2P B25 10kA DC |  | 5.14
2CDS272061R0257 | S202M-K1,6UC | Active | 4013614433139 | 169.95 | 1 | 1 | stuk | S200MUC | BE31330 | SB (MCB&RCD Cat.B) | stuk | Automaat S200MUC 2P K1 6 10kA DC | Disjoncteur S200MUC 2P K1 6 10kA DC | Sicherungsautomat S200MUC 2P K1 6 10kA DC | MCB S200MUC 2P K1 6 10kA DC |  | 5.14
2CDS272061R0258 | S202M-Z1,6UC | Active | 4013614433351 | 182 | 1 | 1 | stuk | S200MUC | BE31330 | SB (MCB&RCD Cat.B) | stuk | Automaat S200MUC 2P Z1 6 10kA DC | Disjoncteur S200MUC 2P Z1 6 10kA DC | Sicherungsautomat S200MUC 2P Z1 6 10kA DC | MCB S200MUC 2P Z1 6 10kA DC |  | 5.14
2CDS272061R0277 | S202M-K2UC | Active | 4013614433146 | 169.95 | 1 | 1 | stuk | S200MUC | BE31330 | SB (MCB&RCD Cat.B) | stuk | Automaat S200MUC 2P K2 10kA DC | Disjoncteur S200MUC 2P K2 10kA DC | Sicherungsautomat S200MUC 2P K2 10kA DC | MCB S200MUC 2P K2 10kA DC |  | 5.14
2CDS272061R0278 | S202M-Z2UC | Active | 4013614433368 | 182 | 1 | 1 | stuk | S200MUC | BE31330 | SB (MCB&RCD Cat.B) | stuk | Automaat S200MUC 2P Z2 10kA DC | Disjoncteur S200MUC 2P Z2 10kA DC | Sicherungsautomat S200MUC 2P Z2 10kA DC | MCB S200MUC 2P Z2 10kA DC |  | 5.14
2CDS272061R0317 | S202M-K3UC | Active | 4013614433153 | 169.95 | 1 | 1 | stuk | S200MUC | BE31330 | SB (MCB&RCD Cat.B) | stuk | Automaat S200MUC 2P K3 10kA DC | Disjoncteur S200MUC 2P K3 10kA DC | Sicherungsautomat S200MUC 2P K3 10kA DC | MCB S200MUC 2P K3 10kA DC |  | 5.14
2CDS272061R0318 | S202M-Z3UC | Active | 4013614433375 | 182 | 1 | 1 | stuk | S200MUC | BE31330 | SB (MCB&RCD Cat.B) | stuk | Automaat S200MUC 2P Z3 10kA DC | Disjoncteur S200MUC 2P Z3 10kA DC | Sicherungsautomat S200MUC 2P Z3 10kA DC | MCB S200MUC 2P Z3 10kA DC |  | 5.14
2CDS272061R0324 | S202M-C32UC | Active | 4013614433047 | 148.24 | 1 | 1 | stuk | S200MUC | BE31330 | SB (MCB&RCD Cat.B) | stuk | Automaat S200MUC 2P C32 10kA DC | Disjoncteur S200MUC 2P C32 10kA DC | Sicherungsautomat S200MUC 2P C32 10kA DC | MCB S200MUC 2P C32 10kA DC |  | 5.14
2CDS272061R0325 | S202M-B32UC | Active | 4013614432873 | 132.58 | 1 | 1 | stuk | S200MUC | BE31330 | SB (MCB&RCD Cat.B) | stuk | Automaat S200MUC 2P B32 10kA DC | Disjoncteur S200MUC 2P B32 10kA DC | Sicherungsautomat S200MUC 2P B32 10kA DC | MCB S200MUC 2P B32 10kA DC |  | 5.14
2CDS272061R0337 | S202M-K4UC | Active | 4013614433160 | 169.95 | 1 | 1 | stuk | S200MUC | BE31330 | SB (MCB&RCD Cat.B) | stuk | Automaat S200MUC 2P K4 10kA DC | Disjoncteur S200MUC 2P K4 10kA DC | Sicherungsautomat S200MUC 2P K4 10kA DC | MCB S200MUC 2P K4 10kA DC |  | 5.14
2CDS272061R0338 | S202M-Z4UC | Active | 4013614433382 | 182 | 1 | 1 | stuk | S200MUC | BE31330 | SB (MCB&RCD Cat.B) | stuk | Automaat S200MUC 2P Z4 10kA DC | Disjoncteur S200MUC 2P Z4 10kA DC | Sicherungsautomat S200MUC 2P Z4 10kA DC | MCB S200MUC 2P Z4 10kA DC |  | 5.14
2CDS272061R0357 | S202M-K5UC | Active | 4013614433177 | 169.95 | 1 | 1 | stuk | S200MUC | BE31330 | SB (MCB&RCD Cat.B) | stuk | Automaat S200MUC 2P K5 10kA DC | Disjoncteur S200MUC 2P K5 10kA DC | Sicherungsautomat S200MUC 2P K5 10kA DC | MCB S200MUC 2P K5 10kA DC |  | 5.14
2CDS272061R0358 | S202M-Z5UC | Active | 4013614433399 | 182 | 1 | 1 | stuk | S200MUC | BE31330 | SB (MCB&RCD Cat.B) | stuk | Automaat S200MUC 2P Z5 10kA DC | Disjoncteur S200MUC 2P Z5 10kA DC | Sicherungsautomat S200MUC 2P Z5 10kA DC | MCB S200MUC 2P Z5 10kA DC |  | 5.14
2CDS272061R0377 | S202M-K6UC | Active | 4013614433184 | 169.95 | 1 | 1 | stuk | S200MUC | BE31330 | SB (MCB&RCD Cat.B) | stuk | Automaat S200MUC 2P K6 10kA DC | Disjoncteur S200MUC 2P K6 10kA DC | Sicherungsautomat S200MUC 2P K6 10kA DC | MCB S200MUC 2P K6 10kA DC |  | 5.14
2CDS272061R0378 | S202M-Z6UC | Active | 4013614433405 | 182 | 1 | 1 | stuk | S200MUC | BE31330 | SB (MCB&RCD Cat.B) | stuk | Automaat S200MUC 2P Z6 10kA DC | Disjoncteur S200MUC 2P Z6 10kA DC | Sicherungsautomat S200MUC 2P Z6 10kA DC | MCB S200MUC 2P Z6 10kA DC |  | 5.14
2CDS272061R0404 | S202M-C40UC | Active | 4013614433054 | 173.58 | 1 | 1 | stuk | S200MUC | BE31330 | SB (MCB&RCD Cat.B) | stuk | Automaat S200MUC 2P C40 10kA DC | Disjoncteur S200MUC 2P C40 10kA DC | Sicherungsautomat S200MUC 2P C40 10kA DC | MCB S200MUC 2P C40 10kA DC |  | 5.14
2CDS272061R0405 | S202M-B40UC | Active | 4013614432880 | 150.68 | 1 | 1 | stuk | S200MUC | BE31330 | SB (MCB&RCD Cat.B) | stuk | Automaat S200MUC 2P B40 10kA DC | Disjoncteur S200MUC 2P B40 10kA DC | Sicherungsautomat S200MUC 2P B40 10kA DC | MCB S200MUC 2P B40 10kA DC |  | 5.14
2CDS272061R0407 | S202M-K8UC | Active | 4013614433191 | 169.95 | 1 | 1 | stuk | S200MUC | BE31330 | SB (MCB&RCD Cat.B) | stuk | Automaat S200MUC 2P K8 10kA DC | Disjoncteur S200MUC 2P K8 10kA DC | Sicherungsautomat S200MUC 2P K8 10kA DC | MCB S200MUC 2P K8 10kA DC |  | 5.14
2CDS272061R0408 | S202M-Z8UC | Active | 4013614433412 | 182 | 1 | 1 | stuk | S200MUC | BE31330 | SB (MCB&RCD Cat.B) | stuk | Automaat S200MUC 2P Z8 10kA DC | Disjoncteur S200MUC 2P Z8 10kA DC | Sicherungsautomat S200MUC 2P Z8 10kA DC | MCB S200MUC 2P Z8 10kA DC |  | 5.14
2CDS272061R0427 | S202M-K10UC | Active | 4013614433207 | 148.24 | 1 | 1 | stuk | S200MUC | BE31330 | SB (MCB&RCD Cat.B) | stuk | Automaat S200MUC 2P K10 10kA DC | Disjoncteur S200MUC 2P K10 10kA DC | Sicherungsautomat S200MUC 2P K10 10kA DC | MCB S200MUC 2P K10 10kA DC |  | 5.14
2CDS272061R0428 | S202M-Z10UC | Active | 4013614433429 | 159.11 | 1 | 1 | stuk | S200MUC | BE31330 | SB (MCB&RCD Cat.B) | stuk | Automaat S200MUC 2P Z10 10kA DC | Disjoncteur S200MUC 2P Z10 10kA DC | Sicherungsautomat S200MUC 2P Z10 10kA DC | MCB S200MUC 2P Z10 10kA DC |  | 5.14
2CDS272061R0447 | S202M-K13UC | Active | 4013614433214 | 148.24 | 1 | 1 | stuk | S200MUC | BE31330 | SB (MCB&RCD Cat.B) | stuk | Automaat S200MUC 2P K13 10kA DC | Disjoncteur S200MUC 2P K13 10kA DC | Sicherungsautomat S200MUC 2P K13 10kA DC | MCB S200MUC 2P K13 10kA DC |  | 5.14
2CDS272061R0457 | S202M-K15UC | Active | 4013614433221 | 148.24 | 1 | 1 | stuk | S200MUC | BE31330 | SB (MCB&RCD Cat.B) | stuk | Automaat S200MUC 2P K15 10kA DC | Disjoncteur S200MUC 2P K15 10kA DC | Sicherungsautomat S200MUC 2P K15 10kA DC | MCB S200MUC 2P K15 10kA DC |  | 5.14
2CDS272061R0458 | S202M-Z15UC | Active | 4013614433443 | 159.11 | 1 | 1 | stuk | S200MUC | BE31330 | SB (MCB&RCD Cat.B) | stuk | Automaat S200MUC 2P Z15 10kA DC | Disjoncteur S200MUC 2P Z15 10kA DC | Sicherungsautomat S200MUC 2P Z15 10kA DC | MCB S200MUC 2P Z15 10kA DC |  | 5.14
2CDS272061R0467 | S202M-K16UC | Active | 4013614433238 | 148.24 | 1 | 1 | stuk | S200MUC | BE31330 | SB (MCB&RCD Cat.B) | stuk | Automaat S200MUC 2P K16 10kA DC | Disjoncteur S200MUC 2P K16 10kA DC | Sicherungsautomat S200MUC 2P K16 10kA DC | MCB S200MUC 2P K16 10kA DC |  | 5.14
2CDS272061R0468 | S202M-Z16UC | Active | 4013614433450 | 159.11 | 1 | 1 | stuk | S200MUC | BE31330 | SB (MCB&RCD Cat.B) | stuk | Automaat S200MUC 2P Z16 10kA DC | Disjoncteur S200MUC 2P Z16 10kA DC | Sicherungsautomat S200MUC 2P Z16 10kA DC | MCB S200MUC 2P Z16 10kA DC |  | 5.14
2CDS272061R0487 | S202M-K20UC | Active | 4013614433245 | 148.24 | 1 | 1 | stuk | S200MUC | BE31330 | SB (MCB&RCD Cat.B) | stuk | Automaat S200MUC 2P K20 10kA DC | Disjoncteur S200MUC 2P K20 10kA DC | Sicherungsautomat S200MUC 2P K20 10kA DC | MCB S200MUC 2P K20 10kA DC |  | 5.14
2CDS272061R0488 | S202M-Z20UC | Active | 4013614433467 | 159.11 | 1 | 1 | stuk | S200MUC | BE31330 | SB (MCB&RCD Cat.B) | stuk | Automaat S200MUC 2P Z20 10kA DC | Disjoncteur S200MUC 2P Z20 10kA DC | Sicherungsautomat S200MUC 2P Z20 10kA DC | MCB S200MUC 2P Z20 10kA DC |  | 5.14
2CDS272061R0504 | S202M-C50UC | Active | 4013614433061 | 200.08 | 1 | 1 | stuk | S200MUC | BE31330 | SB (MCB&RCD Cat.B) | stuk | Automaat S200MUC 2P C50 10kA DC | Disjoncteur S200MUC 2P C50 10kA DC | Sicherungsautomat S200MUC 2P C50 10kA DC | MCB S200MUC 2P C50 10kA DC |  | 5.14
2CDS272061R0505 | S202M-B50UC | Active | 4013614432897 | 175.98 | 1 | 1 | stuk | S200MUC | BE31330 | SB (MCB&RCD Cat.B) | stuk | Automaat S200MUC 2P B50 10kA DC | Disjoncteur S200MUC 2P B50 10kA DC | Sicherungsautomat S200MUC 2P B50 10kA DC | MCB S200MUC 2P B50 10kA DC |  | 5.14
2CDS272061R0517 | S202M-K25UC | Active | 4013614433252 | 169.95 | 1 | 1 | stuk | S200MUC | BE31330 | SB (MCB&RCD Cat.B) | stuk | Automaat S200MUC 2P K25 10kA DC | Disjoncteur S200MUC 2P K25 10kA DC | Sicherungsautomat S200MUC 2P K25 10kA DC | MCB S200MUC 2P K25 10kA DC |  | 5.14
2CDS272061R0518 | S202M-Z25UC | Active | 4013614433474 | 182 | 1 | 1 | stuk | S200MUC | BE31330 | SB (MCB&RCD Cat.B) | stuk | Automaat S200MUC 2P Z25 10kA DC | Disjoncteur S200MUC 2P Z25 10kA DC | Sicherungsautomat S200MUC 2P Z25 10kA DC | MCB S200MUC 2P Z25 10kA DC |  | 5.14
2CDS272061R0527 | S202M-K30UC | Active | 4013614433269 | 169.95 | 1 | 1 | stuk | S200MUC | BE31330 | SB (MCB&RCD Cat.B) | stuk | Automaat S200MUC 2P K30 10kA DC | Disjoncteur S200MUC 2P K30 10kA DC | Sicherungsautomat S200MUC 2P K30 10kA DC | MCB S200MUC 2P K30 10kA DC |  | 5.14
2CDS272061R0528 | S202M-Z30UC | Active | 4013614433481 | 182 | 1 | 1 | stuk | S200MUC | BE31330 | SB (MCB&RCD Cat.B) | stuk | Automaat S200MUC 2P Z30 10kA DC | Disjoncteur S200MUC 2P Z30 10kA DC | Sicherungsautomat S200MUC 2P Z30 10kA DC | MCB S200MUC 2P Z30 10kA DC |  | 5.14
2CDS272061R0537 | S202M-K32UC | Active | 4013614433276 | 169.95 | 1 | 1 | stuk | S200MUC | BE31330 | SB (MCB&RCD Cat.B) | stuk | Automaat S200MUC 2P K32 10kA DC | Disjoncteur S200MUC 2P K32 10kA DC | Sicherungsautomat S200MUC 2P K32 10kA DC | MCB S200MUC 2P K32 10kA DC |  | 5.14
2CDS272061R0538 | S202M-Z32UC | Active | 4013614433498 | 182 | 1 | 1 | stuk | S200MUC | BE31330 | SB (MCB&RCD Cat.B) | stuk | Automaat S200MUC 2P Z32 10kA DC | Disjoncteur S200MUC 2P Z32 10kA DC | Sicherungsautomat S200MUC 2P Z32 10kA DC | MCB S200MUC 2P Z32 10kA DC |  | 5.14
2CDS272061R0547 | S202M-K35UC | Active | 4013614433283 | 169.95 | 1 | 1 | stuk | S200MUC | BE31330 | SB (MCB&RCD Cat.B) | stuk | Automaat S200MUC 2P K35 10kA DC | Disjoncteur S200MUC 2P K35 10kA DC | Sicherungsautomat S200MUC 2P K35 10kA DC | MCB S200MUC 2P K35 10kA DC |  | 5.14
2CDS272061R0548 | S202M-Z35UC | Active | 4013614433504 | 182 | 1 | 1 | stuk | S200MUC | BE31330 | SB (MCB&RCD Cat.B) | stuk | Automaat S200MUC 2P Z35 10kA DC | Disjoncteur S200MUC 2P Z35 10kA DC | Sicherungsautomat S200MUC 2P Z35 10kA DC | MCB S200MUC 2P Z35 10kA DC |  | 5.14
2CDS272061R0557 | S202M-K40UC | Active | 4013614433290 | 194.05 | 1 | 1 | stuk | S200MUC | BE31330 | SB (MCB&RCD Cat.B) | stuk | Automaat S200MUC 2P K40 10kA DC | Disjoncteur S200MUC 2P K40 10kA DC | Sicherungsautomat S200MUC 2P K40 10kA DC | MCB S200MUC 2P K40 10kA DC |  | 5.14
2CDS272061R0558 | S202M-Z40UC | Active | 4013614433511 | 209.73 | 1 | 1 | stuk | S200MUC | BE31330 | SB (MCB&RCD Cat.B) | stuk | Automaat S200MUC 2P Z40 10kA DC | Disjoncteur S200MUC 2P Z40 10kA DC | Sicherungsautomat S200MUC 2P Z40 10kA DC | MCB S200MUC 2P Z40 10kA DC |  | 5.14
2CDS272061R0577 | S202M-K50UC | Active | 4013614433306 | 225.39 | 1 | 1 | stuk | S200MUC | BE31330 | SB (MCB&RCD Cat.B) | stuk | Automaat S200MUC 2P K50 10kA DC | Disjoncteur S200MUC 2P K50 10kA DC | Sicherungsautomat S200MUC 2P K50 10kA DC | MCB S200MUC 2P K50 10kA DC |  | 5.14
2CDS272061R0578 | S202M-Z50UC | Active | 4013614433528 | 243.47 | 1 | 1 | stuk | S200MUC | BE31330 | SB (MCB&RCD Cat.B) | stuk | Automaat S200MUC 2P Z50 10kA DC | Disjoncteur S200MUC 2P Z50 10kA DC | Sicherungsautomat S200MUC 2P Z50 10kA DC | MCB S200MUC 2P Z50 10kA DC |  | 5.14
2CDS272061R0587 | S202M-K60UC | Active | 4013614433313 | 254.31 | 1 | 1 | stuk | S200MUC | BE31330 | SB (MCB&RCD Cat.B) | stuk | Automaat S200MUC 2P K60 10kA DC | Disjoncteur S200MUC 2P K60 10kA DC | Sicherungsautomat S200MUC 2P K60 10kA DC | MCB S200MUC 2P K60 10kA DC |  | 5.14
2CDS272061R0588 | S202M-Z60UC | Active | 4013614433535 | 269.99 | 1 | 1 | stuk | S200MUC | BE31330 | SB (MCB&RCD Cat.B) | stuk | Automaat S200MUC 2P Z60 10kA DC | Disjoncteur S200MUC 2P Z60 10kA DC | Sicherungsautomat S200MUC 2P Z60 10kA DC | MCB S200MUC 2P Z60 10kA DC |  | 5.14
2CDS272061R0607 | S202M-K63UC | Active | 4013614433320 | 269.99 | 1 | 1 | stuk | S200MUC | BE31330 | SB (MCB&RCD Cat.B) | stuk | Automaat S200MUC 2P K63 10kA DC | Disjoncteur S200MUC 2P K63 10kA DC | Sicherungsautomat S200MUC 2P K63 10kA DC | MCB S200MUC 2P K63 10kA DC |  | 5.14
2CDS272061R0608 | S202M-Z63UC | Active | 4013614433542 | 290.49 | 1 | 1 | stuk | S200MUC | BE31330 | SB (MCB&RCD Cat.B) | stuk | Automaat S200MUC 2P Z63 10kA DC | Disjoncteur S200MUC 2P Z63 10kA DC | Sicherungsautomat S200MUC 2P Z63 10kA DC | MCB S200MUC 2P Z63 10kA DC |  | 5.14
2CDS272061R0634 | S202M-C63UC | Active | 4013614433078 | 241.06 | 1 | 1 | stuk | S200MUC | BE31330 | SB (MCB&RCD Cat.B) | stuk | Automaat S200MUC 2P C63 10kA DC | Disjoncteur S200MUC 2P C63 10kA DC | Sicherungsautomat S200MUC 2P C63 10kA DC | MCB S200MUC 2P C63 10kA DC |  | 5.14
2CDS272061R0635 | S202M-B63UC | Active | 4013614432903 | 213.35 | 1 | 1 | stuk | S200MUC | BE31330 | SB (MCB&RCD Cat.B) | stuk | Automaat S200MUC 2P B63 10kA DC | Disjoncteur S200MUC 2P B63 10kA DC | Sicherungsautomat S200MUC 2P B63 10kA DC | MCB S200MUC 2P B63 10kA DC |  | 5.14
2CDS272061R0974 | S202M-C1,6UC | Active | 4013614432934 | 148.24 | 1 | 1 | stuk | S200MUC | BE31330 | SB (MCB&RCD Cat.B) | stuk | Automaat S200MUC 2P C1 6 10kA DC | Disjoncteur S200MUC 2P C1 6 10kA DC | Sicherungsautomat S200MUC 2P C1 6 10kA DC | MCB S200MUC 2P C1 6 10kA DC |  | 5.14
2CDS272061R0984 | S202M-C0,5UC | Active | 4013614432910 | 148.24 | 1 | 1 | stuk | S200MUC | BE31330 | SB (MCB&RCD Cat.B) | stuk | Automaat S200MUC 2P C0 5 10kA DC | Disjoncteur S200MUC 2P C0 5 10kA DC | Sicherungsautomat S200MUC 2P C0 5 10kA DC | MCB S200MUC 2P C0 5 10kA DC |  | 5.14
2CDS272065R0014 | S202MT-C1UC | Active | 4013614448850 | 178.38 | 1 | 1 | stuk | S200MTUC | BE31330 | SB (MCB&RCD Cat.B) | stuk | Automaat S200M 2P C1 10kA Tractie DC | Disjoncteur S200M 2P C1 10kA traction DC | Sicherungsautomat S200M 2P C1 10kA Tractie DC | MCB S200M 2P C1 10kA traction DC |  | 5.14
2CDS272065R0024 | S202MT-C2UC | Active | 4013614448867 | 178.38 | 1 | 1 | stuk | S200MTUC | BE31330 | SB (MCB&RCD Cat.B) | stuk | Automaat S200M 2P C2 10kA Tractie DC | Disjoncteur S200M 2P C2 10kA traction DC | Sicherungsautomat S200M 2P C2 10kA Tractie DC | MCB S200M 2P C2 10kA traction DC |  | 5.14
2CDS272065R0034 | S202MT-C3UC | Active | 4013614448874 | 178.38 | 1 | 1 | stuk | S200MTUC | BE31330 | SB (MCB&RCD Cat.B) | stuk | Automaat S200M 2P C3 10kA Tractie DC | Disjoncteur S200M 2P C3 10kA traction DC | Sicherungsautomat S200M 2P C3 10kA Tractie DC | MCB S200M 2P C3 10kA traction DC |  | 5.14
2CDS272065R0044 | S202MT-C4UC | Active | 4013614448881 | 178.38 | 1 | 1 | stuk | S200MTUC | BE31330 | SB (MCB&RCD Cat.B) | stuk | Automaat S200M 2P C4 10kA Tractie DC | Disjoncteur S200M 2P C4 10kA traction DC | Sicherungsautomat S200M 2P C4 10kA Tractie DC | MCB S200M 2P C4 10kA traction DC |  | 5.14
2CDS272065R0064 | S202MT-C6UC | Active | 4013614448898 | 178.38 | 1 | 1 | stuk | S200MTUC | BE31330 | SB (MCB&RCD Cat.B) | stuk | Automaat S200M 2P C6 10kA Tractie DC | Disjoncteur S200M 2P C6 10kA traction DC | Sicherungsautomat S200M 2P C6 10kA Tractie DC | MCB S200M 2P C6 10kA traction DC |  | 5.14
2CDS272065R0065 | S202MT-B6UC | Active | 4013614465215 | 156.7 | 1 | 1 | stuk | S200MTUC | BE31330 | SB (MCB&RCD Cat.B) | stuk | Automaat S200M 2P B6 10kA Tractie DC | Disjoncteur S200M 2P B6 10kA traction DC | Sicherungsautomat S200M 2P B6 10kA Tractie DC | MCB S200M 2P B6 10kA traction DC |  | 5.14
2CDS272065R0084 | S202MT-C8UC | Active | 4013614448904 | 178.38 | 1 | 1 | stuk | S200MTUC | BE31330 | SB (MCB&RCD Cat.B) | stuk | Automaat S200M 2P C8 10kA Tractie DC | Disjoncteur S200M 2P C8 10kA traction DC | Sicherungsautomat S200M 2P C8 10kA Tractie DC | MCB S200M 2P C8 10kA traction DC |  | 5.14
2CDS272065R0087 | S202MT-K0,2UC | Active | 4013614448911 | 204.89 | 1 | 1 | stuk | S200MTUC | BE31330 | SB (MCB&RCD Cat.B) | stuk | Automaat S200M 2P K0 2 10kA Tractie DC | Disjoncteur S200M 2P K0 2 10kA traction DC | Sicherungsautomat S200M 2P K0 2 10kA Tractie DC | MCB S200M 2P K0 2 10kA traction DC |  | 5.14
2CDS272065R0104 | S202MT-C10UC | Active | 4013614448928 | 156.7 | 1 | 1 | stuk | S200MTUC | BE31330 | SB (MCB&RCD Cat.B) | stuk | Automaat S200M 2P C10 10kA Tractie DC | Disjoncteur S200M 2P C10 10kA traction DC | Sicherungsautomat S200M 2P C10 10kA Tractie DC | MCB S200M 2P C10 10kA traction DC |  | 5.14
2CDS272065R0105 | S202MT-B10UC | Active | 4013614465222 | 141.03 | 1 | 1 | stuk | S200MTUC | BE31330 | SB (MCB&RCD Cat.B) | stuk | Automaat S200M 2P B10 10kA Tractie DC | Disjoncteur S200M 2P B10 10kA traction DC | Sicherungsautomat S200M 2P B10 10kA Tractie DC | MCB S200M 2P B10 10kA traction DC |  | 5.14
2CDS272065R0117 | S202MT-K0,3UC | Active | 4013614448935 | 204.89 | 1 | 1 | stuk | S200MTUC | BE31330 | SB (MCB&RCD Cat.B) | stuk | Automaat S200M 2P K0 3 10kA Tractie DC | Disjoncteur S200M 2P K0 3 10kA traction DC | Sicherungsautomat S200M 2P K0 3 10kA Tractie DC | MCB S200M 2P K0 3 10kA traction DC |  | 5.14
2CDS272065R0134 | S202MT-C13UC | Active | 4013614448942 | 156.7 | 1 | 1 | stuk | S200MTUC | BE31330 | SB (MCB&RCD Cat.B) | stuk | Automaat S200M 2P C13 10kA Tractie DC | Disjoncteur S200M 2P C13 10kA traction DC | Sicherungsautomat S200M 2P C13 10kA Tractie DC | MCB S200M 2P C13 10kA traction DC |  | 5.14
2CDS272065R0135 | S202MT-B13UC | Active | 4013614465239 | 141.03 | 1 | 1 | stuk | S200MTUC | BE31330 | SB (MCB&RCD Cat.B) | stuk | Automaat S200M 2P B13 10kA Tractie DC | Disjoncteur S200M 2P B13 10kA traction DC | Sicherungsautomat S200M 2P B13 10kA Tractie DC | MCB S200M 2P B13 10kA traction DC |  | 5.14
2CDS272065R0157 | S202MT-K0,5UC | Active | 4013614448959 | 204.89 | 1 | 1 | stuk | S200MTUC | BE31330 | SB (MCB&RCD Cat.B) | stuk | Automaat S200M 2P K0 5 10kA Tractie DC | Disjoncteur S200M 2P K0 5 10kA traction DC | Sicherungsautomat S200M 2P K0 5 10kA Tractie DC | MCB S200M 2P K0 5 10kA traction DC |  | 5.14
2CDS272065R0158 | S202MT-Z0,5UC | Active | 4013614448966 | 219.38 | 1 | 1 | stuk | S200MTUC | BE31330 | SB (MCB&RCD Cat.B) | stuk | Automaat S200M 2P Z0 5 10kA Tractie DC | Disjoncteur S200M 2P Z0 5 10kA traction DC | Sicherungsautomat S200M 2P Z0 5 10kA Tractie DC | MCB S200M 2P Z0 5 10kA traction DC |  | 5.14
2CDS272065R0164 | S202MT-C16UC | Active | 4013614448973 | 156.7 | 1 | 1 | stuk | S200MTUC | BE31330 | SB (MCB&RCD Cat.B) | stuk | Automaat S200M 2P C16 10kA Tractie DC | Disjoncteur S200M 2P C16 10kA traction DC | Sicherungsautomat S200M 2P C16 10kA Tractie DC | MCB S200M 2P C16 10kA traction DC |  | 5.14
2CDS272065R0165 | S202MT-B16UC | Active | 4013614465246 | 141.03 | 1 | 1 | stuk | S200MTUC | BE31330 | SB (MCB&RCD Cat.B) | stuk | Automaat S200M 2P B16 10kA Tractie DC | Disjoncteur S200M 2P B16 10kA traction DC | Sicherungsautomat S200M 2P B16 10kA Tractie DC | MCB S200M 2P B16 10kA traction DC |  | 5.14
2CDS272065R0187 | S202MT-K0,75UC | Active | 4013614448980 | 204.89 | 1 | 1 | stuk | S200MTUC | BE31330 | SB (MCB&RCD Cat.B) | stuk | Automaat S200M 2P K0 75 10kA Tractie DC | Disjoncteur S200M 2P K0 75 10kA traction DC | Sicherungsautomat S200M 2P K0 75 10kA Tractie DC | MCB S200M 2P K0 75 10kA traction DC |  | 5.14
2CDS272065R0204 | S202MT-C20UC | Active | 4013614448997 | 156.7 | 1 | 1 | stuk | S200MTUC | BE31330 | SB (MCB&RCD Cat.B) | stuk | Automaat S200M 2P C20 10kA Tractie DC | Disjoncteur S200M 2P C20 10kA traction DC | Sicherungsautomat S200M 2P C20 10kA Tractie DC | MCB S200M 2P C20 10kA traction DC |  | 5.14
2CDS272065R0205 | S202MT-B20UC | Active | 4013614465253 | 141.03 | 1 | 1 | stuk | S200MTUC | BE31330 | SB (MCB&RCD Cat.B) | stuk | Automaat S200M 2P B20 10kA Tractie DC | Disjoncteur S200M 2P B20 10kA traction DC | Sicherungsautomat S200M 2P B20 10kA Tractie DC | MCB S200M 2P B20 10kA traction DC |  | 5.14
2CDS272065R0217 | S202MT-K1UC | Active | 4013614449000 | 204.89 | 1 | 1 | stuk | S200MTUC | BE31330 | SB (MCB&RCD Cat.B) | stuk | Automaat S200M 2P K1 10kA Tractie DC | Disjoncteur S200M 2P K1 10kA traction DC | Sicherungsautomat S200M 2P K1 10kA Tractie DC | MCB S200M 2P K1 10kA traction DC |  | 5.14
2CDS272065R0218 | S202MT-Z1UC | Active | 4013614449017 | 219.38 | 1 | 1 | stuk | S200MTUC | BE31330 | SB (MCB&RCD Cat.B) | stuk | Automaat S200M 2P Z1 10kA Tractie DC | Disjoncteur S200M 2P Z1 10kA traction DC | Sicherungsautomat S200M 2P Z1 10kA Tractie DC | MCB S200M 2P Z1 10kA traction DC |  | 5.14
2CDS272065R0254 | S202MT-C25UC | Active | 4013614449024 | 178.38 | 1 | 1 | stuk | S200MTUC | BE31330 | SB (MCB&RCD Cat.B) | stuk | Automaat S200M 2P C25 10kA Tractie DC | Disjoncteur S200M 2P C25 10kA traction DC | Sicherungsautomat S200M 2P C25 10kA Tractie DC | MCB S200M 2P C25 10kA traction DC |  | 5.14
2CDS272065R0255 | S202MT-B25UC | Active | 4013614465260 | 156.7 | 1 | 1 | stuk | S200MTUC | BE31330 | SB (MCB&RCD Cat.B) | stuk | Automaat S200M 2P B25 10kA Tractie DC | Disjoncteur S200M 2P B25 10kA traction DC | Sicherungsautomat S200M 2P B25 10kA Tractie DC | MCB S200M 2P B25 10kA traction DC |  | 5.14
2CDS272065R0257 | S202MT-K1,6UC | Active | 4013614449031 | 204.89 | 1 | 1 | stuk | S200MTUC | BE31330 | SB (MCB&RCD Cat.B) | stuk | Automaat S200M 2P K1 6 10kA Tractie DC | Disjoncteur S200M 2P K1 6 10kA traction DC | Sicherungsautomat S200M 2P K1 6 10kA Tractie DC | MCB S200M 2P K1 6 10kA traction DC |  | 5.14
2CDS272065R0258 | S202MT-Z1,6UC | Active | 4013614449048 | 219.38 | 1 | 1 | stuk | S200MTUC | BE31330 | SB (MCB&RCD Cat.B) | stuk | Automaat S200M 2P Z1 6 10kA Tractie DC | Disjoncteur S200M 2P Z1 6 10kA traction DC | Sicherungsautomat S200M 2P Z1 6 10kA Tractie DC | MCB S200M 2P Z1 6 10kA traction DC |  | 5.14
2CDS272065R0277 | S202MT-K2UC | Active | 4013614449055 | 204.89 | 1 | 1 | stuk | S200MTUC | BE31330 | SB (MCB&RCD Cat.B) | stuk | Automaat S200M 2P K2 10kA Tractie DC | Disjoncteur S200M 2P K2 10kA traction DC | Sicherungsautomat S200M 2P K2 10kA Tractie DC | MCB S200M 2P K2 10kA traction DC |  | 5.14
2CDS272065R0278 | S202MT-Z2UC | Active | 4013614449062 | 219.38 | 1 | 1 | stuk | S200MTUC | BE31330 | SB (MCB&RCD Cat.B) | stuk | Automaat S200M 2P Z2 10kA Tractie DC | Disjoncteur S200M 2P Z2 10kA traction DC | Sicherungsautomat S200M 2P Z2 10kA Tractie DC | MCB S200M 2P Z2 10kA traction DC |  | 5.14
2CDS272065R0317 | S202MT-K3UC | Active | 4013614449079 | 175.98 | 1 | 1 | stuk | S200MTUC | BE31330 | SB (MCB&RCD Cat.B) | stuk | Automaat S200M 2P K3 10kA Tractie DC | Disjoncteur S200M 2P K3 10kA traction DC | Sicherungsautomat S200M 2P K3 10kA Tractie DC | MCB S200M 2P K3 10kA traction DC |  | 5.14
2CDS272065R0318 | S202MT-Z3UC | Active | 4013614449086 | 219.38 | 1 | 1 | stuk | S200MTUC | BE31330 | SB (MCB&RCD Cat.B) | stuk | Automaat S200M 2P Z3 10kA Tractie DC | Disjoncteur S200M 2P Z3 10kA traction DC | Sicherungsautomat S200M 2P Z3 10kA Tractie DC | MCB S200M 2P Z3 10kA traction DC |  | 5.14
2CDS272065R0324 | S202MT-C32UC | Active | 4013614449093 | 178.38 | 1 | 1 | stuk | S200MTUC | BE31330 | SB (MCB&RCD Cat.B) | stuk | Automaat S200M 2P C32 10kA Tractie DC | Disjoncteur S200M 2P C32 10kA traction DC | Sicherungsautomat S200M 2P C32 10kA Tractie DC | MCB S200M 2P C32 10kA traction DC |  | 5.14
2CDS272065R0325 | S202MT-B32UC | Active | 4013614465277 | 156.7 | 1 | 1 | stuk | S200MTUC | BE31330 | SB (MCB&RCD Cat.B) | stuk | Automaat S200M 2P B32 10kA Tractie DC | Disjoncteur S200M 2P B32 10kA traction DC | Sicherungsautomat S200M 2P B32 10kA Tractie DC | MCB S200M 2P B32 10kA traction DC |  | 5.14
2CDS272065R0337 | S202MT-K4UC | Active | 4013614449109 | 204.89 | 1 | 1 | stuk | S200MTUC | BE31330 | SB (MCB&RCD Cat.B) | stuk | Automaat S200M 2P K4 10kA Tractie DC | Disjoncteur S200M 2P K4 10kA traction DC | Sicherungsautomat S200M 2P K4 10kA Tractie DC | MCB S200M 2P K4 10kA traction DC |  | 5.14
2CDS272065R0338 | S202MT-Z4UC | Active | 4013614449116 | 219.38 | 1 | 1 | stuk | S200MTUC | BE31330 | SB (MCB&RCD Cat.B) | stuk | Automaat S200M 2P Z4 10kA Tractie DC | Disjoncteur S200M 2P Z4 10kA traction DC | Sicherungsautomat S200M 2P Z4 10kA Tractie DC | MCB S200M 2P Z4 10kA traction DC |  | 5.14
2CDS272065R0357 | S202MT-K5UC | Active | 4013614449123 | 204.89 | 1 | 1 | stuk | S200MTUC | BE31330 | SB (MCB&RCD Cat.B) | stuk | Automaat S200M 2P K5 10kA Tractie DC | Disjoncteur S200M 2P K5 10kA traction DC | Sicherungsautomat S200M 2P K5 10kA Tractie DC | MCB S200M 2P K5 10kA traction DC |  | 5.14
2CDS272065R0358 | S202MT-Z5UC | Active | 4013614449130 | 219.38 | 1 | 1 | stuk | S200MTUC | BE31330 | SB (MCB&RCD Cat.B) | stuk | Automaat S200M 2P Z5 10kA Tractie DC | Disjoncteur S200M 2P Z5 10kA traction DC | Sicherungsautomat S200M 2P Z5 10kA Tractie DC | MCB S200M 2P Z5 10kA traction DC |  | 5.14
2CDS272065R0377 | S202MT-K6UC | Active | 4013614449147 | 175.98 | 1 | 1 | stuk | S200MTUC | BE31330 | SB (MCB&RCD Cat.B) | stuk | Automaat S200M 2P K6 10kA Tractie DC | Disjoncteur S200M 2P K6 10kA traction DC | Sicherungsautomat S200M 2P K6 10kA Tractie DC | MCB S200M 2P K6 10kA traction DC |  | 5.14
2CDS272065R0378 | S202MT-Z6UC | Active | 4013614449154 | 219.38 | 1 | 1 | stuk | S200MTUC | BE31330 | SB (MCB&RCD Cat.B) | stuk | Automaat S200M 2P Z6 10kA Tractie DC | Disjoncteur S200M 2P Z6 10kA traction DC | Sicherungsautomat S200M 2P Z6 10kA Tractie DC | MCB S200M 2P Z6 10kA traction DC |  | 5.14
2CDS272065R0404 | S202MT-C40UC | Active | 4013614449161 | 207.3 | 1 | 1 | stuk | S200MTUC | BE31330 | SB (MCB&RCD Cat.B) | stuk | Automaat S200M 2P C40 10kA Tractie DC | Disjoncteur S200M 2P C40 10kA traction DC | Sicherungsautomat S200M 2P C40 10kA Tractie DC | MCB S200M 2P C40 10kA traction DC |  | 5.14
2CDS272065R0405 | S202MT-B40UC | Active | 4013614465284 | 182 | 1 | 1 | stuk | S200MTUC | BE31330 | SB (MCB&RCD Cat.B) | stuk | Automaat S200M 2P B40 10kA Tractie DC | Disjoncteur S200M 2P B40 10kA traction DC | Sicherungsautomat S200M 2P B40 10kA Tractie DC | MCB S200M 2P B40 10kA traction DC |  | 5.14
2CDS272065R0407 | S202MT-K8UC | Active | 4013614449178 | 204.89 | 1 | 1 | stuk | S200MTUC | BE31330 | SB (MCB&RCD Cat.B) | stuk | Automaat S200M 2P K8 10kA Tractie DC | Disjoncteur S200M 2P K8 10kA traction DC | Sicherungsautomat S200M 2P K8 10kA Tractie DC | MCB S200M 2P K8 10kA traction DC |  | 5.14
2CDS272065R0408 | S202MT-Z8UC | Active | 4013614449185 | 219.38 | 1 | 1 | stuk | S200MTUC | BE31330 | SB (MCB&RCD Cat.B) | stuk | Automaat S200M 2P Z8 10kA Tractie DC | Disjoncteur S200M 2P Z8 10kA traction DC | Sicherungsautomat S200M 2P Z8 10kA Tractie DC | MCB S200M 2P Z8 10kA traction DC |  | 5.14
2CDS272065R0427 | S202MT-K10UC | Active | 4013614449192 | 178.38 | 1 | 1 | stuk | S200MTUC | BE31330 | SB (MCB&RCD Cat.B) | stuk | Automaat S200M 2P K10 10kA Tractie DC | Disjoncteur S200M 2P K10 10kA traction DC | Sicherungsautomat S200M 2P K10 10kA Tractie DC | MCB S200M 2P K10 10kA traction DC |  | 5.14
2CDS272065R0428 | S202MT-Z10UC | Active | 4013614449208 | 189.23 | 1 | 1 | stuk | S200MTUC | BE31330 | SB (MCB&RCD Cat.B) | stuk | Automaat S200M 2P Z10 10kA Tractie DC | Disjoncteur S200M 2P Z10 10kA traction DC | Sicherungsautomat S200M 2P Z10 10kA Tractie DC | MCB S200M 2P Z10 10kA traction DC |  | 5.14
2CDS272065R0447 | S202MT-K13UC | Active | 4013614449215 | 178.38 | 1 | 1 | stuk | S200MTUC | BE31330 | SB (MCB&RCD Cat.B) | stuk | Automaat S200M 2P K13 10kA Tractie DC | Disjoncteur S200M 2P K13 10kA traction DC | Sicherungsautomat S200M 2P K13 10kA Tractie DC | MCB S200M 2P K13 10kA traction DC |  | 5.14
2CDS272065R0457 | S202MT-K15UC | Active | 4013614449239 | 178.38 | 1 | 1 | stuk | S200MTUC | BE31330 | SB (MCB&RCD Cat.B) | stuk | Automaat S200M 2P K15 10kA Tractie DC | Disjoncteur S200M 2P K15 10kA traction DC | Sicherungsautomat S200M 2P K15 10kA Tractie DC | MCB S200M 2P K15 10kA traction DC |  | 5.14
2CDS272065R0458 | S202MT-Z15UC | Active | 4013614449246 | 189.23 | 1 | 1 | stuk | S200MTUC | BE31330 | SB (MCB&RCD Cat.B) | stuk | Automaat S200M 2P Z15 10kA Tractie DC | Disjoncteur S200M 2P Z15 10kA traction DC | Sicherungsautomat S200M 2P Z15 10kA Tractie DC | MCB S200M 2P Z15 10kA traction DC |  | 5.14
2CDS272065R0467 | S202MT-K16UC | Active | 4013614449253 | 178.38 | 1 | 1 | stuk | S200MTUC | BE31330 | SB (MCB&RCD Cat.B) | stuk | Automaat S200M 2P K16 10kA Tractie DC | Disjoncteur S200M 2P K16 10kA traction DC | Sicherungsautomat S200M 2P K16 10kA Tractie DC | MCB S200M 2P K16 10kA traction DC |  | 5.14
2CDS272065R0468 | S202MT-Z16UC | Active | 4013614449260 | 189.23 | 1 | 1 | stuk | S200MTUC | BE31330 | SB (MCB&RCD Cat.B) | stuk | Automaat S200M 2P Z16 10kA Tractie DC | Disjoncteur S200M 2P Z16 10kA traction DC | Sicherungsautomat S200M 2P Z16 10kA Tractie DC | MCB S200M 2P Z16 10kA traction DC |  | 5.14
2CDS272065R0487 | S202MT-K20UC | Active | 4013614449277 | 178.38 | 1 | 1 | stuk | S200MTUC | BE31330 | SB (MCB&RCD Cat.B) | stuk | Automaat S200M 2P K20 10kA Tractie DC | Disjoncteur S200M 2P K20 10kA traction DC | Sicherungsautomat S200M 2P K20 10kA Tractie DC | MCB S200M 2P K20 10kA traction DC |  | 5.14
2CDS272065R0488 | S202MT-Z20UC | Active | 4013614449284 | 189.23 | 1 | 1 | stuk | S200MTUC | BE31330 | SB (MCB&RCD Cat.B) | stuk | Automaat S200M 2P Z20 10kA Tractie DC | Disjoncteur S200M 2P Z20 10kA traction DC | Sicherungsautomat S200M 2P Z20 10kA Tractie DC | MCB S200M 2P Z20 10kA traction DC |  | 5.14
2CDS272065R0504 | S202MT-C50UC | Active | 4013614449291 | 237.45 | 1 | 1 | stuk | S200MTUC | BE31330 | SB (MCB&RCD Cat.B) | stuk | Automaat S200M 2P C50 10kA Tractie DC | Disjoncteur S200M 2P C50 10kA traction DC | Sicherungsautomat S200M 2P C50 10kA Tractie DC | MCB S200M 2P C50 10kA traction DC |  | 5.14
2CDS272065R0505 | S202MT-B50UC | Active | 4013614465291 | 210.95 | 1 | 1 | stuk | S200MTUC | BE31330 | SB (MCB&RCD Cat.B) | stuk | Automaat S200M 2P B50 10kA Tractie DC | Disjoncteur S200M 2P B50 10kA traction DC | Sicherungsautomat S200M 2P B50 10kA Tractie DC | MCB S200M 2P B50 10kA traction DC |  | 5.14
2CDS272065R0517 | S202MT-K25UC | Active | 4013614449307 | 204.89 | 1 | 1 | stuk | S200MTUC | BE31330 | SB (MCB&RCD Cat.B) | stuk | Automaat S200M 2P K25 10kA Tractie DC | Disjoncteur S200M 2P K25 10kA traction DC | Sicherungsautomat S200M 2P K25 10kA Tractie DC | MCB S200M 2P K25 10kA traction DC |  | 5.14
2CDS272065R0518 | S202MT-Z25UC | Active | 4013614449314 | 219.38 | 1 | 1 | stuk | S200MTUC | BE31330 | SB (MCB&RCD Cat.B) | stuk | Automaat S200M 2P Z25 10kA Tractie DC | Disjoncteur S200M 2P Z25 10kA traction DC | Sicherungsautomat S200M 2P Z25 10kA Tractie DC | MCB S200M 2P Z25 10kA traction DC |  | 5.14
2CDS272065R0527 | S202MT-K30UC | Active | 4013614449321 | 204.89 | 1 | 1 | stuk | S200MTUC | BE31330 | SB (MCB&RCD Cat.B) | stuk | Automaat S200M 2P K30 10kA Tractie DC | Disjoncteur S200M 2P K30 10kA traction DC | Sicherungsautomat S200M 2P K30 10kA Tractie DC | MCB S200M 2P K30 10kA traction DC |  | 5.14
2CDS272065R0528 | S202MT-Z30UC | Active | 4013614449338 | 219.38 | 1 | 1 | stuk | S200MTUC | BE31330 | SB (MCB&RCD Cat.B) | stuk | Automaat S200M 2P Z30 10kA Tractie DC | Disjoncteur S200M 2P Z30 10kA traction DC | Sicherungsautomat S200M 2P Z30 10kA Tractie DC | MCB S200M 2P Z30 10kA traction DC |  | 5.14
2CDS272065R0537 | S202MT-K32UC | Active | 4013614449345 | 204.89 | 1 | 1 | stuk | S200MTUC | BE31330 | SB (MCB&RCD Cat.B) | stuk | Automaat S200M 2P K32 10kA Tractie DC | Disjoncteur S200M 2P K32 10kA traction DC | Sicherungsautomat S200M 2P K32 10kA Tractie DC | MCB S200M 2P K32 10kA traction DC |  | 5.14
2CDS272065R0538 | S202MT-Z32UC | Active | 4013614449352 | 219.38 | 1 | 1 | stuk | S200MTUC | BE31330 | SB (MCB&RCD Cat.B) | stuk | Automaat S200M 2P Z32 10kA Tractie DC | Disjoncteur S200M 2P Z32 10kA traction DC | Sicherungsautomat S200M 2P Z32 10kA Tractie DC | MCB S200M 2P Z32 10kA traction DC |  | 5.14
2CDS272065R0547 | S202MT-K35UC | Active | 4013614449369 | 204.89 | 1 | 1 | stuk | S200MTUC | BE31330 | SB (MCB&RCD Cat.B) | stuk | Automaat S200M 2P K35 10kA Tractie DC | Disjoncteur S200M 2P K35 10kA traction DC | Sicherungsautomat S200M 2P K35 10kA Tractie DC | MCB S200M 2P K35 10kA traction DC |  | 5.14
2CDS272065R0548 | S202MT-Z35UC | Active | 4013614449376 | 219.38 | 1 | 1 | stuk | S200MTUC | BE31330 | SB (MCB&RCD Cat.B) | stuk | Automaat S200M 2P Z35 10kA Tractie DC | Disjoncteur S200M 2P Z35 10kA traction DC | Sicherungsautomat S200M 2P Z35 10kA Tractie DC | MCB S200M 2P Z35 10kA traction DC |  | 5.14
2CDS272065R0557 | S202MT-K40UC | Active | 4013614449383 | 235.04 | 1 | 1 | stuk | S200MTUC | BE31330 | SB (MCB&RCD Cat.B) | stuk | Automaat S200M 2P K40 10kA Tractie DC | Disjoncteur S200M 2P K40 10kA traction DC | Sicherungsautomat S200M 2P K40 10kA Tractie DC | MCB S200M 2P K40 10kA traction DC |  | 5.14
2CDS272065R0558 | S202MT-Z40UC | Active | 4013614449390 | 251.91 | 1 | 1 | stuk | S200MTUC | BE31330 | SB (MCB&RCD Cat.B) | stuk | Automaat S200M 2P Z40 10kA Tractie DC | Disjoncteur S200M 2P Z40 10kA traction DC | Sicherungsautomat S200M 2P Z40 10kA Tractie DC | MCB S200M 2P Z40 10kA traction DC |  | 5.14
2CDS272065R0577 | S202MT-K50UC | Active | 4013614449406 | 269.99 | 1 | 1 | stuk | S200MTUC | BE31330 | SB (MCB&RCD Cat.B) | stuk | Automaat S200M 2P K50 10kA Tractie DC | Disjoncteur S200M 2P K50 10kA traction DC | Sicherungsautomat S200M 2P K50 10kA Tractie DC | MCB S200M 2P K50 10kA traction DC |  | 5.14
2CDS272065R0578 | S202MT-Z50UC | Active | 4013614449413 | 291.7 | 1 | 1 | stuk | S200MTUC | BE31330 | SB (MCB&RCD Cat.B) | stuk | Automaat S200M 2P Z50 10kA Tractie DC | Disjoncteur S200M 2P Z50 10kA traction DC | Sicherungsautomat S200M 2P Z50 10kA Tractie DC | MCB S200M 2P Z50 10kA traction DC |  | 5.14
2CDS272065R0587 | S202MT-K60UC | Active | 4013614449420 | 303.74 | 1 | 1 | stuk | S200MTUC | BE31330 | SB (MCB&RCD Cat.B) | stuk | Automaat S200M 2P K60 10kA Tractie DC | Disjoncteur S200M 2P K60 10kA traction DC | Sicherungsautomat S200M 2P K60 10kA Tractie DC | MCB S200M 2P K60 10kA traction DC |  | 5.14
2CDS272065R0588 | S202MT-Z60UC | Active | 4013614447570 | 323.01 | 1 | 1 | stuk | S200MTUC | BE31330 | SB (MCB&RCD Cat.B) | stuk | Automaat S200M 2P Z60 10kA Tractie DC | Disjoncteur S200M 2P Z60 10kA traction DC | Sicherungsautomat S200M 2P Z60 10kA Tractie DC | MCB S200M 2P Z60 10kA traction DC |  | 5.14
2CDS272065R0607 | S202MT-K63UC | Active | 4013614447587 | 323.01 | 1 | 1 | stuk | S200MTUC | BE31330 | SB (MCB&RCD Cat.B) | stuk | Automaat S200M 2P K63 10kA Tractie DC | Disjoncteur S200M 2P K63 10kA traction DC | Sicherungsautomat S200M 2P K63 10kA Tractie DC | MCB S200M 2P K63 10kA traction DC |  | 5.14
2CDS272065R0608 | S202MT-Z63UC | Active | 4013614447594 | 347.12 | 1 | 1 | stuk | S200MTUC | BE31330 | SB (MCB&RCD Cat.B) | stuk | Automaat S200M 2P Z63 10kA Tractie DC | Disjoncteur S200M 2P Z63 10kA traction DC | Sicherungsautomat S200M 2P Z63 10kA Tractie DC | MCB S200M 2P Z63 10kA traction DC |  | 5.14
2CDS272065R0634 | S202MT-C63UC | Active | 4013614449437 | 286.86 | 1 | 1 | stuk | S200MTUC | BE31330 | SB (MCB&RCD Cat.B) | stuk | Automaat S200M 2P C63 10kA Tractie DC | Disjoncteur S200M 2P C63 10kA traction DC | Sicherungsautomat S200M 2P C63 10kA Tractie DC | MCB S200M 2P C63 10kA traction DC |  | 5.14
2CDS272065R0635 | S202MT-B63UC | Active | 4013614465307 | 254.31 | 1 | 1 | stuk | S200MTUC | BE31330 | SB (MCB&RCD Cat.B) | stuk | Automaat S200M 2P B63 10kA Tractie DC | Disjoncteur S200M 2P B63 10kA traction DC | Sicherungsautomat S200M 2P B63 10kA Tractie DC | MCB S200M 2P B63 10kA traction DC |  | 5.14
2CDS272065R0974 | S202MT-C1,6UC | Active | 4013614449444 | 178.38 | 1 | 1 | stuk | S200MTUC | BE31330 | SB (MCB&RCD Cat.B) | stuk | Automaat S200M 2P C1 6 10kA Tractie DC | Disjoncteur S200M 2P C1 6 10kA traction DC | Sicherungsautomat S200M 2P C1 6 10kA Tractie DC | MCB S200M 2P C1 6 10kA traction DC |  | 5.14
2CDS272065R0984 | S202MT-C0,5UC | Active | 4013614449451 | 178.38 | 1 | 1 | stuk | S200MTUC | BE31330 | SB (MCB&RCD Cat.B) | stuk | Automaat S200M 2P C0 5 10kA Tractie DC | Disjoncteur S200M 2P C0 5 10kA traction DC | Sicherungsautomat S200M 2P C0 5 10kA Tractie DC | MCB S200M 2P C0 5 10kA traction DC |  | 5.14
2CDS272337R0014 | SU202M-C1 | Active | 4016779930987 | 122.94 | 1 | 1 | stuk | SU200M | BE31330 | SA (Modulair+Plug&Socket) | stuk | Automaat SU200M 2P C1 10kA UL489 | Disjoncteur SU200M 2P C1 10kA UL489 | Sicherungsautomat SU200M 2P C1 10kA UL489 | MCB SU200M 2P C1 10kA UL489 |  | 5.14
2CDS272337R0024 | SU202M-C2 | Active | 4016779931007 | 122.94 | 1 | 1 | stuk | SU200M | BE31330 | SA (Modulair+Plug&Socket) | stuk | Automaat SU200M 2P C2 10kA UL489 | Disjoncteur SU200M 2P C2 10kA UL489 | Sicherungsautomat SU200M 2P C2 10kA UL489 | MCB SU200M 2P C2 10kA UL489 |  | 5.14
2CDS272337R0034 | SU202M-C3 | Active | 4016779931014 | 122.94 | 1 | 1 | stuk | SU200M | BE31330 | SA (Modulair+Plug&Socket) | stuk | Automaat SU200M 2P C3 10kA UL489 | Disjoncteur SU200M 2P C3 10kA UL489 | Sicherungsautomat SU200M 2P C3 10kA UL489 | MCB SU200M 2P C3 10kA UL489 |  | 5.14
2CDS272337R0044 | SU202M-C4 | Active | 4016779931021 | 122.94 | 1 | 1 | stuk | SU200M | BE31330 | SA (Modulair+Plug&Socket) | stuk | Automaat SU200M 2P C4 10kA UL489 | Disjoncteur SU200M 2P C4 10kA UL489 | Sicherungsautomat SU200M 2P C4 10kA UL489 | MCB SU200M 2P C4 10kA UL489 |  | 5.14
2CDS272337R0054 | SU202M-C5 | Active | 4016779931038 | 122.94 | 1 | 1 | stuk | SU200M | BE31330 | SA (Modulair+Plug&Socket) | stuk | Automaat SU200M 2P C5 10kA UL489 | Disjoncteur SU200M 2P C5 10kA UL489 | Sicherungsautomat SU200M 2P C5 10kA UL489 | MCB SU200M 2P C5 10kA UL489 |  | 5.14
2CDS272337R0064 | SU202M-C6 | Active | 4016779931045 | 122.94 | 1 | 1 | stuk | SU200M | BE31330 | SA (Modulair+Plug&Socket) | stuk | Automaat SU200M 2P C6 10kA UL489 | Disjoncteur SU200M 2P C6 10kA UL489 | Sicherungsautomat SU200M 2P C6 10kA UL489 | MCB SU200M 2P C6 10kA UL489 |  | 5.14
2CDS272337R0084 | SU202M-C8 | Active | 4016779931069 | 122.94 | 1 | 1 | stuk | SU200M | BE31330 | SA (Modulair+Plug&Socket) | stuk | Automaat SU200M 2P C8 10kA UL489 | Disjoncteur SU200M 2P C8 10kA UL489 | Sicherungsautomat SU200M 2P C8 10kA UL489 | MCB SU200M 2P C8 10kA UL489 |  | 5.14
2CDS272337R0087 | SU202M-K0,2 | Active | 4016779932585 | 155.49 | 1 | 1 | stuk | SU200M | BE31330 | SA (Modulair+Plug&Socket) | stuk | Automaat SU200M 2P K0 2 10kA UL489 | Disjoncteur SU200M 2P K0 2 10kA UL489 | Sicherungsautomat SU200M 2P K0 2 10kA UL489 | MCB SU200M 2P K0 2 10kA UL489 |  | 5.14
2CDS272337R0104 | SU202M-C10 | Active | 4016779931076 | 102.82 | 1 | 1 | stuk | SU200M | BE31330 | SA (Modulair+Plug&Socket) | stuk | Automaat SU200M 2P C10 10kA UL489 | Disjoncteur SU200M 2P C10 10kA UL489 | Sicherungsautomat SU200M 2P C10 10kA UL489 | MCB SU200M 2P C10 10kA UL489 |  | 5.14
2CDS272337R0117 | SU202M-K0,3 | Active | 4016779932592 | 155.49 | 1 | 1 | stuk | SU200M | BE31330 | SA (Modulair+Plug&Socket) | stuk | Automaat SU200M 2P K0 3 10kA UL489 | Disjoncteur SU200M 2P K0 3 10kA UL489 | Sicherungsautomat SU200M 2P K0 3 10kA UL489 | MCB SU200M 2P K0 3 10kA UL489 |  | 5.14
2CDS272337R0134 | SU202M-C13 | Active | 4016779931083 | 102.82 | 1 | 1 | stuk | SU200M | BE31330 | SA (Modulair+Plug&Socket) | stuk | Automaat SU200M 2P C13 10kA UL489 | Disjoncteur SU200M 2P C13 10kA UL489 | Sicherungsautomat SU200M 2P C13 10kA UL489 | MCB SU200M 2P C13 10kA UL489 |  | 5.14
2CDS272337R0154 | SU202M-C15 | Active | 4016779931090 | 102.82 | 1 | 1 | stuk | SU200M | BE31330 | SA (Modulair+Plug&Socket) | stuk | Automaat SU200M 2P C15 10kA UL489 | Disjoncteur SU200M 2P C15 10kA UL489 | Sicherungsautomat SU200M 2P C15 10kA UL489 | MCB SU200M 2P C15 10kA UL489 |  | 5.14
2CDS272337R0157 | SU202M-K0,5 | Active | 4016779932608 | 155.49 | 1 | 1 | stuk | SU200M | BE31330 | SA (Modulair+Plug&Socket) | stuk | Automaat SU200M 2P K0 5 10kA UL489 | Disjoncteur SU200M 2P K0 5 10kA UL489 | Sicherungsautomat SU200M 2P K0 5 10kA UL489 | MCB SU200M 2P K0 5 10kA UL489 |  | 5.14
2CDS272337R0158 | SU202M-Z0,5 | Active | 4016779933070 | 167.54 | 1 | 1 | stuk | SU200M | BE31330 | SA (Modulair+Plug&Socket) | stuk | Automaat SU200M 2P Z0 5 10kA UL489 | Disjoncteur SU200M 2P Z0 5 10kA UL489 | Sicherungsautomat SU200M 2P Z0 5 10kA UL489 | MCB SU200M 2P Z0 5 10kA UL489 |  | 5.14
2CDS272337R0164 | SU202M-C16 | Active | 4016779931106 | 102.82 | 1 | 1 | stuk | SU200M | BE31330 | SA (Modulair+Plug&Socket) | stuk | Automaat SU200M 2P C16 10kA UL489 | Disjoncteur SU200M 2P C16 10kA UL489 | Sicherungsautomat SU200M 2P C16 10kA UL489 | MCB SU200M 2P C16 10kA UL489 |  | 5.14
2CDS272337R0187 | SU202M-K0,75 | Active | 4016779932615 | 155.49 | 1 | 1 | stuk | SU200M | BE31330 | SA (Modulair+Plug&Socket) | stuk | Automaat SU200M 2P K0 75 10kA UL489 | Disjoncteur SU200M 2P K0 75 10kA UL489 | Sicherungsautomat SU200M 2P K0 75 10kA UL489 | MCB SU200M 2P K0 75 10kA UL489 |  | 5.14
2CDS272337R0204 | SU202M-C20 | Active | 4016779931113 | 118.23 | 1 | 1 | stuk | SU200M | BE31330 | SA (Modulair+Plug&Socket) | stuk | Automaat SU200M 2P C20 10kA UL489 | Disjoncteur SU200M 2P C20 10kA UL489 | Sicherungsautomat SU200M 2P C20 10kA UL489 | MCB SU200M 2P C20 10kA UL489 |  | 5.14
2CDS272337R0217 | SU202M-K1 | Active | 4016779932622 | 155.49 | 1 | 1 | stuk | SU200M | BE31330 | SA (Modulair+Plug&Socket) | stuk | Automaat SU200M 2P K1 10kA UL489 | Disjoncteur SU200M 2P K1 10kA UL489 | Sicherungsautomat SU200M 2P K1 10kA UL489 | MCB SU200M 2P K1 10kA UL489 |  | 5.14
2CDS272337R0218 | SU202M-Z1 | Active | 4016779933087 | 167.54 | 1 | 1 | stuk | SU200M | BE31330 | SA (Modulair+Plug&Socket) | stuk | Automaat SU200M 2P Z1 10kA UL489 | Disjoncteur SU200M 2P Z1 10kA UL489 | Sicherungsautomat SU200M 2P Z1 10kA UL489 | MCB SU200M 2P Z1 10kA UL489 |  | 5.14
2CDS272337R0254 | SU202M-C25 | Active | 4016779931120 | 122.94 | 1 | 1 | stuk | SU200M | BE31330 | SA (Modulair+Plug&Socket) | stuk | Automaat SU200M 2P C25 10kA UL489 | Disjoncteur SU200M 2P C25 10kA UL489 | Sicherungsautomat SU200M 2P C25 10kA UL489 | MCB SU200M 2P C25 10kA UL489 |  | 5.14
2CDS272337R0257 | SU202M-K1,6 | Active | 4016779932639 | 155.49 | 1 | 1 | stuk | SU200M | BE31330 | SA (Modulair+Plug&Socket) | stuk | Automaat SU200M 2P K1 6 10kA UL489 | Disjoncteur SU200M 2P K1 6 10kA UL489 | Sicherungsautomat SU200M 2P K1 6 10kA UL489 | MCB SU200M 2P K1 6 10kA UL489 |  | 5.14
2CDS272337R0258 | SU202M-Z1,6 | Active | 4016779933094 | 167.54 | 1 | 1 | stuk | SU200M | BE31330 | SA (Modulair+Plug&Socket) | stuk | Automaat SU200M 2P Z1 6 10kA UL489 | Disjoncteur SU200M 2P Z1 6 10kA UL489 | Sicherungsautomat SU200M 2P Z1 6 10kA UL489 | MCB SU200M 2P Z1 6 10kA UL489 |  | 5.14
2CDS272337R0277 | SU202M-K2 | Active | 4016779932646 | 155.49 | 1 | 1 | stuk | SU200M | BE31330 | SA (Modulair+Plug&Socket) | stuk | Automaat SU200M 2P K2 10kA UL489 | Disjoncteur SU200M 2P K2 10kA UL489 | Sicherungsautomat SU200M 2P K2 10kA UL489 | MCB SU200M 2P K2 10kA UL489 |  | 5.14
2CDS272337R0278 | SU202M-Z2 | Active | 4016779933100 | 167.54 | 1 | 1 | stuk | SU200M | BE31330 | SA (Modulair+Plug&Socket) | stuk | Automaat SU200M 2P Z2 10kA UL489 | Disjoncteur SU200M 2P Z2 10kA UL489 | Sicherungsautomat SU200M 2P Z2 10kA UL489 | MCB SU200M 2P Z2 10kA UL489 |  | 5.14
2CDS272337R0304 | SU202M-C30 | Active | 4016779931137 | 128.96 | 1 | 1 | stuk | SU200M | BE31330 | SA (Modulair+Plug&Socket) | stuk | Automaat SU200M 2P C30 10kA UL489 | Disjoncteur SU200M 2P C30 10kA UL489 | Sicherungsautomat SU200M 2P C30 10kA UL489 | MCB SU200M 2P C30 10kA UL489 |  | 5.14
2CDS272337R0317 | SU202M-K3 | Active | 4016779932653 | 155.49 | 1 | 1 | stuk | SU200M | BE31330 | SA (Modulair+Plug&Socket) | stuk | Automaat SU200M 2P K3 10kA UL489 | Disjoncteur SU200M 2P K3 10kA UL489 | Sicherungsautomat SU200M 2P K3 10kA UL489 | MCB SU200M 2P K3 10kA UL489 |  | 5.14
2CDS272337R0318 | SU202M-Z3 | Active | 4016779933117 | 167.54 | 1 | 1 | stuk | SU200M | BE31330 | SA (Modulair+Plug&Socket) | stuk | Automaat SU200M 2P Z3 10kA UL489 | Disjoncteur SU200M 2P Z3 10kA UL489 | Sicherungsautomat SU200M 2P Z3 10kA UL489 | MCB SU200M 2P Z3 10kA UL489 |  | 5.14
2CDS272337R0324 | SU202M-C32 | Active | 4016779931144 | 128.96 | 1 | 1 | stuk | SU200M | BE31330 | SA (Modulair+Plug&Socket) | stuk | Automaat SU200M 2P C32 10kA UL489 | Disjoncteur SU200M 2P C32 10kA UL489 | Sicherungsautomat SU200M 2P C32 10kA UL489 | MCB SU200M 2P C32 10kA UL489 |  | 5.14
2CDS272337R0337 | SU202M-K4 | Active | 4016779932660 | 155.49 | 1 | 1 | stuk | SU200M | BE31330 | SA (Modulair+Plug&Socket) | stuk | Automaat SU200M 2P K4 10kA UL489 | Disjoncteur SU200M 2P K4 10kA UL489 | Sicherungsautomat SU200M 2P K4 10kA UL489 | MCB SU200M 2P K4 10kA UL489 |  | 5.14
2CDS272337R0338 | SU202M-Z4 | Active | 4016779933124 | 167.54 | 1 | 1 | stuk | SU200M | BE31330 | SA (Modulair+Plug&Socket) | stuk | Automaat SU200M 2P Z4 10kA UL489 | Disjoncteur SU200M 2P Z4 10kA UL489 | Sicherungsautomat SU200M 2P Z4 10kA UL489 | MCB SU200M 2P Z4 10kA UL489 |  | 5.14
2CDS272337R0354 | SU202M-C35 | Active | 4016779931151 | 133.79 | 1 | 1 | stuk | SU200M | BE31330 | SA (Modulair+Plug&Socket) | stuk | Automaat SU200M 2P C35 10kA UL489 | Disjoncteur SU200M 2P C35 10kA UL489 | Sicherungsautomat SU200M 2P C35 10kA UL489 | MCB SU200M 2P C35 10kA UL489 |  | 5.14
2CDS272337R0357 | SU202M-K5 | Active | 4016779932677 | 155.49 | 1 | 1 | stuk | SU200M | BE31330 | SA (Modulair+Plug&Socket) | stuk | Automaat SU200M 2P K5 10kA UL489 | Disjoncteur SU200M 2P K5 10kA UL489 | Sicherungsautomat SU200M 2P K5 10kA UL489 | MCB SU200M 2P K5 10kA UL489 |  | 5.14
2CDS272337R0358 | SU202M-Z5 | Active | 4016779933131 | 167.54 | 1 | 1 | stuk | SU200M | BE31330 | SA (Modulair+Plug&Socket) | stuk | Automaat SU200M 2P Z5 10kA UL489 | Disjoncteur SU200M 2P Z5 10kA UL489 | Sicherungsautomat SU200M 2P Z5 10kA UL489 | MCB SU200M 2P Z5 10kA UL489 |  | 5.14
2CDS272337R0378 | SU202M-Z6 | Active | 4016779933148 | 167.54 | 1 | 1 | stuk | SU200M | BE31330 | SA (Modulair+Plug&Socket) | stuk | Automaat SU200M 2P Z6 10kA UL489 | Disjoncteur SU200M 2P Z6 10kA UL489 | Sicherungsautomat SU200M 2P Z6 10kA UL489 | MCB SU200M 2P Z6 10kA UL489 |  | 5.14
2CDS272337R0404 | SU202M-C40 | Active | 4016779931168 | 133.79 | 1 | 1 | stuk | SU200M | BE31330 | SA (Modulair+Plug&Socket) | stuk | Automaat SU200M 2P C40 10kA UL489 | Disjoncteur SU200M 2P C40 10kA UL489 | Sicherungsautomat SU200M 2P C40 10kA UL489 | MCB SU200M 2P C40 10kA UL489 |  | 5.14
2CDS272337R0407 | SU202M-K8 | Active | 4016779932707 | 143.42 | 1 | 1 | stuk | SU200M | BE31330 | SA (Modulair+Plug&Socket) | stuk | Automaat SU200M 2P K8 10kA UL489 | Disjoncteur SU200M 2P K8 10kA UL489 | Sicherungsautomat SU200M 2P K8 10kA UL489 | MCB SU200M 2P K8 10kA UL489 |  | 5.14
2CDS272337R0408 | SU202M-Z8 | Active | 4016779933162 | 153.08 | 1 | 1 | stuk | SU200M | BE31330 | SA (Modulair+Plug&Socket) | stuk | Automaat SU200M 2P Z8 10kA UL489 | Disjoncteur SU200M 2P Z8 10kA UL489 | Sicherungsautomat SU200M 2P Z8 10kA UL489 | MCB SU200M 2P Z8 10kA UL489 |  | 5.14
2CDS272337R0427 | SU202M-K10 | Active | 4016779932714 | 143.42 | 1 | 1 | stuk | SU200M | BE31330 | SA (Modulair+Plug&Socket) | stuk | Automaat SU200M 2P K10 10kA UL489 | Disjoncteur SU200M 2P K10 10kA UL489 | Sicherungsautomat SU200M 2P K10 10kA UL489 | MCB SU200M 2P K10 10kA UL489 |  | 5.14
2CDS272337R0428 | SU202M-Z10 | Active | 4016779933179 | 153.08 | 1 | 1 | stuk | SU200M | BE31330 | SA (Modulair+Plug&Socket) | stuk | Automaat SU200M 2P Z10 10kA UL489 | Disjoncteur SU200M 2P Z10 10kA UL489 | Sicherungsautomat SU200M 2P Z10 10kA UL489 | MCB SU200M 2P Z10 10kA UL489 |  | 5.14
2CDS272337R0447 | SU202M-K13 | Active | 4016779932721 | 143.42 | 1 | 1 | stuk | SU200M | BE31330 | SA (Modulair+Plug&Socket) | stuk | Automaat SU200M 2P K13 10kA UL489 | Disjoncteur SU200M 2P K13 10kA UL489 | Sicherungsautomat SU200M 2P K13 10kA UL489 | MCB SU200M 2P K13 10kA UL489 |  | 5.14
2CDS272337R0448 | SU202M-Z13 | Active | 4016779933186 | 153.08 | 1 | 1 | stuk | SU200M | BE31330 | SA (Modulair+Plug&Socket) | stuk | Automaat SU200M 2P Z13 10kA UL489 | Disjoncteur SU200M 2P Z13 10kA UL489 | Sicherungsautomat SU200M 2P Z13 10kA UL489 | MCB SU200M 2P Z13 10kA UL489 |  | 5.14
2CDS272337R0457 | SU202M-K15 | Active | 4016779932738 | 143.42 | 1 | 1 | stuk | SU200M | BE31330 | SA (Modulair+Plug&Socket) | stuk | Automaat SU200M 2P K15 10kA UL489 | Disjoncteur SU200M 2P K15 10kA UL489 | Sicherungsautomat SU200M 2P K15 10kA UL489 | MCB SU200M 2P K15 10kA UL489 |  | 5.14
2CDS272337R0458 | SU202M-Z15 | Active | 4016779933193 | 153.08 | 1 | 1 | stuk | SU200M | BE31330 | SA (Modulair+Plug&Socket) | stuk | Automaat SU200M 2P Z15 10kA UL489 | Disjoncteur SU200M 2P Z15 10kA UL489 | Sicherungsautomat SU200M 2P Z15 10kA UL489 | MCB SU200M 2P Z15 10kA UL489 |  | 5.14
2CDS272337R0467 | SU202M-K16 | Active | 4016779932745 | 190.25 | 1 | 1 | stuk | SU200M | BE31330 | SA (Modulair+Plug&Socket) | stuk | Automaat SU200M 2P K16 10kA UL489 | Disjoncteur SU200M 2P K16 10kA UL489 | Sicherungsautomat SU200M 2P K16 10kA UL489 | MCB SU200M 2P K16 10kA UL489
2CDS272337R0468 | SU202M-Z16 | Active | 4016779933209 | 153.08 | 1 | 1 | stuk | SU200M | BE31330 | SA (Modulair+Plug&Socket) | stuk | Automaat SU200M 2P Z16 10kA UL489 | Disjoncteur SU200M 2P Z16 10kA UL489 | Sicherungsautomat SU200M 2P Z16 10kA UL489 | MCB SU200M 2P Z16 10kA UL489 |  | 5.14
2CDS272337R0487 | SU202M-K20 | Active | 4016779932752 | 143.42 | 1 | 1 | stuk | SU200M | BE31330 | SA (Modulair+Plug&Socket) | stuk | Automaat SU200M 2P K20 10kA UL489 | Disjoncteur SU200M 2P K20 10kA UL489 | Sicherungsautomat SU200M 2P K20 10kA UL489 | MCB SU200M 2P K20 10kA UL489 |  | 5.14
2CDS272337R0488 | SU202M-Z20 | Active | 4016779933216 | 153.08 | 1 | 1 | stuk | SU200M | BE31330 | SA (Modulair+Plug&Socket) | stuk | Automaat SU200M 2P Z20 10kA UL489 | Disjoncteur SU200M 2P Z20 10kA UL489 | Sicherungsautomat SU200M 2P Z20 10kA UL489 | MCB SU200M 2P Z20 10kA UL489 |  | 5.14
2CDS272337R0504 | SU202M-C50 | Active | 4016779931175 | 153.08 | 1 | 1 | stuk | SU200M | BE31330 | SA (Modulair+Plug&Socket) | stuk | Automaat SU200M 2P C50 10kA UL489 | Disjoncteur SU200M 2P C50 10kA UL489 | Sicherungsautomat SU200M 2P C50 10kA UL489 | MCB SU200M 2P C50 10kA UL489 |  | 5.14
2CDS272337R0517 | SU202M-K25 | Active | 4016779932769 | 155.49 | 1 | 1 | stuk | SU200M | BE31330 | SA (Modulair+Plug&Socket) | stuk | Automaat SU200M 2P K25 10kA UL489 | Disjoncteur SU200M 2P K25 10kA UL489 | Sicherungsautomat SU200M 2P K25 10kA UL489 | MCB SU200M 2P K25 10kA UL489 |  | 5.14
2CDS272337R0518 | SU202M-Z25 | Active | 4016779933223 | 167.54 | 1 | 1 | stuk | SU200M | BE31330 | SA (Modulair+Plug&Socket) | stuk | Automaat SU200M 2P Z25 10kA UL489 | Disjoncteur SU200M 2P Z25 10kA UL489 | Sicherungsautomat SU200M 2P Z25 10kA UL489 | MCB SU200M 2P Z25 10kA UL489 |  | 5.14
2CDS272337R0527 | SU202M-K30 | Active | 4016779932776 | 162.72 | 1 | 1 | stuk | SU200M | BE31330 | SA (Modulair+Plug&Socket) | stuk | Automaat SU200M 2P K30 10kA UL489 | Disjoncteur SU200M 2P K30 10kA UL489 | Sicherungsautomat SU200M 2P K30 10kA UL489 | MCB SU200M 2P K30 10kA UL489 |  | 5.14
2CDS272337R0528 | SU202M-Z30 | Active | 4016779933230 | 173.58 | 1 | 1 | stuk | SU200M | BE31330 | SA (Modulair+Plug&Socket) | stuk | Automaat SU200M 2P Z30 10kA UL489 | Disjoncteur SU200M 2P Z30 10kA UL489 | Sicherungsautomat SU200M 2P Z30 10kA UL489 | MCB SU200M 2P Z30 10kA UL489 |  | 5.14
2CDS272337R0537 | SU202M-K32 | Active | 4016779932783 | 162.72 | 1 | 1 | stuk | SU200M | BE31330 | SA (Modulair+Plug&Socket) | stuk | Automaat SU200M 2P K32 10kA UL489 | Disjoncteur SU200M 2P K32 10kA UL489 | Sicherungsautomat SU200M 2P K32 10kA UL489 | MCB SU200M 2P K32 10kA UL489 |  | 5.14
2CDS272337R0538 | SU202M-Z32 | Active | 4016779933247 | 173.58 | 1 | 1 | stuk | SU200M | BE31330 | SA (Modulair+Plug&Socket) | stuk | Automaat SU200M 2P Z32 10kA UL489 | Disjoncteur SU200M 2P Z32 10kA UL489 | Sicherungsautomat SU200M 2P Z32 10kA UL489 | MCB SU200M 2P Z32 10kA UL489 |  | 5.14
2CDS272337R0547 | SU202M-K35 | Active | 4016779932790 | 169.95 | 1 | 1 | stuk | SU200M | BE31330 | SA (Modulair+Plug&Socket) | stuk | Automaat SU200M 2P K35 10kA UL489 | Disjoncteur SU200M 2P K35 10kA UL489 | Sicherungsautomat SU200M 2P K35 10kA UL489 | MCB SU200M 2P K35 10kA UL489 |  | 5.14
2CDS272337R0548 | SU202M-Z35 | Active | 4016779933254 | 180.8 | 1 | 1 | stuk | SU200M | BE31330 | SA (Modulair+Plug&Socket) | stuk | Automaat SU200M 2P Z35 10kA UL489 | Disjoncteur SU200M 2P Z35 10kA UL489 | Sicherungsautomat SU200M 2P Z35 10kA UL489 | MCB SU200M 2P Z35 10kA UL489 |  | 5.14
2CDS272337R0557 | SU202M-K40 | Active | 4016779932806 | 169.95 | 1 | 1 | stuk | SU200M | BE31330 | SA (Modulair+Plug&Socket) | stuk | Automaat SU200M 2P K40 10kA UL489 | Disjoncteur SU200M 2P K40 10kA UL489 | Sicherungsautomat SU200M 2P K40 10kA UL489 | MCB SU200M 2P K40 10kA UL489 |  | 5.14
2CDS272337R0558 | SU202M-Z40 | Active | 4016779933261 | 180.8 | 1 | 1 | stuk | SU200M | BE31330 | SA (Modulair+Plug&Socket) | stuk | Automaat SU200M 2P Z40 10kA UL489 | Disjoncteur SU200M 2P Z40 10kA UL489 | Sicherungsautomat SU200M 2P Z40 10kA UL489 | MCB SU200M 2P Z40 10kA UL489 |  | 5.14
2CDS272337R0577 | SU202M-K50 | Active | 4016779932813 | 192.85 | 1 | 1 | stuk | SU200M | BE31330 | SA (Modulair+Plug&Socket) | stuk | Automaat SU200M 2P K50 10kA UL489 | Disjoncteur SU200M 2P K50 10kA UL489 | Sicherungsautomat SU200M 2P K50 10kA UL489 | MCB SU200M 2P K50 10kA UL489 |  | 5.14
2CDS272337R0578 | SU202M-Z50 | Active | 4016779933278 | 209.73 | 1 | 1 | stuk | SU200M | BE31330 | SA (Modulair+Plug&Socket) | stuk | Automaat SU200M 2P Z50 10kA UL489 | Disjoncteur SU200M 2P Z50 10kA UL489 | Sicherungsautomat SU200M 2P Z50 10kA UL489 | MCB SU200M 2P Z50 10kA UL489 |  | 5.14
2CDS272337R0587 | SU202M-K60 | Active | 4016779932820 | 220.57 | 1 | 1 | stuk | SU200M | BE31330 | SA (Modulair+Plug&Socket) | stuk | Automaat SU200M 2P K60 10kA UL489 | Disjoncteur SU200M 2P K60 10kA UL489 | Sicherungsautomat SU200M 2P K60 10kA UL489 | MCB SU200M 2P K60 10kA UL489 |  | 5.14
2CDS272337R0588 | SU202M-Z60 | Active | 4016779933285 | 235.04 | 1 | 1 | stuk | SU200M | BE31330 | SA (Modulair+Plug&Socket) | stuk | Automaat SU200M 2P Z60 10kA UL489 | Disjoncteur SU200M 2P Z60 10kA UL489 | Sicherungsautomat SU200M 2P Z60 10kA UL489 | MCB SU200M 2P Z60 10kA UL489 |  | 5.14
2CDS272337R0604 | SU202M-C60 | Active | 4016779931182 | 174.78 | 1 | 1 | stuk | SU200M | BE31330 | SA (Modulair+Plug&Socket) | stuk | Automaat SU200M 2P C60 10kA UL489 | Disjoncteur SU200M 2P C60 10kA UL489 | Sicherungsautomat SU200M 2P C60 10kA UL489 | MCB SU200M 2P C60 10kA UL489 |  | 5.14
2CDS272337R0607 | SU202M-K63 | Active | 4016779932837 | 220.57 | 1 | 1 | stuk | SU200M | BE31330 | SA (Modulair+Plug&Socket) | stuk | Automaat SU200M 2P K63 10kA UL489 | Disjoncteur SU200M 2P K63 10kA UL489 | Sicherungsautomat SU200M 2P K63 10kA UL489 | MCB SU200M 2P K63 10kA UL489 |  | 5.14
2CDS272337R0608 | SU202M-Z63 | Active | 4016779933292 | 235.04 | 1 | 1 | stuk | SU200M | BE31330 | SA (Modulair+Plug&Socket) | stuk | Automaat SU200M 2P Z63 10kA UL489 | Disjoncteur SU200M 2P Z63 10kA UL489 | Sicherungsautomat SU200M 2P Z63 10kA UL489 | MCB SU200M 2P Z63 10kA UL489 |  | 5.14
2CDS272337R0634 | SU202M-C63 | Active | 4016779931199 | 174.78 | 1 | 1 | stuk | SU200M | BE31330 | SA (Modulair+Plug&Socket) | stuk | Automaat SU200M 2P C63 10kA UL489 | Disjoncteur SU200M 2P C63 10kA UL489 | Sicherungsautomat SU200M 2P C63 10kA UL489 | MCB SU200M 2P C63 10kA UL489 |  | 5.14
2CDS272337R0974 | SU202M-C1,6 | Active | 4016779930994 | 122.94 | 1 | 1 | stuk | SU200M | BE31330 | SA (Modulair+Plug&Socket) | stuk | Automaat SU200M 2P C1 6 10kA UL489 | Disjoncteur SU200M 2P C1 6 10kA UL489 | Sicherungsautomat SU200M 2P C1 6 10kA UL489 | MCB SU200M 2P C1 6 10kA UL489 |  | 5.14
2CDS272337R0984 | SU202M-C0,5 | Active | 4016779930970 | 122.94 | 1 | 1 | stuk | SU200M | BE31330 | SA (Modulair+Plug&Socket) | stuk | Automaat SU200M 2P C0 5 10kA UL489 | Disjoncteur SU200M 2P C0 5 10kA UL489 | Sicherungsautomat SU200M 2P C0 5 10kA UL489 | MCB SU200M 2P C0 5 10kA UL489 |  | 5.14
2CDS273001R0011 | S203M-D1 | Active | 4016779600897 | 195.26 | 1 | 1 | stuk | S200M | BE31330 | SA (Modulair+Plug&Socket) | stuk | Automaat S200M 3P D1 10kA | Disjoncteur S200M 3P D1 10kA | Sicherungsautomat S200M 3P D1 10kA | MCB S200M 3P D1 10kA |  | 5.14
2CDS273001R0014 | S203M-C1 | Active | 4016779550376 | 97.64 | 1 | 1 | stuk | S200M | BE31330 | SB (MCB&RCD Cat.B) | stuk | Automaat S200M 3P C1 10kA | Disjoncteur S200M 3P C1 10kA | Sicherungsautomat S200M 3P C1 10kA | MCB S200M 3P C1 10kA |  | 5.14
2CDS273001R0021 | S203M-D2 | Active | 4016779600910 | 195.26 | 1 | 1 | stuk | S200M | BE31330 | SA (Modulair+Plug&Socket) | stuk | Automaat S200M 3P D2 10kA | Disjoncteur S200M 3P D2 10kA | Sicherungsautomat S200M 3P D2 10kA | MCB S200M 3P D2 10kA |  | 5.14
2CDS273001R0024 | S203M-C2 | Active | 4016779550383 | 97.64 | 1 | 1 | stuk | S200M | BE31330 | SB (MCB&RCD Cat.B) | stuk | Automaat S200M 3P C2 10kA | Disjoncteur S200M 3P C2 10kA | Sicherungsautomat S200M 3P C2 10kA | MCB S200M 3P C2 10kA |  | 5.14
2CDS273001R0031 | S203M-D3 | Active | 4016779600934 | 195.26 | 1 | 1 | stuk | S200M | BE31330 | SA (Modulair+Plug&Socket) | stuk | Automaat S200M 3P D3 10kA | Disjoncteur S200M 3P D3 10kA | Sicherungsautomat S200M 3P D3 10kA | MCB S200M 3P D3 10kA |  | 5.14
2CDS273001R0034 | S203M-C3 | Active | 4016779550390 | 97.64 | 1 | 1 | stuk | S200M | BE31330 | SB (MCB&RCD Cat.B) | stuk | Automaat S200M 3P C3 10kA | Disjoncteur S200M 3P C3 10kA | Sicherungsautomat S200M 3P C3 10kA | MCB S200M 3P C3 10kA |  | 5.14
2CDS273001R0041 | S203M-D4 | Active | 4016779600958 | 195.26 | 1 | 1 | stuk | S200M | BE31330 | SA (Modulair+Plug&Socket) | stuk | Automaat S200M 3P D4 10kA | Disjoncteur S200M 3P D4 10kA | Sicherungsautomat S200M 3P D4 10kA | MCB S200M 3P D4 10kA |  | 5.14
2CDS273001R0044 | S203M-C4 | Active | 4016779550406 | 97.64 | 1 | 1 | stuk | S200M | BE31330 | SB (MCB&RCD Cat.B) | stuk | Automaat S200M 3P C4 10kA | Disjoncteur S200M 3P C4 10kA | Sicherungsautomat S200M 3P C4 10kA | MCB S200M 3P C4 10kA |  | 5.14
2CDS273001R0061 | S203M-D6 | Active | 4016779600972 | 195.26 | 1 | 1 | stuk | S200M | BE31330 | SA (Modulair+Plug&Socket) | stuk | Automaat S200M 3P D6 10kA | Disjoncteur S200M 3P D6 10kA | Sicherungsautomat S200M 3P D6 10kA | MCB S200M 3P D6 10kA |  | 5.14
2CDS273001R0064 | S203M-C6 | Active | 4016779550413 | 97.64 | 1 | 1 | stuk | S200M | BE31330 | SB (MCB&RCD Cat.B) | stuk | Automaat S200M 3P C6 10kA | Disjoncteur S200M 3P C6 10kA | Sicherungsautomat S200M 3P C6 10kA | MCB S200M 3P C6 10kA |  | 5.14
2CDS273001R0065 | S203M-B6 | Active | 4016779549660 | 89.06 | 1 | 1 | stuk | S200M | BE31330 | SB (MCB&RCD Cat.B) | stuk | Automaat S200M 3P B6 10kA | Disjoncteur S200M 3P B6 10kA | Sicherungsautomat S200M 3P B6 10kA | MCB S200M 3P B6 10kA |  | 5.14
2CDS273001R0081 | S203M-D8 | Active | 4016779600989 | 195.26 | 1 | 1 | stuk | S200M | BE31330 | SA (Modulair+Plug&Socket) | stuk | Automaat S200M 3P D8 10kA | Disjoncteur S200M 3P D8 10kA | Sicherungsautomat S200M 3P D8 10kA | MCB S200M 3P D8 10kA |  | 5.14
2CDS273001R0084 | S203M-C8 | Active | 4016779550420 | 97.64 | 1 | 1 | stuk | S200M | BE31330 | SB (MCB&RCD Cat.B) | stuk | Automaat S200M 3P C8 10kA | Disjoncteur S200M 3P C8 10kA | Sicherungsautomat S200M 3P C8 10kA | MCB S200M 3P C8 10kA |  | 5.14
2CDS273001R0101 | S203M-D10 | Active | 4016779601009 | 201.29 | 1 | 1 | stuk | S200M | BE31330 | SB (MCB&RCD Cat.B) | stuk | Automaat S200M 3P D10 10kA | Disjoncteur S200M 3P D10 10kA | Sicherungsautomat S200M 3P D10 10kA | MCB S200M 3P D10 10kA |  | 5.14
2CDS273001R0104 | S203M-C10 | Active | 4016779550437 | 81.36 | 1 | 1 | stuk | S200M | BE31330 | SB (MCB&RCD Cat.B) | stuk | Automaat S200M 3P C10 10kA | Disjoncteur S200M 3P C10 10kA | Sicherungsautomat S200M 3P C10 10kA | MCB S200M 3P C10 10kA |  | 5.14
2CDS273001R0105 | S203M-B10 | Active | 4016779549677 | 89.06 | 1 | 1 | stuk | S200M | BE31330 | SB (MCB&RCD Cat.B) | stuk | Automaat S200M 3P B10 10kA | Disjoncteur S200M 3P B10 10kA | Sicherungsautomat S200M 3P B10 10kA | MCB S200M 3P B10 10kA |  | 5.14
2CDS273001R0131 | S203M-D13 | Active | 4016779663281 | 326.15 | 1 | 1 | stuk | S200M | BE31330 | SA (Modulair+Plug&Socket) | stuk | Automaat S200M 3P D13 10kA | Disjoncteur S200M 3P D13 10kA | Sicherungsautomat S200M 3P D13 10kA | MCB S200M 3P D13 10kA |  | 5.14
2CDS273001R0134 | S203M-C13 | Active | 4016779550444 | 79.77 | 1 | 1 | stuk | S200M | BE31330 | SB (MCB&RCD Cat.B) | stuk | Automaat S200M 3P C13 10kA | Disjoncteur S200M 3P C13 10kA | Sicherungsautomat S200M 3P C13 10kA | MCB S200M 3P C13 10kA |  | 5.14
2CDS273001R0135 | S203M-B13 | Active | 4016779549684 | 89.06 | 1 | 1 | stuk | S200M | BE31330 | SB (MCB&RCD Cat.B) | stuk | Automaat S200M 3P B13 10kA | Disjoncteur S200M 3P B13 10kA | Sicherungsautomat S200M 3P B13 10kA | MCB S200M 3P B13 10kA |  | 5.14
2CDS273001R0157 | S203M-K0,5 | Active | 4016779601016 | 191.65 | 1 | 1 | stuk | S200M | BE31330 | SA (Modulair+Plug&Socket) | stuk | Automaat S200M 3P K0 5 10kA | Disjoncteur S200M 3P K0 5 10kA | Sicherungsautomat S200M 3P K0 5 10kA | MCB S200M 3P K0 5 10kA |  | 5.14
2CDS273001R0158 | S203M-Z0,5 | Active | 4016779601023 | 208.52 | 1 | 1 | stuk | S200M | BE31330 | SA (Modulair+Plug&Socket) | stuk | Automaat S200M 3P Z0 5 10kA | Disjoncteur S200M 3P Z0 5 10kA | Sicherungsautomat S200M 3P Z0 5 10kA | MCB S200M 3P Z0 5 10kA |  | 5.14
2CDS273001R0161 | S203M-D16 | Active | 4016779601030 | 148.24 | 1 | 1 | stuk | S200M | BE31330 | SA (Modulair+Plug&Socket) | stuk | Automaat S200M 3P D16 10kA | Disjoncteur S200M 3P D16 10kA | Sicherungsautomat S200M 3P D16 10kA | MCB S200M 3P D16 10kA |  | 5.14
2CDS273001R0164 | S203M-C16 | Active | 4016779550451 | 81.36 | 1 | 1 | stuk | S200M | BE31330 | SB (MCB&RCD Cat.B) | stuk | Automaat S200M 3P C16 10kA | Disjoncteur S200M 3P C16 10kA | Sicherungsautomat S200M 3P C16 10kA | MCB S200M 3P C16 10kA |  | 5.14
2CDS273001R0165 | S203M-B16 | Active | 4016779549691 | 89.06 | 1 | 1 | stuk | S200M | BE31330 | SB (MCB&RCD Cat.B) | stuk | Automaat S200M 3P B16 10kA | Disjoncteur S200M 3P B16 10kA | Sicherungsautomat S200M 3P B16 10kA | MCB S200M 3P B16 10kA |  | 5.14
2CDS273001R0201 | S203M-D20 | Active | 4016779601047 | 157.94 | 1 | 1 | stuk | S200M | BE31330 | SA (Modulair+Plug&Socket) | stuk | Automaat S200M 3P D20 10kA | Disjoncteur S200M 3P D20 10kA | Sicherungsautomat S200M 3P D20 10kA | MCB S200M 3P D20 10kA |  | 5.14
2CDS273001R0204 | S203M-C20 | Active | 4016779550468 | 83.28 | 1 | 1 | stuk | S200M | BE31330 | SB (MCB&RCD Cat.B) | stuk | Automaat S200M 3P C20 10kA | Disjoncteur S200M 3P C20 10kA | Sicherungsautomat S200M 3P C20 10kA | MCB S200M 3P C20 10kA |  | 5.14
2CDS273001R0205 | S203M-B20 | Active | 4016779549707 | 89.06 | 1 | 1 | stuk | S200M | BE31330 | SB (MCB&RCD Cat.B) | stuk | Automaat S200M 3P B20 10kA | Disjoncteur S200M 3P B20 10kA | Sicherungsautomat S200M 3P B20 10kA | MCB S200M 3P B20 10kA |  | 5.14
2CDS273001R0217 | S203M-K1 | Active | 4016779601054 | 191.65 | 1 | 1 | stuk | S200M | BE31330 | SA (Modulair+Plug&Socket) | stuk | Automaat S200M 3P K1 10kA | Disjoncteur S200M 3P K1 10kA | Sicherungsautomat S200M 3P K1 10kA | MCB S200M 3P K1 10kA |  | 5.14
2CDS273001R0218 | S203M-Z1 | Active | 4016779601061 | 208.52 | 1 | 1 | stuk | S200M | BE31330 | SA (Modulair+Plug&Socket) | stuk | Automaat S200M 3P Z1 10kA | Disjoncteur S200M 3P Z1 10kA | Sicherungsautomat S200M 3P Z1 10kA | MCB S200M 3P Z1 10kA |  | 5.14
2CDS273001R0251 | S203M-D25 | Active | 4016779601078 | 178.38 | 1 | 1 | stuk | S200M | BE31330 | SA (Modulair+Plug&Socket) | stuk | Automaat S200M 3P D25 10kA | Disjoncteur S200M 3P D25 10kA | Sicherungsautomat S200M 3P D25 10kA | MCB S200M 3P D25 10kA |  | 5.14
2CDS273001R0254 | S203M-C25 | Active | 4016779550475 | 86.92 | 1 | 1 | stuk | S200M | BE31330 | SB (MCB&RCD Cat.B) | stuk | Automaat S200M 3P C25 10kA | Disjoncteur S200M 3P C25 10kA | Sicherungsautomat S200M 3P C25 10kA | MCB S200M 3P C25 10kA |  | 5.14
2CDS273001R0255 | S203M-B25 | Active | 4016779549714 | 89.06 | 1 | 1 | stuk | S200M | BE31330 | SB (MCB&RCD Cat.B) | stuk | Automaat S200M 3P B25 10kA | Disjoncteur S200M 3P B25 10kA | Sicherungsautomat S200M 3P B25 10kA | MCB S200M 3P B25 10kA |  | 5.14
2CDS273001R0257 | S203M-K1,6 | Active | 4016779601085 | 191.65 | 1 | 1 | stuk | S200M | BE31330 | SA (Modulair+Plug&Socket) | stuk | Automaat S200M 3P K1 6 10kA | Disjoncteur S200M 3P K1 6 10kA | Sicherungsautomat S200M 3P K1 6 10kA | MCB S200M 3P K1 6 10kA |  | 5.14
2CDS273001R0258 | S203M-Z1,6 | Active | 4016779601092 | 208.52 | 1 | 1 | stuk | S200M | BE31330 | SA (Modulair+Plug&Socket) | stuk | Automaat S200M 3P Z1 6 10kA | Disjoncteur S200M 3P Z1 6 10kA | Sicherungsautomat S200M 3P Z1 6 10kA | MCB S200M 3P Z1 6 10kA |  | 5.14
2CDS273001R0277 | S203M-K2 | Active | 4016779601108 | 191.65 | 1 | 1 | stuk | S200M | BE31330 | SA (Modulair+Plug&Socket) | stuk | Automaat S200M 3P K2 10kA | Disjoncteur S200M 3P K2 10kA | Sicherungsautomat S200M 3P K2 10kA | MCB S200M 3P K2 10kA |  | 5.14
2CDS273001R0278 | S203M-Z2 | Active | 4016779601115 | 208.52 | 1 | 1 | stuk | S200M | BE31330 | SA (Modulair+Plug&Socket) | stuk | Automaat S200M 3P Z2 10kA | Disjoncteur S200M 3P Z2 10kA | Sicherungsautomat S200M 3P Z2 10kA | MCB S200M 3P Z2 10kA |  | 5.14
2CDS273001R0317 | S203M-K3 | Active | 4016779601122 | 191.65 | 1 | 1 | stuk | S200M | BE31330 | SA (Modulair+Plug&Socket) | stuk | Automaat S200M 3P K3 10kA | Disjoncteur S200M 3P K3 10kA | Sicherungsautomat S200M 3P K3 10kA | MCB S200M 3P K3 10kA |  | 5.14
2CDS273001R0318 | S203M-Z3 | Active | 4016779601139 | 208.52 | 1 | 1 | stuk | S200M | BE31330 | SA (Modulair+Plug&Socket) | stuk | Automaat S200M 3P Z3 10kA | Disjoncteur S200M 3P Z3 10kA | Sicherungsautomat S200M 3P Z3 10kA | MCB S200M 3P Z3 10kA |  | 5.14
2CDS273001R0321 | S203M-D32 | Active | 4016779601146 | 197.68 | 1 | 1 | stuk | S200M | BE31330 | SA (Modulair+Plug&Socket) | stuk | Automaat S200M 3P D32 10kA | Disjoncteur S200M 3P D32 10kA | Sicherungsautomat S200M 3P D32 10kA | MCB S200M 3P D32 10kA |  | 5.14
2CDS273001R0324 | S203M-C32 | Active | 4016779550482 | 90.42 | 1 | 1 | stuk | S200M | BE31330 | SB (MCB&RCD Cat.B) | stuk | Automaat S200M 3P C32 10kA | Disjoncteur S200M 3P C32 10kA | Sicherungsautomat S200M 3P C32 10kA | MCB S200M 3P C32 10kA |  | 5.14
2CDS273001R0325 | S203M-B32 | Active | 4016779549721 | 89.06 | 1 | 1 | stuk | S200M | BE31330 | SB (MCB&RCD Cat.B) | stuk | Automaat S200M 3P B32 10kA | Disjoncteur S200M 3P B32 10kA | Sicherungsautomat S200M 3P B32 10kA | MCB S200M 3P B32 10kA |  | 5.14
2CDS273001R0337 | S203M-K4 | Active | 4016779601153 | 191.65 | 1 | 1 | stuk | S200M | BE31330 | SA (Modulair+Plug&Socket) | stuk | Automaat S200M 3P K4 10kA | Disjoncteur S200M 3P K4 10kA | Sicherungsautomat S200M 3P K4 10kA | MCB S200M 3P K4 10kA |  | 5.14
2CDS273001R0338 | S203M-Z4 | Active | 4016779601160 | 208.52 | 1 | 1 | stuk | S200M | BE31330 | SA (Modulair+Plug&Socket) | stuk | Automaat S200M 3P Z4 10kA | Disjoncteur S200M 3P Z4 10kA | Sicherungsautomat S200M 3P Z4 10kA | MCB S200M 3P Z4 10kA |  | 5.14
2CDS273001R0377 | S203M-K6 | Active | 4016779601177 | 191.65 | 1 | 1 | stuk | S200M | BE31330 | SA (Modulair+Plug&Socket) | stuk | Automaat S200M 3P K6 10kA | Disjoncteur S200M 3P K6 10kA | Sicherungsautomat S200M 3P K6 10kA | MCB S200M 3P K6 10kA |  | 5.14
2CDS273001R0378 | S203M-Z6 | Active | 4016779601184 | 208.52 | 1 | 1 | stuk | S200M | BE31330 | SA (Modulair+Plug&Socket) | stuk | Automaat S200M 3P Z6 10kA | Disjoncteur S200M 3P Z6 10kA | Sicherungsautomat S200M 3P Z6 10kA | MCB S200M 3P Z6 10kA |  | 5.14
2CDS273001R0401 | S203M-D40 | Active | 4016779601191 | 225.39 | 1 | 1 | stuk | S200M | BE31330 | SA (Modulair+Plug&Socket) | stuk | Automaat S200M 3P D40 10kA | Disjoncteur S200M 3P D40 10kA | Sicherungsautomat S200M 3P D40 10kA | MCB S200M 3P D40 10kA |  | 5.14
2CDS273001R0404 | S203M-C40 | Active | 4016779550499 | 105.96 | 1 | 1 | stuk | S200M | BE31330 | SB (MCB&RCD Cat.B) | stuk | Automaat S200M 3P C40 10kA | Disjoncteur S200M 3P C40 10kA | Sicherungsautomat S200M 3P C40 10kA | MCB S200M 3P C40 10kA |  | 5.14
2CDS273001R0405 | S203M-B40 | Active | 4016779549738 | 105.69 | 1 | 1 | stuk | S200M | BE31330 | SB (MCB&RCD Cat.B) | stuk | Automaat S200M 3P B40 10kA | Disjoncteur S200M 3P B40 10kA | Sicherungsautomat S200M 3P B40 10kA | MCB S200M 3P B40 10kA |  | 5.14
2CDS273001R0407 | S203M-K8 | Active | 4016779601207 | 191.65 | 1 | 1 | stuk | S200M | BE31330 | SA (Modulair+Plug&Socket) | stuk | Automaat S200M 3P K8 10kA | Disjoncteur S200M 3P K8 10kA | Sicherungsautomat S200M 3P K8 10kA | MCB S200M 3P K8 10kA |  | 5.14
2CDS273001R0408 | S203M-Z8 | Active | 4016779601214 | 208.52 | 1 | 1 | stuk | S200M | BE31330 | SA (Modulair+Plug&Socket) | stuk | Automaat S200M 3P Z8 10kA | Disjoncteur S200M 3P Z8 10kA | Sicherungsautomat S200M 3P Z8 10kA | MCB S200M 3P Z8 10kA |  | 5.14
2CDS273001R0427 | S203M-K10 | Active | 4016779601221 | 161.52 | 1 | 1 | stuk | S200M | BE31330 | SA (Modulair+Plug&Socket) | stuk | Automaat S200M 3P K10 10kA | Disjoncteur S200M 3P K10 10kA | Sicherungsautomat S200M 3P K10 10kA | MCB S200M 3P K10 10kA |  | 5.14
2CDS273001R0428 | S203M-Z10 | Active | 4016779601238 | 173.58 | 1 | 1 | stuk | S200M | BE31330 | SA (Modulair+Plug&Socket) | stuk | Automaat S200M 3P Z10 10kA | Disjoncteur S200M 3P Z10 10kA | Sicherungsautomat S200M 3P Z10 10kA | MCB S200M 3P Z10 10kA |  | 5.14
2CDS273001R0447 | S203M-K13 | Active | 4016779659413 | 177.25 | 1 | 1 | stuk | S200M | BE31330 | SA (Modulair+Plug&Socket) | stuk | Automaat S200M 3P K13 10kA | Disjoncteur S200M 3P K13 10kA | Sicherungsautomat S200M 3P K13 10kA | MCB S200M 3P K13 10kA |  | 5.14
2CDS273001R0467 | S203M-K16 | Active | 4016779601245 | 161.52 | 1 | 1 | stuk | S200M | BE31330 | SA (Modulair+Plug&Socket) | stuk | Automaat S200M 3P K16 10kA | Disjoncteur S200M 3P K16 10kA | Sicherungsautomat S200M 3P K16 10kA | MCB S200M 3P K16 10kA |  | 5.14
2CDS273001R0468 | S203M-Z16 | Active | 4016779601252 | 173.58 | 1 | 1 | stuk | S200M | BE31330 | SA (Modulair+Plug&Socket) | stuk | Automaat S200M 3P Z16 10kA | Disjoncteur S200M 3P Z16 10kA | Sicherungsautomat S200M 3P Z16 10kA | MCB S200M 3P Z16 10kA |  | 5.14
2CDS273001R0487 | S203M-K20 | Active | 4016779601269 | 184.41 | 1 | 1 | stuk | S200M | BE31330 | SA (Modulair+Plug&Socket) | stuk | Automaat S200M 3P K20 10kA | Disjoncteur S200M 3P K20 10kA | Sicherungsautomat S200M 3P K20 10kA | MCB S200M 3P K20 10kA |  | 5.14
2CDS273001R0488 | S203M-Z20 | Active | 4016779601276 | 200.08 | 1 | 1 | stuk | S200M | BE31330 | SA (Modulair+Plug&Socket) | stuk | Automaat S200M 3P Z20 10kA | Disjoncteur S200M 3P Z20 10kA | Sicherungsautomat S200M 3P Z20 10kA | MCB S200M 3P Z20 10kA |  | 5.14
2CDS273001R0501 | S203M-D50 | Active | 4016779601283 | 247.09 | 1 | 1 | stuk | S200M | BE31330 | SA (Modulair+Plug&Socket) | stuk | Automaat S200M 3P D50 10kA | Disjoncteur S200M 3P D50 10kA | Sicherungsautomat S200M 3P D50 10kA | MCB S200M 3P D50 10kA |  | 5.14
2CDS273001R0504 | S203M-C50 | Active | 4016779543996 | 136.2 | 1 | 1 | stuk | S200M | BE31330 | SB (MCB&RCD Cat.B) | stuk | Automaat S200M 3P C50 10kA | Disjoncteur S200M 3P C50 10kA | Sicherungsautomat S200M 3P C50 10kA | MCB S200M 3P C50 10kA |  | 5.14
2CDS273001R0505 | S203M-B50 | Active | 4016779543873 | 141.03 | 1 | 1 | stuk | S200M | BE31330 | SB (MCB&RCD Cat.B) | stuk | Automaat S200M 3P B50 10kA | Disjoncteur S200M 3P B50 10kA | Sicherungsautomat S200M 3P B50 10kA | MCB S200M 3P B50 10kA |  | 5.14
2CDS273001R0517 | S203M-K25 | Active | 4016779601290 | 191.65 | 1 | 1 | stuk | S200M | BE31330 | SA (Modulair+Plug&Socket) | stuk | Automaat S200M 3P K25 10kA | Disjoncteur S200M 3P K25 10kA | Sicherungsautomat S200M 3P K25 10kA | MCB S200M 3P K25 10kA |  | 5.14
2CDS273001R0518 | S203M-Z25 | Active | 4016779601306 | 208.52 | 1 | 1 | stuk | S200M | BE31330 | SA (Modulair+Plug&Socket) | stuk | Automaat S200M 3P Z25 10kA | Disjoncteur S200M 3P Z25 10kA | Sicherungsautomat S200M 3P Z25 10kA | MCB S200M 3P Z25 10kA |  | 5.14
2CDS273001R0537 | S203M-K32 | Active | 4016779601313 | 201.29 | 1 | 1 | stuk | S200M | BE31330 | SA (Modulair+Plug&Socket) | stuk | Automaat S200M 3P K32 10kA | Disjoncteur S200M 3P K32 10kA | Sicherungsautomat S200M 3P K32 10kA | MCB S200M 3P K32 10kA |  | 5.14
2CDS273001R0538 | S203M-Z32 | Active | 4016779601320 | 216.96 | 1 | 1 | stuk | S200M | BE31330 | SA (Modulair+Plug&Socket) | stuk | Automaat S200M 3P Z32 10kA | Disjoncteur S200M 3P Z32 10kA | Sicherungsautomat S200M 3P Z32 10kA | MCB S200M 3P Z32 10kA |  | 5.14
2CDS273001R0557 | S203M-K40 | Active | 4016779601337 | 209.73 | 1 | 1 | stuk | S200M | BE31330 | SA (Modulair+Plug&Socket) | stuk | Automaat S200M 3P K40 10kA | Disjoncteur S200M 3P K40 10kA | Sicherungsautomat S200M 3P K40 10kA | MCB S200M 3P K40 10kA |  | 5.14
2CDS273001R0558 | S203M-Z40 | Active | 4016779601344 | 224.2 | 1 | 1 | stuk | S200M | BE31330 | SA (Modulair+Plug&Socket) | stuk | Automaat S200M 3P Z40 10kA | Disjoncteur S200M 3P Z40 10kA | Sicherungsautomat S200M 3P Z40 10kA | MCB S200M 3P Z40 10kA |  | 5.14
2CDS273001R0577 | S203M-K50 | Active | 4016779601351 | 242.27 | 1 | 1 | stuk | S200M | BE31330 | SA (Modulair+Plug&Socket) | stuk | Automaat S200M 3P K50 10kA | Disjoncteur S200M 3P K50 10kA | Sicherungsautomat S200M 3P K50 10kA | MCB S200M 3P K50 10kA |  | 5.14
2CDS273001R0578 | S203M-Z50 | Active | 4016779601368 | 259.14 | 1 | 1 | stuk | S200M | BE31330 | SA (Modulair+Plug&Socket) | stuk | Automaat S200M 3P Z50 10kA | Disjoncteur S200M 3P Z50 10kA | Sicherungsautomat S200M 3P Z50 10kA | MCB S200M 3P Z50 10kA |  | 5.14
2CDS273001R0607 | S203M-K63 | Active | 4016779601375 | 273.62 | 1 | 1 | stuk | S200M | BE31330 | SA (Modulair+Plug&Socket) | stuk | Automaat S200M 3P K63 10kA | Disjoncteur S200M 3P K63 10kA | Sicherungsautomat S200M 3P K63 10kA | MCB S200M 3P K63 10kA |  | 5.14
2CDS273001R0608 | S203M-Z63 | Active | 4016779601382 | 294.11 | 1 | 1 | stuk | S200M | BE31330 | SA (Modulair+Plug&Socket) | stuk | Automaat S200M 3P Z63 10kA | Disjoncteur S200M 3P Z63 10kA | Sicherungsautomat S200M 3P Z63 10kA | MCB S200M 3P Z63 10kA |  | 5.14
2CDS273001R0631 | S203M-D63 | Active | 4016779601399 | 278.43 | 1 | 1 | stuk | S200M | BE31330 | SA (Modulair+Plug&Socket) | stuk | Automaat S200M 3P D63 10kA | Disjoncteur S200M 3P D63 10kA | Sicherungsautomat S200M 3P D63 10kA | MCB S200M 3P D63 10kA |  | 5.14
2CDS273001R0634 | S203M-C63 | Active | 4016779544009 | 153.08 | 1 | 1 | stuk | S200M | BE31330 | SB (MCB&RCD Cat.B) | stuk | Automaat S200M 3P C63 10kA | Disjoncteur S200M 3P C63 10kA | Sicherungsautomat S200M 3P C63 10kA | MCB S200M 3P C63 10kA |  | 5.14
2CDS273001R0635 | S203M-B63 | Active | 4016779543880 | 148.24 | 1 | 1 | stuk | S200M | BE31330 | SB (MCB&RCD Cat.B) | stuk | Automaat S200M 3P B63 10kA | Disjoncteur S200M 3P B63 10kA | Sicherungsautomat S200M 3P B63 10kA | MCB S200M 3P B63 10kA |  | 5.14
2CDS273001R0971 | S203M-D1,6 | Active | 4016779601405 | 195.26 | 1 | 1 | stuk | S200M | BE31330 | SA (Modulair+Plug&Socket) | stuk | Automaat S200M 3P D1 6 10kA | Disjoncteur S200M 3P D1 6 10kA | Sicherungsautomat S200M 3P D1 6 10kA | MCB S200M 3P D1 6 10kA |  | 5.14
2CDS273001R0974 | S203M-C1,6 | Active | 4016779550369 | 97.64 | 1 | 1 | stuk | S200M | BE31330 | SB (MCB&RCD Cat.B) | stuk | Automaat S200M 3P C1 6 10kA | Disjoncteur S200M 3P C1 6 10kA | Sicherungsautomat S200M 3P C1 6 10kA | MCB S200M 3P C1 6 10kA |  | 5.14
2CDS273001R0981 | S203M-D0,5 | Active | 4016779601412 | 195.26 | 1 | 1 | stuk | S200M | BE31330 | SA (Modulair+Plug&Socket) | stuk | Automaat S200M 3P D0 5 10kA | Disjoncteur S200M 3P D0 5 10kA | Sicherungsautomat S200M 3P D0 5 10kA | MCB S200M 3P D0 5 10kA |  | 5.14
2CDS273001R0984 | S203M-C0,5 | Active | 4016779550352 | 97.64 | 1 | 1 | stuk | S200M | BE31330 | SB (MCB&RCD Cat.B) | stuk | Automaat S200M 3P C0 5 10kA | Disjoncteur S200M 3P C0 5 10kA | Sicherungsautomat S200M 3P C0 5 10kA | MCB S200M 3P C0 5 10kA |  | 5.14
2CDS273001U0164 | S203M-C16 MTB | Active | 4053546045840 | 64.2 | 1 | 30 | stuk | S200M | BE31330 | SB (MCB&RCD Cat.B) | stuk | Automaat S200M 3P -C16MTB 10kA | Disjoncteur S200M 3P -C16MTB 10kA | Sicherungsautomat S200M 3P -C16MTB 10kA | MCB S200M 3P -C16MTB 10kA |  | 5.14
2CDS273001U0324 | S203M-C32 MTB | Active | 4053546045901 | 80.28 | 1 | 30 | stuk | S200M | BE31330 | SB (MCB&RCD Cat.B) | stuk | Automaat S200M 3P -C32MTB 10kA | Disjoncteur S200M 3P -C32MTB 10kA | Sicherungsautomat S200M 3P -C32MTB 10kA | MCB S200M 3P -C32MTB 10kA |  | 5.14
2CDS273001U0467 | S203M-K16 MTB | Active | 4053546045833 | 185.39 | 1 | 30 | stuk | S200M | BE31330 | SB (MCB&RCD Cat.B) | stuk | Automaat S200M 3P -K16MTB 10kA | Disjoncteur S200M 3P -K16MTB 10kA | Sicherungsautomat S200M 3P -K16MTB 10kA | MCB S200M 3P -K16MTB 10kA |  | 5.14
2CDS273001U0537 | S203M-K32 MTB | Active | 4053546045895 | 231.82 | 1 | 30 | stuk | S200M | BE31330 | SB (MCB&RCD Cat.B) | stuk | Automaat S200M 3P -K32MTB 10kA | Disjoncteur S200M 3P -K32MTB 10kA | Sicherungsautomat S200M 3P -K32MTB 10kA | MCB S200M 3P -K32MTB 10kA |  | 5.14
2CDS273006R0014 | S203MT-C1 | Active | 4016779769938 | 171.15 | 1 | 1 | stuk | S200MT | BE31330 | SB (MCB&RCD Cat.B) | stuk | Automaat S200M 3P C1 10kA Tractie | Disjoncteur S200M 3P C1 10kA traction | Sicherungsautomat S200M 3P C1 10kA Tractie | MCB S200M 3P C1 10kA traction |  | 5.14
2CDS273006R0024 | S203MT-C2 | Active | 4016779769945 | 171.15 | 1 | 1 | stuk | S200MT | BE31330 | SB (MCB&RCD Cat.B) | stuk | Automaat S200M 3P C2 10kA Tractie | Disjoncteur S200M 3P C2 10kA traction | Sicherungsautomat S200M 3P C2 10kA Tractie | MCB S200M 3P C2 10kA traction |  | 5.14
2CDS273006R0031 | S203MT-D3 | Active | 4016779871969 | 201.29 | 1 | 1 | stuk | S200MT | BE31330 | SB (MCB&RCD Cat.B) | stuk | Automaat S200M 3P D3 10kA Tractie | Disjoncteur S200M 3P D3 10kA traction | Sicherungsautomat S200M 3P D3 10kA Tractie | MCB S200M 3P D3 10kA traction |  | 5.14
2CDS273006R0034 | S203MT-C3 | Active | 4016779769952 | 171.15 | 1 | 1 | stuk | S200MT | BE31330 | SB (MCB&RCD Cat.B) | stuk | Automaat S200M 3P C3 10kA Tractie | Disjoncteur S200M 3P C3 10kA traction | Sicherungsautomat S200M 3P C3 10kA Tractie | MCB S200M 3P C3 10kA traction |  | 5.14
2CDS273006R0044 | S203MT-C4 | Active | 4016779769969 | 171.15 | 1 | 1 | stuk | S200MT | BE31330 | SB (MCB&RCD Cat.B) | stuk | Automaat S200M 3P C4 10kA Tractie | Disjoncteur S200M 3P C4 10kA traction | Sicherungsautomat S200M 3P C4 10kA Tractie | MCB S200M 3P C4 10kA traction |  | 5.14
2CDS273006R0064 | S203MT-C6 | Active | 4016779769976 | 171.15 | 1 | 1 | stuk | S200MT | BE31330 | SB (MCB&RCD Cat.B) | stuk | Automaat S200M 3P C6 10kA Tractie | Disjoncteur S200M 3P C6 10kA traction | Sicherungsautomat S200M 3P C6 10kA Tractie | MCB S200M 3P C6 10kA traction |  | 5.14
2CDS273006R0084 | S203MT-C8 | Active | 4016779769983 | 171.15 | 1 | 1 | stuk | S200MT | BE31330 | SB (MCB&RCD Cat.B) | stuk | Automaat S200M 3P C8 10kA Tractie | Disjoncteur S200M 3P C8 10kA traction | Sicherungsautomat S200M 3P C8 10kA Tractie | MCB S200M 3P C8 10kA traction |  | 5.14
2CDS273006R0104 | S203MT-C10 | Active | 4016779769990 | 141.03 | 1 | 1 | stuk | S200MT | BE31330 | SB (MCB&RCD Cat.B) | stuk | Automaat S200M 3P C10 10kA Tractie | Disjoncteur S200M 3P C10 10kA traction | Sicherungsautomat S200M 3P C10 10kA Tractie | MCB S200M 3P C10 10kA traction |  | 5.14
2CDS273006R0134 | S203MT-C13 | Active | 4016779770002 | 138.25 | 1 | 1 | stuk | S200MT | BE31330 | SB (MCB&RCD Cat.B) | stuk | Automaat S200M 3P C13 10kA Tractie | Disjoncteur S200M 3P C13 10kA traction | Sicherungsautomat S200M 3P C13 10kA Tractie | MCB S200M 3P C13 10kA traction |  | 5.14
2CDS273006R0157 | S203MT-K0,5 | Active | 4016779770019 | 201.29 | 1 | 1 | stuk | S200MT | BE31330 | SB (MCB&RCD Cat.B) | stuk | Automaat S200M 3P K0 5 10kA Tractie | Disjoncteur S200M 3P K0 5 10kA traction | Sicherungsautomat S200M 3P K0 5 10kA Tractie | MCB S200M 3P K0 5 10kA traction |  | 5.14
2CDS273006R0158 | S203MT-Z0,5 | Active | 4016779770026 | 215.76 | 1 | 1 | stuk | S200MT | BE31330 | SB (MCB&RCD Cat.B) | stuk | Automaat S200M 3P Z0 5 10kA Tractie | Disjoncteur S200M 3P Z0 5 10kA traction | Sicherungsautomat S200M 3P Z0 5 10kA Tractie | MCB S200M 3P Z0 5 10kA traction |  | 5.14
2CDS273006R0164 | S203MT-C16 | Active | 4016779770033 | 141.03 | 1 | 1 | stuk | S200MT | BE31330 | SB (MCB&RCD Cat.B) | stuk | Automaat S200M 3P C16 10kA Tractie | Disjoncteur S200M 3P C16 10kA traction | Sicherungsautomat S200M 3P C16 10kA Tractie | MCB S200M 3P C16 10kA traction |  | 5.14
2CDS273006R0204 | S203MT-C20 | Active | 4016779770040 | 162.72 | 1 | 1 | stuk | S200MT | BE31330 | SB (MCB&RCD Cat.B) | stuk | Automaat S200M 3P C20 10kA Tractie | Disjoncteur S200M 3P C20 10kA traction | Sicherungsautomat S200M 3P C20 10kA Tractie | MCB S200M 3P C20 10kA traction |  | 5.14
2CDS273006R0205 | S203MT-B20 | Active | 4016779871662 | 141.03 | 1 | 1 | stuk | S200MT | BE31330 | SB (MCB&RCD Cat.B) | stuk | Automaat S200M 3P B20 10kA Tractie | Disjoncteur S200M 3P B20 10kA traction | Sicherungsautomat S200M 3P B20 10kA Tractie | MCB S200M 3P B20 10kA traction |  | 5.14
2CDS273006R0217 | S203MT-K1 | Active | 4016779770057 | 201.29 | 1 | 1 | stuk | S200MT | BE31330 | SB (MCB&RCD Cat.B) | stuk | Automaat S200M 3P K1 10kA Tractie | Disjoncteur S200M 3P K1 10kA traction | Sicherungsautomat S200M 3P K1 10kA Tractie | MCB S200M 3P K1 10kA traction |  | 5.14
2CDS273006R0218 | S203MT-Z1 | Active | 4016779770064 | 215.76 | 1 | 1 | stuk | S200MT | BE31330 | SB (MCB&RCD Cat.B) | stuk | Automaat S200M 3P Z1 10kA Tractie | Disjoncteur S200M 3P Z1 10kA traction | Sicherungsautomat S200M 3P Z1 10kA Tractie | MCB S200M 3P Z1 10kA traction |  | 5.14
2CDS273006R0254 | S203MT-C25 | Active | 4016779770071 | 171.15 | 1 | 1 | stuk | S200MT | BE31330 | SB (MCB&RCD Cat.B) | stuk | Automaat S200M 3P C25 10kA Tractie | Disjoncteur S200M 3P C25 10kA traction | Sicherungsautomat S200M 3P C25 10kA Tractie | MCB S200M 3P C25 10kA traction |  | 5.14
2CDS273006R0257 | S203MT-K1,6 | Active | 4016779770088 | 201.29 | 1 | 1 | stuk | S200MT | BE31330 | SB (MCB&RCD Cat.B) | stuk | Automaat S200M 3P K1 6 10kA Tractie | Disjoncteur S200M 3P K1 6 10kA traction | Sicherungsautomat S200M 3P K1 6 10kA Tractie | MCB S200M 3P K1 6 10kA traction |  | 5.14
2CDS273006R0258 | S203MT-Z1,6 | Active | 4016779770095 | 215.76 | 1 | 1 | stuk | S200MT | BE31330 | SB (MCB&RCD Cat.B) | stuk | Automaat S200M 3P Z1 6 10kA Tractie | Disjoncteur S200M 3P Z1 6 10kA traction | Sicherungsautomat S200M 3P Z1 6 10kA Tractie | MCB S200M 3P Z1 6 10kA traction |  | 5.14
2CDS273006R0277 | S203MT-K2 | Active | 4016779770101 | 201.29 | 1 | 1 | stuk | S200MT | BE31330 | SB (MCB&RCD Cat.B) | stuk | Automaat S200M 3P K2 10kA Tractie | Disjoncteur S200M 3P K2 10kA traction | Sicherungsautomat S200M 3P K2 10kA Tractie | MCB S200M 3P K2 10kA traction |  | 5.14
2CDS273006R0278 | S203MT-Z2 | Active | 4016779770118 | 215.76 | 1 | 1 | stuk | S200MT | BE31330 | SB (MCB&RCD Cat.B) | stuk | Automaat S200M 3P Z2 10kA Tractie | Disjoncteur S200M 3P Z2 10kA traction | Sicherungsautomat S200M 3P Z2 10kA Tractie | MCB S200M 3P Z2 10kA traction |  | 5.14
2CDS273006R0317 | S203MT-K3 | Active | 4016779770125 | 201.29 | 1 | 1 | stuk | S200MT | BE31330 | SB (MCB&RCD Cat.B) | stuk | Automaat S200M 3P K3 10kA Tractie | Disjoncteur S200M 3P K3 10kA traction | Sicherungsautomat S200M 3P K3 10kA Tractie | MCB S200M 3P K3 10kA traction |  | 5.14
2CDS273006R0318 | S203MT-Z3 | Active | 4016779770132 | 215.76 | 1 | 1 | stuk | S200MT | BE31330 | SB (MCB&RCD Cat.B) | stuk | Automaat S200M 3P Z3 10kA Tractie | Disjoncteur S200M 3P Z3 10kA traction | Sicherungsautomat S200M 3P Z3 10kA Tractie | MCB S200M 3P Z3 10kA traction |  | 5.14
2CDS273006R0324 | S203MT-C32 | Active | 4016779770149 | 177.19 | 1 | 1 | stuk | S200MT | BE31330 | SB (MCB&RCD Cat.B) | stuk | Automaat S200M 3P C32 10kA Tractie | Disjoncteur S200M 3P C32 10kA traction | Sicherungsautomat S200M 3P C32 10kA Tractie | MCB S200M 3P C32 10kA traction |  | 5.14
2CDS273006R0337 | S203MT-K4 | Active | 4016779770156 | 201.29 | 1 | 1 | stuk | S200MT | BE31330 | SB (MCB&RCD Cat.B) | stuk | Automaat S200M 3P K4 10kA Tractie | Disjoncteur S200M 3P K4 10kA traction | Sicherungsautomat S200M 3P K4 10kA Tractie | MCB S200M 3P K4 10kA traction |  | 5.14
2CDS273006R0338 | S203MT-Z4 | Active | 4016779770163 | 215.76 | 1 | 1 | stuk | S200MT | BE31330 | SB (MCB&RCD Cat.B) | stuk | Automaat S200M 3P Z4 10kA Tractie | Disjoncteur S200M 3P Z4 10kA traction | Sicherungsautomat S200M 3P Z4 10kA Tractie | MCB S200M 3P Z4 10kA traction |  | 5.14
2CDS273006R0377 | S203MT-K6 | Active | 4016779770170 | 201.29 | 1 | 1 | stuk | S200MT | BE31330 | SB (MCB&RCD Cat.B) | stuk | Automaat S200M 3P K6 10kA Tractie | Disjoncteur S200M 3P K6 10kA traction | Sicherungsautomat S200M 3P K6 10kA Tractie | MCB S200M 3P K6 10kA traction |  | 5.14
2CDS273006R0378 | S203MT-Z6 | Active | 4016779770187 | 215.76 | 1 | 1 | stuk | S200MT | BE31330 | SB (MCB&RCD Cat.B) | stuk | Automaat S200M 3P Z6 10kA Tractie | Disjoncteur S200M 3P Z6 10kA traction | Sicherungsautomat S200M 3P Z6 10kA Tractie | MCB S200M 3P Z6 10kA traction |  | 5.14
2CDS273006R0404 | S203MT-C40 | Active | 4016779770194 | 183.2 | 1 | 1 | stuk | S200MT | BE31330 | SB (MCB&RCD Cat.B) | stuk | Automaat S200M 3P C40 10kA Tractie | Disjoncteur S200M 3P C40 10kA traction | Sicherungsautomat S200M 3P C40 10kA Tractie | MCB S200M 3P C40 10kA traction |  | 5.14
2CDS273006R0407 | S203MT-K8 | Active | 4016779770200 | 201.29 | 1 | 1 | stuk | S200MT | BE31330 | SB (MCB&RCD Cat.B) | stuk | Automaat S200M 3P K8 10kA Tractie | Disjoncteur S200M 3P K8 10kA traction | Sicherungsautomat S200M 3P K8 10kA Tractie | MCB S200M 3P K8 10kA traction |  | 5.14
2CDS273006R0408 | S203MT-Z8 | Active | 4016779770217 | 215.76 | 1 | 1 | stuk | S200MT | BE31330 | SB (MCB&RCD Cat.B) | stuk | Automaat S200M 3P Z8 10kA Tractie | Disjoncteur S200M 3P Z8 10kA traction | Sicherungsautomat S200M 3P Z8 10kA Tractie | MCB S200M 3P Z8 10kA traction |  | 5.14
2CDS273006R0427 | S203MT-K10 | Active | 4016779770224 | 168.74 | 1 | 1 | stuk | S200MT | BE31330 | SB (MCB&RCD Cat.B) | stuk | Automaat S200M 3P K10 10kA Tractie | Disjoncteur S200M 3P K10 10kA traction | Sicherungsautomat S200M 3P K10 10kA Tractie | MCB S200M 3P K10 10kA traction |  | 5.14
2CDS273006R0428 | S203MT-Z10 | Active | 4016779770231 | 180.8 | 1 | 1 | stuk | S200MT | BE31330 | SB (MCB&RCD Cat.B) | stuk | Automaat S200M 3P Z10 10kA Tractie | Disjoncteur S200M 3P Z10 10kA traction | Sicherungsautomat S200M 3P Z10 10kA Tractie | MCB S200M 3P Z10 10kA traction |  | 5.14
2CDS273006R0447 | S203MT-K13 | Active | 4016779770248 | 183.16 | 1 | 1 | stuk | S200MT | BE31330 | SB (MCB&RCD Cat.B) | stuk | Automaat S200M 3P K13 10kA Tractie | Disjoncteur S200M 3P K13 10kA traction | Sicherungsautomat S200M 3P K13 10kA Tractie | MCB S200M 3P K13 10kA traction |  | 5.14
2CDS273006R0467 | S203MT-K16 | Active | 4016779770255 | 168.74 | 1 | 1 | stuk | S200MT | BE31330 | SB (MCB&RCD Cat.B) | stuk | Automaat S200M 3P K16 10kA Tractie | Disjoncteur S200M 3P K16 10kA traction | Sicherungsautomat S200M 3P K16 10kA Tractie | MCB S200M 3P K16 10kA traction |  | 5.14
2CDS273006R0468 | S203MT-Z16 | Active | 4016779770262 | 180.8 | 1 | 1 | stuk | S200MT | BE31330 | SB (MCB&RCD Cat.B) | stuk | Automaat S200M 3P Z16 10kA Tractie | Disjoncteur S200M 3P Z16 10kA traction | Sicherungsautomat S200M 3P Z16 10kA Tractie | MCB S200M 3P Z16 10kA traction |  | 5.14
2CDS273006R0487 | S203MT-K20 | Active | 4016779770279 | 191.65 | 1 | 1 | stuk | S200MT | BE31330 | SB (MCB&RCD Cat.B) | stuk | Automaat S200M 3P K20 10kA Tractie | Disjoncteur S200M 3P K20 10kA traction | Sicherungsautomat S200M 3P K20 10kA Tractie | MCB S200M 3P K20 10kA traction |  | 5.14
2CDS273006R0488 | S203MT-Z20 | Active | 4016779770286 | 208.52 | 1 | 1 | stuk | S200MT | BE31330 | SB (MCB&RCD Cat.B) | stuk | Automaat S200M 3P Z20 10kA Tractie | Disjoncteur S200M 3P Z20 10kA traction | Sicherungsautomat S200M 3P Z20 10kA Tractie | MCB S200M 3P Z20 10kA traction |  | 5.14
2CDS273006R0504 | S203MT-C50 | Active | 4016779770293 | 213.35 | 1 | 1 | stuk | S200MT | BE31330 | SB (MCB&RCD Cat.B) | stuk | Automaat S200M 3P C50 10kA Tractie | Disjoncteur S200M 3P C50 10kA traction | Sicherungsautomat S200M 3P C50 10kA Tractie | MCB S200M 3P C50 10kA traction |  | 5.14
2CDS273006R0517 | S203MT-K25 | Active | 4016779770309 | 201.29 | 1 | 1 | stuk | S200MT | BE31330 | SB (MCB&RCD Cat.B) | stuk | Automaat S200M 3P K25 10kA Tractie | Disjoncteur S200M 3P K25 10kA traction | Sicherungsautomat S200M 3P K25 10kA Tractie | MCB S200M 3P K25 10kA traction |  | 5.14
2CDS273006R0518 | S203MT-Z25 | Active | 4016779770316 | 215.76 | 1 | 1 | stuk | S200MT | BE31330 | SB (MCB&RCD Cat.B) | stuk | Automaat S200M 3P Z25 10kA Tractie | Disjoncteur S200M 3P Z25 10kA traction | Sicherungsautomat S200M 3P Z25 10kA Tractie | MCB S200M 3P Z25 10kA traction |  | 5.14
2CDS273006R0537 | S203MT-K32 | Active | 4016779770323 | 209.73 | 1 | 1 | stuk | S200MT | BE31330 | SB (MCB&RCD Cat.B) | stuk | Automaat S200M 3P K32 10kA Tractie | Disjoncteur S200M 3P K32 10kA traction | Sicherungsautomat S200M 3P K32 10kA Tractie | MCB S200M 3P K32 10kA traction |  | 5.14
2CDS273006R0538 | S203MT-Z32 | Active | 4016779770330 | 224.2 | 1 | 1 | stuk | S200MT | BE31330 | SB (MCB&RCD Cat.B) | stuk | Automaat S200M 3P Z32 10kA Tractie | Disjoncteur S200M 3P Z32 10kA traction | Sicherungsautomat S200M 3P Z32 10kA Tractie | MCB S200M 3P Z32 10kA traction |  | 5.14
2CDS273006R0557 | S203MT-K40 | Active | 4016779770347 | 218.16 | 1 | 1 | stuk | S200MT | BE31330 | SB (MCB&RCD Cat.B) | stuk | Automaat S200M 3P K40 10kA Tractie | Disjoncteur S200M 3P K40 10kA traction | Sicherungsautomat S200M 3P K40 10kA Tractie | MCB S200M 3P K40 10kA traction |  | 5.14
2CDS273006R0558 | S203MT-Z40 | Active | 4016779770354 | 233.85 | 1 | 1 | stuk | S200MT | BE31330 | SB (MCB&RCD Cat.B) | stuk | Automaat S200M 3P Z40 10kA Tractie | Disjoncteur S200M 3P Z40 10kA traction | Sicherungsautomat S200M 3P Z40 10kA Tractie | MCB S200M 3P Z40 10kA traction |  | 5.14
2CDS273006R0577 | S203MT-K50 | Active | 4016779770361 | 251.91 | 1 | 1 | stuk | S200MT | BE31330 | SB (MCB&RCD Cat.B) | stuk | Automaat S200M 3P K50 10kA Tractie | Disjoncteur S200M 3P K50 10kA traction | Sicherungsautomat S200M 3P K50 10kA Tractie | MCB S200M 3P K50 10kA traction |  | 5.14
2CDS273006R0578 | S203MT-Z50 | Active | 4016779770378 | 269.99 | 1 | 1 | stuk | S200MT | BE31330 | SB (MCB&RCD Cat.B) | stuk | Automaat S200M 3P Z50 10kA Tractie | Disjoncteur S200M 3P Z50 10kA traction | Sicherungsautomat S200M 3P Z50 10kA Tractie | MCB S200M 3P Z50 10kA traction |  | 5.14
2CDS273006R0607 | S203MT-K63 | Active | 4016779770385 | 284.46 | 1 | 1 | stuk | S200MT | BE31330 | SB (MCB&RCD Cat.B) | stuk | Automaat S200M 3P K63 10kA Tractie | Disjoncteur S200M 3P K63 10kA traction | Sicherungsautomat S200M 3P K63 10kA Tractie | MCB S200M 3P K63 10kA traction |  | 5.14
2CDS273006R0608 | S203MT-Z63 | Active | 4016779770392 | 306.14 | 1 | 1 | stuk | S200MT | BE31330 | SB (MCB&RCD Cat.B) | stuk | Automaat S200M 3P Z63 10kA Tractie | Disjoncteur S200M 3P Z63 10kA traction | Sicherungsautomat S200M 3P Z63 10kA Tractie | MCB S200M 3P Z63 10kA traction |  | 5.14
2CDS273006R0634 | S203MT-C63 | Active | 4016779770408 | 241.06 | 1 | 1 | stuk | S200MT | BE31330 | SB (MCB&RCD Cat.B) | stuk | Automaat S200M 3P C63 10kA Tractie | Disjoncteur S200M 3P C63 10kA traction | Sicherungsautomat S200M 3P C63 10kA Tractie | MCB S200M 3P C63 10kA traction |  | 5.14
2CDS273006R0974 | S203MT-C1,6 | Active | 4016779770415 | 171.15 | 1 | 1 | stuk | S200MT | BE31330 | SB (MCB&RCD Cat.B) | stuk | Automaat S200M 3P C1 6 10kA Tractie | Disjoncteur S200M 3P C1 6 10kA traction | Sicherungsautomat S200M 3P C1 6 10kA Tractie | MCB S200M 3P C1 6 10kA traction |  | 5.14
2CDS273006R0984 | S203MT-C0,5 | Active | 4016779770422 | 171.15 | 1 | 1 | stuk | S200MT | BE31330 | SB (MCB&RCD Cat.B) | stuk | Automaat S200M 3P C0 5 10kA Tractie | Disjoncteur S200M 3P C0 5 10kA traction | Sicherungsautomat S200M 3P C0 5 10kA Tractie | MCB S200M 3P C0 5 10kA traction |  | 5.14
2CDS273061R0014 | S203M-C1UC | Active | 4013614435140 | 225.39 | 1 | 1 | stuk | S200MUC | BE31330 | SB (MCB&RCD Cat.B) | stuk | Automaat S200MUC 3P C1 10kA DC | Disjoncteur S200MUC 3P C1 10kA DC | Sicherungsautomat S200MUC 3P C1 10kA DC | MCB S200MUC 3P C1 10kA DC |  | 5.14
2CDS273061R0024 | S203M-C2UC | Active | 4013614435164 | 225.39 | 1 | 1 | stuk | S200MUC | BE31330 | SB (MCB&RCD Cat.B) | stuk | Automaat S200MUC 3P C2 10kA DC | Disjoncteur S200MUC 3P C2 10kA DC | Sicherungsautomat S200MUC 3P C2 10kA DC | MCB S200MUC 3P C2 10kA DC |  | 5.14
2CDS273061R0034 | S203M-C3UC | Active | 4013614435171 | 225.39 | 1 | 1 | stuk | S200MUC | BE31330 | SB (MCB&RCD Cat.B) | stuk | Automaat S200MUC 3P C3 10kA DC | Disjoncteur S200MUC 3P C3 10kA DC | Sicherungsautomat S200MUC 3P C3 10kA DC | MCB S200MUC 3P C3 10kA DC |  | 5.14
2CDS273061R0044 | S203M-C4UC | Active | 4013614435188 | 225.39 | 1 | 1 | stuk | S200MUC | BE31330 | SB (MCB&RCD Cat.B) | stuk | Automaat S200MUC 3P C4 10kA DC | Disjoncteur S200MUC 3P C4 10kA DC | Sicherungsautomat S200MUC 3P C4 10kA DC | MCB S200MUC 3P C4 10kA DC |  | 5.14
2CDS273061R0064 | S203M-C6UC | Active | 4013614435195 | 225.39 | 1 | 1 | stuk | S200MUC | BE31330 | SB (MCB&RCD Cat.B) | stuk | Automaat S200MUC 3P C6 10kA DC | Disjoncteur S200MUC 3P C6 10kA DC | Sicherungsautomat S200MUC 3P C6 10kA DC | MCB S200MUC 3P C6 10kA DC |  | 5.14
2CDS273061R0065 | S203M-B6UC | Active | 4013614435034 | 201.29 | 1 | 1 | stuk | S200MUC | BE31330 | SB (MCB&RCD Cat.B) | stuk | Automaat S200MUC 3P B6 10kA DC | Disjoncteur S200MUC 3P B6 10kA DC | Sicherungsautomat S200MUC 3P B6 10kA DC | MCB S200MUC 3P B6 10kA DC |  | 5.14
2CDS273061R0084 | S203M-C8UC | Active | 4013614435201 | 225.39 | 1 | 1 | stuk | S200MUC | BE31330 | SB (MCB&RCD Cat.B) | stuk | Automaat S200MUC 3P C8 10kA DC | Disjoncteur S200MUC 3P C8 10kA DC | Sicherungsautomat S200MUC 3P C8 10kA DC | MCB S200MUC 3P C8 10kA DC |  | 5.14
2CDS273061R0087 | S203M-K0,2UC | Active | 4013614435300 | 256.74 | 1 | 1 | stuk | S200MUC | BE31330 | SB (MCB&RCD Cat.B) | stuk | Automaat S200MUC 3P K0 2 10kA DC | Disjoncteur S200MUC 3P K0 2 10kA DC | Sicherungsautomat S200MUC 3P K0 2 10kA DC | MCB S200MUC 3P K0 2 10kA DC |  | 5.14
2CDS273061R0104 | S203M-C10UC | Active | 4013614435218 | 201.29 | 1 | 1 | stuk | S200MUC | BE31330 | SB (MCB&RCD Cat.B) | stuk | Automaat S200MUC 3P C10 10kA DC | Disjoncteur S200MUC 3P C10 10kA DC | Sicherungsautomat S200MUC 3P C10 10kA DC | MCB S200MUC 3P C10 10kA DC |  | 5.14
2CDS273061R0105 | S203M-B10UC | Active | 4013614435041 | 179.58 | 1 | 1 | stuk | S200MUC | BE31330 | SB (MCB&RCD Cat.B) | stuk | Automaat S200MUC 3P B10 10kA DC | Disjoncteur S200MUC 3P B10 10kA DC | Sicherungsautomat S200MUC 3P B10 10kA DC | MCB S200MUC 3P B10 10kA DC |  | 5.14
2CDS273061R0117 | S203M-K0,3UC | Active | 4013614435317 | 256.74 | 1 | 1 | stuk | S200MUC | BE31330 | SB (MCB&RCD Cat.B) | stuk | Automaat S200MUC 3P K0 3 10kA DC | Disjoncteur S200MUC 3P K0 3 10kA DC | Sicherungsautomat S200MUC 3P K0 3 10kA DC | MCB S200MUC 3P K0 3 10kA DC |  | 5.14
2CDS273061R0134 | S203M-C13UC | Active | 4013614435225 | 201.29 | 1 | 1 | stuk | S200MUC | BE31330 | SB (MCB&RCD Cat.B) | stuk | Automaat S200MUC 3P C13 10kA DC | Disjoncteur S200MUC 3P C13 10kA DC | Sicherungsautomat S200MUC 3P C13 10kA DC | MCB S200MUC 3P C13 10kA DC |  | 5.14
2CDS273061R0135 | S203M-B13UC | Active | 4013614435058 | 179.58 | 1 | 1 | stuk | S200MUC | BE31330 | SB (MCB&RCD Cat.B) | stuk | Automaat S200MUC 3P B13 10kA DC | Disjoncteur S200MUC 3P B13 10kA DC | Sicherungsautomat S200MUC 3P B13 10kA DC | MCB S200MUC 3P B13 10kA DC |  | 5.14
2CDS273061R0157 | S203M-K0,5UC | Active | 4013614435324 | 256.74 | 1 | 1 | stuk | S200MUC | BE31330 | SB (MCB&RCD Cat.B) | stuk | Automaat S200MUC 3P K0 5 10kA DC | Disjoncteur S200MUC 3P K0 5 10kA DC | Sicherungsautomat S200MUC 3P K0 5 10kA DC | MCB S200MUC 3P K0 5 10kA DC |  | 5.14
2CDS273061R0158 | S203M-Z0,5UC | Active | 4013614435553 | 276.02 | 1 | 1 | stuk | S200MUC | BE31330 | SB (MCB&RCD Cat.B) | stuk | Automaat S200MUC 3P Z0 5 10kA DC | Disjoncteur S200MUC 3P Z0 5 10kA DC | Sicherungsautomat S200MUC 3P Z0 5 10kA DC | MCB S200MUC 3P Z0 5 10kA DC |  | 5.14
2CDS273061R0164 | S203M-C16UC | Active | 4013614435232 | 201.29 | 1 | 1 | stuk | S200MUC | BE31330 | SB (MCB&RCD Cat.B) | stuk | Automaat S200MUC 3P C16 10kA DC | Disjoncteur S200MUC 3P C16 10kA DC | Sicherungsautomat S200MUC 3P C16 10kA DC | MCB S200MUC 3P C16 10kA DC |  | 5.14
2CDS273061R0165 | S203M-B16UC | Active | 4013614435065 | 179.58 | 1 | 1 | stuk | S200MUC | BE31330 | SB (MCB&RCD Cat.B) | stuk | Automaat S200MUC 3P B16 10kA DC | Disjoncteur S200MUC 3P B16 10kA DC | Sicherungsautomat S200MUC 3P B16 10kA DC | MCB S200MUC 3P B16 10kA DC |  | 5.14
2CDS273061R0187 | S203M-K0,75UC | Active | 4013614435331 | 256.74 | 1 | 1 | stuk | S200MUC | BE31330 | SB (MCB&RCD Cat.B) | stuk | Automaat S200MUC 3P K0 75 10kA DC | Disjoncteur S200MUC 3P K0 75 10kA DC | Sicherungsautomat S200MUC 3P K0 75 10kA DC | MCB S200MUC 3P K0 75 10kA DC |  | 5.14
2CDS273061R0204 | S203M-C20UC | Active | 4013614435249 | 201.29 | 1 | 1 | stuk | S200MUC | BE31330 | SB (MCB&RCD Cat.B) | stuk | Automaat S200MUC 3P C20 10kA DC | Disjoncteur S200MUC 3P C20 10kA DC | Sicherungsautomat S200MUC 3P C20 10kA DC | MCB S200MUC 3P C20 10kA DC |  | 5.14
2CDS273061R0205 | S203M-B20UC | Active | 4013614435072 | 179.58 | 1 | 1 | stuk | S200MUC | BE31330 | SB (MCB&RCD Cat.B) | stuk | Automaat S200MUC 3P B20 10kA DC | Disjoncteur S200MUC 3P B20 10kA DC | Sicherungsautomat S200MUC 3P B20 10kA DC | MCB S200MUC 3P B20 10kA DC |  | 5.14
2CDS273061R0217 | S203M-K1UC | Active | 4013614435348 | 256.74 | 1 | 1 | stuk | S200MUC | BE31330 | SB (MCB&RCD Cat.B) | stuk | Automaat S200MUC 3P K1 10kA DC | Disjoncteur S200MUC 3P K1 10kA DC | Sicherungsautomat S200MUC 3P K1 10kA DC | MCB S200MUC 3P K1 10kA DC |  | 5.14
2CDS273061R0218 | S203M-Z1UC | Active | 4013614435560 | 276.02 | 1 | 1 | stuk | S200MUC | BE31330 | SB (MCB&RCD Cat.B) | stuk | Automaat S200MUC 3P Z1 10kA DC | Disjoncteur S200MUC 3P Z1 10kA DC | Sicherungsautomat S200MUC 3P Z1 10kA DC | MCB S200MUC 3P Z1 10kA DC |  | 5.14
2CDS273061R0254 | S203M-C25UC | Active | 4013614435256 | 225.39 | 1 | 1 | stuk | S200MUC | BE31330 | SB (MCB&RCD Cat.B) | stuk | Automaat S200MUC 3P C25 10kA DC | Disjoncteur S200MUC 3P C25 10kA DC | Sicherungsautomat S200MUC 3P C25 10kA DC | MCB S200MUC 3P C25 10kA DC |  | 5.14
2CDS273061R0255 | S203M-B25UC | Active | 4013614435089 | 201.29 | 1 | 1 | stuk | S200MUC | BE31330 | SB (MCB&RCD Cat.B) | stuk | Automaat S200MUC 3P B25 10kA DC | Disjoncteur S200MUC 3P B25 10kA DC | Sicherungsautomat S200MUC 3P B25 10kA DC | MCB S200MUC 3P B25 10kA DC |  | 5.14
2CDS273061R0257 | S203M-K1,6UC | Active | 4013614435355 | 256.74 | 1 | 1 | stuk | S200MUC | BE31330 | SB (MCB&RCD Cat.B) | stuk | Automaat S200MUC 3P K1 6 10kA DC | Disjoncteur S200MUC 3P K1 6 10kA DC | Sicherungsautomat S200MUC 3P K1 6 10kA DC | MCB S200MUC 3P K1 6 10kA DC |  | 5.14
2CDS273061R0258 | S203M-Z1,6UC | Active | 4013614435577 | 276.02 | 1 | 1 | stuk | S200MUC | BE31330 | SB (MCB&RCD Cat.B) | stuk | Automaat S200MUC 3P Z1 6 10kA DC | Disjoncteur S200MUC 3P Z1 6 10kA DC | Sicherungsautomat S200MUC 3P Z1 6 10kA DC | MCB S200MUC 3P Z1 6 10kA DC |  | 5.14
2CDS273061R0277 | S203M-K2UC | Active | 4013614435362 | 256.74 | 1 | 1 | stuk | S200MUC | BE31330 | SB (MCB&RCD Cat.B) | stuk | Automaat S200MUC 3P K2 10kA DC | Disjoncteur S200MUC 3P K2 10kA DC | Sicherungsautomat S200MUC 3P K2 10kA DC | MCB S200MUC 3P K2 10kA DC |  | 5.14
2CDS273061R0278 | S203M-Z2UC | Active | 4013614435584 | 276.02 | 1 | 1 | stuk | S200MUC | BE31330 | SB (MCB&RCD Cat.B) | stuk | Automaat S200MUC 3P Z2 10kA DC | Disjoncteur S200MUC 3P Z2 10kA DC | Sicherungsautomat S200MUC 3P Z2 10kA DC | MCB S200MUC 3P Z2 10kA DC |  | 5.14
2CDS273061R0317 | S203M-K3UC | Active | 4013614435379 | 256.74 | 1 | 1 | stuk | S200MUC | BE31330 | SB (MCB&RCD Cat.B) | stuk | Automaat S200MUC 3P K3 10kA DC | Disjoncteur S200MUC 3P K3 10kA DC | Sicherungsautomat S200MUC 3P K3 10kA DC | MCB S200MUC 3P K3 10kA DC |  | 5.14
2CDS273061R0318 | S203M-Z3UC | Active | 4013614435591 | 276.02 | 1 | 1 | stuk | S200MUC | BE31330 | SB (MCB&RCD Cat.B) | stuk | Automaat S200MUC 3P Z3 10kA DC | Disjoncteur S200MUC 3P Z3 10kA DC | Sicherungsautomat S200MUC 3P Z3 10kA DC | MCB S200MUC 3P Z3 10kA DC |  | 5.14
2CDS273061R0324 | S203M-C32UC | Active | 4013614435263 | 225.39 | 1 | 1 | stuk | S200MUC | BE31330 | SB (MCB&RCD Cat.B) | stuk | Automaat S200MUC 3P C32 10kA DC | Disjoncteur S200MUC 3P C32 10kA DC | Sicherungsautomat S200MUC 3P C32 10kA DC | MCB S200MUC 3P C32 10kA DC |  | 5.14
2CDS273061R0325 | S203M-B32UC | Active | 4013614435096 | 201.29 | 1 | 1 | stuk | S200MUC | BE31330 | SB (MCB&RCD Cat.B) | stuk | Automaat S200MUC 3P B32 10kA DC | Disjoncteur S200MUC 3P B32 10kA DC | Sicherungsautomat S200MUC 3P B32 10kA DC | MCB S200MUC 3P B32 10kA DC |  | 5.14
2CDS273061R0337 | S203M-K4UC | Active | 4013614435386 | 256.74 | 1 | 1 | stuk | S200MUC | BE31330 | SB (MCB&RCD Cat.B) | stuk | Automaat S200MUC 3P K4 10kA DC | Disjoncteur S200MUC 3P K4 10kA DC | Sicherungsautomat S200MUC 3P K4 10kA DC | MCB S200MUC 3P K4 10kA DC |  | 5.14
2CDS273061R0338 | S203M-Z4UC | Active | 4013614435607 | 276.02 | 1 | 1 | stuk | S200MUC | BE31330 | SB (MCB&RCD Cat.B) | stuk | Automaat S200MUC 3P Z4 10kA DC | Disjoncteur S200MUC 3P Z4 10kA DC | Sicherungsautomat S200MUC 3P Z4 10kA DC | MCB S200MUC 3P Z4 10kA DC |  | 5.14
2CDS273061R0357 | S203M-K5UC | Active | 4013614435393 | 256.74 | 1 | 1 | stuk | S200MUC | BE31330 | SB (MCB&RCD Cat.B) | stuk | Automaat S200MUC 3P K5 10kA DC | Disjoncteur S200MUC 3P K5 10kA DC | Sicherungsautomat S200MUC 3P K5 10kA DC | MCB S200MUC 3P K5 10kA DC |  | 5.14
2CDS273061R0358 | S203M-Z5UC | Active | 4013614435614 | 276.02 | 1 | 1 | stuk | S200MUC | BE31330 | SB (MCB&RCD Cat.B) | stuk | Automaat S200MUC 3P Z5 10kA DC | Disjoncteur S200MUC 3P Z5 10kA DC | Sicherungsautomat S200MUC 3P Z5 10kA DC | MCB S200MUC 3P Z5 10kA DC |  | 5.14
2CDS273061R0377 | S203M-K6UC | Active | 4013614435409 | 256.74 | 1 | 1 | stuk | S200MUC | BE31330 | SB (MCB&RCD Cat.B) | stuk | Automaat S200MUC 3P K6 10kA DC | Disjoncteur S200MUC 3P K6 10kA DC | Sicherungsautomat S200MUC 3P K6 10kA DC | MCB S200MUC 3P K6 10kA DC |  | 5.14
2CDS273061R0378 | S203M-Z6UC | Active | 4013614435621 | 276.02 | 1 | 1 | stuk | S200MUC | BE31330 | SB (MCB&RCD Cat.B) | stuk | Automaat S200MUC 3P Z6 10kA DC | Disjoncteur S200MUC 3P Z6 10kA DC | Sicherungsautomat S200MUC 3P Z6 10kA DC | MCB S200MUC 3P Z6 10kA DC |  | 5.14
2CDS273061R0404 | S203M-C40UC | Active | 4013614435270 | 260.35 | 1 | 1 | stuk | S200MUC | BE31330 | SB (MCB&RCD Cat.B) | stuk | Automaat S200MUC 3P C40 10kA DC | Disjoncteur S200MUC 3P C40 10kA DC | Sicherungsautomat S200MUC 3P C40 10kA DC | MCB S200MUC 3P C40 10kA DC |  | 5.14
2CDS273061R0405 | S203M-B40UC | Active | 4013614435102 | 230.21 | 1 | 1 | stuk | S200MUC | BE31330 | SB (MCB&RCD Cat.B) | stuk | Automaat S200MUC 3P B40 10kA DC | Disjoncteur S200MUC 3P B40 10kA DC | Sicherungsautomat S200MUC 3P B40 10kA DC | MCB S200MUC 3P B40 10kA DC |  | 5.14
2CDS273061R0407 | S203M-K8UC | Active | 4013614435416 | 256.74 | 1 | 1 | stuk | S200MUC | BE31330 | SB (MCB&RCD Cat.B) | stuk | Automaat S200MUC 3P K8 10kA DC | Disjoncteur S200MUC 3P K8 10kA DC | Sicherungsautomat S200MUC 3P K8 10kA DC | MCB S200MUC 3P K8 10kA DC |  | 5.14
2CDS273061R0408 | S203M-Z8UC | Active | 4013614435638 | 276.02 | 1 | 1 | stuk | S200MUC | BE31330 | SB (MCB&RCD Cat.B) | stuk | Automaat S200MUC 3P Z8 10kA DC | Disjoncteur S200MUC 3P Z8 10kA DC | Sicherungsautomat S200MUC 3P Z8 10kA DC | MCB S200MUC 3P Z8 10kA DC |  | 5.14
2CDS273061R0427 | S203M-K10UC | Active | 4013614435423 | 225.39 | 1 | 1 | stuk | S200MUC | BE31330 | SB (MCB&RCD Cat.B) | stuk | Automaat S200MUC 3P K10 10kA DC | Disjoncteur S200MUC 3P K10 10kA DC | Sicherungsautomat S200MUC 3P K10 10kA DC | MCB S200MUC 3P K10 10kA DC |  | 5.14
2CDS273061R0428 | S203M-Z10UC | Active | 4013614435645 | 242.27 | 1 | 1 | stuk | S200MUC | BE31330 | SB (MCB&RCD Cat.B) | stuk | Automaat S200MUC 3P Z10 10kA DC | Disjoncteur S200MUC 3P Z10 10kA DC | Sicherungsautomat S200MUC 3P Z10 10kA DC | MCB S200MUC 3P Z10 10kA DC |  | 5.14
2CDS273061R0447 | S203M-K13UC | Active | 4013614435430 | 225.39 | 1 | 1 | stuk | S200MUC | BE31330 | SB (MCB&RCD Cat.B) | stuk | Automaat S200MUC 3P K13 10kA DC | Disjoncteur S200MUC 3P K13 10kA DC | Sicherungsautomat S200MUC 3P K13 10kA DC | MCB S200MUC 3P K13 10kA DC |  | 5.14
2CDS273061R0457 | S203M-K15UC | Active | 4013614435447 | 225.39 | 1 | 1 | stuk | S200MUC | BE31330 | SB (MCB&RCD Cat.B) | stuk | Automaat S200MUC 3P K15 10kA DC | Disjoncteur S200MUC 3P K15 10kA DC | Sicherungsautomat S200MUC 3P K15 10kA DC | MCB S200MUC 3P K15 10kA DC |  | 5.14
2CDS273061R0458 | S203M-Z15UC | Active | 4013614435669 | 242.27 | 1 | 1 | stuk | S200MUC | BE31330 | SB (MCB&RCD Cat.B) | stuk | Automaat S200MUC 3P Z15 10kA DC | Disjoncteur S200MUC 3P Z15 10kA DC | Sicherungsautomat S200MUC 3P Z15 10kA DC | MCB S200MUC 3P Z15 10kA DC |  | 5.14
2CDS273061R0467 | S203M-K16UC | Active | 4013614435454 | 225.39 | 1 | 1 | stuk | S200MUC | BE31330 | SB (MCB&RCD Cat.B) | stuk | Automaat S200MUC 3P K16 10kA DC | Disjoncteur S200MUC 3P K16 10kA DC | Sicherungsautomat S200MUC 3P K16 10kA DC | MCB S200MUC 3P K16 10kA DC |  | 5.14
2CDS273061R0468 | S203M-Z16UC | Active | 4013614435676 | 242.27 | 1 | 1 | stuk | S200MUC | BE31330 | SB (MCB&RCD Cat.B) | stuk | Automaat S200MUC 3P Z16 10kA DC | Disjoncteur S200MUC 3P Z16 10kA DC | Sicherungsautomat S200MUC 3P Z16 10kA DC | MCB S200MUC 3P Z16 10kA DC |  | 5.14
2CDS273061R0487 | S203M-K20UC | Active | 4013614435461 | 225.39 | 1 | 1 | stuk | S200MUC | BE31330 | SB (MCB&RCD Cat.B) | stuk | Automaat S200MUC 3P K20 10kA DC | Disjoncteur S200MUC 3P K20 10kA DC | Sicherungsautomat S200MUC 3P K20 10kA DC | MCB S200MUC 3P K20 10kA DC |  | 5.14
2CDS273061R0488 | S203M-Z20UC | Active | 4013614435683 | 242.27 | 1 | 1 | stuk | S200MUC | BE31330 | SB (MCB&RCD Cat.B) | stuk | Automaat S200MUC 3P Z20 10kA DC | Disjoncteur S200MUC 3P Z20 10kA DC | Sicherungsautomat S200MUC 3P Z20 10kA DC | MCB S200MUC 3P Z20 10kA DC |  | 5.14
2CDS273061R0504 | S203M-C50UC | Active | 4013614435287 | 301.33 | 1 | 1 | stuk | S200MUC | BE31330 | SB (MCB&RCD Cat.B) | stuk | Automaat S200MUC 3P C50 10kA DC | Disjoncteur S200MUC 3P C50 10kA DC | Sicherungsautomat S200MUC 3P C50 10kA DC | MCB S200MUC 3P C50 10kA DC |  | 5.14
2CDS273061R0505 | S203M-B50UC | Active | 4013614435119 | 266.36 | 1 | 1 | stuk | S200MUC | BE31330 | SB (MCB&RCD Cat.B) | stuk | Automaat S200MUC 3P B50 10kA DC | Disjoncteur S200MUC 3P B50 10kA DC | Sicherungsautomat S200MUC 3P B50 10kA DC | MCB S200MUC 3P B50 10kA DC |  | 5.14
2CDS273061R0517 | S203M-K25UC | Active | 4013614435478 | 256.74 | 1 | 1 | stuk | S200MUC | BE31330 | SB (MCB&RCD Cat.B) | stuk | Automaat S200MUC 3P K25 10kA DC | Disjoncteur S200MUC 3P K25 10kA DC | Sicherungsautomat S200MUC 3P K25 10kA DC | MCB S200MUC 3P K25 10kA DC |  | 5.14
2CDS273061R0518 | S203M-Z25UC | Active | 4013614435690 | 276.02 | 1 | 1 | stuk | S200MUC | BE31330 | SB (MCB&RCD Cat.B) | stuk | Automaat S200MUC 3P Z25 10kA DC | Disjoncteur S200MUC 3P Z25 10kA DC | Sicherungsautomat S200MUC 3P Z25 10kA DC | MCB S200MUC 3P Z25 10kA DC |  | 5.14
2CDS273061R0527 | S203M-K30UC | Active | 4013614435485 | 256.74 | 1 | 1 | stuk | S200MUC | BE31330 | SB (MCB&RCD Cat.B) | stuk | Automaat S200MUC 3P K30 10kA DC | Disjoncteur S200MUC 3P K30 10kA DC | Sicherungsautomat S200MUC 3P K30 10kA DC | MCB S200MUC 3P K30 10kA DC |  | 5.14
2CDS273061R0528 | S203M-Z30UC | Active | 4013614435706 | 276.02 | 1 | 1 | stuk | S200MUC | BE31330 | SB (MCB&RCD Cat.B) | stuk | Automaat S200MUC 3P Z30 10kA DC | Disjoncteur S200MUC 3P Z30 10kA DC | Sicherungsautomat S200MUC 3P Z30 10kA DC | MCB S200MUC 3P Z30 10kA DC |  | 5.14
2CDS273061R0537 | S203M-K32UC | Active | 4013614435492 | 256.74 | 1 | 1 | stuk | S200MUC | BE31330 | SB (MCB&RCD Cat.B) | stuk | Automaat S200MUC 3P K32 10kA DC | Disjoncteur S200MUC 3P K32 10kA DC | Sicherungsautomat S200MUC 3P K32 10kA DC | MCB S200MUC 3P K32 10kA DC |  | 5.14
2CDS273061R0538 | S203M-Z32UC | Active | 4013614435713 | 276.02 | 1 | 1 | stuk | S200MUC | BE31330 | SB (MCB&RCD Cat.B) | stuk | Automaat S200MUC 3P Z32 10kA DC | Disjoncteur S200MUC 3P Z32 10kA DC | Sicherungsautomat S200MUC 3P Z32 10kA DC | MCB S200MUC 3P Z32 10kA DC |  | 5.14
2CDS273061R0547 | S203M-K35UC | Active | 4013614435508 | 256.74 | 1 | 1 | stuk | S200MUC | BE31330 | SB (MCB&RCD Cat.B) | stuk | Automaat S200MUC 3P K35 10kA DC | Disjoncteur S200MUC 3P K35 10kA DC | Sicherungsautomat S200MUC 3P K35 10kA DC | MCB S200MUC 3P K35 10kA DC |  | 5.14
2CDS273061R0548 | S203M-Z35UC | Active | 4013614435720 | 276.02 | 1 | 1 | stuk | S200MUC | BE31330 | SB (MCB&RCD Cat.B) | stuk | Automaat S200MUC 3P Z35 10kA DC | Disjoncteur S200MUC 3P Z35 10kA DC | Sicherungsautomat S200MUC 3P Z35 10kA DC | MCB S200MUC 3P Z35 10kA DC |  | 5.14
2CDS273061R0557 | S203M-K40UC | Active | 4013614435515 | 297.71 | 1 | 1 | stuk | S200MUC | BE31330 | SB (MCB&RCD Cat.B) | stuk | Automaat S200MUC 3P K40 10kA DC | Disjoncteur S200MUC 3P K40 10kA DC | Sicherungsautomat S200MUC 3P K40 10kA DC | MCB S200MUC 3P K40 10kA DC |  | 5.14
2CDS273061R0558 | S203M-Z40UC | Active | 4013614435737 | 318.2 | 1 | 1 | stuk | S200MUC | BE31330 | SB (MCB&RCD Cat.B) | stuk | Automaat S200MUC 3P Z40 10kA DC | Disjoncteur S200MUC 3P Z40 10kA DC | Sicherungsautomat S200MUC 3P Z40 10kA DC | MCB S200MUC 3P Z40 10kA DC |  | 5.14
2CDS273061R0577 | S203M-K50UC | Active | 4013614435522 | 343.52 | 1 | 1 | stuk | S200MUC | BE31330 | SB (MCB&RCD Cat.B) | stuk | Automaat S200MUC 3P K50 10kA DC | Disjoncteur S200MUC 3P K50 10kA DC | Sicherungsautomat S200MUC 3P K50 10kA DC | MCB S200MUC 3P K50 10kA DC |  | 5.14
2CDS273061R0578 | S203M-Z50UC | Active | 4013614435744 | 368.82 | 1 | 1 | stuk | S200MUC | BE31330 | SB (MCB&RCD Cat.B) | stuk | Automaat S200MUC 3P Z50 10kA DC | Disjoncteur S200MUC 3P Z50 10kA DC | Sicherungsautomat S200MUC 3P Z50 10kA DC | MCB S200MUC 3P Z50 10kA DC |  | 5.14
2CDS273061R0587 | S203M-K60UC | Active | 4013614435539 | 384.49 | 1 | 1 | stuk | S200MUC | BE31330 | SB (MCB&RCD Cat.B) | stuk | Automaat S200MUC 3P K60 10kA DC | Disjoncteur S200MUC 3P K60 10kA DC | Sicherungsautomat S200MUC 3P K60 10kA DC | MCB S200MUC 3P K60 10kA DC |  | 5.14
2CDS273061R0588 | S203M-Z60UC | Active | 4013614435751 | 408.6 | 1 | 1 | stuk | S200MUC | BE31330 | SB (MCB&RCD Cat.B) | stuk | Automaat S200MUC 3P Z60 10kA DC | Disjoncteur S200MUC 3P Z60 10kA DC | Sicherungsautomat S200MUC 3P Z60 10kA DC | MCB S200MUC 3P Z60 10kA DC |  | 5.14
2CDS273061R0607 | S203M-K63UC | Active | 4013614435546 | 408.6 | 1 | 1 | stuk | S200MUC | BE31330 | SB (MCB&RCD Cat.B) | stuk | Automaat S200MUC 3P K63 10kA DC | Disjoncteur S200MUC 3P K63 10kA DC | Sicherungsautomat S200MUC 3P K63 10kA DC | MCB S200MUC 3P K63 10kA DC |  | 5.14
2CDS273061R0608 | S203M-Z63UC | Active | 4013614435768 | 439.93 | 1 | 1 | stuk | S200MUC | BE31330 | SB (MCB&RCD Cat.B) | stuk | Automaat S200MUC 3P Z63 10kA DC | Disjoncteur S200MUC 3P Z63 10kA DC | Sicherungsautomat S200MUC 3P Z63 10kA DC | MCB S200MUC 3P Z63 10kA DC |  | 5.14
2CDS273061R0634 | S203M-C63UC | Active | 4013614435294 | 364 | 1 | 1 | stuk | S200MUC | BE31330 | SB (MCB&RCD Cat.B) | stuk | Automaat S200MUC 3P C63 10kA DC | Disjoncteur S200MUC 3P C63 10kA DC | Sicherungsautomat S200MUC 3P C63 10kA DC | MCB S200MUC 3P C63 10kA DC |  | 5.14
2CDS273061R0635 | S203M-B63UC | Active | 4013614435126 | 323.01 | 1 | 1 | stuk | S200MUC | BE31330 | SB (MCB&RCD Cat.B) | stuk | Automaat S200MUC 3P B63 10kA DC | Disjoncteur S200MUC 3P B63 10kA DC | Sicherungsautomat S200MUC 3P B63 10kA DC | MCB S200MUC 3P B63 10kA DC |  | 5.14
2CDS273061R0974 | S203M-C1,6UC | Active | 4013614435157 | 225.39 | 1 | 1 | stuk | S200MUC | BE31330 | SB (MCB&RCD Cat.B) | stuk | Automaat S200MUC 3P C1 6 10kA DC | Disjoncteur S200MUC 3P C1 6 10kA DC | Sicherungsautomat S200MUC 3P C1 6 10kA DC | MCB S200MUC 3P C1 6 10kA DC |  | 5.14
2CDS273061R0984 | S203M-C0,5UC | Active | 4013614435133 | 225.39 | 1 | 1 | stuk | S200MUC | BE31330 | SB (MCB&RCD Cat.B) | stuk | Automaat S200MUC 3P C0 5 10kA DC | Disjoncteur S200MUC 3P C0 5 10kA DC | Sicherungsautomat S200MUC 3P C0 5 10kA DC | MCB S200MUC 3P C0 5 10kA DC |  | 5.14
2CDS273065R0014 | S203MT-C1UC | Active | 4013614447600 | 269.99 | 1 | 1 | stuk | S200MTUC | BE31330 | SB (MCB&RCD Cat.B) | stuk | Automaat S200MTUC 3P C1 10kA Tractie DC | Disjoncteur S200MTUC 3P C1 10kA traction DC | Sicherungsautomat S200MTUC 3P C1 10kA Tractie DC | MCB S200MTUC 3P C1 10kA traction DC |  | 5.14
2CDS273065R0024 | S203MT-C2UC | Active | 4013614447617 | 269.99 | 1 | 1 | stuk | S200MTUC | BE31330 | SB (MCB&RCD Cat.B) | stuk | Automaat S200MTUC 3P C2 10kA Tractie DC | Disjoncteur S200MTUC 3P C2 10kA traction DC | Sicherungsautomat S200MTUC 3P C2 10kA Tractie DC | MCB S200MTUC 3P C2 10kA traction DC |  | 5.14
2CDS273065R0034 | S203MT-C3UC | Active | 4013614447624 | 269.99 | 1 | 1 | stuk | S200MTUC | BE31330 | SB (MCB&RCD Cat.B) | stuk | Automaat S200MTUC 3P C3 10kA Tractie DC | Disjoncteur S200MTUC 3P C3 10kA traction DC | Sicherungsautomat S200MTUC 3P C3 10kA Tractie DC | MCB S200MTUC 3P C3 10kA traction DC |  | 5.14
2CDS273065R0044 | S203MT-C4UC | Active | 4013614447631 | 269.99 | 1 | 1 | stuk | S200MTUC | BE31330 | SB (MCB&RCD Cat.B) | stuk | Automaat S200MTUC 3P C4 10kA Tractie DC | Disjoncteur S200MTUC 3P C4 10kA traction DC | Sicherungsautomat S200MTUC 3P C4 10kA Tractie DC | MCB S200MTUC 3P C4 10kA traction DC |  | 5.14
2CDS273065R0064 | S203MT-C6UC | Active | 4013614447648 | 269.99 | 1 | 1 | stuk | S200MTUC | BE31330 | SB (MCB&RCD Cat.B) | stuk | Automaat S200MTUC 3P C6 10kA Tractie DC | Disjoncteur S200MTUC 3P C6 10kA traction DC | Sicherungsautomat S200MTUC 3P C6 10kA Tractie DC | MCB S200MTUC 3P C6 10kA traction DC |  | 5.14
2CDS273065R0065 | S203MT-B6UC | Active | 4013614465512 | 241.06 | 1 | 1 | stuk | S200MTUC | BE31330 | SB (MCB&RCD Cat.B) | stuk | Automaat S200MTUC 3P B6 10kA Tractie DC | Disjoncteur S200MTUC 3P B6 10kA traction DC | Sicherungsautomat S200MTUC 3P B6 10kA Tractie DC | MCB S200MTUC 3P B6 10kA traction DC |  | 5.14
2CDS273065R0084 | S203MT-C8UC | Active | 4013614447655 | 269.99 | 1 | 1 | stuk | S200MTUC | BE31330 | SB (MCB&RCD Cat.B) | stuk | Automaat S200MTUC 3P C8 10kA Tractie DC | Disjoncteur S200MTUC 3P C8 10kA traction DC | Sicherungsautomat S200MTUC 3P C8 10kA Tractie DC | MCB S200MTUC 3P C8 10kA traction DC |  | 5.14
2CDS273065R0087 | S203MT-K0,2UC | Active | 4013614447662 | 307.36 | 1 | 1 | stuk | S200MTUC | BE31330 | SB (MCB&RCD Cat.B) | stuk | Automaat S200MTUC 3P K0 2 10kA Tract DC | Disjoncteur S200MTUC 3P K0 2 10kA Tract DC | Sicherungsautomat S200MTUC 3P K0 2 10kA Tract DC | MCB S200MTUC 3P K0 2 10kA Tract DC |  | 5.14
2CDS273065R0104 | S203MT-C10UC | Active | 4013614447679 | 241.06 | 1 | 1 | stuk | S200MTUC | BE31330 | SB (MCB&RCD Cat.B) | stuk | Automaat S200MTUC 3P C10 10kA Tractie DC | Disjoncteur S200MTUC 3P C10 10kA traction DC | Sicherungsautomat S200MTUC 3P C10 10kA Tractie DC | MCB S200MTUC 3P C10 10kA traction DC |  | 5.14
2CDS273065R0105 | S203MT-B10UC | Active | 4013614465529 | 215.76 | 1 | 1 | stuk | S200MTUC | BE31330 | SB (MCB&RCD Cat.B) | stuk | Automaat S200MTUC 3P B10 10kA Tractie DC | Disjoncteur S200MTUC 3P B10 10kA traction DC | Sicherungsautomat S200MTUC 3P B10 10kA Tractie DC | MCB S200MTUC 3P B10 10kA traction DC |  | 5.14
2CDS273065R0117 | S203MT-K0,3UC | Active | 4013614447686 | 307.36 | 1 | 1 | stuk | S200MTUC | BE31330 | SB (MCB&RCD Cat.B) | stuk | Automaat S200MTUC 3P K0 3 10kA Tract DC | Disjoncteur S200MTUC 3P K0 3 10kA Tract DC | Sicherungsautomat S200MTUC 3P K0 3 10kA Tract DC | MCB S200MTUC 3P K0 3 10kA Tract DC |  | 5.14
2CDS273065R0134 | S203MT-C13UC | Active | 4013614447693 | 241.06 | 1 | 1 | stuk | S200MTUC | BE31330 | SB (MCB&RCD Cat.B) | stuk | Automaat S200MTUC 3P C13 10kA Tractie DC | Disjoncteur S200MTUC 3P C13 10kA traction DC | Sicherungsautomat S200MTUC 3P C13 10kA Tractie DC | MCB S200MTUC 3P C13 10kA traction DC |  | 5.14
2CDS273065R0135 | S203MT-B13UC | Active | 4013614465536 | 215.76 | 1 | 1 | stuk | S200MTUC | BE31330 | SB (MCB&RCD Cat.B) | stuk | Automaat S200MTUC 3P B13 10kA Tractie DC | Disjoncteur S200MTUC 3P B13 10kA traction DC | Sicherungsautomat S200MTUC 3P B13 10kA Tractie DC | MCB S200MTUC 3P B13 10kA traction DC |  | 5.14
2CDS273065R0157 | S203MT-K0,5UC | Active | 4013614447709 | 307.36 | 1 | 1 | stuk | S200MTUC | BE31330 | SB (MCB&RCD Cat.B) | stuk | Automaat S200MTUC 3P K0 5 10kA Tract DC | Disjoncteur S200MTUC 3P K0 5 10kA Tract DC | Sicherungsautomat S200MTUC 3P K0 5 10kA Tract DC | MCB S200MTUC 3P K0 5 10kA Tract DC |  | 5.14
2CDS273065R0158 | S203MT-Z0,5UC | Active | 4013614447716 | 332.68 | 1 | 1 | stuk | S200MTUC | BE31330 | SB (MCB&RCD Cat.B) | stuk | Automaat S200MTUC 3P Z0 5 10kA Tract DC | Disjoncteur S200MTUC 3P Z0 5 10kA Tract DC | Sicherungsautomat S200MTUC 3P Z0 5 10kA Tract DC | MCB S200MTUC 3P Z0 5 10kA Tract DC |  | 5.14
2CDS273065R0164 | S203MT-C16UC | Active | 4013614447723 | 241.06 | 1 | 1 | stuk | S200MTUC | BE31330 | SB (MCB&RCD Cat.B) | stuk | Automaat S200MTUC 3P C16 10kA Tractie DC | Disjoncteur S200MTUC 3P C16 10kA traction DC | Sicherungsautomat S200MTUC 3P C16 10kA Tractie DC | MCB S200MTUC 3P C16 10kA traction DC |  | 5.14
2CDS273065R0165 | S203MT-B16UC | Active | 4013614465543 | 215.76 | 1 | 1 | stuk | S200MTUC | BE31330 | SB (MCB&RCD Cat.B) | stuk | Automaat S200MTUC 3P B16 10kA Tractie DC | Disjoncteur S200MTUC 3P B16 10kA traction DC | Sicherungsautomat S200MTUC 3P B16 10kA Tractie DC | MCB S200MTUC 3P B16 10kA traction DC |  | 5.14
2CDS273065R0187 | S203MT-K0,75UC | Active | 4013614447730 | 307.36 | 1 | 1 | stuk | S200MTUC | BE31330 | SB (MCB&RCD Cat.B) | stuk | Automaat S200MTUC 3P K0,75 10kA Tractie DC | Disjoncteur S200MTUC 3P K0,75 10kA traction DC | Sicherungsautomat S200MTUC 3P K0,75 10kA Tractie DC | MCB S200MTUC 3P K0,75 10kA traction DC |  | 5.14
2CDS273065R0204 | S203MT-C20UC | Active | 4013614447747 | 241.06 | 1 | 1 | stuk | S200MTUC | BE31330 | SB (MCB&RCD Cat.B) | stuk | Automaat S200MTUC 3P C20 10kA Tractie DC | Disjoncteur S200MTUC 3P C20 10kA traction DC | Sicherungsautomat S200MTUC 3P C20 10kA Tractie DC | MCB S200MTUC 3P C20 10kA traction DC |  | 5.14
2CDS273065R0205 | S203MT-B20UC | Active | 4013614465550 | 215.76 | 1 | 1 | stuk | S200MTUC | BE31330 | SB (MCB&RCD Cat.B) | stuk | Automaat S200MTUC 3P B20 10kA Tractie DC | Disjoncteur S200MTUC 3P B20 10kA traction DC | Sicherungsautomat S200MTUC 3P B20 10kA Tractie DC | MCB S200MTUC 3P B20 10kA traction DC |  | 5.14
2CDS273065R0217 | S203MT-K1UC | Active | 4013614447754 | 307.36 | 1 | 1 | stuk | S200MTUC | BE31330 | SB (MCB&RCD Cat.B) | stuk | Automaat S200MTUC 3P K1 10kA Tractie DC | Disjoncteur S200MTUC 3P K1 10kA traction DC | Sicherungsautomat S200MTUC 3P K1 10kA Tractie DC | MCB S200MTUC 3P K1 10kA traction DC |  | 5.14
2CDS273065R0218 | S203MT-Z1UC | Active | 4013614447761 | 332.68 | 1 | 1 | stuk | S200MTUC | BE31330 | SB (MCB&RCD Cat.B) | stuk | Automaat S200MTUC 3P Z1 10kA Tractie DC | Disjoncteur S200MTUC 3P Z1 10kA traction DC | Sicherungsautomat S200MTUC 3P Z1 10kA Tractie DC | MCB S200MTUC 3P Z1 10kA traction DC |  | 5.14
2CDS273065R0254 | S203MT-C25UC | Active | 4013614447778 | 269.99 | 1 | 1 | stuk | S200MTUC | BE31330 | SB (MCB&RCD Cat.B) | stuk | Automaat S200MTUC 3P C25 10kA Tractie DC | Disjoncteur S200MTUC 3P C25 10kA traction DC | Sicherungsautomat S200MTUC 3P C25 10kA Tractie DC | MCB S200MTUC 3P C25 10kA traction DC |  | 5.14
2CDS273065R0255 | S203MT-B25UC | Active | 4013614465567 | 241.06 | 1 | 1 | stuk | S200MTUC | BE31330 | SB (MCB&RCD Cat.B) | stuk | Automaat S200MTUC 3P B25 10kA Tractie DC | Disjoncteur S200MTUC 3P B25 10kA traction DC | Sicherungsautomat S200MTUC 3P B25 10kA Tractie DC | MCB S200MTUC 3P B25 10kA traction DC |  | 5.14
2CDS273065R0257 | S203MT-K1,6UC | Active | 4013614447785 | 307.36 | 1 | 1 | stuk | S200MTUC | BE31330 | SB (MCB&RCD Cat.B) | stuk | Automaat S200MTUC 3P K1 6 10kA Tract DC | Disjoncteur S200MTUC 3P K1 6 10kA Tract DC | Sicherungsautomat S200MTUC 3P K1 6 10kA Tract DC | MCB S200MTUC 3P K1 6 10kA Tract DC |  | 5.14
2CDS273065R0258 | S203MT-Z1,6UC | Active | 4013614447792 | 332.68 | 1 | 1 | stuk | S200MTUC | BE31330 | SB (MCB&RCD Cat.B) | stuk | Automaat S200MTUC 3P Z1 6 10kA Tract DC | Disjoncteur S200MTUC 3P Z1 6 10kA Tract DC | Sicherungsautomat S200MTUC 3P Z1 6 10kA Tract DC | MCB S200MTUC 3P Z1 6 10kA Tract DC |  | 5.14
2CDS273065R0277 | S203MT-K2UC | Active | 4013614447808 | 307.36 | 1 | 1 | stuk | S200MTUC | BE31330 | SB (MCB&RCD Cat.B) | stuk | Automaat S200MTUC 3P K2 10kA Tractie DC | Disjoncteur S200MTUC 3P K2 10kA traction DC | Sicherungsautomat S200MTUC 3P K2 10kA Tractie DC | MCB S200MTUC 3P K2 10kA traction DC |  | 5.14
2CDS273065R0278 | S203MT-Z2UC | Active | 4013614447815 | 332.68 | 1 | 1 | stuk | S200MTUC | BE31330 | SB (MCB&RCD Cat.B) | stuk | Automaat S200MTUC 3P Z2 10kA Tractie DC | Disjoncteur S200MTUC 3P Z2 10kA traction DC | Sicherungsautomat S200MTUC 3P Z2 10kA Tractie DC | MCB S200MTUC 3P Z2 10kA traction DC |  | 5.14
2CDS273065R0317 | S203MT-K3UC | Active | 4013614447822 | 307.36 | 1 | 1 | stuk | S200MTUC | BE31330 | SB (MCB&RCD Cat.B) | stuk | Automaat S200MTUC 3P K3 10kA Tractie DC | Disjoncteur S200MTUC 3P K3 10kA traction DC | Sicherungsautomat S200MTUC 3P K3 10kA Tractie DC | MCB S200MTUC 3P K3 10kA traction DC |  | 5.14
2CDS273065R0318 | S203MT-Z3UC | Active | 4013614447839 | 332.68 | 1 | 1 | stuk | S200MTUC | BE31330 | SB (MCB&RCD Cat.B) | stuk | Automaat S200MTUC 3P Z3 10kA Tractie DC | Disjoncteur S200MTUC 3P Z3 10kA traction DC | Sicherungsautomat S200MTUC 3P Z3 10kA Tractie DC | MCB S200MTUC 3P Z3 10kA traction DC |  | 5.14
2CDS273065R0324 | S203MT-C32UC | Active | 4013614447846 | 269.99 | 1 | 1 | stuk | S200MTUC | BE31330 | SB (MCB&RCD Cat.B) | stuk | Automaat S200MTUC 3P C32 10kA Tractie DC | Disjoncteur S200MTUC 3P C32 10kA traction DC | Sicherungsautomat S200MTUC 3P C32 10kA Tractie DC | MCB S200MTUC 3P C32 10kA traction DC |  | 5.14
2CDS273065R0325 | S203MT-B32UC | Active | 4013614465574 | 241.06 | 1 | 1 | stuk | S200MTUC | BE31330 | SB (MCB&RCD Cat.B) | stuk | Automaat S200MTUC 3P B32 10kA Tractie DC | Disjoncteur S200MTUC 3P B32 10kA traction DC | Sicherungsautomat S200MTUC 3P B32 10kA Tractie DC | MCB S200MTUC 3P B32 10kA traction DC |  | 5.14
2CDS273065R0337 | S203MT-K4UC | Active | 4013614447853 | 307.36 | 1 | 1 | stuk | S200MTUC | BE31330 | SB (MCB&RCD Cat.B) | stuk | Automaat S200MTUC 3P K4 10kA Tractie DC | Disjoncteur S200MTUC 3P K4 10kA traction DC | Sicherungsautomat S200MTUC 3P K4 10kA Tractie DC | MCB S200MTUC 3P K4 10kA traction DC |  | 5.14
2CDS273065R0338 | S203MT-Z4UC | Active | 4013614447860 | 332.68 | 1 | 1 | stuk | S200MTUC | BE31330 | SB (MCB&RCD Cat.B) | stuk | Automaat S200MTUC 3P Z4 10kA Tractie DC | Disjoncteur S200MTUC 3P Z4 10kA traction DC | Sicherungsautomat S200MTUC 3P Z4 10kA Tractie DC | MCB S200MTUC 3P Z4 10kA traction DC |  | 5.14
2CDS273065R0357 | S203MT-K5UC | Active | 4013614447877 | 307.36 | 1 | 1 | stuk | S200MTUC | BE31330 | SB (MCB&RCD Cat.B) | stuk | Automaat S200MTUC 3P K5 10kA Tractie DC | Disjoncteur S200MTUC 3P K5 10kA traction DC | Sicherungsautomat S200MTUC 3P K5 10kA Tractie DC | MCB S200MTUC 3P K5 10kA traction DC |  | 5.14
2CDS273065R0358 | S203MT-Z5UC | Active | 4013614447884 | 332.68 | 1 | 1 | stuk | S200MTUC | BE31330 | SB (MCB&RCD Cat.B) | stuk | Automaat S200MTUC 3P Z5 10kA Tractie DC | Disjoncteur S200MTUC 3P Z5 10kA traction DC | Sicherungsautomat S200MTUC 3P Z5 10kA Tractie DC | MCB S200MTUC 3P Z5 10kA traction DC |  | 5.14
2CDS273065R0377 | S203MT-K6UC | Active | 4013614447891 | 307.36 | 1 | 1 | stuk | S200MTUC | BE31330 | SB (MCB&RCD Cat.B) | stuk | Automaat S200MTUC 3P K6 10kA Tractie DC | Disjoncteur S200MTUC 3P K6 10kA traction DC | Sicherungsautomat S200MTUC 3P K6 10kA Tractie DC | MCB S200MTUC 3P K6 10kA traction DC |  | 5.14
2CDS273065R0378 | S203MT-Z6UC | Active | 4013614447907 | 332.68 | 1 | 1 | stuk | S200MTUC | BE31330 | SB (MCB&RCD Cat.B) | stuk | Automaat S200MTUC 3P Z6 10kA Tractie DC | Disjoncteur S200MTUC 3P Z6 10kA traction DC | Sicherungsautomat S200MTUC 3P Z6 10kA Tractie DC | MCB S200MTUC 3P Z6 10kA traction DC |  | 5.14
2CDS273065R0404 | S203MT-C40UC | Active | 4013614447914 | 312.18 | 1 | 1 | stuk | S200MTUC | BE31330 | SB (MCB&RCD Cat.B) | stuk | Automaat S200MTUC 3P C40 10kA Tractie DC | Disjoncteur S200MTUC 3P C40 10kA traction DC | Sicherungsautomat S200MTUC 3P C40 10kA Tractie DC | MCB S200MTUC 3P C40 10kA traction DC |  | 5.14
2CDS273065R0405 | S203MT-B40UC | Active | 4013614465581 | 276.02 | 1 | 1 | stuk | S200MTUC | BE31330 | SB (MCB&RCD Cat.B) | stuk | Automaat S200MTUC 3P B40 10kA Tractie DC | Disjoncteur S200MTUC 3P B40 10kA traction DC | Sicherungsautomat S200MTUC 3P B40 10kA Tractie DC | MCB S200MTUC 3P B40 10kA traction DC |  | 5.14
2CDS273065R0407 | S203MT-K8UC | Active | 4013614447921 | 307.36 | 1 | 1 | stuk | S200MTUC | BE31330 | SB (MCB&RCD Cat.B) | stuk | Automaat S200MTUC 3P K8 10kA Tractie DC | Disjoncteur S200MTUC 3P K8 10kA traction DC | Sicherungsautomat S200MTUC 3P K8 10kA Tractie DC | MCB S200MTUC 3P K8 10kA traction DC |  | 5.14
2CDS273065R0408 | S203MT-Z8UC | Active | 4013614447938 | 332.68 | 1 | 1 | stuk | S200MTUC | BE31330 | SB (MCB&RCD Cat.B) | stuk | Automaat S200MTUC 3P Z8 10kA Tractie DC | Disjoncteur S200MTUC 3P Z8 10kA traction DC | Sicherungsautomat S200MTUC 3P Z8 10kA Tractie DC | MCB S200MTUC 3P Z8 10kA traction DC |  | 5.14
2CDS273065R0427 | S203MT-K10UC | Active | 4013614447945 | 269.99 | 1 | 1 | stuk | S200MTUC | BE31330 | SB (MCB&RCD Cat.B) | stuk | Automaat S200MTUC 3P K10 10kA Tractie DC | Disjoncteur S200MTUC 3P K10 10kA traction DC | Sicherungsautomat S200MTUC 3P K10 10kA Tractie DC | MCB S200MTUC 3P K10 10kA traction DC |  | 5.14
2CDS273065R0428 | S203MT-Z10UC | Active | 4013614447952 | 290.49 | 1 | 1 | stuk | S200MTUC | BE31330 | SB (MCB&RCD Cat.B) | stuk | Automaat S200MTUC 3P Z10 10kA Tractie DC | Disjoncteur S200MTUC 3P Z10 10kA traction DC | Sicherungsautomat S200MTUC 3P Z10 10kA Tractie DC | MCB S200MTUC 3P Z10 10kA traction DC |  | 5.14
2CDS273065R0447 | S203MT-K13UC | Active | 4013614447969 | 269.99 | 1 | 1 | stuk | S200MTUC | BE31330 | SB (MCB&RCD Cat.B) | stuk | Automaat S200MTUC 3P K13 10kA Tractie DC | Disjoncteur S200MTUC 3P K13 10kA traction DC | Sicherungsautomat S200MTUC 3P K13 10kA Tractie DC | MCB S200MTUC 3P K13 10kA traction DC |  | 5.14
2CDS273065R0457 | S203MT-K15UC | Active | 4013614447983 | 269.99 | 1 | 1 | stuk | S200MTUC | BE31330 | SB (MCB&RCD Cat.B) | stuk | Automaat S200MTUC 3P K15 10kA Tractie DC | Disjoncteur S200MTUC 3P K15 10kA traction DC | Sicherungsautomat S200MTUC 3P K15 10kA Tractie DC | MCB S200MTUC 3P K15 10kA traction DC |  | 5.14
2CDS273065R0458 | S203MT-Z15UC | Active | 4013614447990 | 263.95 | 1 | 1 | stuk | S200MTUC | BE31330 | SB (MCB&RCD Cat.B) | stuk | Automaat S200MTUC 3P Z15 10kA Tractie DC | Disjoncteur S200MTUC 3P Z15 10kA traction DC | Sicherungsautomat S200MTUC 3P Z15 10kA Tractie DC | MCB S200MTUC 3P Z15 10kA traction DC |  | 5.14
2CDS273065R0467 | S203MT-K16UC | Active | 4013614448003 | 269.99 | 1 | 1 | stuk | S200MTUC | BE31330 | SB (MCB&RCD Cat.B) | stuk | Automaat S200MTUC 3P K16 10kA Tractie DC | Disjoncteur S200MTUC 3P K16 10kA traction DC | Sicherungsautomat S200MTUC 3P K16 10kA Tractie DC | MCB S200MTUC 3P K16 10kA traction DC |  | 5.14
2CDS273065R0468 | S203MT-Z16UC | Active | 4013614448010 | 290.49 | 1 | 1 | stuk | S200MTUC | BE31330 | SB (MCB&RCD Cat.B) | stuk | Automaat S200MTUC 3P Z16 10kA Tractie DC | Disjoncteur S200MTUC 3P Z16 10kA traction DC | Sicherungsautomat S200MTUC 3P Z16 10kA Tractie DC | MCB S200MTUC 3P Z16 10kA traction DC |  | 5.14
2CDS273065R0487 | S203MT-K20UC | Active | 4013614448027 | 269.99 | 1 | 1 | stuk | S200MTUC | BE31330 | SB (MCB&RCD Cat.B) | stuk | Automaat S200MTUC 3P K20 10kA Tractie DC | Disjoncteur S200MTUC 3P K20 10kA traction DC | Sicherungsautomat S200MTUC 3P K20 10kA Tractie DC | MCB S200MTUC 3P K20 10kA traction DC |  | 5.14
2CDS273065R0488 | S203MT-Z20UC | Active | 4013614448034 | 290.49 | 1 | 1 | stuk | S200MTUC | BE31330 | SB (MCB&RCD Cat.B) | stuk | Automaat S200MTUC 3P Z20 10kA Tractie DC | Disjoncteur S200MTUC 3P Z20 10kA traction DC | Sicherungsautomat S200MTUC 3P Z20 10kA Tractie DC | MCB S200MTUC 3P Z20 10kA traction DC |  | 5.14
2CDS273065R0504 | S203MT-C50UC | Active | 4013614448041 | 361.59 | 1 | 1 | stuk | S200MTUC | BE31330 | SB (MCB&RCD Cat.B) | stuk | Automaat S200MTUC 3P C50 10kA Tractie DC | Disjoncteur S200MTUC 3P C50 10kA traction DC | Sicherungsautomat S200MTUC 3P C50 10kA Tractie DC | MCB S200MTUC 3P C50 10kA traction DC |  | 5.14
2CDS273065R0505 | S203MT-B50UC | Active | 4013614465598 | 319.41 | 1 | 1 | stuk | S200MTUC | BE31330 | SB (MCB&RCD Cat.B) | stuk | Automaat S200MTUC 3P B50 10kA Tractie DC | Disjoncteur S200MTUC 3P B50 10kA traction DC | Sicherungsautomat S200MTUC 3P B50 10kA Tractie DC | MCB S200MTUC 3P B50 10kA traction DC |  | 5.14
2CDS273065R0517 | S203MT-K25UC | Active | 4013614448058 | 307.36 | 1 | 1 | stuk | S200MTUC | BE31330 | SB (MCB&RCD Cat.B) | stuk | Automaat S200MTUC 3P K25 10kA Tractie DC | Disjoncteur S200MTUC 3P K25 10kA traction DC | Sicherungsautomat S200MTUC 3P K25 10kA Tractie DC | MCB S200MTUC 3P K25 10kA traction DC |  | 5.14
2CDS273065R0518 | S203MT-Z25UC | Active | 4013614448065 | 332.68 | 1 | 1 | stuk | S200MTUC | BE31330 | SB (MCB&RCD Cat.B) | stuk | Automaat S200MTUC 3P Z25 10kA Tractie DC | Disjoncteur S200MTUC 3P Z25 10kA traction DC | Sicherungsautomat S200MTUC 3P Z25 10kA Tractie DC | MCB S200MTUC 3P Z25 10kA traction DC |  | 5.14
2CDS273065R0527 | S203MT-K30UC | Active | 4013614448072 | 307.36 | 1 | 1 | stuk | S200MTUC | BE31330 | SB (MCB&RCD Cat.B) | stuk | Automaat S200MTUC 3P K30 10kA Tractie DC | Disjoncteur S200MTUC 3P K30 10kA traction DC | Sicherungsautomat S200MTUC 3P K30 10kA Tractie DC | MCB S200MTUC 3P K30 10kA traction DC |  | 5.14
2CDS273065R0528 | S203MT-Z30UC | Active | 4013614448089 | 332.68 | 1 | 1 | stuk | S200MTUC | BE31330 | SB (MCB&RCD Cat.B) | stuk | Automaat S200MTUC 3P Z30 10kA Tractie DC | Disjoncteur S200MTUC 3P Z30 10kA traction DC | Sicherungsautomat S200MTUC 3P Z30 10kA Tractie DC | MCB S200MTUC 3P Z30 10kA traction DC |  | 5.14
2CDS273065R0537 | S203MT-K32UC | Active | 4013614448096 | 307.36 | 1 | 1 | stuk | S200MTUC | BE31330 | SB (MCB&RCD Cat.B) | stuk | Automaat S200MTUC 3P K32 10kA Tractie DC | Disjoncteur S200MTUC 3P K32 10kA traction DC | Sicherungsautomat S200MTUC 3P K32 10kA Tractie DC | MCB S200MTUC 3P K32 10kA traction DC |  | 5.14
2CDS273065R0538 | S203MT-Z32UC | Active | 4013614448102 | 332.68 | 1 | 1 | stuk | S200MTUC | BE31330 | SB (MCB&RCD Cat.B) | stuk | Automaat S200MTUC 3P Z32 10kA Tractie DC | Disjoncteur S200MTUC 3P Z32 10kA traction DC | Sicherungsautomat S200MTUC 3P Z32 10kA Tractie DC | MCB S200MTUC 3P Z32 10kA traction DC |  | 5.14
2CDS273065R0547 | S203MT-K35UC | Active | 4013614448119 | 307.36 | 1 | 1 | stuk | S200MTUC | BE31330 | SB (MCB&RCD Cat.B) | stuk | Automaat S200MTUC 3P K35 10kA Tractie DC | Disjoncteur S200MTUC 3P K35 10kA traction DC | Sicherungsautomat S200MTUC 3P K35 10kA Tractie DC | MCB S200MTUC 3P K35 10kA traction DC |  | 5.14
2CDS273065R0548 | S203MT-Z35UC | Active | 4013614448126 | 332.68 | 1 | 1 | stuk | S200MTUC | BE31330 | SB (MCB&RCD Cat.B) | stuk | Automaat S200MTUC 3P Z35 10kA Tractie DC | Disjoncteur S200MTUC 3P Z35 10kA traction DC | Sicherungsautomat S200MTUC 3P Z35 10kA Tractie DC | MCB S200MTUC 3P Z35 10kA traction DC |  | 5.14
2CDS273065R0557 | S203MT-K40UC | Active | 4013614448133 | 356.78 | 1 | 1 | stuk | S200MTUC | BE31330 | SB (MCB&RCD Cat.B) | stuk | Automaat S200MTUC 3P K40 10kA Tractie DC | Disjoncteur S200MTUC 3P K40 10kA traction DC | Sicherungsautomat S200MTUC 3P K40 10kA Tractie DC | MCB S200MTUC 3P K40 10kA traction DC |  | 5.14
2CDS273065R0558 | S203MT-Z40UC | Active | 4013614448140 | 382.08 | 1 | 1 | stuk | S200MTUC | BE31330 | SB (MCB&RCD Cat.B) | stuk | Automaat S200MTUC 3P Z40 10kA Tractie DC | Disjoncteur S200MTUC 3P Z40 10kA traction DC | Sicherungsautomat S200MTUC 3P Z40 10kA Tractie DC | MCB S200MTUC 3P Z40 10kA traction DC |  | 5.14
2CDS273065R0577 | S203MT-K50UC | Active | 4013614448157 | 411.02 | 1 | 1 | stuk | S200MTUC | BE31330 | SB (MCB&RCD Cat.B) | stuk | Automaat S200MTUC 3P K50 10kA Tractie DC | Disjoncteur S200MTUC 3P K50 10kA traction DC | Sicherungsautomat S200MTUC 3P K50 10kA Tractie DC | MCB S200MTUC 3P K50 10kA traction DC |  | 5.14
2CDS273065R0578 | S203MT-Z50UC | Active | 4013614448164 | 442.34 | 1 | 1 | stuk | S200MTUC | BE31330 | SB (MCB&RCD Cat.B) | stuk | Automaat S200MTUC 3P Z50 10kA Tractie DC | Disjoncteur S200MTUC 3P Z50 10kA traction DC | Sicherungsautomat S200MTUC 3P Z50 10kA Tractie DC | MCB S200MTUC 3P Z50 10kA traction DC |  | 5.14
2CDS273065R0587 | S203MT-K60UC | Active | 4013614448171 | 459.24 | 1 | 1 | stuk | S200MTUC | BE31330 | SB (MCB&RCD Cat.B) | stuk | Automaat S200MTUC 3P K60 10kA Tractie DC | Disjoncteur S200MTUC 3P K60 10kA traction DC | Sicherungsautomat S200MTUC 3P K60 10kA Tractie DC | MCB S200MTUC 3P K60 10kA traction DC |  | 5.14
2CDS273065R0588 | S203MT-Z60UC | Active | 4013614446917 | 490.56 | 1 | 1 | stuk | S200MTUC | BE31330 | SB (MCB&RCD Cat.B) | stuk | Automaat S200MTUC 3P Z60 10kA Tractie DC | Disjoncteur S200MTUC 3P Z60 10kA traction DC | Sicherungsautomat S200MTUC 3P Z60 10kA Tractie DC | MCB S200MTUC 3P Z60 10kA traction DC |  | 5.14
2CDS273065R0607 | S203MT-K63UC | Active | 4013614446924 | 490.56 | 1 | 1 | stuk | S200MTUC | BE31330 | SB (MCB&RCD Cat.B) | stuk | Automaat S200MTUC 3P K63 10kA Tractie DC | Disjoncteur S200MTUC 3P K63 10kA traction DC | Sicherungsautomat S200MTUC 3P K63 10kA Tractie DC | MCB S200MTUC 3P K63 10kA traction DC |  | 5.14
2CDS273065R0608 | S203MT-Z63UC | Active | 4013614446931 | 527.93 | 1 | 1 | stuk | S200MTUC | BE31330 | SB (MCB&RCD Cat.B) | stuk | Automaat S200MTUC 3P Z63 10kA Tractie DC | Disjoncteur S200MTUC 3P Z63 10kA traction DC | Sicherungsautomat S200MTUC 3P Z63 10kA Tractie DC | MCB S200MTUC 3P Z63 10kA traction DC |  | 5.14
2CDS273065R0634 | S203MT-C63UC | Active | 4013614448188 | 436.33 | 1 | 1 | stuk | S200MTUC | BE31330 | SB (MCB&RCD Cat.B) | stuk | Automaat S200MTUC 3P C63 10kA Tractie DC | Disjoncteur S200MTUC 3P C63 10kA traction DC | Sicherungsautomat S200MTUC 3P C63 10kA Tractie DC | MCB S200MTUC 3P C63 10kA traction DC |  | 5.14
2CDS273065R0635 | S203MT-B63UC | Active | 4013614465604 | 388.1 | 1 | 1 | stuk | S200MTUC | BE31330 | SB (MCB&RCD Cat.B) | stuk | Automaat S200MTUC 3P B63 10kA Tractie DC | Disjoncteur S200MTUC 3P B63 10kA traction DC | Sicherungsautomat S200MTUC 3P B63 10kA Tractie DC | MCB S200MTUC 3P B63 10kA traction DC |  | 5.14
2CDS273065R0974 | S203MT-C1,6UC | Active | 4013614448195 | 269.99 | 1 | 1 | stuk | S200MTUC | BE31330 | SB (MCB&RCD Cat.B) | stuk | Automaat S200MTUC 3P C1 6 10kA Tract DC | Disjoncteur S200MTUC 3P C1 6 10kA Tract DC | Sicherungsautomat S200MTUC 3P C1 6 10kA Tract DC | MCB S200MTUC 3P C1 6 10kA Tract DC |  | 5.14
2CDS273065R0984 | S203MT-C0,5UC | Active | 4013614448201 | 269.99 | 1 | 1 | stuk | S200MTUC | BE31330 | SB (MCB&RCD Cat.B) | stuk | Automaat S200MTUC 3P C0 5 10kA Tract DC | Disjoncteur S200MTUC 3P C0 5 10kA Tract DC | Sicherungsautomat S200MTUC 3P C0 5 10kA Tract DC | MCB S200MTUC 3P C0 5 10kA Tract DC |  | 5.14
2CDS273103R0011 | S203M-D1NA | Active | 4016779663328 | 375.76 | 1 | 1 | stuk | S200M | BE31330 | SA (Modulair+Plug&Socket) | stuk | Automaat S200M 3P+N D1 10kA NA | Disjoncteur S200M 3P+N D1 10kA NA | Sicherungsautomat S200M 3P+N D1 10kA NA | MCB S200M 3P+N D1 10kA NA |  | 5.14
2CDS273103R0014 | S203M-C1NA | Active | 4016779550529 | 229.26 | 1 | 1 | stuk | S200M | BE31330 | SB (MCB&RCD Cat.B) | stuk | Automaat S200M 3P+N C1 10kA NA | Disjoncteur S200M 3P+N C1 10kA NA | Sicherungsautomat S200M 3P+N C1 10kA NA | MCB S200M 3P+N C1 10kA NA |  | 5.14
2CDS273103R0021 | S203M-D2NA | Active | 4016779663342 | 375.76 | 1 | 1 | stuk | S200M | BE31330 | SA (Modulair+Plug&Socket) | stuk | Automaat S200M 3P+N D2 10kA NA | Disjoncteur S200M 3P+N D2 10kA NA | Sicherungsautomat S200M 3P+N D2 10kA NA | MCB S200M 3P+N D2 10kA NA |  | 5.14
2CDS273103R0024 | S203M-C2NA | Active | 4016779550536 | 229.26 | 1 | 1 | stuk | S200M | BE31330 | SB (MCB&RCD Cat.B) | stuk | Automaat S200M 3P+N C2 10kA NA | Disjoncteur S200M 3P+N C2 10kA NA | Sicherungsautomat S200M 3P+N C2 10kA NA | MCB S200M 3P+N C2 10kA NA |  | 5.14
2CDS273103R0031 | S203M-D3NA | Active | 4016779663359 | 375.76 | 1 | 1 | stuk | S200M | BE31330 | SA (Modulair+Plug&Socket) | stuk | Automaat S200M 3P+N D3 10kA NA | Disjoncteur S200M 3P+N D3 10kA NA | Sicherungsautomat S200M 3P+N D3 10kA NA | MCB S200M 3P+N D3 10kA NA |  | 5.14
2CDS273103R0034 | S203M-C3NA | Active | 4016779550543 | 229.26 | 1 | 1 | stuk | S200M | BE31330 | SB (MCB&RCD Cat.B) | stuk | Automaat S200M 3P+N C3 10kA NA | Disjoncteur S200M 3P+N C3 10kA NA | Sicherungsautomat S200M 3P+N C3 10kA NA | MCB S200M 3P+N C3 10kA NA |  | 5.14
2CDS273103R0041 | S203M-D4NA | Active | 4016779663366 | 375.76 | 1 | 1 | stuk | S200M | BE31330 | SA (Modulair+Plug&Socket) | stuk | Automaat S200M 3P+N D4 10kA NA | Disjoncteur S200M 3P+N D4 10kA NA | Sicherungsautomat S200M 3P+N D4 10kA NA | MCB S200M 3P+N D4 10kA NA |  | 5.14
2CDS273103R0044 | S203M-C4NA | Active | 4016779550550 | 229.26 | 1 | 1 | stuk | S200M | BE31330 | SB (MCB&RCD Cat.B) | stuk | Automaat S200M 3P+N C4 10kA NA | Disjoncteur S200M 3P+N C4 10kA NA | Sicherungsautomat S200M 3P+N C4 10kA NA | MCB S200M 3P+N C4 10kA NA |  | 5.14
2CDS273103R0061 | S203M-D6NA | Active | 4016779663373 | 375.76 | 1 | 1 | stuk | S200M | BE31330 | SA (Modulair+Plug&Socket) | stuk | Automaat S200M 3P+N D6 10kA NA | Disjoncteur S200M 3P+N D6 10kA NA | Sicherungsautomat S200M 3P+N D6 10kA NA | MCB S200M 3P+N D6 10kA NA |  | 5.14
2CDS273103R0064 | S203M-C6NA | Active | 4016779550567 | 219.8 | 1 | 1 | stuk | S200M | BE31330 | SB (MCB&RCD Cat.B) | stuk | Automaat S200M 3P+N C6 10kA NA | Disjoncteur S200M 3P+N C6 10kA NA | Sicherungsautomat S200M 3P+N C6 10kA NA | MCB S200M 3P+N C6 10kA NA |  | 5.14
2CDS273103R0065 | S203M-B6NA | Active | 4016779549745 | 204.42 | 1 | 1 | stuk | S200M | BE31330 | SB (MCB&RCD Cat.B) | stuk | Automaat S200M 3P+N B6 10kA NA | Disjoncteur S200M 3P+N B6 10kA NA | Sicherungsautomat S200M 3P+N B6 10kA NA | MCB S200M 3P+N B6 10kA NA |  | 5.14
2CDS273103R0081 | S203M-D8NA | Active | 4016779663380 | 375.76 | 1 | 1 | stuk | S200M | BE31330 | SA (Modulair+Plug&Socket) | stuk | Automaat S200M 3P+N D8 10kA NA | Disjoncteur S200M 3P+N D8 10kA NA | Sicherungsautomat S200M 3P+N D8 10kA NA | MCB S200M 3P+N D8 10kA NA |  | 5.14
2CDS273103R0084 | S203M-C8NA | Active | 4016779550574 | 219.8 | 1 | 1 | stuk | S200M | BE31330 | SB (MCB&RCD Cat.B) | stuk | Automaat S200M 3P+N C8 10kA NA | Disjoncteur S200M 3P+N C8 10kA NA | Sicherungsautomat S200M 3P+N C8 10kA NA | MCB S200M 3P+N C8 10kA NA |  | 5.14
2CDS273103R0101 | S203M-D10NA | Active | 4016779663397 | 339.14 | 1 | 1 | stuk | S200M | BE31330 | SA (Modulair+Plug&Socket) | stuk | Automaat S200M 3P+N D10 10kA NA | Disjoncteur S200M 3P+N D10 10kA NA | Sicherungsautomat S200M 3P+N D10 10kA NA | MCB S200M 3P+N D10 10kA NA |  | 5.14
2CDS273103R0104 | S203M-C10NA | Active | 4016779550581 | 219.8 | 1 | 1 | stuk | S200M | BE31330 | SB (MCB&RCD Cat.B) | stuk | Automaat S200M 3P+N C10 10kA NA | Disjoncteur S200M 3P+N C10 10kA NA | Sicherungsautomat S200M 3P+N C10 10kA NA | MCB S200M 3P+N C10 10kA NA |  | 5.14
2CDS273103R0105 | S203M-B10NA | Active | 4016779549752 | 204.42 | 1 | 1 | stuk | S200M | BE31330 | SB (MCB&RCD Cat.B) | stuk | Automaat S200M 3P+N B10 10kA NA | Disjoncteur S200M 3P+N B10 10kA NA | Sicherungsautomat S200M 3P+N B10 10kA NA | MCB S200M 3P+N B10 10kA NA |  | 5.14
2CDS273103R0131 | S203M-D13NA | Active | 4016779663403 | 339.14 | 1 | 1 | stuk | S200M | BE31330 | SA (Modulair+Plug&Socket) | stuk | Automaat S200M 3P+N D13 10kA NA | Disjoncteur S200M 3P+N D13 10kA NA | Sicherungsautomat S200M 3P+N D13 10kA NA | MCB S200M 3P+N D13 10kA NA |  | 5.14
2CDS273103R0134 | S203M-C13NA | Active | 4016779550598 | 219.8 | 1 | 1 | stuk | S200M | BE31330 | SB (MCB&RCD Cat.B) | stuk | Automaat S200M 3P+N C13 10kA NA | Disjoncteur S200M 3P+N C13 10kA NA | Sicherungsautomat S200M 3P+N C13 10kA NA | MCB S200M 3P+N C13 10kA NA |  | 5.14
2CDS273103R0135 | S203M-B13NA | Active | 4016779549769 | 204.42 | 1 | 1 | stuk | S200M | BE31330 | SB (MCB&RCD Cat.B) | stuk | Automaat S200M 3P+N B13 10kA NA | Disjoncteur S200M 3P+N B13 10kA NA | Sicherungsautomat S200M 3P+N B13 10kA NA | MCB S200M 3P+N B13 10kA NA |  | 5.14
2CDS273103R0157 | S203M-K0,5NA | Active | 4016779659444 | 252.88 | 1 | 1 | stuk | S200M | BE31330 | SA (Modulair+Plug&Socket) | stuk | Automaat S200M 3P+N K0 5 10kA NA | Disjoncteur S200M 3P+N K0 5 10kA NA | Sicherungsautomat S200M 3P+N K0 5 10kA NA | MCB S200M 3P+N K0 5 10kA NA |  | 5.14
2CDS273103R0158 | S203M-Z0,5NA | Active | 4016779601474 | 249.33 | 1 | 1 | stuk | S200M | BE31330 | SA (Modulair+Plug&Socket) | stuk | Automaat S200M 3P+N Z0 5 10kA NA | Disjoncteur S200M 3P+N Z0 5 10kA NA | Sicherungsautomat S200M 3P+N Z0 5 10kA NA | MCB S200M 3P+N Z0 5 10kA NA |  | 5.14
2CDS273103R0161 | S203M-D16NA | Active | 4016779663410 | 339.14 | 1 | 1 | stuk | S200M | BE31330 | SA (Modulair+Plug&Socket) | stuk | Automaat S200M 3P+N D16 10kA NA | Disjoncteur S200M 3P+N D16 10kA NA | Sicherungsautomat S200M 3P+N D16 10kA NA | MCB S200M 3P+N D16 10kA NA |  | 5.14
2CDS273103R0164 | S203M-C16NA | Active | 4016779550604 | 219.8 | 1 | 1 | stuk | S200M | BE31330 | SB (MCB&RCD Cat.B) | stuk | Automaat S200M 3P+N C16 10kA NA | Disjoncteur S200M 3P+N C16 10kA NA | Sicherungsautomat S200M 3P+N C16 10kA NA | MCB S200M 3P+N C16 10kA NA |  | 5.14
2CDS273103R0165 | S203M-B16NA | Active | 4016779549776 | 204.42 | 1 | 1 | stuk | S200M | BE31330 | SB (MCB&RCD Cat.B) | stuk | Automaat S200M 3P+N B16 10kA NA | Disjoncteur S200M 3P+N B16 10kA NA | Sicherungsautomat S200M 3P+N B16 10kA NA | MCB S200M 3P+N B16 10kA NA |  | 5.14
2CDS273103R0201 | S203M-D20NA | Active | 4016779663427 | 339.14 | 1 | 1 | stuk | S200M | BE31330 | SA (Modulair+Plug&Socket) | stuk | Automaat S200M 3P+N D20 10kA NA | Disjoncteur S200M 3P+N D20 10kA NA | Sicherungsautomat S200M 3P+N D20 10kA NA | MCB S200M 3P+N D20 10kA NA |  | 5.14
2CDS273103R0204 | S203M-C20NA | Active | 4016779550611 | 219.8 | 1 | 1 | stuk | S200M | BE31330 | SB (MCB&RCD Cat.B) | stuk | Automaat S200M 3P+N C20 10kA NA | Disjoncteur S200M 3P+N C20 10kA NA | Sicherungsautomat S200M 3P+N C20 10kA NA | MCB S200M 3P+N C20 10kA NA |  | 5.14
2CDS273103R0205 | S203M-B20NA | Active | 4016779549783 | 204.42 | 1 | 1 | stuk | S200M | BE31330 | SB (MCB&RCD Cat.B) | stuk | Automaat S200M 3P+N B20 10kA NA | Disjoncteur S200M 3P+N B20 10kA NA | Sicherungsautomat S200M 3P+N B20 10kA NA | MCB S200M 3P+N B20 10kA NA |  | 5.14
2CDS273103R0217 | S203M-K1NA | Active | 4016779659451 | 252.88 | 1 | 1 | stuk | S200M | BE31330 | SA (Modulair+Plug&Socket) | stuk | Automaat S200M 3P+N K1 10kA NA | Disjoncteur S200M 3P+N K1 10kA NA | Sicherungsautomat S200M 3P+N K1 10kA NA | MCB S200M 3P+N K1 10kA NA |  | 5.14
2CDS273103R0218 | S203M-Z1NA | Active | 4016779601481 | 249.33 | 1 | 1 | stuk | S200M | BE31330 | SA (Modulair+Plug&Socket) | stuk | Automaat S200M 3P+N Z1 10kA NA | Disjoncteur S200M 3P+N Z1 10kA NA | Sicherungsautomat S200M 3P+N Z1 10kA NA | MCB S200M 3P+N Z1 10kA NA |  | 5.14
2CDS273103R0251 | S203M-D25NA | Active | 4016779663434 | 375.76 | 1 | 1 | stuk | S200M | BE31330 | SA (Modulair+Plug&Socket) | stuk | Automaat S200M 3P+N D25 10kA NA | Disjoncteur S200M 3P+N D25 10kA NA | Sicherungsautomat S200M 3P+N D25 10kA NA | MCB S200M 3P+N D25 10kA NA |  | 5.14
2CDS273103R0254 | S203M-C25NA | Active | 4016779550628 | 219.8 | 1 | 1 | stuk | S200M | BE31330 | SB (MCB&RCD Cat.B) | stuk | Automaat S200M 3P+N C25 10kA NA | Disjoncteur S200M 3P+N C25 10kA NA | Sicherungsautomat S200M 3P+N C25 10kA NA | MCB S200M 3P+N C25 10kA NA |  | 5.14
2CDS273103R0255 | S203M-B25NA | Active | 4016779549790 | 204.42 | 1 | 1 | stuk | S200M | BE31330 | SB (MCB&RCD Cat.B) | stuk | Automaat S200M 3P+N B25 10kA NA | Disjoncteur S200M 3P+N B25 10kA NA | Sicherungsautomat S200M 3P+N B25 10kA NA | MCB S200M 3P+N B25 10kA NA |  | 5.14
2CDS273103R0257 | S203M-K1,6NA | Active | 4016779659468 | 252.88 | 1 | 1 | stuk | S200M | BE31330 | SA (Modulair+Plug&Socket) | stuk | Automaat S200M 3P+N K1 6 10kA NA | Disjoncteur S200M 3P+N K1 6 10kA NA | Sicherungsautomat S200M 3P+N K1 6 10kA NA | MCB S200M 3P+N K1 6 10kA NA |  | 5.14
2CDS273103R0258 | S203M-Z1,6NA | Active | 4016779601498 | 249.33 | 1 | 1 | stuk | S200M | BE31330 | SA (Modulair+Plug&Socket) | stuk | Automaat S200M 3P+N Z1 6 10kA NA | Disjoncteur S200M 3P+N Z1 6 10kA NA | Sicherungsautomat S200M 3P+N Z1 6 10kA NA | MCB S200M 3P+N Z1 6 10kA NA |  | 5.14
2CDS273103R0277 | S203M-K2NA | Active | 4016779659475 | 252.88 | 1 | 1 | stuk | S200M | BE31330 | SA (Modulair+Plug&Socket) | stuk | Automaat S200M 3P+N K2 10kA NA | Disjoncteur S200M 3P+N K2 10kA NA | Sicherungsautomat S200M 3P+N K2 10kA NA | MCB S200M 3P+N K2 10kA NA |  | 5.14
2CDS273103R0278 | S203M-Z2NA | Active | 4016779601504 | 249.33 | 1 | 1 | stuk | S200M | BE31330 | SA (Modulair+Plug&Socket) | stuk | Automaat S200M 3P+N Z2 10kA NA | Disjoncteur S200M 3P+N Z2 10kA NA | Sicherungsautomat S200M 3P+N Z2 10kA NA | MCB S200M 3P+N Z2 10kA NA |  | 5.14
2CDS273103R0317 | S203M-K3NA | Active | 4016779659482 | 252.88 | 1 | 1 | stuk | S200M | BE31330 | SA (Modulair+Plug&Socket) | stuk | Automaat S200M 3P+N K3 10kA NA | Disjoncteur S200M 3P+N K3 10kA NA | Sicherungsautomat S200M 3P+N K3 10kA NA | MCB S200M 3P+N K3 10kA NA |  | 5.14
2CDS273103R0318 | S203M-Z3NA | Active | 4016779601511 | 249.33 | 1 | 1 | stuk | S200M | BE31330 | SA (Modulair+Plug&Socket) | stuk | Automaat S200M 3P+N Z3 10kA NA | Disjoncteur S200M 3P+N Z3 10kA NA | Sicherungsautomat S200M 3P+N Z3 10kA NA | MCB S200M 3P+N Z3 10kA NA |  | 5.14
2CDS273103R0321 | S203M-D32NA | Active | 4016779663441 | 378.14 | 1 | 1 | stuk | S200M | BE31330 | SA (Modulair+Plug&Socket) | stuk | Automaat S200M 3P+N D32 10kA NA | Disjoncteur S200M 3P+N D32 10kA NA | Sicherungsautomat S200M 3P+N D32 10kA NA | MCB S200M 3P+N D32 10kA NA |  | 5.14
2CDS273103R0324 | S203M-C32NA | Active | 4016779550635 | 219.8 | 1 | 1 | stuk | S200M | BE31330 | SB (MCB&RCD Cat.B) | stuk | Automaat S200M 3P+N C32 10kA NA | Disjoncteur S200M 3P+N C32 10kA NA | Sicherungsautomat S200M 3P+N C32 10kA NA | MCB S200M 3P+N C32 10kA NA |  | 5.14
2CDS273103R0325 | S203M-B32NA | Active | 4016779549806 | 204.42 | 1 | 1 | stuk | S200M | BE31330 | SB (MCB&RCD Cat.B) | stuk | Automaat S200M 3P+N B32 10kA NA | Disjoncteur S200M 3P+N B32 10kA NA | Sicherungsautomat S200M 3P+N B32 10kA NA | MCB S200M 3P+N B32 10kA NA |  | 5.14
2CDS273103R0337 | S203M-K4NA | Active | 4016779659499 | 252.88 | 1 | 1 | stuk | S200M | BE31330 | SA (Modulair+Plug&Socket) | stuk | Automaat S200M 3P+N K4 10kA NA | Disjoncteur S200M 3P+N K4 10kA NA | Sicherungsautomat S200M 3P+N K4 10kA NA | MCB S200M 3P+N K4 10kA NA |  | 5.14
2CDS273103R0338 | S203M-Z4NA | Active | 4016779601528 | 249.33 | 1 | 1 | stuk | S200M | BE31330 | SA (Modulair+Plug&Socket) | stuk | Automaat S200M 3P+N Z4 10kA NA | Disjoncteur S200M 3P+N Z4 10kA NA | Sicherungsautomat S200M 3P+N Z4 10kA NA | MCB S200M 3P+N Z4 10kA NA |  | 5.14
2CDS273103R0377 | S203M-K6NA | Active | 4016779659505 | 252.88 | 1 | 1 | stuk | S200M | BE31330 | SA (Modulair+Plug&Socket) | stuk | Automaat S200M 3P+N K6 10kA NA | Disjoncteur S200M 3P+N K6 10kA NA | Sicherungsautomat S200M 3P+N K6 10kA NA | MCB S200M 3P+N K6 10kA NA |  | 5.14
2CDS273103R0378 | S203M-Z6NA | Active | 4016779601535 | 249.33 | 1 | 1 | stuk | S200M | BE31330 | SA (Modulair+Plug&Socket) | stuk | Automaat S200M 3P+N Z6 10kA NA | Disjoncteur S200M 3P+N Z6 10kA NA | Sicherungsautomat S200M 3P+N Z6 10kA NA | MCB S200M 3P+N Z6 10kA NA |  | 5.14
2CDS273103R0401 | S203M-D40NA | Active | 4016779663458 | 512.85 | 1 | 1 | stuk | S200M | BE31330 | SA (Modulair+Plug&Socket) | stuk | Automaat S200M 3P+N D40 10kA NA | Disjoncteur S200M 3P+N D40 10kA NA | Sicherungsautomat S200M 3P+N D40 10kA NA | MCB S200M 3P+N D40 10kA NA |  | 5.14
2CDS273103R0404 | S203M-C40NA | Active | 4016779550642 | 238.71 | 1 | 1 | stuk | S200M | BE31330 | SB (MCB&RCD Cat.B) | stuk | Automaat S200M 3P+N C40 10kA NA | Disjoncteur S200M 3P+N C40 10kA NA | Sicherungsautomat S200M 3P+N C40 10kA NA | MCB S200M 3P+N C40 10kA NA |  | 5.14
2CDS273103R0405 | S203M-B40NA | Active | 4016779549813 | 211.52 | 1 | 1 | stuk | S200M | BE31330 | SB (MCB&RCD Cat.B) | stuk | Automaat S200M 3P+N B40 10kA NA | Disjoncteur S200M 3P+N B40 10kA NA | Sicherungsautomat S200M 3P+N B40 10kA NA | MCB S200M 3P+N B40 10kA NA |  | 5.14
2CDS273103R0407 | S203M-K8NA | Active | 4016779659512 | 252.88 | 1 | 1 | stuk | S200M | BE31330 | SA (Modulair+Plug&Socket) | stuk | Automaat S200M 3P+N K8 10kA NA | Disjoncteur S200M 3P+N K8 10kA NA | Sicherungsautomat S200M 3P+N K8 10kA NA | MCB S200M 3P+N K8 10kA NA |  | 5.14
2CDS273103R0408 | S203M-Z8NA | Active | 4016779601542 | 249.33 | 1 | 1 | stuk | S200M | BE31330 | SA (Modulair+Plug&Socket) | stuk | Automaat S200M 3P+N Z8 10kA NA | Disjoncteur S200M 3P+N Z8 10kA NA | Sicherungsautomat S200M 3P+N Z8 10kA NA | MCB S200M 3P+N Z8 10kA NA |  | 5.14
2CDS273103R0427 | S203M-K10NA | Active | 4016779659529 | 225.71 | 1 | 1 | stuk | S200M | BE31330 | SA (Modulair+Plug&Socket) | stuk | Automaat S200M 3P+N K10 10kA NA | Disjoncteur S200M 3P+N K10 10kA NA | Sicherungsautomat S200M 3P+N K10 10kA NA | MCB S200M 3P+N K10 10kA NA |  | 5.14
2CDS273103R0428 | S203M-Z10NA | Active | 4016779601559 | 215.07 | 1 | 1 | stuk | S200M | BE31330 | SA (Modulair+Plug&Socket) | stuk | Automaat S200M 3P+N Z10 10kA NA | Disjoncteur S200M 3P+N Z10 10kA NA | Sicherungsautomat S200M 3P+N Z10 10kA NA | MCB S200M 3P+N Z10 10kA NA |  | 5.14
2CDS273103R0447 | S203M-K13NA | Active | 4016779659536 | 225.71 | 1 | 1 | stuk | S200M | BE31330 | SA (Modulair+Plug&Socket) | stuk | Automaat S200M 3P+N K13 10kA NA | Disjoncteur S200M 3P+N K13 10kA NA | Sicherungsautomat S200M 3P+N K13 10kA NA | MCB S200M 3P+N K13 10kA NA |  | 5.14
2CDS273103R0467 | S203M-K16NA | Active | 4016779659543 | 218.61 | 1 | 1 | stuk | S200M | BE31330 | SA (Modulair+Plug&Socket) | stuk | Automaat S200M 3P+N K16 10kA NA | Disjoncteur S200M 3P+N K16 10kA NA | Sicherungsautomat S200M 3P+N K16 10kA NA | MCB S200M 3P+N K16 10kA NA |  | 5.14
2CDS273103R0468 | S203M-Z16NA | Active | 4016779601566 | 215.07 | 1 | 1 | stuk | S200M | BE31330 | SA (Modulair+Plug&Socket) | stuk | Automaat S200M 3P+N Z16 10kA NA | Disjoncteur S200M 3P+N Z16 10kA NA | Sicherungsautomat S200M 3P+N Z16 10kA NA | MCB S200M 3P+N Z16 10kA NA |  | 5.14
2CDS273103R0487 | S203M-K20NA | Active | 4016779659550 | 243.42 | 1 | 1 | stuk | S200M | BE31330 | SA (Modulair+Plug&Socket) | stuk | Automaat S200M 3P+N K20 10kA NA | Disjoncteur S200M 3P+N K20 10kA NA | Sicherungsautomat S200M 3P+N K20 10kA NA | MCB S200M 3P+N K20 10kA NA |  | 5.14
2CDS273103R0488 | S203M-Z20NA | Active | 4016779601573 | 241.06 | 1 | 1 | stuk | S200M | BE31330 | SA (Modulair+Plug&Socket) | stuk | Automaat S200M 3P+N Z20 10kA NA | Disjoncteur S200M 3P+N Z20 10kA NA | Sicherungsautomat S200M 3P+N Z20 10kA NA | MCB S200M 3P+N Z20 10kA NA |  | 5.14
2CDS273103R0501 | S203M-D50NA | Active | 4016779663465 | 577.86 | 1 | 1 | stuk | S200M | BE31330 | SA (Modulair+Plug&Socket) | stuk | Automaat S200M 3P+N D50 10kA NA | Disjoncteur S200M 3P+N D50 10kA NA | Sicherungsautomat S200M 3P+N D50 10kA NA | MCB S200M 3P+N D50 10kA NA |  | 5.14
2CDS273103R0504 | S203M-C50NA | Active | 4016779544016 | 276.52 | 1 | 1 | stuk | S200M | BE31330 | SB (MCB&RCD Cat.B) | stuk | Automaat S200M 3P+N C50 10kA NA | Disjoncteur S200M 3P+N C50 10kA NA | Sicherungsautomat S200M 3P+N C50 10kA NA | MCB S200M 3P+N C50 10kA NA |  | 5.14
2CDS273103R0505 | S203M-B50NA | Active | 4016779543897 | 244.61 | 1 | 1 | stuk | S200M | BE31330 | SB (MCB&RCD Cat.B) | stuk | Automaat S200M 3P+N B50 10kA NA | Disjoncteur S200M 3P+N B50 10kA NA | Sicherungsautomat S200M 3P+N B50 10kA NA | MCB S200M 3P+N B50 10kA NA |  | 5.14
2CDS273103R0517 | S203M-K25NA | Active | 4016779659567 | 272.97 | 1 | 1 | stuk | S200M | BE31330 | SA (Modulair+Plug&Socket) | stuk | Automaat S200M 3P+N K25 10kA NA | Disjoncteur S200M 3P+N K25 10kA NA | Sicherungsautomat S200M 3P+N K25 10kA NA | MCB S200M 3P+N K25 10kA NA |  | 5.14
2CDS273103R0518 | S203M-Z25NA | Active | 4016779601580 | 249.33 | 1 | 1 | stuk | S200M | BE31330 | SA (Modulair+Plug&Socket) | stuk | Automaat S200M 3P+N Z25 10kA NA | Disjoncteur S200M 3P+N Z25 10kA NA | Sicherungsautomat S200M 3P+N Z25 10kA NA | MCB S200M 3P+N Z25 10kA NA |  | 5.14
2CDS273103R0537 | S203M-K32NA | Active | 4016779659574 | 293.06 | 1 | 1 | stuk | S200M | BE31330 | SA (Modulair+Plug&Socket) | stuk | Automaat S200M 3P+N K32 10kA NA | Disjoncteur S200M 3P+N K32 10kA NA | Sicherungsautomat S200M 3P+N K32 10kA NA | MCB S200M 3P+N K32 10kA NA |  | 5.14
2CDS273103R0538 | S203M-Z32NA | Active | 4016779601597 | 256.42 | 1 | 1 | stuk | S200M | BE31330 | SA (Modulair+Plug&Socket) | stuk | Automaat S200M 3P+N Z32 10kA NA | Disjoncteur S200M 3P+N Z32 10kA NA | Sicherungsautomat S200M 3P+N Z32 10kA NA | MCB S200M 3P+N Z32 10kA NA |  | 5.14
2CDS273103R0557 | S203M-K40NA | Active | 4016779659581 | 345.06 | 1 | 1 | stuk | S200M | BE31330 | SA (Modulair+Plug&Socket) | stuk | Automaat S200M 3P+N K40 10kA NA | Disjoncteur S200M 3P+N K40 10kA NA | Sicherungsautomat S200M 3P+N K40 10kA NA | MCB S200M 3P+N K40 10kA NA |  | 5.14
2CDS273103R0558 | S203M-Z40NA | Active | 4016779601603 | 265.89 | 1 | 1 | stuk | S200M | BE31330 | SA (Modulair+Plug&Socket) | stuk | Automaat S200M 3P+N Z40 10kA NA | Disjoncteur S200M 3P+N Z40 10kA NA | Sicherungsautomat S200M 3P+N Z40 10kA NA | MCB S200M 3P+N Z40 10kA NA |  | 5.14
2CDS273103R0577 | S203M-K50NA | Active | 4016779659604 | 445.49 | 1 | 1 | stuk | S200M | BE31330 | SA (Modulair+Plug&Socket) | stuk | Automaat S200M 3P+N K50 10kA NA | Disjoncteur S200M 3P+N K50 10kA NA | Sicherungsautomat S200M 3P+N K50 10kA NA | MCB S200M 3P+N K50 10kA NA |  | 5.14
2CDS273103R0578 | S203M-Z50NA | Active | 4016779601610 | 300.14 | 1 | 1 | stuk | S200M | BE31330 | SA (Modulair+Plug&Socket) | stuk | Automaat S200M 3P+N Z50 10kA NA | Disjoncteur S200M 3P+N Z50 10kA NA | Sicherungsautomat S200M 3P+N Z50 10kA NA | MCB S200M 3P+N Z50 10kA NA |  | 5.14
2CDS273103R0607 | S203M-K63NA | Active | 4016779659611 | 504.58 | 1 | 1 | stuk | S200M | BE31330 | SA (Modulair+Plug&Socket) | stuk | Automaat S200M 3P+N K63 10kA NA | Disjoncteur S200M 3P+N K63 10kA NA | Sicherungsautomat S200M 3P+N K63 10kA NA | MCB S200M 3P+N K63 10kA NA |  | 5.14
2CDS273103R0608 | S203M-Z63NA | Active | 4016779601627 | 334.43 | 1 | 1 | stuk | S200M | BE31330 | SA (Modulair+Plug&Socket) | stuk | Automaat S200M 3P+N Z63 10kA NA | Disjoncteur S200M 3P+N Z63 10kA NA | Sicherungsautomat S200M 3P+N Z63 10kA NA | MCB S200M 3P+N Z63 10kA NA |  | 5.14
2CDS273103R0631 | S203M-D63NA | Active | 4016779663472 | 666.47 | 1 | 1 | stuk | S200M | BE31330 | SA (Modulair+Plug&Socket) | stuk | Automaat S200M 3P+N D63 10kA NA | Disjoncteur S200M 3P+N D63 10kA NA | Sicherungsautomat S200M 3P+N D63 10kA NA | MCB S200M 3P+N D63 10kA NA |  | 5.14
2CDS273103R0634 | S203M-C63NA | Active | 4016779544023 | 313.14 | 1 | 1 | stuk | S200M | BE31330 | SB (MCB&RCD Cat.B) | stuk | Automaat S200M 3P+N C63 10kA NA | Disjoncteur S200M 3P+N C63 10kA NA | Sicherungsautomat S200M 3P+N C63 10kA NA | MCB S200M 3P+N C63 10kA NA |  | 5.14
2CDS273103R0635 | S203M-B63NA | Active | 4016779543903 | 276.52 | 1 | 1 | stuk | S200M | BE31330 | SB (MCB&RCD Cat.B) | stuk | Automaat S200M 3P+N B63 10kA NA | Disjoncteur S200M 3P+N B63 10kA NA | Sicherungsautomat S200M 3P+N B63 10kA NA | MCB S200M 3P+N B63 10kA NA |  | 5.14
2CDS273103R0971 | S203M-D1,6NA | Active | 4016779663335 | 375.76 | 1 | 1 | stuk | S200M | BE31330 | SA (Modulair+Plug&Socket) | stuk | Automaat S200M 3P+N D1 6 10kA NA | Disjoncteur S200M 3P+N D1 6 10kA NA | Sicherungsautomat S200M 3P+N D1 6 10kA NA | MCB S200M 3P+N D1 6 10kA NA |  | 5.14
2CDS273103R0974 | S203M-C1,6NA | Active | 4016779550505 | 229.26 | 1 | 1 | stuk | S200M | BE31330 | SB (MCB&RCD Cat.B) | stuk | Automaat S200M 3P+N C1 6 10kA NA | Disjoncteur S200M 3P+N C1 6 10kA NA | Sicherungsautomat S200M 3P+N C1 6 10kA NA | MCB S200M 3P+N C1 6 10kA NA |  | 5.14
2CDS273103R0981 | S203M-D0,5NA | Active | 4016779663311 | 375.76 | 1 | 1 | stuk | S200M | BE31330 | SA (Modulair+Plug&Socket) | stuk | Automaat S200M 3P+N D0 5 10kA NA | Disjoncteur S200M 3P+N D0 5 10kA NA | Sicherungsautomat S200M 3P+N D0 5 10kA NA | MCB S200M 3P+N D0 5 10kA NA |  | 5.14
2CDS273103R0984 | S203M-C0,5NA | Active | 4016779550512 | 229.26 | 1 | 1 | stuk | S200M | BE31330 | SB (MCB&RCD Cat.B) | stuk | Automaat S200M 3P+N C0 5 10kA NA | Disjoncteur S200M 3P+N C0 5 10kA NA | Sicherungsautomat S200M 3P+N C0 5 10kA NA | MCB S200M 3P+N C0 5 10kA NA |  | 5.14
2CDS273337R0014 | SU203M-C1 | Active | 4016779931212 | 186.82 | 1 | 1 | stuk | SU200M | BE31330 | SA (Modulair+Plug&Socket) | stuk | Automaat SU200M 3P C1 10kA UL489 | Disjoncteur SU200M 3P C1 10kA UL489 | Sicherungsautomat SU200M 3P C1 10kA UL489 | MCB SU200M 3P C1 10kA UL489 |  | 5.14
2CDS273337R0024 | SU203M-C2 | Active | 4016779931236 | 186.82 | 1 | 1 | stuk | SU200M | BE31330 | SA (Modulair+Plug&Socket) | stuk | Automaat SU200M 3P C2 10kA UL489 | Disjoncteur SU200M 3P C2 10kA UL489 | Sicherungsautomat SU200M 3P C2 10kA UL489 | MCB SU200M 3P C2 10kA UL489 |  | 5.14
2CDS273337R0034 | SU203M-C3 | Active | 4016779931243 | 186.82 | 1 | 1 | stuk | SU200M | BE31330 | SA (Modulair+Plug&Socket) | stuk | Automaat SU200M 3P C3 10kA UL489 | Disjoncteur SU200M 3P C3 10kA UL489 | Sicherungsautomat SU200M 3P C3 10kA UL489 | MCB SU200M 3P C3 10kA UL489 |  | 5.14
2CDS273337R0044 | SU203M-C4 | Active | 4016779931250 | 186.82 | 1 | 1 | stuk | SU200M | BE31330 | SA (Modulair+Plug&Socket) | stuk | Automaat SU200M 3P C4 10kA UL489 | Disjoncteur SU200M 3P C4 10kA UL489 | Sicherungsautomat SU200M 3P C4 10kA UL489 | MCB SU200M 3P C4 10kA UL489 |  | 5.14
2CDS273337R0054 | SU203M-C5 | Active | 4016779931267 | 186.82 | 1 | 1 | stuk | SU200M | BE31330 | SA (Modulair+Plug&Socket) | stuk | Automaat SU200M 3P C5 10kA UL489 | Disjoncteur SU200M 3P C5 10kA UL489 | Sicherungsautomat SU200M 3P C5 10kA UL489 | MCB SU200M 3P C5 10kA UL489 |  | 5.14
2CDS273337R0064 | SU203M-C6 | Active | 4016779931274 | 186.82 | 1 | 1 | stuk | SU200M | BE31330 | SA (Modulair+Plug&Socket) | stuk | Automaat SU200M 3P C6 10kA UL489 | Disjoncteur SU200M 3P C6 10kA UL489 | Sicherungsautomat SU200M 3P C6 10kA UL489 | MCB SU200M 3P C6 10kA UL489 |  | 5.14
2CDS273337R0084 | SU203M-C8 | Active | 4016779931298 | 186.82 | 1 | 1 | stuk | SU200M | BE31330 | SA (Modulair+Plug&Socket) | stuk | Automaat SU200M 3P C8 10kA UL489 | Disjoncteur SU200M 3P C8 10kA UL489 | Sicherungsautomat SU200M 3P C8 10kA UL489 | MCB SU200M 3P C8 10kA UL489 |  | 5.14
2CDS273337R0087 | SU203M-K0,2 | Active | 4016779930222 | 219.38 | 1 | 1 | stuk | SU200M | BE31330 | SA (Modulair+Plug&Socket) | stuk | Automaat SU200M 3P K0 2 10kA UL489 | Disjoncteur SU200M 3P K0 2 10kA UL489 | Sicherungsautomat SU200M 3P K0 2 10kA UL489 | MCB SU200M 3P K0 2 10kA UL489 |  | 5.14
2CDS273337R0104 | SU203M-C10 | Active | 4016779931304 | 155.49 | 1 | 1 | stuk | SU200M | BE31330 | SA (Modulair+Plug&Socket) | stuk | Automaat SU200M 3P C10 10kA UL489 | Disjoncteur SU200M 3P C10 10kA UL489 | Sicherungsautomat SU200M 3P C10 10kA UL489 | MCB SU200M 3P C10 10kA UL489 |  | 5.14
2CDS273337R0117 | SU203M-K0,3 | Active | 4016779930239 | 219.38 | 1 | 1 | stuk | SU200M | BE31330 | SA (Modulair+Plug&Socket) | stuk | Automaat SU200M 3P K0 3 10kA UL489 | Disjoncteur SU200M 3P K0 3 10kA UL489 | Sicherungsautomat SU200M 3P K0 3 10kA UL489 | MCB SU200M 3P K0 3 10kA UL489 |  | 5.14
2CDS273337R0134 | SU203M-C13 | Active | 4016779931311 | 155.49 | 1 | 1 | stuk | SU200M | BE31330 | SA (Modulair+Plug&Socket) | stuk | Automaat SU200M 3P C13 10kA UL489 | Disjoncteur SU200M 3P C13 10kA UL489 | Sicherungsautomat SU200M 3P C13 10kA UL489 | MCB SU200M 3P C13 10kA UL489 |  | 5.14
2CDS273337R0154 | SU203M-C15 | Active | 4016779931328 | 155.49 | 1 | 1 | stuk | SU200M | BE31330 | SA (Modulair+Plug&Socket) | stuk | Automaat SU200M 3P C15 10kA UL489 | Disjoncteur SU200M 3P C15 10kA UL489 | Sicherungsautomat SU200M 3P C15 10kA UL489 | MCB SU200M 3P C15 10kA UL489 |  | 5.14
2CDS273337R0157 | SU203M-K0,5 | Active | 4016779930246 | 219.38 | 1 | 1 | stuk | SU200M | BE31330 | SA (Modulair+Plug&Socket) | stuk | Automaat SU200M 3P K0 5 10kA UL489 | Disjoncteur SU200M 3P K0 5 10kA UL489 | Sicherungsautomat SU200M 3P K0 5 10kA UL489 | MCB SU200M 3P K0 5 10kA UL489 |  | 5.14
2CDS273337R0158 | SU203M-Z0,5 | Active | 4016779933308 | 233.85 | 1 | 1 | stuk | SU200M | BE31330 | SA (Modulair+Plug&Socket) | stuk | Automaat SU200M 3P Z0 5 10kA UL489 | Disjoncteur SU200M 3P Z0 5 10kA UL489 | Sicherungsautomat SU200M 3P Z0 5 10kA UL489 | MCB SU200M 3P Z0 5 10kA UL489 |  | 5.14
2CDS273337R0164 | SU203M-C16 | Active | 4016779931335 | 155.49 | 1 | 1 | stuk | SU200M | BE31330 | SA (Modulair+Plug&Socket) | stuk | Automaat SU200M 3P C16 10kA UL489 | Disjoncteur SU200M 3P C16 10kA UL489 | Sicherungsautomat SU200M 3P C16 10kA UL489 | MCB SU200M 3P C16 10kA UL489 |  | 5.14
2CDS273337R0187 | SU203M-K0,75 | Active | 4016779930253 | 219.38 | 1 | 1 | stuk | SU200M | BE31330 | SA (Modulair+Plug&Socket) | stuk | Automaat SU200M 3P K0 75 10kA UL489 | Disjoncteur SU200M 3P K0 75 10kA UL489 | Sicherungsautomat SU200M 3P K0 75 10kA UL489 | MCB SU200M 3P K0 75 10kA UL489 |  | 5.14
2CDS273337R0204 | SU203M-C20 | Active | 4016779931342 | 179.58 | 1 | 1 | stuk | SU200M | BE31330 | SA (Modulair+Plug&Socket) | stuk | Automaat SU200M 3P C20 10kA UL489 | Disjoncteur SU200M 3P C20 10kA UL489 | Sicherungsautomat SU200M 3P C20 10kA UL489 | MCB SU200M 3P C20 10kA UL489 |  | 5.14
2CDS273337R0217 | SU203M-K1 | Active | 4016779930260 | 219.38 | 1 | 1 | stuk | SU200M | BE31330 | SA (Modulair+Plug&Socket) | stuk | Automaat SU200M 3P K1 10kA UL489 | Disjoncteur SU200M 3P K1 10kA UL489 | Sicherungsautomat SU200M 3P K1 10kA UL489 | MCB SU200M 3P K1 10kA UL489 |  | 5.14
2CDS273337R0218 | SU203M-Z1 | Active | 4016779933315 | 233.85 | 1 | 1 | stuk | SU200M | BE31330 | SA (Modulair+Plug&Socket) | stuk | Automaat SU200M 3P Z1 10kA UL489 | Disjoncteur SU200M 3P Z1 10kA UL489 | Sicherungsautomat SU200M 3P Z1 10kA UL489 | MCB SU200M 3P Z1 10kA UL489 |  | 5.14
2CDS273337R0254 | SU203M-C25 | Active | 4016779931359 | 186.82 | 1 | 1 | stuk | SU200M | BE31330 | SA (Modulair+Plug&Socket) | stuk | Automaat SU200M 3P C25 10kA UL489 | Disjoncteur SU200M 3P C25 10kA UL489 | Sicherungsautomat SU200M 3P C25 10kA UL489 | MCB SU200M 3P C25 10kA UL489 |  | 5.14
2CDS273337R0257 | SU203M-K1,6 | Active | 4016779930277 | 219.38 | 1 | 1 | stuk | SU200M | BE31330 | SA (Modulair+Plug&Socket) | stuk | Automaat SU200M 3P K1 6 10kA UL489 | Disjoncteur SU200M 3P K1 6 10kA UL489 | Sicherungsautomat SU200M 3P K1 6 10kA UL489 | MCB SU200M 3P K1 6 10kA UL489 |  | 5.14
2CDS273337R0258 | SU203M-Z1,6 | Active | 4016779933322 | 233.85 | 1 | 1 | stuk | SU200M | BE31330 | SA (Modulair+Plug&Socket) | stuk | Automaat SU200M 3P Z1 6 10kA UL489 | Disjoncteur SU200M 3P Z1 6 10kA UL489 | Sicherungsautomat SU200M 3P Z1 6 10kA UL489 | MCB SU200M 3P Z1 6 10kA UL489 |  | 5.14
2CDS273337R0277 | SU203M-K2 | Active | 4016779930284 | 219.38 | 1 | 1 | stuk | SU200M | BE31330 | SA (Modulair+Plug&Socket) | stuk | Automaat SU200M 3P K2 10kA UL489 | Disjoncteur SU200M 3P K2 10kA UL489 | Sicherungsautomat SU200M 3P K2 10kA UL489 | MCB SU200M 3P K2 10kA UL489 |  | 5.14
2CDS273337R0278 | SU203M-Z2 | Active | 4016779933339 | 233.85 | 1 | 1 | stuk | SU200M | BE31330 | SA (Modulair+Plug&Socket) | stuk | Automaat SU200M 3P Z2 10kA UL489 | Disjoncteur SU200M 3P Z2 10kA UL489 | Sicherungsautomat SU200M 3P Z2 10kA UL489 | MCB SU200M 3P Z2 10kA UL489 |  | 5.14
2CDS273337R0304 | SU203M-C30 | Active | 4016779931366 | 194.05 | 1 | 1 | stuk | SU200M | BE31330 | SA (Modulair+Plug&Socket) | stuk | Automaat SU200M 3P C30 10kA UL489 | Disjoncteur SU200M 3P C30 10kA UL489 | Sicherungsautomat SU200M 3P C30 10kA UL489 | MCB SU200M 3P C30 10kA UL489 |  | 5.14
2CDS273337R0317 | SU203M-K3 | Active | 4016779930291 | 219.38 | 1 | 1 | stuk | SU200M | BE31330 | SA (Modulair+Plug&Socket) | stuk | Automaat SU200M 3P K3 10kA UL489 | Disjoncteur SU200M 3P K3 10kA UL489 | Sicherungsautomat SU200M 3P K3 10kA UL489 | MCB SU200M 3P K3 10kA UL489 |  | 5.14
2CDS273337R0318 | SU203M-Z3 | Active | 4016779933346 | 233.85 | 1 | 1 | stuk | SU200M | BE31330 | SA (Modulair+Plug&Socket) | stuk | Automaat SU200M 3P Z3 10kA UL489 | Disjoncteur SU200M 3P Z3 10kA UL489 | Sicherungsautomat SU200M 3P Z3 10kA UL489 | MCB SU200M 3P Z3 10kA UL489 |  | 5.14
2CDS273337R0324 | SU203M-C32 | Active | 4016779931373 | 194.05 | 1 | 1 | stuk | SU200M | BE31330 | SA (Modulair+Plug&Socket) | stuk | Automaat SU200M 3P C32 10kA UL489 | Disjoncteur SU200M 3P C32 10kA UL489 | Sicherungsautomat SU200M 3P C32 10kA UL489 | MCB SU200M 3P C32 10kA UL489 |  | 5.14
2CDS273337R0337 | SU203M-K4 | Active | 4016779930307 | 219.38 | 1 | 1 | stuk | SU200M | BE31330 | SA (Modulair+Plug&Socket) | stuk | Automaat SU200M 3P K4 10kA UL489 | Disjoncteur SU200M 3P K4 10kA UL489 | Sicherungsautomat SU200M 3P K4 10kA UL489 | MCB SU200M 3P K4 10kA UL489 |  | 5.14
2CDS273337R0338 | SU203M-Z4 | Active | 4016779933353 | 233.85 | 1 | 1 | stuk | SU200M | BE31330 | SA (Modulair+Plug&Socket) | stuk | Automaat SU200M 3P Z4 10kA UL489 | Disjoncteur SU200M 3P Z4 10kA UL489 | Sicherungsautomat SU200M 3P Z4 10kA UL489 | MCB SU200M 3P Z4 10kA UL489 |  | 5.14
2CDS273337R0354 | SU203M-C35 | Active | 4016779931380 | 204.89 | 1 | 1 | stuk | SU200M | BE31330 | SA (Modulair+Plug&Socket) | stuk | Automaat SU200M 3P C35 10kA UL489 | Disjoncteur SU200M 3P C35 10kA UL489 | Sicherungsautomat SU200M 3P C35 10kA UL489 | MCB SU200M 3P C35 10kA UL489 |  | 5.14
2CDS273337R0357 | SU203M-K5 | Active | 4016779930314 | 219.38 | 1 | 1 | stuk | SU200M | BE31330 | SA (Modulair+Plug&Socket) | stuk | Automaat SU200M 3P K5 10kA UL489 | Disjoncteur SU200M 3P K5 10kA UL489 | Sicherungsautomat SU200M 3P K5 10kA UL489 | MCB SU200M 3P K5 10kA UL489 |  | 5.14
2CDS273337R0358 | SU203M-Z5 | Active | 4016779933360 | 233.85 | 1 | 1 | stuk | SU200M | BE31330 | SA (Modulair+Plug&Socket) | stuk | Automaat SU200M 3P Z5 10kA UL489 | Disjoncteur SU200M 3P Z5 10kA UL489 | Sicherungsautomat SU200M 3P Z5 10kA UL489 | MCB SU200M 3P Z5 10kA UL489 |  | 5.14
2CDS273337R0377 | SU203M-K6 | Active | 4016779930321 | 219.38 | 1 | 1 | stuk | SU200M | BE31330 | SA (Modulair+Plug&Socket) | stuk | Automaat SU200M 3P K6 10kA UL489 | Disjoncteur SU200M 3P K6 10kA UL489 | Sicherungsautomat SU200M 3P K6 10kA UL489 | MCB SU200M 3P K6 10kA UL489 |  | 5.14
2CDS273337R0378 | SU203M-Z6 | Active | 4016779933377 | 233.85 | 1 | 1 | stuk | SU200M | BE31330 | SA (Modulair+Plug&Socket) | stuk | Automaat SU200M 3P Z6 10kA UL489 | Disjoncteur SU200M 3P Z6 10kA UL489 | Sicherungsautomat SU200M 3P Z6 10kA UL489 | MCB SU200M 3P Z6 10kA UL489 |  | 5.14
2CDS273337R0404 | SU203M-C40 | Active | 4016779931397 | 204.89 | 1 | 1 | stuk | SU200M | BE31330 | SA (Modulair+Plug&Socket) | stuk | Automaat SU200M 3P C40 10kA UL489 | Disjoncteur SU200M 3P C40 10kA UL489 | Sicherungsautomat SU200M 3P C40 10kA UL489 | MCB SU200M 3P C40 10kA UL489 |  | 5.14
2CDS273337R0407 | SU203M-K8 | Active | 4016779930345 | 219.38 | 1 | 1 | stuk | SU200M | BE31330 | SA (Modulair+Plug&Socket) | stuk | Automaat SU200M 3P K8 10kA UL489 | Disjoncteur SU200M 3P K8 10kA UL489 | Sicherungsautomat SU200M 3P K8 10kA UL489 | MCB SU200M 3P K8 10kA UL489 |  | 5.14
2CDS273337R0408 | SU203M-Z8 | Active | 4016779933391 | 233.85 | 1 | 1 | stuk | SU200M | BE31330 | SA (Modulair+Plug&Socket) | stuk | Automaat SU200M 3P Z8 10kA UL489 | Disjoncteur SU200M 3P Z8 10kA UL489 | Sicherungsautomat SU200M 3P Z8 10kA UL489 | MCB SU200M 3P Z8 10kA UL489 |  | 5.14
2CDS273337R0427 | SU203M-K10 | Active | 4016779930352 | 194.05 | 1 | 1 | stuk | SU200M | BE31330 | SA (Modulair+Plug&Socket) | stuk | Automaat SU200M 3P K10 10kA UL489 | Disjoncteur SU200M 3P K10 10kA UL489 | Sicherungsautomat SU200M 3P K10 10kA UL489 | MCB SU200M 3P K10 10kA UL489 |  | 5.14
2CDS273337R0428 | SU203M-Z10 | Active | 4016779933407 | 209.73 | 1 | 1 | stuk | SU200M | BE31330 | SA (Modulair+Plug&Socket) | stuk | Automaat SU200M 3P Z10 10kA UL489 | Disjoncteur SU200M 3P Z10 10kA UL489 | Sicherungsautomat SU200M 3P Z10 10kA UL489 | MCB SU200M 3P Z10 10kA UL489 |  | 5.14
2CDS273337R0447 | SU203M-K13 | Active | 4016779930369 | 194.05 | 1 | 1 | stuk | SU200M | BE31330 | SA (Modulair+Plug&Socket) | stuk | Automaat SU200M 3P K13 10kA UL489 | Disjoncteur SU200M 3P K13 10kA UL489 | Sicherungsautomat SU200M 3P K13 10kA UL489 | MCB SU200M 3P K13 10kA UL489 |  | 5.14
2CDS273337R0448 | SU203M-Z13 | Active | 4016779933414 | 210.95 | 1 | 1 | stuk | SU200M | BE31330 | SA (Modulair+Plug&Socket) | stuk | Automaat SU200M 3P Z13 10kA UL489 | Disjoncteur SU200M 3P Z13 10kA UL489 | Sicherungsautomat SU200M 3P Z13 10kA UL489 | MCB SU200M 3P Z13 10kA UL489 |  | 5.14
2CDS273337R0457 | SU203M-K15 | Active | 4016779930376 | 194.05 | 1 | 1 | stuk | SU200M | BE31330 | SA (Modulair+Plug&Socket) | stuk | Automaat SU200M 3P K15 10kA UL489 | Disjoncteur SU200M 3P K15 10kA UL489 | Sicherungsautomat SU200M 3P K15 10kA UL489 | MCB SU200M 3P K15 10kA UL489 |  | 5.14
2CDS273337R0458 | SU203M-Z15 | Active | 4016779933421 | 209.73 | 1 | 1 | stuk | SU200M | BE31330 | SA (Modulair+Plug&Socket) | stuk | Automaat SU200M 3P Z15 10kA UL489 | Disjoncteur SU200M 3P Z15 10kA UL489 | Sicherungsautomat SU200M 3P Z15 10kA UL489 | MCB SU200M 3P Z15 10kA UL489 |  | 5.14
2CDS273337R0467 | SU203M-K16 | Active | 4016779930383 | 194.05 | 1 | 1 | stuk | SU200M | BE31330 | SA (Modulair+Plug&Socket) | stuk | Automaat SU200M 3P K16 10kA UL489 | Disjoncteur SU200M 3P K16 10kA UL489 | Sicherungsautomat SU200M 3P K16 10kA UL489 | MCB SU200M 3P K16 10kA UL489 |  | 5.14
2CDS273337R0468 | SU203M-Z16 | Active | 4016779933438 | 209.73 | 1 | 1 | stuk | SU200M | BE31330 | SA (Modulair+Plug&Socket) | stuk | Automaat SU200M 3P Z16 10kA UL489 | Disjoncteur SU200M 3P Z16 10kA UL489 | Sicherungsautomat SU200M 3P Z16 10kA UL489 | MCB SU200M 3P Z16 10kA UL489 |  | 5.14
2CDS273337R0487 | SU203M-K20 | Active | 4016779930390 | 194.05 | 1 | 1 | stuk | SU200M | BE31330 | SA (Modulair+Plug&Socket) | stuk | Automaat SU200M 3P K20 10kA UL489 | Disjoncteur SU200M 3P K20 10kA UL489 | Sicherungsautomat SU200M 3P K20 10kA UL489 | MCB SU200M 3P K20 10kA UL489 |  | 5.14
2CDS273337R0488 | SU203M-Z20 | Active | 4016779933445 | 209.73 | 1 | 1 | stuk | SU200M | BE31330 | SA (Modulair+Plug&Socket) | stuk | Automaat SU200M 3P Z20 10kA UL489 | Disjoncteur SU200M 3P Z20 10kA UL489 | Sicherungsautomat SU200M 3P Z20 10kA UL489 | MCB SU200M 3P Z20 10kA UL489 |  | 5.14
2CDS273337R0504 | SU203M-C50 | Active | 4016779931403 | 233.85 | 1 | 1 | stuk | SU200M | BE31330 | SA (Modulair+Plug&Socket) | stuk | Automaat SU200M 3P C50 10kA UL489 | Disjoncteur SU200M 3P C50 10kA UL489 | Sicherungsautomat SU200M 3P C50 10kA UL489 | MCB SU200M 3P C50 10kA UL489 |  | 5.14
2CDS273337R0517 | SU203M-K25 | Active | 4016779930406 | 219.38 | 1 | 1 | stuk | SU200M | BE31330 | SA (Modulair+Plug&Socket) | stuk | Automaat SU200M 3P K25 10kA UL489 | Disjoncteur SU200M 3P K25 10kA UL489 | Sicherungsautomat SU200M 3P K25 10kA UL489 | MCB SU200M 3P K25 10kA UL489 |  | 5.14
2CDS273337R0518 | SU203M-Z25 | Active | 4016779933452 | 233.85 | 1 | 1 | stuk | SU200M | BE31330 | SA (Modulair+Plug&Socket) | stuk | Automaat SU200M 3P Z25 10kA UL489 | Disjoncteur SU200M 3P Z25 10kA UL489 | Sicherungsautomat SU200M 3P Z25 10kA UL489 | MCB SU200M 3P Z25 10kA UL489 |  | 5.14
2CDS273337R0527 | SU203M-K30 | Active | 4016779930413 | 226.6 | 1 | 1 | stuk | SU200M | BE31330 | SA (Modulair+Plug&Socket) | stuk | Automaat SU200M 3P K30 10kA UL489 | Disjoncteur SU200M 3P K30 10kA UL489 | Sicherungsautomat SU200M 3P K30 10kA UL489 | MCB SU200M 3P K30 10kA UL489 |  | 5.14
2CDS273337R0528 | SU203M-Z30 | Active | 4016779933469 | 261.54 | 1 | 1 | stuk | SU200M | BE31330 | SA (Modulair+Plug&Socket) | stuk | Automaat SU200M 3P Z30 10kA UL489 | Disjoncteur SU200M 3P Z30 10kA UL489 | Sicherungsautomat SU200M 3P Z30 10kA UL489 | MCB SU200M 3P Z30 10kA UL489 |  | 5.14
2CDS273337R0537 | SU203M-K32 | Active | 4016779930420 | 227.8 | 1 | 1 | stuk | SU200M | BE31330 | SA (Modulair+Plug&Socket) | stuk | Automaat SU200M 3P K32 10kA UL489 | Disjoncteur SU200M 3P K32 10kA UL489 | Sicherungsautomat SU200M 3P K32 10kA UL489 | MCB SU200M 3P K32 10kA UL489 |  | 5.14
2CDS273337R0538 | SU203M-Z32 | Active | 4016779933476 | 261.54 | 1 | 1 | stuk | SU200M | BE31330 | SA (Modulair+Plug&Socket) | stuk | Automaat SU200M 3P Z32 10kA UL489 | Disjoncteur SU200M 3P Z32 10kA UL489 | Sicherungsautomat SU200M 3P Z32 10kA UL489 | MCB SU200M 3P Z32 10kA UL489 |  | 5.14
2CDS273337R0547 | SU203M-K35 | Active | 4016779930437 | 237.45 | 1 | 1 | stuk | SU200M | BE31330 | SA (Modulair+Plug&Socket) | stuk | Automaat SU200M 3P K35 10kA UL489 | Disjoncteur SU200M 3P K35 10kA UL489 | Sicherungsautomat SU200M 3P K35 10kA UL489 | MCB SU200M 3P K35 10kA UL489 |  | 5.14
2CDS273337R0548 | SU203M-Z35 | Active | 4016779933483 | 272.4 | 1 | 1 | stuk | SU200M | BE31330 | SA (Modulair+Plug&Socket) | stuk | Automaat SU200M 3P Z35 10kA UL489 | Disjoncteur SU200M 3P Z35 10kA UL489 | Sicherungsautomat SU200M 3P Z35 10kA UL489 | MCB SU200M 3P Z35 10kA UL489 |  | 5.14
2CDS273337R0557 | SU203M-K40 | Active | 4016779930444 | 237.45 | 1 | 1 | stuk | SU200M | BE31330 | SA (Modulair+Plug&Socket) | stuk | Automaat SU200M 3P K40 10kA UL489 | Disjoncteur SU200M 3P K40 10kA UL489 | Sicherungsautomat SU200M 3P K40 10kA UL489 | MCB SU200M 3P K40 10kA UL489 |  | 5.14
2CDS273337R0558 | SU203M-Z40 | Active | 4016779933490 | 272.4 | 1 | 1 | stuk | SU200M | BE31330 | SA (Modulair+Plug&Socket) | stuk | Automaat SU200M 3P Z40 10kA UL489 | Disjoncteur SU200M 3P Z40 10kA UL489 | Sicherungsautomat SU200M 3P Z40 10kA UL489 | MCB SU200M 3P Z40 10kA UL489 |  | 5.14
2CDS273337R0577 | SU203M-K50 | Active | 4016779930451 | 273.62 | 1 | 1 | stuk | SU200M | BE31330 | SA (Modulair+Plug&Socket) | stuk | Automaat SU200M 3P K50 10kA UL489 | Disjoncteur SU200M 3P K50 10kA UL489 | Sicherungsautomat SU200M 3P K50 10kA UL489 | MCB SU200M 3P K50 10kA UL489 |  | 5.14
2CDS273337R0578 | SU203M-Z50 | Active | 4016779933506 | 314.6 | 1 | 1 | stuk | SU200M | BE31330 | SA (Modulair+Plug&Socket) | stuk | Automaat SU200M 3P Z50 10kA UL489 | Disjoncteur SU200M 3P Z50 10kA UL489 | Sicherungsautomat SU200M 3P Z50 10kA UL489 | MCB SU200M 3P Z50 10kA UL489 |  | 5.14
2CDS273337R0587 | SU203M-K60 | Active | 4016779930468 | 309.77 | 1 | 1 | stuk | SU200M | BE31330 | SA (Modulair+Plug&Socket) | stuk | Automaat SU200M 3P K60 10kA UL489 | Disjoncteur SU200M 3P K60 10kA UL489 | Sicherungsautomat SU200M 3P K60 10kA UL489 | MCB SU200M 3P K60 10kA UL489 |  | 5.14
2CDS273337R0588 | SU203M-Z60 | Active | 4016779933513 | 356.78 | 1 | 1 | stuk | SU200M | BE31330 | SA (Modulair+Plug&Socket) | stuk | Automaat SU200M 3P Z60 10kA UL489 | Disjoncteur SU200M 3P Z60 10kA UL489 | Sicherungsautomat SU200M 3P Z60 10kA UL489 | MCB SU200M 3P Z60 10kA UL489 |  | 5.14
2CDS273337R0604 | SU203M-C60 | Active | 4016779931410 | 265.17 | 1 | 1 | stuk | SU200M | BE31330 | SA (Modulair+Plug&Socket) | stuk | Automaat SU200M 3P C60 10kA UL489 | Disjoncteur SU200M 3P C60 10kA UL489 | Sicherungsautomat SU200M 3P C60 10kA UL489 | MCB SU200M 3P C60 10kA UL489 |  | 5.14
2CDS273337R0607 | SU203M-K63 | Active | 4016779930475 | 309.77 | 1 | 1 | stuk | SU200M | BE31330 | SA (Modulair+Plug&Socket) | stuk | Automaat SU200M 3P K63 10kA UL489 | Disjoncteur SU200M 3P K63 10kA UL489 | Sicherungsautomat SU200M 3P K63 10kA UL489 | MCB SU200M 3P K63 10kA UL489 |  | 5.14
2CDS273337R0608 | SU203M-Z63 | Active | 4016779933520 | 356.78 | 1 | 1 | stuk | SU200M | BE31330 | SA (Modulair+Plug&Socket) | stuk | Automaat SU200M 3P Z63 10kA UL489 | Disjoncteur SU200M 3P Z63 10kA UL489 | Sicherungsautomat SU200M 3P Z63 10kA UL489 | MCB SU200M 3P Z63 10kA UL489 |  | 5.14
2CDS273337R0634 | SU203M-C63 | Active | 4016779931427 | 265.17 | 1 | 1 | stuk | SU200M | BE31330 | SA (Modulair+Plug&Socket) | stuk | Automaat SU200M 3P C63 10kA UL489 | Disjoncteur SU200M 3P C63 10kA UL489 | Sicherungsautomat SU200M 3P C63 10kA UL489 | MCB SU200M 3P C63 10kA UL489 |  | 5.14
2CDS273337R0974 | SU203M-C1,6 | Active | 4016779931229 | 186.82 | 1 | 1 | stuk | SU200M | BE31330 | SA (Modulair+Plug&Socket) | stuk | Automaat SU200M 3P C1 6 10kA UL489 | Disjoncteur SU200M 3P C1 6 10kA UL489 | Sicherungsautomat SU200M 3P C1 6 10kA UL489 | MCB SU200M 3P C1 6 10kA UL489 |  | 5.14
2CDS273337R0984 | SU203M-C0,5 | Active | 4016779931205 | 186.82 | 1 | 1 | stuk | SU200M | BE31330 | SA (Modulair+Plug&Socket) | stuk | Automaat SU200M 3P C0 5 10kA UL489 | Disjoncteur SU200M 3P C0 5 10kA UL489 | Sicherungsautomat SU200M 3P C0 5 10kA UL489 | MCB SU200M 3P C0 5 10kA UL489 |  | 5.14
2CDS274001R0011 | S204M-D1 | Active | 4016779601634 | 282.05 | 1 | 1 | stuk | S200M | BE31330 | SA (Modulair+Plug&Socket) | stuk | Automaat S200M 4P D1 10kA | Disjoncteur S200M 4P D1 10kA | Sicherungsautomat S200M 4P D1 10kA | MCB S200M 4P D1 10kA |  | 5.14
2CDS274001R0014 | S204M-C1 | Active | 4016779550673 | 141.03 | 1 | 1 | stuk | S200M | BE31330 | SB (MCB&RCD Cat.B) | stuk | Automaat S200M 4P C1 10kA | Disjoncteur S200M 4P C1 10kA | Sicherungsautomat S200M 4P C1 10kA | MCB S200M 4P C1 10kA |  | 5.14
2CDS274001R0021 | S204M-D2 | Active | 4016779601658 | 282.05 | 1 | 1 | stuk | S200M | BE31330 | SA (Modulair+Plug&Socket) | stuk | Automaat S200M 4P D2 10kA | Disjoncteur S200M 4P D2 10kA | Sicherungsautomat S200M 4P D2 10kA | MCB S200M 4P D2 10kA |  | 5.14
2CDS274001R0024 | S204M-C2 | Active | 4016779550680 | 141.03 | 1 | 1 | stuk | S200M | BE31330 | SB (MCB&RCD Cat.B) | stuk | Automaat S200M 4P C2 10kA | Disjoncteur S200M 4P C2 10kA | Sicherungsautomat S200M 4P C2 10kA | MCB S200M 4P C2 10kA |  | 5.14
2CDS274001R0031 | S204M-D3 | Active | 4016779601672 | 282.05 | 1 | 1 | stuk | S200M | BE31330 | SA (Modulair+Plug&Socket) | stuk | Automaat S200M 4P D3 10kA | Disjoncteur S200M 4P D3 10kA | Sicherungsautomat S200M 4P D3 10kA | MCB S200M 4P D3 10kA |  | 5.14
2CDS274001R0034 | S204M-C3 | Active | 4016779550697 | 141.03 | 1 | 1 | stuk | S200M | BE31330 | SB (MCB&RCD Cat.B) | stuk | Automaat S200M 4P C3 10kA | Disjoncteur S200M 4P C3 10kA | Sicherungsautomat S200M 4P C3 10kA | MCB S200M 4P C3 10kA |  | 5.14
2CDS274001R0041 | S204M-D4 | Active | 4016779601696 | 282.05 | 1 | 1 | stuk | S200M | BE31330 | SA (Modulair+Plug&Socket) | stuk | Automaat S200M 4P D4 10kA | Disjoncteur S200M 4P D4 10kA | Sicherungsautomat S200M 4P D4 10kA | MCB S200M 4P D4 10kA |  | 5.14
2CDS274001R0044 | S204M-C4 | Active | 4016779550703 | 141.03 | 1 | 1 | stuk | S200M | BE31330 | SB (MCB&RCD Cat.B) | stuk | Automaat S200M 4P C4 10kA | Disjoncteur S200M 4P C4 10kA | Sicherungsautomat S200M 4P C4 10kA | MCB S200M 4P C4 10kA |  | 5.14
2CDS274001R0061 | S204M-D6 | Active | 4016779601719 | 282.05 | 1 | 1 | stuk | S200M | BE31330 | SA (Modulair+Plug&Socket) | stuk | Automaat S200M 4P D6 10kA | Disjoncteur S200M 4P D6 10kA | Sicherungsautomat S200M 4P D6 10kA | MCB S200M 4P D6 10kA |  | 5.14
2CDS274001R0064 | S204M-C6 | Active | 4016779550710 | 118.84 | 1 | 1 | stuk | S200M | BE31330 | SB (MCB&RCD Cat.B) | stuk | Automaat S200M 4P C6 10kA | Disjoncteur S200M 4P C6 10kA | Sicherungsautomat S200M 4P C6 10kA | MCB S200M 4P C6 10kA |  | 5.14
2CDS274001R0065 | S204M-B6 | Active | 4016779549820 | 124.14 | 1 | 1 | stuk | S200M | BE31330 | SB (MCB&RCD Cat.B) | stuk | Automaat S200M 4P B6 10kA | Disjoncteur S200M 4P B6 10kA | Sicherungsautomat S200M 4P B6 10kA | MCB S200M 4P B6 10kA |  | 5.14
2CDS274001R0081 | S204M-D8 | Active | 4016779601726 | 282.05 | 1 | 1 | stuk | S200M | BE31330 | SA (Modulair+Plug&Socket) | stuk | Automaat S200M 4P D8 10kA | Disjoncteur S200M 4P D8 10kA | Sicherungsautomat S200M 4P D8 10kA | MCB S200M 4P D8 10kA |  | 5.14
2CDS274001R0084 | S204M-C8 | Active | 4016779550727 | 141.03 | 1 | 1 | stuk | S200M | BE31330 | SB (MCB&RCD Cat.B) | stuk | Automaat S200M 4P C8 10kA | Disjoncteur S200M 4P C8 10kA | Sicherungsautomat S200M 4P C8 10kA | MCB S200M 4P C8 10kA |  | 5.14
2CDS274001R0101 | S204M-D10 | Active | 4016779601740 | 185.62 | 1 | 1 | stuk | S200M | BE31330 | SA (Modulair+Plug&Socket) | stuk | Automaat S200M 4P D10 10kA | Disjoncteur S200M 4P D10 10kA | Sicherungsautomat S200M 4P D10 10kA | MCB S200M 4P D10 10kA |  | 5.14
2CDS274001R0104 | S204M-C10 | Active | 4016779550734 | 104.02 | 1 | 1 | stuk | S200M | BE31330 | SB (MCB&RCD Cat.B) | stuk | Automaat S200M 4P C10 10kA | Disjoncteur S200M 4P C10 10kA | Sicherungsautomat S200M 4P C10 10kA | MCB S200M 4P C10 10kA |  | 5.14
2CDS274001R0105 | S204M-B10 | Active | 4016779549837 | 124.14 | 1 | 1 | stuk | S200M | BE31330 | SB (MCB&RCD Cat.B) | stuk | Automaat S200M 4P B10 10kA | Disjoncteur S200M 4P B10 10kA | Sicherungsautomat S200M 4P B10 10kA | MCB S200M 4P B10 10kA |  | 5.14
2CDS274001R0131 | S204M-D13 | Active | 4016779663298 | 403.78 | 1 | 1 | stuk | S200M | BE31330 | SA (Modulair+Plug&Socket) | stuk | Automaat S200M 4P D13 10kA | Disjoncteur S200M 4P D13 10kA | Sicherungsautomat S200M 4P D13 10kA | MCB S200M 4P D13 10kA |  | 5.14
2CDS274001R0134 | S204M-C13 | Active | 4016779550741 | 117.14 | 1 | 1 | stuk | S200M | BE31330 | SB (MCB&RCD Cat.B) | stuk | Automaat S200M 4P C13 10kA | Disjoncteur S200M 4P C13 10kA | Sicherungsautomat S200M 4P C13 10kA | MCB S200M 4P C13 10kA |  | 5.14
2CDS274001R0135 | S204M-B13 | Active | 4016779549844 | 124.14 | 1 | 1 | stuk | S200M | BE31330 | SB (MCB&RCD Cat.B) | stuk | Automaat S200M 4P B13 10kA | Disjoncteur S200M 4P B13 10kA | Sicherungsautomat S200M 4P B13 10kA | MCB S200M 4P B13 10kA |  | 5.14
2CDS274001R0157 | S204M-K0,5 | Active | 4016779601757 | 278.43 | 1 | 1 | stuk | S200M | BE31330 | SA (Modulair+Plug&Socket) | stuk | Automaat S200M 4P K0 5 10kA | Disjoncteur S200M 4P K0 5 10kA | Sicherungsautomat S200M 4P K0 5 10kA | MCB S200M 4P K0 5 10kA |  | 5.14
2CDS274001R0158 | S204M-Z0,5 | Active | 4016779601764 | 298.92 | 1 | 1 | stuk | S200M | BE31330 | SA (Modulair+Plug&Socket) | stuk | Automaat S200M 4P Z0 5 10kA | Disjoncteur S200M 4P Z0 5 10kA | Sicherungsautomat S200M 4P Z0 5 10kA | MCB S200M 4P Z0 5 10kA |  | 5.14
2CDS274001R0161 | S204M-D16 | Active | 4016779601771 | 177.19 | 1 | 1 | stuk | S200M | BE31330 | SA (Modulair+Plug&Socket) | stuk | Automaat S200M 4P D16 10kA | Disjoncteur S200M 4P D16 10kA | Sicherungsautomat S200M 4P D16 10kA | MCB S200M 4P D16 10kA |  | 5.14
2CDS274001R0164 | S204M-C16 | Active | 4016779550758 | 99.2 | 1 | 1 | stuk | S200M | BE31330 | SB (MCB&RCD Cat.B) | stuk | Automaat S200M 4P C16 10kA | Disjoncteur S200M 4P C16 10kA | Sicherungsautomat S200M 4P C16 10kA | MCB S200M 4P C16 10kA |  | 5.14
2CDS274001R0165 | S204M-B16 | Active | 4016779549851 | 124.14 | 1 | 1 | stuk | S200M | BE31330 | SB (MCB&RCD Cat.B) | stuk | Automaat S200M 4P B16 10kA | Disjoncteur S200M 4P B16 10kA | Sicherungsautomat S200M 4P B16 10kA | MCB S200M 4P B16 10kA |  | 5.14
2CDS274001R0201 | S204M-D20 | Active | 4016779601788 | 177.19 | 1 | 1 | stuk | S200M | BE31330 | SA (Modulair+Plug&Socket) | stuk | Automaat S200M 4P D20 10kA | Disjoncteur S200M 4P D20 10kA | Sicherungsautomat S200M 4P D20 10kA | MCB S200M 4P D20 10kA |  | 5.14
2CDS274001R0204 | S204M-C20 | Active | 4016779550765 | 107.39 | 1 | 1 | stuk | S200M | BE31330 | SB (MCB&RCD Cat.B) | stuk | Automaat S200M 4P C20 10kA | Disjoncteur S200M 4P C20 10kA | Sicherungsautomat S200M 4P C20 10kA | MCB S200M 4P C20 10kA |  | 5.14
2CDS274001R0205 | S204M-B20 | Active | 4016779549868 | 124.14 | 1 | 1 | stuk | S200M | BE31330 | SB (MCB&RCD Cat.B) | stuk | Automaat S200M 4P B20 10kA | Disjoncteur S200M 4P B20 10kA | Sicherungsautomat S200M 4P B20 10kA | MCB S200M 4P B20 10kA |  | 5.14
2CDS274001R0217 | S204M-K1 | Active | 4016779601795 | 278.43 | 1 | 1 | stuk | S200M | BE31330 | SA (Modulair+Plug&Socket) | stuk | Automaat S200M 4P K1 10kA | Disjoncteur S200M 4P K1 10kA | Sicherungsautomat S200M 4P K1 10kA | MCB S200M 4P K1 10kA |  | 5.14
2CDS274001R0218 | S204M-Z1 | Active | 4016779601801 | 298.92 | 1 | 1 | stuk | S200M | BE31330 | SA (Modulair+Plug&Socket) | stuk | Automaat S200M 4P Z1 10kA | Disjoncteur S200M 4P Z1 10kA | Sicherungsautomat S200M 4P Z1 10kA | MCB S200M 4P Z1 10kA |  | 5.14
2CDS274001R0251 | S204M-D25 | Active | 4016779601818 | 204.89 | 1 | 1 | stuk | S200M | BE31330 | SB (MCB&RCD Cat.B) | stuk | Automaat S200M 4P D25 10kA | Disjoncteur S200M 4P D25 10kA | Sicherungsautomat S200M 4P D25 10kA | MCB S200M 4P D25 10kA |  | 5.14
2CDS274001R0254 | S204M-C25 | Active | 4016779550772 | 111.49 | 1 | 1 | stuk | S200M | BE31330 | SB (MCB&RCD Cat.B) | stuk | Automaat S200M 4P C25 10kA | Disjoncteur S200M 4P C25 10kA | Sicherungsautomat S200M 4P C25 10kA | MCB S200M 4P C25 10kA |  | 5.14
2CDS274001R0255 | S204M-B25 | Active | 4016779549875 | 124.14 | 1 | 1 | stuk | S200M | BE31330 | SB (MCB&RCD Cat.B) | stuk | Automaat S200M 4P B25 10kA | Disjoncteur S200M 4P B25 10kA | Sicherungsautomat S200M 4P B25 10kA | MCB S200M 4P B25 10kA |  | 5.14
2CDS274001R0257 | S204M-K1,6 | Active | 4016779601825 | 278.43 | 1 | 1 | stuk | S200M | BE31330 | SA (Modulair+Plug&Socket) | stuk | Automaat S200M 4P K1 6 10kA | Disjoncteur S200M 4P K1 6 10kA | Sicherungsautomat S200M 4P K1 6 10kA | MCB S200M 4P K1 6 10kA |  | 5.14
2CDS274001R0258 | S204M-Z1,6 | Active | 4016779601832 | 298.92 | 1 | 1 | stuk | S200M | BE31330 | SA (Modulair+Plug&Socket) | stuk | Automaat S200M 4P Z1 6 10kA | Disjoncteur S200M 4P Z1 6 10kA | Sicherungsautomat S200M 4P Z1 6 10kA | MCB S200M 4P Z1 6 10kA |  | 5.14
2CDS274001R0277 | S204M-K2 | Active | 4016779601849 | 278.43 | 1 | 1 | stuk | S200M | BE31330 | SA (Modulair+Plug&Socket) | stuk | Automaat S200M 4P K2 10kA | Disjoncteur S200M 4P K2 10kA | Sicherungsautomat S200M 4P K2 10kA | MCB S200M 4P K2 10kA |  | 5.14
2CDS274001R0278 | S204M-Z2 | Active | 4016779601856 | 298.92 | 1 | 1 | stuk | S200M | BE31330 | SA (Modulair+Plug&Socket) | stuk | Automaat S200M 4P Z2 10kA | Disjoncteur S200M 4P Z2 10kA | Sicherungsautomat S200M 4P Z2 10kA | MCB S200M 4P Z2 10kA |  | 5.14
2CDS274001R0317 | S204M-K3 | Active | 4016779601863 | 278.43 | 1 | 1 | stuk | S200M | BE31330 | SA (Modulair+Plug&Socket) | stuk | Automaat S200M 4P K3 10kA | Disjoncteur S200M 4P K3 10kA | Sicherungsautomat S200M 4P K3 10kA | MCB S200M 4P K3 10kA |  | 5.14
2CDS274001R0318 | S204M-Z3 | Active | 4016779601870 | 298.92 | 1 | 1 | stuk | S200M | BE31330 | SA (Modulair+Plug&Socket) | stuk | Automaat S200M 4P Z3 10kA | Disjoncteur S200M 4P Z3 10kA | Sicherungsautomat S200M 4P Z3 10kA | MCB S200M 4P Z3 10kA |  | 5.14
2CDS274001R0321 | S204M-D32 | Active | 4016779601887 | 207.3 | 1 | 1 | stuk | S200M | BE31330 | SA (Modulair+Plug&Socket) | stuk | Automaat S200M 4P D32 10kA | Disjoncteur S200M 4P D32 10kA | Sicherungsautomat S200M 4P D32 10kA | MCB S200M 4P D32 10kA |  | 5.14
2CDS274001R0324 | S204M-C32 | Active | 4016779550789 | 113.91 | 1 | 1 | stuk | S200M | BE31330 | SB (MCB&RCD Cat.B) | stuk | Automaat S200M 4P C32 10kA | Disjoncteur S200M 4P C32 10kA | Sicherungsautomat S200M 4P C32 10kA | MCB S200M 4P C32 10kA |  | 5.14
2CDS274001R0325 | S204M-B32 | Active | 4016779549882 | 124.14 | 1 | 1 | stuk | S200M | BE31330 | SB (MCB&RCD Cat.B) | stuk | Automaat S200M 4P B32 10kA | Disjoncteur S200M 4P B32 10kA | Sicherungsautomat S200M 4P B32 10kA | MCB S200M 4P B32 10kA |  | 5.14
2CDS274001R0337 | S204M-K4 | Active | 4016779601894 | 278.43 | 1 | 1 | stuk | S200M | BE31330 | SA (Modulair+Plug&Socket) | stuk | Automaat S200M 4P K4 10kA | Disjoncteur S200M 4P K4 10kA | Sicherungsautomat S200M 4P K4 10kA | MCB S200M 4P K4 10kA |  | 5.14
2CDS274001R0338 | S204M-Z4 | Active | 4016779601900 | 298.92 | 1 | 1 | stuk | S200M | BE31330 | SA (Modulair+Plug&Socket) | stuk | Automaat S200M 4P Z4 10kA | Disjoncteur S200M 4P Z4 10kA | Sicherungsautomat S200M 4P Z4 10kA | MCB S200M 4P Z4 10kA |  | 5.14
2CDS274001R0377 | S204M-K6 | Active | 4016779601917 | 278.43 | 1 | 1 | stuk | S200M | BE31330 | SA (Modulair+Plug&Socket) | stuk | Automaat S200M 4P K6 10kA | Disjoncteur S200M 4P K6 10kA | Sicherungsautomat S200M 4P K6 10kA | MCB S200M 4P K6 10kA |  | 5.14
2CDS274001R0378 | S204M-Z6 | Active | 4016779601924 | 298.92 | 1 | 1 | stuk | S200M | BE31330 | SA (Modulair+Plug&Socket) | stuk | Automaat S200M 4P Z6 10kA | Disjoncteur S200M 4P Z6 10kA | Sicherungsautomat S200M 4P Z6 10kA | MCB S200M 4P Z6 10kA |  | 5.14
2CDS274001R0401 | S204M-D40 | Active | 4016779601931 | 251.91 | 1 | 1 | stuk | S200M | BE31330 | SA (Modulair+Plug&Socket) | stuk | Automaat S200M 4P D40 10kA | Disjoncteur S200M 4P D40 10kA | Sicherungsautomat S200M 4P D40 10kA | MCB S200M 4P D40 10kA |  | 5.14
2CDS274001R0404 | S204M-C40 | Active | 4016779550796 | 144.63 | 1 | 1 | stuk | S200M | BE31330 | SB (MCB&RCD Cat.B) | stuk | Automaat S200M 4P C40 10kA | Disjoncteur S200M 4P C40 10kA | Sicherungsautomat S200M 4P C40 10kA | MCB S200M 4P C40 10kA |  | 5.14
2CDS274001R0405 | S204M-B40 | Active | 4016779549899 | 141.03 | 1 | 1 | stuk | S200M | BE31330 | SB (MCB&RCD Cat.B) | stuk | Automaat S200M 4P B40 10kA | Disjoncteur S200M 4P B40 10kA | Sicherungsautomat S200M 4P B40 10kA | MCB S200M 4P B40 10kA |  | 5.14
2CDS274001R0407 | S204M-K8 | Active | 4016779601948 | 278.43 | 1 | 1 | stuk | S200M | BE31330 | SA (Modulair+Plug&Socket) | stuk | Automaat S200M 4P K8 10kA | Disjoncteur S200M 4P K8 10kA | Sicherungsautomat S200M 4P K8 10kA | MCB S200M 4P K8 10kA |  | 5.14
2CDS274001R0408 | S204M-Z8 | Active | 4016779601955 | 298.92 | 1 | 1 | stuk | S200M | BE31330 | SA (Modulair+Plug&Socket) | stuk | Automaat S200M 4P Z8 10kA | Disjoncteur S200M 4P Z8 10kA | Sicherungsautomat S200M 4P Z8 10kA | MCB S200M 4P Z8 10kA |  | 5.14
2CDS274001R0427 | S204M-K10 | Active | 4016779601962 | 226.6 | 1 | 1 | stuk | S200M | BE31330 | SA (Modulair+Plug&Socket) | stuk | Automaat S200M 4P K10 10kA | Disjoncteur S200M 4P K10 10kA | Sicherungsautomat S200M 4P K10 10kA | MCB S200M 4P K10 10kA |  | 5.14
2CDS274001R0428 | S204M-Z10 | Active | 4016779601979 | 249.51 | 1 | 1 | stuk | S200M | BE31330 | SA (Modulair+Plug&Socket) | stuk | Automaat S200M 4P Z10 10kA | Disjoncteur S200M 4P Z10 10kA | Sicherungsautomat S200M 4P Z10 10kA | MCB S200M 4P Z10 10kA |  | 5.14
2CDS274001R0447 | S204M-K13 | Active | 4016779659420 | 257.94 | 1 | 1 | stuk | S200M | BE31330 | SA (Modulair+Plug&Socket) | stuk | Automaat S200M 4P K13 10kA | Disjoncteur S200M 4P K13 10kA | Sicherungsautomat S200M 4P K13 10kA | MCB S200M 4P K13 10kA |  | 5.14
2CDS274001R0467 | S204M-K16 | Active | 4016779601986 | 226.6 | 1 | 1 | stuk | S200M | BE31330 | SA (Modulair+Plug&Socket) | stuk | Automaat S200M 4P K16 10kA | Disjoncteur S200M 4P K16 10kA | Sicherungsautomat S200M 4P K16 10kA | MCB S200M 4P K16 10kA |  | 5.14
2CDS274001R0468 | S204M-Z16 | Active | 4016779601993 | 249.51 | 1 | 1 | stuk | S200M | BE31330 | SA (Modulair+Plug&Socket) | stuk | Automaat S200M 4P Z16 10kA | Disjoncteur S200M 4P Z16 10kA | Sicherungsautomat S200M 4P Z16 10kA | MCB S200M 4P Z16 10kA |  | 5.14
2CDS274001R0487 | S204M-K20 | Active | 4016779602006 | 265.17 | 1 | 1 | stuk | S200M | BE31330 | SA (Modulair+Plug&Socket) | stuk | Automaat S200M 4P K20 10kA | Disjoncteur S200M 4P K20 10kA | Sicherungsautomat S200M 4P K20 10kA | MCB S200M 4P K20 10kA |  | 5.14
2CDS274001R0488 | S204M-Z20 | Active | 4016779659628 | 257.94 | 1 | 1 | stuk | S200M | BE31330 | SA (Modulair+Plug&Socket) | stuk | Automaat S200M 4P Z20 10kA | Disjoncteur S200M 4P Z20 10kA | Sicherungsautomat S200M 4P Z20 10kA | MCB S200M 4P Z20 10kA |  | 5.14
2CDS274001R0501 | S204M-D50 | Active | 4016779602013 | 353.17 | 1 | 1 | stuk | S200M | BE31330 | SA (Modulair+Plug&Socket) | stuk | Automaat S200M 4P D50 10kA | Disjoncteur S200M 4P D50 10kA | Sicherungsautomat S200M 4P D50 10kA | MCB S200M 4P D50 10kA |  | 5.14
2CDS274001R0504 | S204M-C50 | Active | 4016779544030 | 175.98 | 1 | 1 | stuk | S200M | BE31330 | SB (MCB&RCD Cat.B) | stuk | Automaat S200M 4P C50 10kA | Disjoncteur S200M 4P C50 10kA | Sicherungsautomat S200M 4P C50 10kA | MCB S200M 4P C50 10kA |  | 5.14
2CDS274001R0505 | S204M-B50 | Active | 4016779543910 | 186.82 | 1 | 1 | stuk | S200M | BE31330 | SB (MCB&RCD Cat.B) | stuk | Automaat S200M 4P B50 10kA | Disjoncteur S200M 4P B50 10kA | Sicherungsautomat S200M 4P B50 10kA | MCB S200M 4P B50 10kA |  | 5.14
2CDS274001R0517 | S204M-K25 | Active | 4016779602020 | 278.43 | 1 | 1 | stuk | S200M | BE31330 | SA (Modulair+Plug&Socket) | stuk | Automaat S200M 4P K25 10kA | Disjoncteur S200M 4P K25 10kA | Sicherungsautomat S200M 4P K25 10kA | MCB S200M 4P K25 10kA |  | 5.14
2CDS274001R0518 | S204M-Z25 | Active | 4016779602037 | 298.92 | 1 | 1 | stuk | S200M | BE31330 | SA (Modulair+Plug&Socket) | stuk | Automaat S200M 4P Z25 10kA | Disjoncteur S200M 4P Z25 10kA | Sicherungsautomat S200M 4P Z25 10kA | MCB S200M 4P Z25 10kA |  | 5.14
2CDS274001R0537 | S204M-K32 | Active | 4016779602044 | 289.28 | 1 | 1 | stuk | S200M | BE31330 | SA (Modulair+Plug&Socket) | stuk | Automaat S200M 4P K32 10kA | Disjoncteur S200M 4P K32 10kA | Sicherungsautomat S200M 4P K32 10kA | MCB S200M 4P K32 10kA |  | 5.14
2CDS274001R0538 | S204M-Z32 | Active | 4016779602051 | 310.97 | 1 | 1 | stuk | S200M | BE31330 | SA (Modulair+Plug&Socket) | stuk | Automaat S200M 4P Z32 10kA | Disjoncteur S200M 4P Z32 10kA | Sicherungsautomat S200M 4P Z32 10kA | MCB S200M 4P Z32 10kA |  | 5.14
2CDS274001R0557 | S204M-K40 | Active | 4016779602068 | 300.12 | 1 | 1 | stuk | S200M | BE31330 | SA (Modulair+Plug&Socket) | stuk | Automaat S200M 4P K40 10kA | Disjoncteur S200M 4P K40 10kA | Sicherungsautomat S200M 4P K40 10kA | MCB S200M 4P K40 10kA |  | 5.14
2CDS274001R0558 | S204M-Z40 | Active | 4016779602075 | 323.01 | 1 | 1 | stuk | S200M | BE31330 | SA (Modulair+Plug&Socket) | stuk | Automaat S200M 4P Z40 10kA | Disjoncteur S200M 4P Z40 10kA | Sicherungsautomat S200M 4P Z40 10kA | MCB S200M 4P Z40 10kA |  | 5.14
2CDS274001R0577 | S204M-K50 | Active | 4016779602082 | 345.92 | 1 | 1 | stuk | S200M | BE31330 | SA (Modulair+Plug&Socket) | stuk | Automaat S200M 4P K50 10kA | Disjoncteur S200M 4P K50 10kA | Sicherungsautomat S200M 4P K50 10kA | MCB S200M 4P K50 10kA |  | 5.14
2CDS274001R0578 | S204M-Z50 | Active | 4016779602099 | 371.24 | 1 | 1 | stuk | S200M | BE31330 | SA (Modulair+Plug&Socket) | stuk | Automaat S200M 4P Z50 10kA | Disjoncteur S200M 4P Z50 10kA | Sicherungsautomat S200M 4P Z50 10kA | MCB S200M 4P Z50 10kA |  | 5.14
2CDS274001R0607 | S204M-K63 | Active | 4016779602105 | 392.94 | 1 | 1 | stuk | S200M | BE31330 | SA (Modulair+Plug&Socket) | stuk | Automaat S200M 4P K63 10kA | Disjoncteur S200M 4P K63 10kA | Sicherungsautomat S200M 4P K63 10kA | MCB S200M 4P K63 10kA |  | 5.14
2CDS274001R0608 | S204M-Z63 | Active | 4016779602112 | 423.07 | 1 | 1 | stuk | S200M | BE31330 | SA (Modulair+Plug&Socket) | stuk | Automaat S200M 4P Z63 10kA | Disjoncteur S200M 4P Z63 10kA | Sicherungsautomat S200M 4P Z63 10kA | MCB S200M 4P Z63 10kA |  | 5.14
2CDS274001R0631 | S204M-D63 | Active | 4016779602129 | 398.97 | 1 | 1 | stuk | S200M | BE31330 | SA (Modulair+Plug&Socket) | stuk | Automaat S200M 4P D63 10kA | Disjoncteur S200M 4P D63 10kA | Sicherungsautomat S200M 4P D63 10kA | MCB S200M 4P D63 10kA |  | 5.14
2CDS274001R0634 | S204M-C63 | Active | 4016779544047 | 200.08 | 1 | 1 | stuk | S200M | BE31330 | SB (MCB&RCD Cat.B) | stuk | Automaat S200M 4P C63 10kA | Disjoncteur S200M 4P C63 10kA | Sicherungsautomat S200M 4P C63 10kA | MCB S200M 4P C63 10kA |  | 5.14
2CDS274001R0635 | S204M-B63 | Active | 4016779543927 | 209.73 | 1 | 1 | stuk | S200M | BE31330 | SB (MCB&RCD Cat.B) | stuk | Automaat S200M 4P B63 10kA | Disjoncteur S200M 4P B63 10kA | Sicherungsautomat S200M 4P B63 10kA | MCB S200M 4P B63 10kA |  | 5.14
2CDS274001R0971 | S204M-D1,6 | Active | 4016779602136 | 282.05 | 1 | 1 | stuk | S200M | BE31330 | SA (Modulair+Plug&Socket) | stuk | Automaat S200M 4P D1 6 10kA | Disjoncteur S200M 4P D1 6 10kA | Sicherungsautomat S200M 4P D1 6 10kA | MCB S200M 4P D1 6 10kA |  | 5.14
2CDS274001R0974 | S204M-C1,6 | Active | 4016779550666 | 141.03 | 1 | 1 | stuk | S200M | BE31330 | SB (MCB&RCD Cat.B) | stuk | Automaat S200M 4P C1 6 10kA | Disjoncteur S200M 4P C1 6 10kA | Sicherungsautomat S200M 4P C1 6 10kA | MCB S200M 4P C1 6 10kA |  | 5.14
2CDS274001R0981 | S204M-D0,5 | Active | 4016779602143 | 282.05 | 1 | 1 | stuk | S200M | BE31330 | SA (Modulair+Plug&Socket) | stuk | Automaat S200M 4P D0 5 10kA | Disjoncteur S200M 4P D0 5 10kA | Sicherungsautomat S200M 4P D0 5 10kA | MCB S200M 4P D0 5 10kA |  | 5.14
2CDS274001R0984 | S204M-C0,5 | Active | 4016779550659 | 141.03 | 1 | 1 | stuk | S200M | BE31330 | SB (MCB&RCD Cat.B) | stuk | Automaat S200M 4P C0 5 10kA | Disjoncteur S200M 4P C0 5 10kA | Sicherungsautomat S200M 4P C0 5 10kA | MCB S200M 4P C0 5 10kA |  | 5.14
2CDS274006R0014 | S204MT-C1 | Active | 4016779771894 | 245.88 | 1 | 1 | stuk | S200MT | BE31330 | SB (MCB&RCD Cat.B) | stuk | Automaat S200M 4P C1 10kA Tractie | Disjoncteur S200M 4P C1 10kA traction | Sicherungsautomat S200M 4P C1 10kA Tractie | MCB S200M 4P C1 10kA traction |  | 5.14
2CDS274006R0024 | S204MT-C2 | Active | 4016779771900 | 245.88 | 1 | 1 | stuk | S200MT | BE31330 | SB (MCB&RCD Cat.B) | stuk | Automaat S200M 4P C2 10kA Tractie | Disjoncteur S200M 4P C2 10kA traction | Sicherungsautomat S200M 4P C2 10kA Tractie | MCB S200M 4P C2 10kA traction |  | 5.14
2CDS274006R0034 | S204MT-C3 | Active | 4016779771917 | 245.88 | 1 | 1 | stuk | S200MT | BE31330 | SB (MCB&RCD Cat.B) | stuk | Automaat S200M 4P C3 10kA Tractie | Disjoncteur S200M 4P C3 10kA traction | Sicherungsautomat S200M 4P C3 10kA Tractie | MCB S200M 4P C3 10kA traction |  | 5.14
2CDS274006R0044 | S204MT-C4 | Active | 4016779771924 | 245.88 | 1 | 1 | stuk | S200MT | BE31330 | SB (MCB&RCD Cat.B) | stuk | Automaat S200M 4P C4 10kA Tractie | Disjoncteur S200M 4P C4 10kA traction | Sicherungsautomat S200M 4P C4 10kA Tractie | MCB S200M 4P C4 10kA traction |  | 5.14
2CDS274006R0064 | S204MT-C6 | Active | 4016779771931 | 245.88 | 1 | 1 | stuk | S200MT | BE31330 | SB (MCB&RCD Cat.B) | stuk | Automaat S200M 4P C6 10kA Tractie | Disjoncteur S200M 4P C6 10kA traction | Sicherungsautomat S200M 4P C6 10kA Tractie | MCB S200M 4P C6 10kA traction |  | 5.14
2CDS274006R0084 | S204MT-C8 | Active | 4016779771948 | 245.88 | 1 | 1 | stuk | S200MT | BE31330 | SB (MCB&RCD Cat.B) | stuk | Automaat S200M 4P C8 10kA Tractie | Disjoncteur S200M 4P C8 10kA traction | Sicherungsautomat S200M 4P C8 10kA Tractie | MCB S200M 4P C8 10kA traction |  | 5.14
2CDS274006R0104 | S204MT-C10 | Active | 4016779771955 | 204.89 | 1 | 1 | stuk | S200MT | BE31330 | SB (MCB&RCD Cat.B) | stuk | Automaat S200M 4P C10 10kA Tractie | Disjoncteur S200M 4P C10 10kA traction | Sicherungsautomat S200M 4P C10 10kA Tractie | MCB S200M 4P C10 10kA traction |  | 5.14
2CDS274006R0134 | S204MT-C13 | Active | 4016779771962 | 200.88 | 1 | 1 | stuk | S200MT | BE31330 | SB (MCB&RCD Cat.B) | stuk | Automaat S200M 4P C13 10kA Tractie | Disjoncteur S200M 4P C13 10kA traction | Sicherungsautomat S200M 4P C13 10kA Tractie | MCB S200M 4P C13 10kA traction |  | 5.14
2CDS274006R0157 | S204MT-K0,5 | Active | 4016779771979 | 289.28 | 1 | 1 | stuk | S200MT | BE31330 | SB (MCB&RCD Cat.B) | stuk | Automaat S200M 4P K0 5 10kA Tractie | Disjoncteur S200M 4P K0 5 10kA traction | Sicherungsautomat S200M 4P K0 5 10kA Tractie | MCB S200M 4P K0 5 10kA traction |  | 5.14
2CDS274006R0158 | S204MT-Z0,5 | Active | 4016779771986 | 310.97 | 1 | 1 | stuk | S200MT | BE31330 | SB (MCB&RCD Cat.B) | stuk | Automaat S200M 4P Z0 5 10kA Tractie | Disjoncteur S200M 4P Z0 5 10kA traction | Sicherungsautomat S200M 4P Z0 5 10kA Tractie | MCB S200M 4P Z0 5 10kA traction |  | 5.14
2CDS274006R0164 | S204MT-C16 | Active | 4016779771993 | 204.89 | 1 | 1 | stuk | S200MT | BE31330 | SB (MCB&RCD Cat.B) | stuk | Automaat S200M 4P C16 10kA Tractie | Disjoncteur S200M 4P C16 10kA traction | Sicherungsautomat S200M 4P C16 10kA Tractie | MCB S200M 4P C16 10kA traction |  | 5.14
2CDS274006R0204 | S204MT-C20 | Active | 4016779772006 | 233.85 | 1 | 1 | stuk | S200MT | BE31330 | SB (MCB&RCD Cat.B) | stuk | Automaat S200M 4P C20 10kA Tractie | Disjoncteur S200M 4P C20 10kA traction | Sicherungsautomat S200M 4P C20 10kA Tractie | MCB S200M 4P C20 10kA traction |  | 5.14
2CDS274006R0217 | S204MT-K1 | Active | 4016779772013 | 289.28 | 1 | 1 | stuk | S200MT | BE31330 | SB (MCB&RCD Cat.B) | stuk | Automaat S200M 4P K1 10kA Tractie | Disjoncteur S200M 4P K1 10kA traction | Sicherungsautomat S200M 4P K1 10kA Tractie | MCB S200M 4P K1 10kA traction |  | 5.14
2CDS274006R0218 | S204MT-Z1 | Active | 4016779772020 | 310.97 | 1 | 1 | stuk | S200MT | BE31330 | SB (MCB&RCD Cat.B) | stuk | Automaat S200M 4P Z1 10kA Tractie | Disjoncteur S200M 4P Z1 10kA traction | Sicherungsautomat S200M 4P Z1 10kA Tractie | MCB S200M 4P Z1 10kA traction |  | 5.14
2CDS274006R0254 | S204MT-C25 | Active | 4016779772037 | 245.88 | 1 | 1 | stuk | S200MT | BE31330 | SB (MCB&RCD Cat.B) | stuk | Automaat S200M 4P C25 10kA Tractie | Disjoncteur S200M 4P C25 10kA traction | Sicherungsautomat S200M 4P C25 10kA Tractie | MCB S200M 4P C25 10kA traction |  | 5.14
2CDS274006R0257 | S204MT-K1,6 | Active | 4016779772044 | 289.28 | 1 | 1 | stuk | S200MT | BE31330 | SB (MCB&RCD Cat.B) | stuk | Automaat S200M 4P K1 6 10kA Tractie | Disjoncteur S200M 4P K1 6 10kA traction | Sicherungsautomat S200M 4P K1 6 10kA Tractie | MCB S200M 4P K1 6 10kA traction |  | 5.14
2CDS274006R0258 | S204MT-Z1,6 | Active | 4016779772051 | 310.97 | 1 | 1 | stuk | S200MT | BE31330 | SB (MCB&RCD Cat.B) | stuk | Automaat S200M 4P Z1 6 10kA Tractie | Disjoncteur S200M 4P Z1 6 10kA traction | Sicherungsautomat S200M 4P Z1 6 10kA Tractie | MCB S200M 4P Z1 6 10kA traction |  | 5.14
2CDS274006R0277 | S204MT-K2 | Active | 4016779772068 | 289.28 | 1 | 1 | stuk | S200MT | BE31330 | SB (MCB&RCD Cat.B) | stuk | Automaat S200M 4P K2 10kA Tractie | Disjoncteur S200M 4P K2 10kA traction | Sicherungsautomat S200M 4P K2 10kA Tractie | MCB S200M 4P K2 10kA traction |  | 5.14
2CDS274006R0278 | S204MT-Z2 | Active | 4016779772075 | 310.97 | 1 | 1 | stuk | S200MT | BE31330 | SB (MCB&RCD Cat.B) | stuk | Automaat S200M 4P Z2 10kA Tractie | Disjoncteur S200M 4P Z2 10kA traction | Sicherungsautomat S200M 4P Z2 10kA Tractie | MCB S200M 4P Z2 10kA traction |  | 5.14
2CDS274006R0317 | S204MT-K3 | Active | 4016779772082 | 289.28 | 1 | 1 | stuk | S200MT | BE31330 | SB (MCB&RCD Cat.B) | stuk | Automaat S200M 4P K3 10kA Tractie | Disjoncteur S200M 4P K3 10kA traction | Sicherungsautomat S200M 4P K3 10kA Tractie | MCB S200M 4P K3 10kA traction |  | 5.14
2CDS274006R0318 | S204MT-Z3 | Active | 4016779772099 | 310.97 | 1 | 1 | stuk | S200MT | BE31330 | SB (MCB&RCD Cat.B) | stuk | Automaat S200M 4P Z3 10kA Tractie | Disjoncteur S200M 4P Z3 10kA traction | Sicherungsautomat S200M 4P Z3 10kA Tractie | MCB S200M 4P Z3 10kA traction |  | 5.14
2CDS274006R0324 | S204MT-C32 | Active | 4016779772105 | 254.31 | 1 | 1 | stuk | S200MT | BE31330 | SB (MCB&RCD Cat.B) | stuk | Automaat S200M 4P C32 10kA Tractie | Disjoncteur S200M 4P C32 10kA traction | Sicherungsautomat S200M 4P C32 10kA Tractie | MCB S200M 4P C32 10kA traction |  | 5.14
2CDS274006R0337 | S204MT-K4 | Active | 4016779772112 | 289.28 | 1 | 1 | stuk | S200MT | BE31330 | SB (MCB&RCD Cat.B) | stuk | Automaat S200M 4P K4 10kA Tractie | Disjoncteur S200M 4P K4 10kA traction | Sicherungsautomat S200M 4P K4 10kA Tractie | MCB S200M 4P K4 10kA traction |  | 5.14
2CDS274006R0338 | S204MT-Z4 | Active | 4016779772129 | 310.97 | 1 | 1 | stuk | S200MT | BE31330 | SB (MCB&RCD Cat.B) | stuk | Automaat S200M 4P Z4 10kA Tractie | Disjoncteur S200M 4P Z4 10kA traction | Sicherungsautomat S200M 4P Z4 10kA Tractie | MCB S200M 4P Z4 10kA traction |  | 5.14
2CDS274006R0377 | S204MT-K6 | Active | 4016779772136 | 289.28 | 1 | 1 | stuk | S200MT | BE31330 | SB (MCB&RCD Cat.B) | stuk | Automaat S200M 4P K6 10kA Tractie | Disjoncteur S200M 4P K6 10kA traction | Sicherungsautomat S200M 4P K6 10kA Tractie | MCB S200M 4P K6 10kA traction |  | 5.14
2CDS274006R0378 | S204MT-Z6 | Active | 4016779772143 | 310.97 | 1 | 1 | stuk | S200MT | BE31330 | SB (MCB&RCD Cat.B) | stuk | Automaat S200M 4P Z6 10kA Tractie | Disjoncteur S200M 4P Z6 10kA traction | Sicherungsautomat S200M 4P Z6 10kA Tractie | MCB S200M 4P Z6 10kA traction |  | 5.14
2CDS274006R0404 | S204MT-C40 | Active | 4016779772150 | 263.95 | 1 | 1 | stuk | S200MT | BE31330 | SB (MCB&RCD Cat.B) | stuk | Automaat S200M 4P C40 10kA Tractie | Disjoncteur S200M 4P C40 10kA traction | Sicherungsautomat S200M 4P C40 10kA Tractie | MCB S200M 4P C40 10kA traction |  | 5.14
2CDS274006R0407 | S204MT-K8 | Active | 4016779772167 | 289.28 | 1 | 1 | stuk | S200MT | BE31330 | SB (MCB&RCD Cat.B) | stuk | Automaat S200M 4P K8 10kA Tractie | Disjoncteur S200M 4P K8 10kA traction | Sicherungsautomat S200M 4P K8 10kA Tractie | MCB S200M 4P K8 10kA traction |  | 5.14
2CDS274006R0408 | S204MT-Z8 | Active | 4016779772174 | 310.97 | 1 | 1 | stuk | S200MT | BE31330 | SB (MCB&RCD Cat.B) | stuk | Automaat S200M 4P Z8 10kA Tractie | Disjoncteur S200M 4P Z8 10kA traction | Sicherungsautomat S200M 4P Z8 10kA Tractie | MCB S200M 4P Z8 10kA traction |  | 5.14
2CDS274006R0427 | S204MT-K10 | Active | 4016779772181 | 236.24 | 1 | 1 | stuk | S200MT | BE31330 | SB (MCB&RCD Cat.B) | stuk | Automaat S200M 4P K10 10kA Tractie | Disjoncteur S200M 4P K10 10kA traction | Sicherungsautomat S200M 4P K10 10kA Tractie | MCB S200M 4P K10 10kA traction |  | 5.14
2CDS274006R0428 | S204MT-Z10 | Active | 4016779772198 | 257.94 | 1 | 1 | stuk | S200MT | BE31330 | SB (MCB&RCD Cat.B) | stuk | Automaat S200M 4P Z10 10kA Tractie | Disjoncteur S200M 4P Z10 10kA traction | Sicherungsautomat S200M 4P Z10 10kA Tractie | MCB S200M 4P Z10 10kA traction |  | 5.14
2CDS274006R0447 | S204MT-K13 | Active | 4016779772204 | 263.51 | 1 | 1 | stuk | S200MT | BE31330 | SB (MCB&RCD Cat.B) | stuk | Automaat S200M 4P K13 10kA Tractie | Disjoncteur S200M 4P K13 10kA traction | Sicherungsautomat S200M 4P K13 10kA Tractie | MCB S200M 4P K13 10kA traction |  | 5.14
2CDS274006R0467 | S204MT-K16 | Active | 4016779772211 | 236.24 | 1 | 1 | stuk | S200MT | BE31330 | SB (MCB&RCD Cat.B) | stuk | Automaat S200M 4P K16 10kA Tractie | Disjoncteur S200M 4P K16 10kA traction | Sicherungsautomat S200M 4P K16 10kA Tractie | MCB S200M 4P K16 10kA traction |  | 5.14
2CDS274006R0468 | S204MT-Z16 | Active | 4016779772228 | 257.94 | 1 | 1 | stuk | S200MT | BE31330 | SB (MCB&RCD Cat.B) | stuk | Automaat S200M 4P Z16 10kA Tractie | Disjoncteur S200M 4P Z16 10kA traction | Sicherungsautomat S200M 4P Z16 10kA Tractie | MCB S200M 4P Z16 10kA traction |  | 5.14
2CDS274006R0487 | S204MT-K20 | Active | 4016779772235 | 276.02 | 1 | 1 | stuk | S200MT | BE31330 | SB (MCB&RCD Cat.B) | stuk | Automaat S200M 4P K20 10kA Tractie | Disjoncteur S200M 4P K20 10kA traction | Sicherungsautomat S200M 4P K20 10kA Tractie | MCB S200M 4P K20 10kA traction |  | 5.14
2CDS274006R0488 | S204MT-Z20 | Active | 4016779772242 | 268.78 | 1 | 1 | stuk | S200MT | BE31330 | SB (MCB&RCD Cat.B) | stuk | Automaat S200M 4P Z20 10kA Tractie | Disjoncteur S200M 4P Z20 10kA traction | Sicherungsautomat S200M 4P Z20 10kA Tractie | MCB S200M 4P Z20 10kA traction |  | 5.14
2CDS274006R0504 | S204MT-C50 | Active | 4016779772259 | 306.14 | 1 | 1 | stuk | S200MT | BE31330 | SB (MCB&RCD Cat.B) | stuk | Automaat S200M 4P C50 10kA Tractie | Disjoncteur S200M 4P C50 10kA traction | Sicherungsautomat S200M 4P C50 10kA Tractie | MCB S200M 4P C50 10kA traction |  | 5.14
2CDS274006R0517 | S204MT-K25 | Active | 4016779772266 | 289.28 | 1 | 1 | stuk | S200MT | BE31330 | SB (MCB&RCD Cat.B) | stuk | Automaat S200M 4P K25 10kA Tractie | Disjoncteur S200M 4P K25 10kA traction | Sicherungsautomat S200M 4P K25 10kA Tractie | MCB S200M 4P K25 10kA traction |  | 5.14
2CDS274006R0518 | S204MT-Z25 | Active | 4016779772273 | 310.97 | 1 | 1 | stuk | S200MT | BE31330 | SB (MCB&RCD Cat.B) | stuk | Automaat S200M 4P Z25 10kA Tractie | Disjoncteur S200M 4P Z25 10kA traction | Sicherungsautomat S200M 4P Z25 10kA Tractie | MCB S200M 4P Z25 10kA traction |  | 5.14
2CDS274006R0537 | S204MT-K32 | Active | 4016779772280 | 300.12 | 1 | 1 | stuk | S200MT | BE31330 | SB (MCB&RCD Cat.B) | stuk | Automaat S200M 4P K32 10kA Tractie | Disjoncteur S200M 4P K32 10kA traction | Sicherungsautomat S200M 4P K32 10kA Tractie | MCB S200M 4P K32 10kA traction |  | 5.14
2CDS274006R0538 | S204MT-Z32 | Active | 4016779772297 | 323.01 | 1 | 1 | stuk | S200MT | BE31330 | SB (MCB&RCD Cat.B) | stuk | Automaat S200M 4P Z32 10kA Tractie | Disjoncteur S200M 4P Z32 10kA traction | Sicherungsautomat S200M 4P Z32 10kA Tractie | MCB S200M 4P Z32 10kA traction |  | 5.14
2CDS274006R0557 | S204MT-K40 | Active | 4016779772303 | 312.18 | 1 | 1 | stuk | S200MT | BE31330 | SB (MCB&RCD Cat.B) | stuk | Automaat S200M 4P K40 10kA Tractie | Disjoncteur S200M 4P K40 10kA traction | Sicherungsautomat S200M 4P K40 10kA Tractie | MCB S200M 4P K40 10kA traction |  | 5.14
2CDS274006R0558 | S204MT-Z40 | Active | 4016779772310 | 336.28 | 1 | 1 | stuk | S200MT | BE31330 | SB (MCB&RCD Cat.B) | stuk | Automaat S200M 4P Z40 10kA Tractie | Disjoncteur S200M 4P Z40 10kA traction | Sicherungsautomat S200M 4P Z40 10kA Tractie | MCB S200M 4P Z40 10kA traction |  | 5.14
2CDS274006R0577 | S204MT-K50 | Active | 4016779772327 | 360.38 | 1 | 1 | stuk | S200MT | BE31330 | SB (MCB&RCD Cat.B) | stuk | Automaat S200M 4P K50 10kA Tractie | Disjoncteur S200M 4P K50 10kA traction | Sicherungsautomat S200M 4P K50 10kA Tractie | MCB S200M 4P K50 10kA traction |  | 5.14
2CDS274006R0578 | S204MT-Z50 | Active | 4016779772334 | 388.1 | 1 | 1 | stuk | S200MT | BE31330 | SB (MCB&RCD Cat.B) | stuk | Automaat S200M 4P Z50 10kA Tractie | Disjoncteur S200M 4P Z50 10kA traction | Sicherungsautomat S200M 4P Z50 10kA Tractie | MCB S200M 4P Z50 10kA traction |  | 5.14
2CDS274006R0607 | S204MT-K63 | Active | 4016779772341 | 407.4 | 1 | 1 | stuk | S200MT | BE31330 | SB (MCB&RCD Cat.B) | stuk | Automaat S200M 4P K63 10kA Tractie | Disjoncteur S200M 4P K63 10kA traction | Sicherungsautomat S200M 4P K63 10kA Tractie | MCB S200M 4P K63 10kA traction |  | 5.14
2CDS274006R0608 | S204MT-Z63 | Active | 4016779772358 | 439.93 | 1 | 1 | stuk | S200MT | BE31330 | SB (MCB&RCD Cat.B) | stuk | Automaat S200M 4P Z63 10kA Tractie | Disjoncteur S200M 4P Z63 10kA traction | Sicherungsautomat S200M 4P Z63 10kA Tractie | MCB S200M 4P Z63 10kA traction |  | 5.14
2CDS274006R0634 | S204MT-C63 | Active | 4016779772365 | 347.12 | 1 | 1 | stuk | S200MT | BE31330 | SB (MCB&RCD Cat.B) | stuk | Automaat S200M 4P C63 10kA Tractie | Disjoncteur S200M 4P C63 10kA traction | Sicherungsautomat S200M 4P C63 10kA Tractie | MCB S200M 4P C63 10kA traction |  | 5.14
2CDS274006R0974 | S204MT-C1,6 | Active | 4016779772372 | 245.88 | 1 | 1 | stuk | S200MT | BE31330 | SB (MCB&RCD Cat.B) | stuk | Automaat S200M 4P C1 6 10kA Tractie | Disjoncteur S200M 4P C1 6 10kA traction | Sicherungsautomat S200M 4P C1 6 10kA Tractie | MCB S200M 4P C1 6 10kA traction |  | 5.14
2CDS274006R0984 | S204MT-C0,5 | Active | 4016779772389 | 245.88 | 1 | 1 | stuk | S200MT | BE31330 | SB (MCB&RCD Cat.B) | stuk | Automaat S200M 4P C0 5 10kA Tractie | Disjoncteur S200M 4P C0 5 10kA traction | Sicherungsautomat S200M 4P C0 5 10kA Tractie | MCB S200M 4P C0 5 10kA traction |  | 5.14
2CDS274061R0014 | S204M-C1UC | Active | 4013614437366 | 324.22 | 1 | 1 | stuk | S200MUC | BE31330 | SB (MCB&RCD Cat.B) | stuk | Automaat S200MUC 4P C1 10kA DC | Disjoncteur S200MUC 4P C1 10kA DC | Sicherungsautomat S200MUC 4P C1 10kA DC | MCB S200MUC 4P C1 10kA DC |  | 5.14
2CDS274061R0024 | S204M-C2UC | Active | 4013614437380 | 324.22 | 1 | 1 | stuk | S200MUC | BE31330 | SB (MCB&RCD Cat.B) | stuk | Automaat S200MUC 4P C2 10kA DC | Disjoncteur S200MUC 4P C2 10kA DC | Sicherungsautomat S200MUC 4P C2 10kA DC | MCB S200MUC 4P C2 10kA DC |  | 5.14
2CDS274061R0034 | S204M-C3UC | Active | 4013614437397 | 324.22 | 1 | 1 | stuk | S200MUC | BE31330 | SB (MCB&RCD Cat.B) | stuk | Automaat S200MUC 4P C3 10kA DC | Disjoncteur S200MUC 4P C3 10kA DC | Sicherungsautomat S200MUC 4P C3 10kA DC | MCB S200MUC 4P C3 10kA DC |  | 5.14
2CDS274061R0044 | S204M-C4UC | Active | 4013614437403 | 324.22 | 1 | 1 | stuk | S200MUC | BE31330 | SB (MCB&RCD Cat.B) | stuk | Automaat S200MUC 4P C4 10kA DC | Disjoncteur S200MUC 4P C4 10kA DC | Sicherungsautomat S200MUC 4P C4 10kA DC | MCB S200MUC 4P C4 10kA DC |  | 5.14
2CDS274061R0064 | S204M-C6UC | Active | 4013614437410 | 324.22 | 1 | 1 | stuk | S200MUC | BE31330 | SB (MCB&RCD Cat.B) | stuk | Automaat S200MUC 4P C6 10kA DC | Disjoncteur S200MUC 4P C6 10kA DC | Sicherungsautomat S200MUC 4P C6 10kA DC | MCB S200MUC 4P C6 10kA DC |  | 5.14
2CDS274061R0065 | S204M-B6UC | Active | 4013614437250 | 286.86 | 1 | 1 | stuk | S200MUC | BE31330 | SB (MCB&RCD Cat.B) | stuk | Automaat S200MUC 4P B6 10kA DC | Disjoncteur S200MUC 4P B6 10kA DC | Sicherungsautomat S200MUC 4P B6 10kA DC | MCB S200MUC 4P B6 10kA DC |  | 5.14
2CDS274061R0084 | S204M-C8UC | Active | 4013614437427 | 324.22 | 1 | 1 | stuk | S200MUC | BE31330 | SB (MCB&RCD Cat.B) | stuk | Automaat S200MUC 4P C8 10kA DC | Disjoncteur S200MUC 4P C8 10kA DC | Sicherungsautomat S200MUC 4P C8 10kA DC | MCB S200MUC 4P C8 10kA DC |  | 5.14
2CDS274061R0087 | S204M-K0,2UC | Active | 4013614437526 | 367.62 | 1 | 1 | stuk | S200MUC | BE31330 | SB (MCB&RCD Cat.B) | stuk | Automaat S200MUC 4P K0 2 10kA DC | Disjoncteur S200MUC 4P K0 2 10kA DC | Sicherungsautomat S200MUC 4P K0 2 10kA DC | MCB S200MUC 4P K0 2 10kA DC |  | 5.14
2CDS274061R0104 | S204M-C10UC | Active | 4013614437434 | 286.86 | 1 | 1 | stuk | S200MUC | BE31330 | SB (MCB&RCD Cat.B) | stuk | Automaat S200MUC 4P C10 10kA DC | Disjoncteur S200MUC 4P C10 10kA DC | Sicherungsautomat S200MUC 4P C10 10kA DC | MCB S200MUC 4P C10 10kA DC |  | 5.14
2CDS274061R0105 | S204M-B10UC | Active | 4013614437267 | 257.94 | 1 | 1 | stuk | S200MUC | BE31330 | SB (MCB&RCD Cat.B) | stuk | Automaat S200MUC 4P B10 10kA DC | Disjoncteur S200MUC 4P B10 10kA DC | Sicherungsautomat S200MUC 4P B10 10kA DC | MCB S200MUC 4P B10 10kA DC |  | 5.14
2CDS274061R0117 | S204M-K0,3UC | Active | 4013614437533 | 367.62 | 1 | 1 | stuk | S200MUC | BE31330 | SB (MCB&RCD Cat.B) | stuk | Automaat S200MUC 4P K0 3 10kA DC | Disjoncteur S200MUC 4P K0 3 10kA DC | Sicherungsautomat S200MUC 4P K0 3 10kA DC | MCB S200MUC 4P K0 3 10kA DC |  | 5.14
2CDS274061R0134 | S204M-C13UC | Active | 4013614437441 | 286.86 | 1 | 1 | stuk | S200MUC | BE31330 | SB (MCB&RCD Cat.B) | stuk | Automaat S200MUC 4P C13 10kA DC | Disjoncteur S200MUC 4P C13 10kA DC | Sicherungsautomat S200MUC 4P C13 10kA DC | MCB S200MUC 4P C13 10kA DC |  | 5.14
2CDS274061R0135 | S204M-B13UC | Active | 4013614437274 | 257.94 | 1 | 1 | stuk | S200MUC | BE31330 | SB (MCB&RCD Cat.B) | stuk | Automaat S200MUC 4P B13 10kA DC | Disjoncteur S200MUC 4P B13 10kA DC | Sicherungsautomat S200MUC 4P B13 10kA DC | MCB S200MUC 4P B13 10kA DC |  | 5.14
2CDS274061R0157 | S204M-K0,5UC | Active | 4013614437540 | 367.62 | 1 | 1 | stuk | S200MUC | BE31330 | SB (MCB&RCD Cat.B) | stuk | Automaat S200MUC 4P K0 5 10kA DC | Disjoncteur S200MUC 4P K0 5 10kA DC | Sicherungsautomat S200MUC 4P K0 5 10kA DC | MCB S200MUC 4P K0 5 10kA DC |  | 5.14
2CDS274061R0158 | S204M-Z0,5UC | Active | 4013614437779 | 397.76 | 1 | 1 | stuk | S200MUC | BE31330 | SB (MCB&RCD Cat.B) | stuk | Automaat S200MUC 4P Z0 5 10kA DC | Disjoncteur S200MUC 4P Z0 5 10kA DC | Sicherungsautomat S200MUC 4P Z0 5 10kA DC | MCB S200MUC 4P Z0 5 10kA DC |  | 5.14
2CDS274061R0164 | S204M-C16UC | Active | 4013614437458 | 286.86 | 1 | 1 | stuk | S200MUC | BE31330 | SB (MCB&RCD Cat.B) | stuk | Automaat S200MUC 4P C16 10kA DC | Disjoncteur S200MUC 4P C16 10kA DC | Sicherungsautomat S200MUC 4P C16 10kA DC | MCB S200MUC 4P C16 10kA DC |  | 5.14
2CDS274061R0165 | S204M-B16UC | Active | 4013614437281 | 257.94 | 1 | 1 | stuk | S200MUC | BE31330 | SB (MCB&RCD Cat.B) | stuk | Automaat S200MUC 4P B16 10kA DC | Disjoncteur S200MUC 4P B16 10kA DC | Sicherungsautomat S200MUC 4P B16 10kA DC | MCB S200MUC 4P B16 10kA DC |  | 5.14
2CDS274061R0187 | S204M-K0,75UC | Active | 4013614437557 | 367.62 | 1 | 1 | stuk | S200MUC | BE31330 | SB (MCB&RCD Cat.B) | stuk | Automaat S200MUC 4P K0 75 10kA DC | Disjoncteur S200MUC 4P K0 75 10kA DC | Sicherungsautomat S200MUC 4P K0 75 10kA DC | MCB S200MUC 4P K0 75 10kA DC |  | 5.14
2CDS274061R0204 | S204M-C20UC | Active | 4013614437465 | 286.86 | 1 | 1 | stuk | S200MUC | BE31330 | SB (MCB&RCD Cat.B) | stuk | Automaat S200MUC 4P C20 10kA DC | Disjoncteur S200MUC 4P C20 10kA DC | Sicherungsautomat S200MUC 4P C20 10kA DC | MCB S200MUC 4P C20 10kA DC |  | 5.14
2CDS274061R0205 | S204M-B20UC | Active | 4013614437298 | 257.94 | 1 | 1 | stuk | S200MUC | BE31330 | SB (MCB&RCD Cat.B) | stuk | Automaat S200MUC 4P B20 10kA DC | Disjoncteur S200MUC 4P B20 10kA DC | Sicherungsautomat S200MUC 4P B20 10kA DC | MCB S200MUC 4P B20 10kA DC |  | 5.14
2CDS274061R0217 | S204M-K1UC | Active | 4013614437564 | 367.62 | 1 | 1 | stuk | S200MUC | BE31330 | SB (MCB&RCD Cat.B) | stuk | Automaat S200MUC 4P K1 10kA DC | Disjoncteur S200MUC 4P K1 10kA DC | Sicherungsautomat S200MUC 4P K1 10kA DC | MCB S200MUC 4P K1 10kA DC |  | 5.14
2CDS274061R0218 | S204M-Z1UC | Active | 4013614437786 | 397.76 | 1 | 1 | stuk | S200MUC | BE31330 | SB (MCB&RCD Cat.B) | stuk | Automaat S200MUC 4P Z1 10kA DC | Disjoncteur S200MUC 4P Z1 10kA DC | Sicherungsautomat S200MUC 4P Z1 10kA DC | MCB S200MUC 4P Z1 10kA DC |  | 5.14
2CDS274061R0254 | S204M-C25UC | Active | 4013614437472 | 324.22 | 1 | 1 | stuk | S200MUC | BE31330 | SB (MCB&RCD Cat.B) | stuk | Automaat S200MUC 4P C25 10kA DC | Disjoncteur S200MUC 4P C25 10kA DC | Sicherungsautomat S200MUC 4P C25 10kA DC | MCB S200MUC 4P C25 10kA DC |  | 5.14
2CDS274061R0255 | S204M-B25UC | Active | 4013614437304 | 286.86 | 1 | 1 | stuk | S200MUC | BE31330 | SB (MCB&RCD Cat.B) | stuk | Automaat S200MUC 4P B25 10kA DC | Disjoncteur S200MUC 4P B25 10kA DC | Sicherungsautomat S200MUC 4P B25 10kA DC | MCB S200MUC 4P B25 10kA DC |  | 5.14
2CDS274061R0257 | S204M-K1,6UC | Active | 4013614437571 | 367.62 | 1 | 1 | stuk | S200MUC | BE31330 | SB (MCB&RCD Cat.B) | stuk | Automaat S200MUC 4P K1 6 10kA DC | Disjoncteur S200MUC 4P K1 6 10kA DC | Sicherungsautomat S200MUC 4P K1 6 10kA DC | MCB S200MUC 4P K1 6 10kA DC |  | 5.14
2CDS274061R0258 | S204M-Z1,6UC | Active | 4013614437793 | 397.76 | 1 | 1 | stuk | S200MUC | BE31330 | SB (MCB&RCD Cat.B) | stuk | Automaat S200MUC 4P Z1 6 10kA DC | Disjoncteur S200MUC 4P Z1 6 10kA DC | Sicherungsautomat S200MUC 4P Z1 6 10kA DC | MCB S200MUC 4P Z1 6 10kA DC |  | 5.14
2CDS274061R0277 | S204M-K2UC | Active | 4013614437588 | 367.62 | 1 | 1 | stuk | S200MUC | BE31330 | SB (MCB&RCD Cat.B) | stuk | Automaat S200MUC 4P K2 10kA DC | Disjoncteur S200MUC 4P K2 10kA DC | Sicherungsautomat S200MUC 4P K2 10kA DC | MCB S200MUC 4P K2 10kA DC |  | 5.14
2CDS274061R0278 | S204M-Z2UC | Active | 4013614437809 | 397.76 | 1 | 1 | stuk | S200MUC | BE31330 | SB (MCB&RCD Cat.B) | stuk | Automaat S200MUC 4P Z2 10kA DC | Disjoncteur S200MUC 4P Z2 10kA DC | Sicherungsautomat S200MUC 4P Z2 10kA DC | MCB S200MUC 4P Z2 10kA DC |  | 5.14
2CDS274061R0317 | S204M-K3UC | Active | 4013614437595 | 367.62 | 1 | 1 | stuk | S200MUC | BE31330 | SB (MCB&RCD Cat.B) | stuk | Automaat S200MUC 4P K3 10kA DC | Disjoncteur S200MUC 4P K3 10kA DC | Sicherungsautomat S200MUC 4P K3 10kA DC | MCB S200MUC 4P K3 10kA DC |  | 5.14
2CDS274061R0318 | S204M-Z3UC | Active | 4013614437816 | 397.76 | 1 | 1 | stuk | S200MUC | BE31330 | SB (MCB&RCD Cat.B) | stuk | Automaat S200MUC 4P Z3 10kA DC | Disjoncteur S200MUC 4P Z3 10kA DC | Sicherungsautomat S200MUC 4P Z3 10kA DC | MCB S200MUC 4P Z3 10kA DC |  | 5.14
2CDS274061R0324 | S204M-C32UC | Active | 4013614437489 | 324.22 | 1 | 1 | stuk | S200MUC | BE31330 | SB (MCB&RCD Cat.B) | stuk | Automaat S200MUC 4P C32 10kA DC | Disjoncteur S200MUC 4P C32 10kA DC | Sicherungsautomat S200MUC 4P C32 10kA DC | MCB S200MUC 4P C32 10kA DC |  | 5.14
2CDS274061R0325 | S204M-B32UC | Active | 4013614437311 | 286.86 | 1 | 1 | stuk | S200MUC | BE31330 | SB (MCB&RCD Cat.B) | stuk | Automaat S200MUC 4P B32 10kA DC | Disjoncteur S200MUC 4P B32 10kA DC | Sicherungsautomat S200MUC 4P B32 10kA DC | MCB S200MUC 4P B32 10kA DC |  | 5.14
2CDS274061R0337 | S204M-K4UC | Active | 4013614437601 | 367.62 | 1 | 1 | stuk | S200MUC | BE31330 | SB (MCB&RCD Cat.B) | stuk | Automaat S200MUC 4P K4 10kA DC | Disjoncteur S200MUC 4P K4 10kA DC | Sicherungsautomat S200MUC 4P K4 10kA DC | MCB S200MUC 4P K4 10kA DC |  | 5.14
2CDS274061R0338 | S204M-Z4UC | Active | 4013614437823 | 397.76 | 1 | 1 | stuk | S200MUC | BE31330 | SB (MCB&RCD Cat.B) | stuk | Automaat S200MUC 4P Z4 10kA DC | Disjoncteur S200MUC 4P Z4 10kA DC | Sicherungsautomat S200MUC 4P Z4 10kA DC | MCB S200MUC 4P Z4 10kA DC |  | 5.14
2CDS274061R0357 | S204M-K5UC | Active | 4013614437618 | 367.62 | 1 | 1 | stuk | S200MUC | BE31330 | SB (MCB&RCD Cat.B) | stuk | Automaat S200MUC 4P K5 10kA DC | Disjoncteur S200MUC 4P K5 10kA DC | Sicherungsautomat S200MUC 4P K5 10kA DC | MCB S200MUC 4P K5 10kA DC |  | 5.14
2CDS274061R0358 | S204M-Z5UC | Active | 4013614437830 | 397.76 | 1 | 1 | stuk | S200MUC | BE31330 | SB (MCB&RCD Cat.B) | stuk | Automaat S200MUC 4P Z5 10kA DC | Disjoncteur S200MUC 4P Z5 10kA DC | Sicherungsautomat S200MUC 4P Z5 10kA DC | MCB S200MUC 4P Z5 10kA DC |  | 5.14
2CDS274061R0377 | S204M-K6UC | Active | 4013614437625 | 367.62 | 1 | 1 | stuk | S200MUC | BE31330 | SB (MCB&RCD Cat.B) | stuk | Automaat S200MUC 4P K6 10kA DC | Disjoncteur S200MUC 4P K6 10kA DC | Sicherungsautomat S200MUC 4P K6 10kA DC | MCB S200MUC 4P K6 10kA DC |  | 5.14
2CDS274061R0378 | S204M-Z6UC | Active | 4013614437847 | 397.76 | 1 | 1 | stuk | S200MUC | BE31330 | SB (MCB&RCD Cat.B) | stuk | Automaat S200MUC 4P Z6 10kA DC | Disjoncteur S200MUC 4P Z6 10kA DC | Sicherungsautomat S200MUC 4P Z6 10kA DC | MCB S200MUC 4P Z6 10kA DC |  | 5.14
2CDS274061R0404 | S204M-C40UC | Active | 4013614437496 | 376.07 | 1 | 1 | stuk | S200MUC | BE31330 | SB (MCB&RCD Cat.B) | stuk | Automaat S200MUC 4P C40 10kA DC | Disjoncteur S200MUC 4P C40 10kA DC | Sicherungsautomat S200MUC 4P C40 10kA DC | MCB S200MUC 4P C40 10kA DC |  | 5.14
2CDS274061R0405 | S204M-B40UC | Active | 4013614437328 | 330.26 | 1 | 1 | stuk | S200MUC | BE31330 | SB (MCB&RCD Cat.B) | stuk | Automaat S200MUC 4P B40 10kA DC | Disjoncteur S200MUC 4P B40 10kA DC | Sicherungsautomat S200MUC 4P B40 10kA DC | MCB S200MUC 4P B40 10kA DC |  | 5.14
2CDS274061R0407 | S204M-K8UC | Active | 4013614437632 | 367.62 | 1 | 1 | stuk | S200MUC | BE31330 | SB (MCB&RCD Cat.B) | stuk | Automaat S200MUC 4P K8 10kA DC | Disjoncteur S200MUC 4P K8 10kA DC | Sicherungsautomat S200MUC 4P K8 10kA DC | MCB S200MUC 4P K8 10kA DC |  | 5.14
2CDS274061R0408 | S204M-Z8UC | Active | 4013614437854 | 397.76 | 1 | 1 | stuk | S200MUC | BE31330 | SB (MCB&RCD Cat.B) | stuk | Automaat S200MUC 4P Z8 10kA DC | Disjoncteur S200MUC 4P Z8 10kA DC | Sicherungsautomat S200MUC 4P Z8 10kA DC | MCB S200MUC 4P Z8 10kA DC |  | 5.14
2CDS274061R0427 | S204M-K10UC | Active | 4013614437649 | 324.22 | 1 | 1 | stuk | S200MUC | BE31330 | SB (MCB&RCD Cat.B) | stuk | Automaat S200MUC 4P K10 10kA DC | Disjoncteur S200MUC 4P K10 10kA DC | Sicherungsautomat S200MUC 4P K10 10kA DC | MCB S200MUC 4P K10 10kA DC |  | 5.14
2CDS274061R0428 | S204M-Z10UC | Active | 4013614437861 | 345.92 | 1 | 1 | stuk | S200MUC | BE31330 | SB (MCB&RCD Cat.B) | stuk | Automaat S200MUC 4P Z10 10kA DC | Disjoncteur S200MUC 4P Z10 10kA DC | Sicherungsautomat S200MUC 4P Z10 10kA DC | MCB S200MUC 4P Z10 10kA DC |  | 5.14
2CDS274061R0447 | S204M-K13UC | Active | 4013614437656 | 324.22 | 1 | 1 | stuk | S200MUC | BE31330 | SB (MCB&RCD Cat.B) | stuk | Automaat S200MUC 4P K13 10kA DC | Disjoncteur S200MUC 4P K13 10kA DC | Sicherungsautomat S200MUC 4P K13 10kA DC | MCB S200MUC 4P K13 10kA DC |  | 5.14
2CDS274061R0457 | S204M-K15UC | Active | 4013614437663 | 324.22 | 1 | 1 | stuk | S200MUC | BE31330 | SB (MCB&RCD Cat.B) | stuk | Automaat S200MUC 4P K15 10kA DC | Disjoncteur S200MUC 4P K15 10kA DC | Sicherungsautomat S200MUC 4P K15 10kA DC | MCB S200MUC 4P K15 10kA DC |  | 5.14
2CDS274061R0458 | S204M-Z15UC | Active | 4013614437885 | 345.92 | 1 | 1 | stuk | S200MUC | BE31330 | SB (MCB&RCD Cat.B) | stuk | Automaat S200MUC 4P Z15 10kA DC | Disjoncteur S200MUC 4P Z15 10kA DC | Sicherungsautomat S200MUC 4P Z15 10kA DC | MCB S200MUC 4P Z15 10kA DC |  | 5.14
2CDS274061R0467 | S204M-K16UC | Active | 4013614437670 | 324.22 | 1 | 1 | stuk | S200MUC | BE31330 | SB (MCB&RCD Cat.B) | stuk | Automaat S200MUC 4P K16 10kA DC | Disjoncteur S200MUC 4P K16 10kA DC | Sicherungsautomat S200MUC 4P K16 10kA DC | MCB S200MUC 4P K16 10kA DC |  | 5.14
2CDS274061R0468 | S204M-Z16UC | Active | 4013614437892 | 345.92 | 1 | 1 | stuk | S200MUC | BE31330 | SB (MCB&RCD Cat.B) | stuk | Automaat S200MUC 4P Z16 10kA DC | Disjoncteur S200MUC 4P Z16 10kA DC | Sicherungsautomat S200MUC 4P Z16 10kA DC | MCB S200MUC 4P Z16 10kA DC |  | 5.14
2CDS274061R0487 | S204M-K20UC | Active | 4013614437687 | 324.22 | 1 | 1 | stuk | S200MUC | BE31330 | SB (MCB&RCD Cat.B) | stuk | Automaat S200MUC 4P K20 10kA DC | Disjoncteur S200MUC 4P K20 10kA DC | Sicherungsautomat S200MUC 4P K20 10kA DC | MCB S200MUC 4P K20 10kA DC |  | 5.14
2CDS274061R0488 | S204M-Z20UC | Active | 4013614437908 | 345.92 | 1 | 1 | stuk | S200MUC | BE31330 | SB (MCB&RCD Cat.B) | stuk | Automaat S200MUC 4P Z20 10kA DC | Disjoncteur S200MUC 4P Z20 10kA DC | Sicherungsautomat S200MUC 4P Z20 10kA DC | MCB S200MUC 4P Z20 10kA DC |  | 5.14
2CDS274061R0504 | S204M-C50UC | Active | 4013614437502 | 435.12 | 1 | 1 | stuk | S200MUC | BE31330 | SB (MCB&RCD Cat.B) | stuk | Automaat S200MUC 4P C50 10kA DC | Disjoncteur S200MUC 4P C50 10kA DC | Sicherungsautomat S200MUC 4P C50 10kA DC | MCB S200MUC 4P C50 10kA DC |  | 5.14
2CDS274061R0505 | S204M-B50UC | Active | 4013614437335 | 383.28 | 1 | 1 | stuk | S200MUC | BE31330 | SB (MCB&RCD Cat.B) | stuk | Automaat S200MUC 4P B50 10kA DC | Disjoncteur S200MUC 4P B50 10kA DC | Sicherungsautomat S200MUC 4P B50 10kA DC | MCB S200MUC 4P B50 10kA DC |  | 5.14
2CDS274061R0517 | S204M-K25UC | Active | 4013614437694 | 367.62 | 1 | 1 | stuk | S200MUC | BE31330 | SB (MCB&RCD Cat.B) | stuk | Automaat S200MUC 4P K25 10kA DC | Disjoncteur S200MUC 4P K25 10kA DC | Sicherungsautomat S200MUC 4P K25 10kA DC | MCB S200MUC 4P K25 10kA DC |  | 5.14
2CDS274061R0518 | S204M-Z25UC | Active | 4013614437915 | 397.76 | 1 | 1 | stuk | S200MUC | BE31330 | SB (MCB&RCD Cat.B) | stuk | Automaat S200MUC 4P Z25 10kA DC | Disjoncteur S200MUC 4P Z25 10kA DC | Sicherungsautomat S200MUC 4P Z25 10kA DC | MCB S200MUC 4P Z25 10kA DC |  | 5.14
2CDS274061R0527 | S204M-K30UC | Active | 4013614437700 | 367.62 | 1 | 1 | stuk | S200MUC | BE31330 | SB (MCB&RCD Cat.B) | stuk | Automaat S200MUC 4P K30 10kA DC | Disjoncteur S200MUC 4P K30 10kA DC | Sicherungsautomat S200MUC 4P K30 10kA DC | MCB S200MUC 4P K30 10kA DC |  | 5.14
2CDS274061R0528 | S204M-Z30UC | Active | 4013614437922 | 397.76 | 1 | 1 | stuk | S200MUC | BE31330 | SB (MCB&RCD Cat.B) | stuk | Automaat S200MUC 4P Z30 10kA DC | Disjoncteur S200MUC 4P Z30 10kA DC | Sicherungsautomat S200MUC 4P Z30 10kA DC | MCB S200MUC 4P Z30 10kA DC |  | 5.14
2CDS274061R0537 | S204M-K32UC | Active | 4013614437717 | 367.62 | 1 | 1 | stuk | S200MUC | BE31330 | SB (MCB&RCD Cat.B) | stuk | Automaat S200MUC 4P K32 10kA DC | Disjoncteur S200MUC 4P K32 10kA DC | Sicherungsautomat S200MUC 4P K32 10kA DC | MCB S200MUC 4P K32 10kA DC |  | 5.14
2CDS274061R0538 | S204M-Z32UC | Active | 4013614437939 | 397.76 | 1 | 1 | stuk | S200MUC | BE31330 | SB (MCB&RCD Cat.B) | stuk | Automaat S200MUC 4P Z32 10kA DC | Disjoncteur S200MUC 4P Z32 10kA DC | Sicherungsautomat S200MUC 4P Z32 10kA DC | MCB S200MUC 4P Z32 10kA DC |  | 5.14
2CDS274061R0547 | S204M-K35UC | Active | 4013614437724 | 367.62 | 1 | 1 | stuk | S200MUC | BE31330 | SB (MCB&RCD Cat.B) | stuk | Automaat S200MUC 4P K35 10kA DC | Disjoncteur S200MUC 4P K35 10kA DC | Sicherungsautomat S200MUC 4P K35 10kA DC | MCB S200MUC 4P K35 10kA DC |  | 5.14
2CDS274061R0548 | S204M-Z35UC | Active | 4013614437946 | 397.76 | 1 | 1 | stuk | S200MUC | BE31330 | SB (MCB&RCD Cat.B) | stuk | Automaat S200MUC 4P Z35 10kA DC | Disjoncteur S200MUC 4P Z35 10kA DC | Sicherungsautomat S200MUC 4P Z35 10kA DC | MCB S200MUC 4P Z35 10kA DC |  | 5.14
2CDS274061R0557 | S204M-K40UC | Active | 4013614437731 | 427.89 | 1 | 1 | stuk | S200MUC | BE31330 | SB (MCB&RCD Cat.B) | stuk | Automaat S200MUC 4P K40 10kA DC | Disjoncteur S200MUC 4P K40 10kA DC | Sicherungsautomat S200MUC 4P K40 10kA DC | MCB S200MUC 4P K40 10kA DC |  | 5.14
2CDS274061R0558 | S204M-Z40UC | Active | 4013614437953 | 456.82 | 1 | 1 | stuk | S200MUC | BE31330 | SB (MCB&RCD Cat.B) | stuk | Automaat S200MUC 4P Z40 10kA DC | Disjoncteur S200MUC 4P Z40 10kA DC | Sicherungsautomat S200MUC 4P Z40 10kA DC | MCB S200MUC 4P Z40 10kA DC |  | 5.14
2CDS274061R0577 | S204M-K50UC | Active | 4013614437748 | 492.99 | 1 | 1 | stuk | S200MUC | BE31330 | SB (MCB&RCD Cat.B) | stuk | Automaat S200MUC 4P K50 10kA DC | Disjoncteur S200MUC 4P K50 10kA DC | Sicherungsautomat S200MUC 4P K50 10kA DC | MCB S200MUC 4P K50 10kA DC |  | 5.14
2CDS274061R0578 | S204M-Z50UC | Active | 4013614437960 | 530.34 | 1 | 1 | stuk | S200MUC | BE31330 | SB (MCB&RCD Cat.B) | stuk | Automaat S200MUC 4P Z50 10kA DC | Disjoncteur S200MUC 4P Z50 10kA DC | Sicherungsautomat S200MUC 4P Z50 10kA DC | MCB S200MUC 4P Z50 10kA DC |  | 5.14
2CDS274061R0587 | S204M-K60UC | Active | 4013614437755 | 553.25 | 1 | 1 | stuk | S200MUC | BE31330 | SB (MCB&RCD Cat.B) | stuk | Automaat S200MUC 4P K60 10kA DC | Disjoncteur S200MUC 4P K60 10kA DC | Sicherungsautomat S200MUC 4P K60 10kA DC | MCB S200MUC 4P K60 10kA DC |  | 5.14
2CDS274061R0588 | S204M-Z60UC | Active | 4013614437977 | 589.41 | 1 | 1 | stuk | S200MUC | BE31330 | SB (MCB&RCD Cat.B) | stuk | Automaat S200MUC 4P Z60 10kA DC | Disjoncteur S200MUC 4P Z60 10kA DC | Sicherungsautomat S200MUC 4P Z60 10kA DC | MCB S200MUC 4P Z60 10kA DC |  | 5.14
2CDS274061R0607 | S204M-K63UC | Active | 4013614437762 | 589.41 | 1 | 1 | stuk | S200MUC | BE31330 | SB (MCB&RCD Cat.B) | stuk | Automaat S200MUC 4P K63 10kA DC | Disjoncteur S200MUC 4P K63 10kA DC | Sicherungsautomat S200MUC 4P K63 10kA DC | MCB S200MUC 4P K63 10kA DC |  | 5.14
2CDS274061R0608 | S204M-Z63UC | Active | 4013614437984 | 634 | 1 | 1 | stuk | S200MUC | BE31330 | SB (MCB&RCD Cat.B) | stuk | Automaat S200MUC 4P Z63 10kA DC | Disjoncteur S200MUC 4P Z63 10kA DC | Sicherungsautomat S200MUC 4P Z63 10kA DC | MCB S200MUC 4P Z63 10kA DC |  | 5.14
2CDS274061R0634 | S204M-C63UC | Active | 4013614437519 | 524.31 | 1 | 1 | stuk | S200MUC | BE31330 | SB (MCB&RCD Cat.B) | stuk | Automaat S200MUC 4P C63 10kA DC | Disjoncteur S200MUC 4P C63 10kA DC | Sicherungsautomat S200MUC 4P C63 10kA DC | MCB S200MUC 4P C63 10kA DC |  | 5.14
2CDS274061R0635 | S204M-B63UC | Active | 4013614437342 | 464.05 | 1 | 1 | stuk | S200MUC | BE31330 | SB (MCB&RCD Cat.B) | stuk | Automaat S200MUC 4P B63 10kA DC | Disjoncteur S200MUC 4P B63 10kA DC | Sicherungsautomat S200MUC 4P B63 10kA DC | MCB S200MUC 4P B63 10kA DC |  | 5.14
2CDS274061R0974 | S204M-C1,6UC | Active | 4013614437373 | 324.22 | 1 | 1 | stuk | S200MUC | BE31330 | SB (MCB&RCD Cat.B) | stuk | Automaat S200MUC 4P C1 6 10kA DC | Disjoncteur S200MUC 4P C1 6 10kA DC | Sicherungsautomat S200MUC 4P C1 6 10kA DC | MCB S200MUC 4P C1 6 10kA DC |  | 5.14
2CDS274061R0984 | S204M-C0,5UC | Active | 4013614437359 | 324.22 | 1 | 1 | stuk | S200MUC | BE31330 | SB (MCB&RCD Cat.B) | stuk | Automaat S200MUC 4P C0 5 10kA DC | Disjoncteur S200MUC 4P C0 5 10kA DC | Sicherungsautomat S200MUC 4P C0 5 10kA DC | MCB S200MUC 4P C0 5 10kA DC |  | 5.14
2CDS274065R0014 | S204MT-C1UC | Active | 4013614446948 | 389.32 | 1 | 1 | stuk | S200MTUC | BE31330 | SB (MCB&RCD Cat.B) | stuk | Automaat S200MTUC 4P C1 10kA Tractie DC | Disjoncteur S200MTUC 4P C1 10kA traction DC | Sicherungsautomat S200MTUC 4P C1 10kA Tractie DC | MCB S200MTUC 4P C1 10kA traction DC |  | 5.14
2CDS274065R0024 | S204MT-C2UC | Active | 4013614446955 | 389.32 | 1 | 1 | stuk | S200MTUC | BE31330 | SB (MCB&RCD Cat.B) | stuk | Automaat S200MTUC 4P C2 10kA Tractie DC | Disjoncteur S200MTUC 4P C2 10kA traction DC | Sicherungsautomat S200MTUC 4P C2 10kA Tractie DC | MCB S200MTUC 4P C2 10kA traction DC |  | 5.14
2CDS274065R0034 | S204MT-C3UC | Active | 4013614446962 | 389.32 | 1 | 1 | stuk | S200MTUC | BE31330 | SB (MCB&RCD Cat.B) | stuk | Automaat S200MTUC 4P C3 10kA Tractie DC | Disjoncteur S200MTUC 4P C3 10kA traction DC | Sicherungsautomat S200MTUC 4P C3 10kA Tractie DC | MCB S200MTUC 4P C3 10kA traction DC |  | 5.14
2CDS274065R0044 | S204MT-C4UC | Active | 4013614446979 | 389.32 | 1 | 1 | stuk | S200MTUC | BE31330 | SB (MCB&RCD Cat.B) | stuk | Automaat S200MTUC 4P C4 10kA Tractie DC | Disjoncteur S200MTUC 4P C4 10kA traction DC | Sicherungsautomat S200MTUC 4P C4 10kA Tractie DC | MCB S200MTUC 4P C4 10kA traction DC |  | 5.14
2CDS274065R0064 | S204MT-C6UC | Active | 4013614446986 | 389.32 | 1 | 1 | stuk | S200MTUC | BE31330 | SB (MCB&RCD Cat.B) | stuk | Automaat S200MTUC 4P C6 10kA Tractie DC | Disjoncteur S200MTUC 4P C6 10kA traction DC | Sicherungsautomat S200MTUC 4P C6 10kA Tractie DC | MCB S200MTUC 4P C6 10kA traction DC |  | 5.14
2CDS274065R0065 | S204MT-B6UC | Active | 4013614465819 | 344.72 | 1 | 1 | stuk | S200MTUC | BE31330 | SB (MCB&RCD Cat.B) | stuk | Automaat S200MTUC 4P B6 10kA Tractie DC | Disjoncteur S200MTUC 4P B6 10kA traction DC | Sicherungsautomat S200MTUC 4P B6 10kA Tractie DC | MCB S200MTUC 4P B6 10kA traction DC |  | 5.14
2CDS274065R0084 | S204MT-C8UC | Active | 4013614446993 | 389.32 | 1 | 1 | stuk | S200MTUC | BE31330 | SB (MCB&RCD Cat.B) | stuk | Automaat S200MTUC 4P C8 10kA Tractie DC | Disjoncteur S200MTUC 4P C8 10kA traction DC | Sicherungsautomat S200MTUC 4P C8 10kA Tractie DC | MCB S200MTUC 4P C8 10kA traction DC |  | 5.14
2CDS274065R0087 | S204MT-K0,2UC | Active | 4013614447006 | 441.15 | 1 | 1 | stuk | S200MTUC | BE31330 | SB (MCB&RCD Cat.B) | stuk | Automaat S200MTUC 4P K0 2 10kA Tract DC | Disjoncteur S200MTUC 4P K0 2 10kA Tract DC | Sicherungsautomat S200MTUC 4P K0 2 10kA Tract DC | MCB S200MTUC 4P K0 2 10kA Tract DC |  | 5.14
2CDS274065R0104 | S204MT-C10UC | Active | 4013614447013 | 344.72 | 1 | 1 | stuk | S200MTUC | BE31330 | SB (MCB&RCD Cat.B) | stuk | Automaat S200MTUC 4P C10 10kA Tractie DC | Disjoncteur S200MTUC 4P C10 10kA traction DC | Sicherungsautomat S200MTUC 4P C10 10kA Tractie DC | MCB S200MTUC 4P C10 10kA traction DC |  | 5.14
2CDS274065R0105 | S204MT-B10UC | Active | 4013614465826 | 308.55 | 1 | 1 | stuk | S200MTUC | BE31330 | SB (MCB&RCD Cat.B) | stuk | Automaat S200MTUC 4P B10 10kA Tractie DC | Disjoncteur S200MTUC 4P B10 10kA traction DC | Sicherungsautomat S200MTUC 4P B10 10kA Tractie DC | MCB S200MTUC 4P B10 10kA traction DC |  | 5.14
2CDS274065R0117 | S204MT-K0,3UC | Active | 4013614447020 | 441.15 | 1 | 1 | stuk | S200MTUC | BE31330 | SB (MCB&RCD Cat.B) | stuk | Automaat S200MTUC 4P K0 3 10kA Tract DC | Disjoncteur S200MTUC 4P K0 3 10kA Tract DC | Sicherungsautomat S200MTUC 4P K0 3 10kA Tract DC | MCB S200MTUC 4P K0 3 10kA Tract DC |  | 5.14
2CDS274065R0134 | S204MT-C13UC | Active | 4013614447037 | 344.72 | 1 | 1 | stuk | S200MTUC | BE31330 | SB (MCB&RCD Cat.B) | stuk | Automaat S200MTUC 4P C13 10kA Tractie DC | Disjoncteur S200MTUC 4P C13 10kA traction DC | Sicherungsautomat S200MTUC 4P C13 10kA Tractie DC | MCB S200MTUC 4P C13 10kA traction DC |  | 5.14
2CDS274065R0135 | S204MT-B13UC | Active | 4013614465833 | 308.55 | 1 | 1 | stuk | S200MTUC | BE31330 | SB (MCB&RCD Cat.B) | stuk | Automaat S200MTUC 4P B13 10kA Tractie DC | Disjoncteur S200MTUC 4P B13 10kA traction DC | Sicherungsautomat S200MTUC 4P B13 10kA Tractie DC | MCB S200MTUC 4P B13 10kA traction DC |  | 5.14
2CDS274065R0157 | S204MT-K0,5UC | Active | 4013614447044 | 441.15 | 1 | 1 | stuk | S200MTUC | BE31330 | SB (MCB&RCD Cat.B) | stuk | Automaat S200MTUC 4P K0 5 10kA Tract DC | Disjoncteur S200MTUC 4P K0 5 10kA Tract DC | Sicherungsautomat S200MTUC 4P K0 5 10kA Tract DC | MCB S200MTUC 4P K0 5 10kA Tract DC |  | 5.14
2CDS274065R0158 | S204MT-Z0,5UC | Active | 4013614447051 | 476.1 | 1 | 1 | stuk | S200MTUC | BE31330 | SB (MCB&RCD Cat.B) | stuk | Automaat S200MTUC 4P Z0 5 10kA Tract DC | Disjoncteur S200MTUC 4P Z0 5 10kA Tract DC | Sicherungsautomat S200MTUC 4P Z0 5 10kA Tract DC | MCB S200MTUC 4P Z0 5 10kA Tract DC |  | 5.14
2CDS274065R0164 | S204MT-C16UC | Active | 4013614447068 | 344.72 | 1 | 1 | stuk | S200MTUC | BE31330 | SB (MCB&RCD Cat.B) | stuk | Automaat S200MTUC 4P C16 10kA Tractie DC | Disjoncteur S200MTUC 4P C16 10kA traction DC | Sicherungsautomat S200MTUC 4P C16 10kA Tractie DC | MCB S200MTUC 4P C16 10kA traction DC |  | 5.14
2CDS274065R0165 | S204MT-B16UC | Active | 4013614465840 | 308.55 | 1 | 1 | stuk | S200MTUC | BE31330 | SB (MCB&RCD Cat.B) | stuk | Automaat S200MTUC 4P B16 10kA Tractie DC | Disjoncteur S200MTUC 4P B16 10kA traction DC | Sicherungsautomat S200MTUC 4P B16 10kA Tractie DC | MCB S200MTUC 4P B16 10kA traction DC |  | 5.14
2CDS274065R0187 | S204MT-K0,75UC | Active | 4013614447075 | 441.15 | 1 | 1 | stuk | S200MTUC | BE31330 | SB (MCB&RCD Cat.B) | stuk | Automaat S200MTUC 4P K0 75 10kA Tractie DC | Disjoncteur S200MTUC 4P K0 75 10kA traction DC | Sicherungsautomat S200MTUC 4P K0 75 10kA Tractie DC | MCB S200MTUC 4P K0 75 10kA traction DC |  | 5.14
2CDS274065R0204 | S204MT-C20UC | Active | 4013614447082 | 344.72 | 1 | 1 | stuk | S200MTUC | BE31330 | SB (MCB&RCD Cat.B) | stuk | Automaat S200MTUC 4P C20 10kA Tractie DC | Disjoncteur S200MTUC 4P C20 10kA traction DC | Sicherungsautomat S200MTUC 4P C20 10kA Tractie DC | MCB S200MTUC 4P C20 10kA traction DC |  | 5.14
2CDS274065R0205 | S204MT-B20UC | Active | 4013614465857 | 308.55 | 1 | 1 | stuk | S200MTUC | BE31330 | SB (MCB&RCD Cat.B) | stuk | Automaat S200MTUC 4P B20 10kA Tractie DC | Disjoncteur S200MTUC 4P B20 10kA traction DC | Sicherungsautomat S200MTUC 4P B20 10kA Tractie DC | MCB S200MTUC 4P B20 10kA traction DC |  | 5.14
2CDS274065R0217 | S204MT-K1UC | Active | 4013614447099 | 441.15 | 1 | 1 | stuk | S200MTUC | BE31330 | SB (MCB&RCD Cat.B) | stuk | Automaat S200MTUC 4P K1 10kA Tractie DC | Disjoncteur S200MTUC 4P K1 10kA traction DC | Sicherungsautomat S200MTUC 4P K1 10kA Tractie DC | MCB S200MTUC 4P K1 10kA traction DC |  | 5.14
2CDS274065R0218 | S204MT-Z1UC | Active | 4013614447105 | 476.1 | 1 | 1 | stuk | S200MTUC | BE31330 | SB (MCB&RCD Cat.B) | stuk | Automaat S200MTUC 4P Z1 10kA Tractie DC | Disjoncteur S200MTUC 4P Z1 10kA traction DC | Sicherungsautomat S200MTUC 4P Z1 10kA Tractie DC | MCB S200MTUC 4P Z1 10kA traction DC |  | 5.14
2CDS274065R0254 | S204MT-C25UC | Active | 4013614447112 | 389.32 | 1 | 1 | stuk | S200MTUC | BE31330 | SB (MCB&RCD Cat.B) | stuk | Automaat S200MTUC 4P C25 10kA Tractie DC | Disjoncteur S200MTUC 4P C25 10kA traction DC | Sicherungsautomat S200MTUC 4P C25 10kA Tractie DC | MCB S200MTUC 4P C25 10kA traction DC |  | 5.14
2CDS274065R0255 | S204MT-B25UC | Active | 4013614465864 | 344.72 | 1 | 1 | stuk | S200MTUC | BE31330 | SB (MCB&RCD Cat.B) | stuk | Automaat S200MTUC 4P B25 10kA Tractie DC | Disjoncteur S200MTUC 4P B25 10kA traction DC | Sicherungsautomat S200MTUC 4P B25 10kA Tractie DC | MCB S200MTUC 4P B25 10kA traction DC |  | 5.14
2CDS274065R0257 | S204MT-K1,6UC | Active | 4013614447129 | 441.15 | 1 | 1 | stuk | S200MTUC | BE31330 | SB (MCB&RCD Cat.B) | stuk | Automaat S200MTUC 4P K1 6 10kA Tract DC | Disjoncteur S200MTUC 4P K1 6 10kA Tract DC | Sicherungsautomat S200MTUC 4P K1 6 10kA Tract DC | MCB S200MTUC 4P K1 6 10kA Tract DC |  | 5.14
2CDS274065R0258 | S204MT-Z1,6UC | Active | 4013614447136 | 476.1 | 1 | 1 | stuk | S200MTUC | BE31330 | SB (MCB&RCD Cat.B) | stuk | Automaat S200MTUC 4P Z1 6 10kA Tract DC | Disjoncteur S200MTUC 4P Z1 6 10kA Tract DC | Sicherungsautomat S200MTUC 4P Z1 6 10kA Tract DC | MCB S200MTUC 4P Z1 6 10kA Tract DC |  | 5.14
2CDS274065R0277 | S204MT-K2UC | Active | 4013614447143 | 441.15 | 1 | 1 | stuk | S200MTUC | BE31330 | SB (MCB&RCD Cat.B) | stuk | Automaat S200MTUC 4P K2 10kA Tractie DC | Disjoncteur S200MTUC 4P K2 10kA traction DC | Sicherungsautomat S200MTUC 4P K2 10kA Tractie DC | MCB S200MTUC 4P K2 10kA traction DC |  | 5.14
2CDS274065R0278 | S204MT-Z2UC | Active | 4013614447150 | 476.1 | 1 | 1 | stuk | S200MTUC | BE31330 | SB (MCB&RCD Cat.B) | stuk | Automaat S200MTUC 4P Z2 10kA Tractie DC | Disjoncteur S200MTUC 4P Z2 10kA traction DC | Sicherungsautomat S200MTUC 4P Z2 10kA Tractie DC | MCB S200MTUC 4P Z2 10kA traction DC |  | 5.14
2CDS274065R0317 | S204MT-K3UC | Active | 4013614447167 | 441.15 | 1 | 1 | stuk | S200MTUC | BE31330 | SB (MCB&RCD Cat.B) | stuk | Automaat S200MTUC 4P K3 10kA Tractie DC | Disjoncteur S200MTUC 4P K3 10kA traction DC | Sicherungsautomat S200MTUC 4P K3 10kA Tractie DC | MCB S200MTUC 4P K3 10kA traction DC |  | 5.14
2CDS274065R0318 | S204MT-Z3UC | Active | 4013614447174 | 476.1 | 1 | 1 | stuk | S200MTUC | BE31330 | SB (MCB&RCD Cat.B) | stuk | Automaat S200MTUC 4P Z3 10kA Tractie DC | Disjoncteur S200MTUC 4P Z3 10kA traction DC | Sicherungsautomat S200MTUC 4P Z3 10kA Tractie DC | MCB S200MTUC 4P Z3 10kA traction DC |  | 5.14
2CDS274065R0324 | S204MT-C32UC | Active | 4013614447181 | 389.32 | 1 | 1 | stuk | S200MTUC | BE31330 | SB (MCB&RCD Cat.B) | stuk | Automaat S200MTUC 4P C32 10kA Tractie DC | Disjoncteur S200MTUC 4P C32 10kA traction DC | Sicherungsautomat S200MTUC 4P C32 10kA Tractie DC | MCB S200MTUC 4P C32 10kA traction DC |  | 5.14
2CDS274065R0325 | S204MT-B32UC | Active | 4013614465871 | 344.72 | 1 | 1 | stuk | S200MTUC | BE31330 | SB (MCB&RCD Cat.B) | stuk | Automaat S200MTUC 4P B32 10kA Tractie DC | Disjoncteur S200MTUC 4P B32 10kA traction DC | Sicherungsautomat S200MTUC 4P B32 10kA Tractie DC | MCB S200MTUC 4P B32 10kA traction DC |  | 5.14
2CDS274065R0337 | S204MT-K4UC | Active | 4013614447198 | 441.15 | 1 | 1 | stuk | S200MTUC | BE31330 | SB (MCB&RCD Cat.B) | stuk | Automaat S200MTUC 4P K4 10kA Tractie DC | Disjoncteur S200MTUC 4P K4 10kA traction DC | Sicherungsautomat S200MTUC 4P K4 10kA Tractie DC | MCB S200MTUC 4P K4 10kA traction DC |  | 5.14
2CDS274065R0338 | S204MT-Z4UC | Active | 4013614447204 | 476.1 | 1 | 1 | stuk | S200MTUC | BE31330 | SB (MCB&RCD Cat.B) | stuk | Automaat S200MTUC 4P Z4 10kA Tractie DC | Disjoncteur S200MTUC 4P Z4 10kA traction DC | Sicherungsautomat S200MTUC 4P Z4 10kA Tractie DC | MCB S200MTUC 4P Z4 10kA traction DC |  | 5.14
2CDS274065R0357 | S204MT-K5UC | Active | 4013614447211 | 441.15 | 1 | 1 | stuk | S200MTUC | BE31330 | SB (MCB&RCD Cat.B) | stuk | Automaat S200MTUC 4P K5 10kA Tractie DC | Disjoncteur S200MTUC 4P K5 10kA traction DC | Sicherungsautomat S200MTUC 4P K5 10kA Tractie DC | MCB S200MTUC 4P K5 10kA traction DC |  | 5.14
2CDS274065R0358 | S204MT-Z5UC | Active | 4013614447228 | 476.1 | 1 | 1 | stuk | S200MTUC | BE31330 | SB (MCB&RCD Cat.B) | stuk | Automaat S200MTUC 4P Z5 10kA Tractie DC | Disjoncteur S200MTUC 4P Z5 10kA traction DC | Sicherungsautomat S200MTUC 4P Z5 10kA Tractie DC | MCB S200MTUC 4P Z5 10kA traction DC |  | 5.14
2CDS274065R0377 | S204MT-K6UC | Active | 4013614447235 | 441.15 | 1 | 1 | stuk | S200MTUC | BE31330 | SB (MCB&RCD Cat.B) | stuk | Automaat S200MTUC 4P K6 10kA Tractie DC | Disjoncteur S200MTUC 4P K6 10kA traction DC | Sicherungsautomat S200MTUC 4P K6 10kA Tractie DC | MCB S200MTUC 4P K6 10kA traction DC |  | 5.14
2CDS274065R0378 | S204MT-Z6UC | Active | 4013614447242 | 476.1 | 1 | 1 | stuk | S200MTUC | BE31330 | SB (MCB&RCD Cat.B) | stuk | Automaat S200MTUC 4P Z6 10kA Tractie DC | Disjoncteur S200MTUC 4P Z6 10kA traction DC | Sicherungsautomat S200MTUC 4P Z6 10kA Tractie DC | MCB S200MTUC 4P Z6 10kA traction DC |  | 5.14
2CDS274065R0404 | S204MT-C40UC | Active | 4013614447259 | 450.79 | 1 | 1 | stuk | S200MTUC | BE31330 | SB (MCB&RCD Cat.B) | stuk | Automaat S200MTUC 4P C40 10kA Tractie DC | Disjoncteur S200MTUC 4P C40 10kA traction DC | Sicherungsautomat S200MTUC 4P C40 10kA Tractie DC | MCB S200MTUC 4P C40 10kA traction DC |  | 5.14
2CDS274065R0405 | S204MT-B40UC | Active | 4013614465888 | 397.76 | 1 | 1 | stuk | S200MTUC | BE31330 | SB (MCB&RCD Cat.B) | stuk | Automaat S200MTUC 4P B40 10kA Tractie DC | Disjoncteur S200MTUC 4P B40 10kA traction DC | Sicherungsautomat S200MTUC 4P B40 10kA Tractie DC | MCB S200MTUC 4P B40 10kA traction DC |  | 5.14
2CDS274065R0407 | S204MT-K8UC | Active | 4013614447266 | 441.15 | 1 | 1 | stuk | S200MTUC | BE31330 | SB (MCB&RCD Cat.B) | stuk | Automaat S200MTUC 4P K8 10kA Tractie DC | Disjoncteur S200MTUC 4P K8 10kA traction DC | Sicherungsautomat S200MTUC 4P K8 10kA Tractie DC | MCB S200MTUC 4P K8 10kA traction DC |  | 5.14
2CDS274065R0408 | S204MT-Z8UC | Active | 4013614447273 | 476.1 | 1 | 1 | stuk | S200MTUC | BE31330 | SB (MCB&RCD Cat.B) | stuk | Automaat S200MTUC 4P Z8 10kA Tractie DC | Disjoncteur S200MTUC 4P Z8 10kA traction DC | Sicherungsautomat S200MTUC 4P Z8 10kA Tractie DC | MCB S200MTUC 4P Z8 10kA traction DC |  | 5.14
2CDS274065R0427 | S204MT-K10UC | Active | 4013614447280 | 389.32 | 1 | 1 | stuk | S200MTUC | BE31330 | SB (MCB&RCD Cat.B) | stuk | Automaat S200MTUC 4P K10 10kA Tractie DC | Disjoncteur S200MTUC 4P K10 10kA traction DC | Sicherungsautomat S200MTUC 4P K10 10kA Tractie DC | MCB S200MTUC 4P K10 10kA traction DC |  | 5.14
2CDS274065R0428 | S204MT-Z10UC | Active | 4013614447297 | 414.62 | 1 | 1 | stuk | S200MTUC | BE31330 | SB (MCB&RCD Cat.B) | stuk | Automaat S200MTUC 4P Z10 10kA Tractie DC | Disjoncteur S200MTUC 4P Z10 10kA traction DC | Sicherungsautomat S200MTUC 4P Z10 10kA Tractie DC | MCB S200MTUC 4P Z10 10kA traction DC |  | 5.14
2CDS274065R0447 | S204MT-K13UC | Active | 4013614447303 | 389.32 | 1 | 1 | stuk | S200MTUC | BE31330 | SB (MCB&RCD Cat.B) | stuk | Automaat S200MTUC 4P K13 10kA Tractie DC | Disjoncteur S200MTUC 4P K13 10kA traction DC | Sicherungsautomat S200MTUC 4P K13 10kA Tractie DC | MCB S200MTUC 4P K13 10kA traction DC |  | 5.14
2CDS274065R0457 | S204MT-K15UC | Active | 4013614447327 | 389.32 | 1 | 1 | stuk | S200MTUC | BE31330 | SB (MCB&RCD Cat.B) | stuk | Automaat S200MTUC 4P K15 10kA Tractie DC | Disjoncteur S200MTUC 4P K15 10kA traction DC | Sicherungsautomat S200MTUC 4P K15 10kA Tractie DC | MCB S200MTUC 4P K15 10kA traction DC |  | 5.14
2CDS274065R0458 | S204MT-Z15UC | Active | 4013614447334 | 414.62 | 1 | 1 | stuk | S200MTUC | BE31330 | SB (MCB&RCD Cat.B) | stuk | Automaat S200MTUC 4P Z15 10kA Tractie DC | Disjoncteur S200MTUC 4P Z15 10kA traction DC | Sicherungsautomat S200MTUC 4P Z15 10kA Tractie DC | MCB S200MTUC 4P Z15 10kA traction DC |  | 5.14
2CDS274065R0467 | S204MT-K16UC | Active | 4013614447341 | 389.32 | 1 | 1 | stuk | S200MTUC | BE31330 | SB (MCB&RCD Cat.B) | stuk | Automaat S200MTUC 4P K16 10kA Tractie DC | Disjoncteur S200MTUC 4P K16 10kA traction DC | Sicherungsautomat S200MTUC 4P K16 10kA Tractie DC | MCB S200MTUC 4P K16 10kA traction DC |  | 5.14
2CDS274065R0468 | S204MT-Z16UC | Active | 4013614447358 | 414.62 | 1 | 1 | stuk | S200MTUC | BE31330 | SB (MCB&RCD Cat.B) | stuk | Automaat S200MTUC 4P Z16 10kA Tractie DC | Disjoncteur S200MTUC 4P Z16 10kA traction DC | Sicherungsautomat S200MTUC 4P Z16 10kA Tractie DC | MCB S200MTUC 4P Z16 10kA traction DC |  | 5.14
2CDS274065R0487 | S204MT-K20UC | Active | 4013614447365 | 389.32 | 1 | 1 | stuk | S200MTUC | BE31330 | SB (MCB&RCD Cat.B) | stuk | Automaat S200MTUC 4P K20 10kA Tractie DC | Disjoncteur S200MTUC 4P K20 10kA traction DC | Sicherungsautomat S200MTUC 4P K20 10kA Tractie DC | MCB S200MTUC 4P K20 10kA traction DC |  | 5.14
2CDS274065R0488 | S204MT-Z20UC | Active | 4013614447372 | 414.62 | 1 | 1 | stuk | S200MTUC | BE31330 | SB (MCB&RCD Cat.B) | stuk | Automaat S200MTUC 4P Z20 10kA Tractie DC | Disjoncteur S200MTUC 4P Z20 10kA traction DC | Sicherungsautomat S200MTUC 4P Z20 10kA Tractie DC | MCB S200MTUC 4P Z20 10kA traction DC |  | 5.14
2CDS274065R0504 | S204MT-C50UC | Active | 4013614447389 | 521.9 | 1 | 1 | stuk | S200MTUC | BE31330 | SB (MCB&RCD Cat.B) | stuk | Automaat S200MTUC 4P C50 10kA Tractie DC | Disjoncteur S200MTUC 4P C50 10kA traction DC | Sicherungsautomat S200MTUC 4P C50 10kA Tractie DC | MCB S200MTUC 4P C50 10kA traction DC |  | 5.14
2CDS274065R0505 | S204MT-B50UC | Active | 4013614465895 | 458.03 | 1 | 1 | stuk | S200MTUC | BE31330 | SB (MCB&RCD Cat.B) | stuk | Automaat S200MTUC 4P B50 10kA Tractie DC | Disjoncteur S200MTUC 4P B50 10kA traction DC | Sicherungsautomat S200MTUC 4P B50 10kA Tractie DC | MCB S200MTUC 4P B50 10kA traction DC |  | 5.14
2CDS274065R0517 | S204MT-K25UC | Active | 4013614447396 | 441.15 | 1 | 1 | stuk | S200MTUC | BE31330 | SB (MCB&RCD Cat.B) | stuk | Automaat S200MTUC 4P K25 10kA Tractie DC | Disjoncteur S200MTUC 4P K25 10kA traction DC | Sicherungsautomat S200MTUC 4P K25 10kA Tractie DC | MCB S200MTUC 4P K25 10kA traction DC |  | 5.14
2CDS274065R0518 | S204MT-Z25UC | Active | 4013614447402 | 476.1 | 1 | 1 | stuk | S200MTUC | BE31330 | SB (MCB&RCD Cat.B) | stuk | Automaat S200MTUC 4P Z25 10kA Tractie DC | Disjoncteur S200MTUC 4P Z25 10kA traction DC | Sicherungsautomat S200MTUC 4P Z25 10kA Tractie DC | MCB S200MTUC 4P Z25 10kA traction DC |  | 5.14
2CDS274065R0527 | S204MT-K30UC | Active | 4013614447419 | 441.15 | 1 | 1 | stuk | S200MTUC | BE31330 | SB (MCB&RCD Cat.B) | stuk | Automaat S200MTUC 4P K30 10kA Tractie DC | Disjoncteur S200MTUC 4P K30 10kA traction DC | Sicherungsautomat S200MTUC 4P K30 10kA Tractie DC | MCB S200MTUC 4P K30 10kA traction DC |  | 5.14
2CDS274065R0528 | S204MT-Z30UC | Active | 4013614447426 | 476.1 | 1 | 1 | stuk | S200MTUC | BE31330 | SB (MCB&RCD Cat.B) | stuk | Automaat S200MTUC 4P Z30 10kA Tractie DC | Disjoncteur S200MTUC 4P Z30 10kA traction DC | Sicherungsautomat S200MTUC 4P Z30 10kA Tractie DC | MCB S200MTUC 4P Z30 10kA traction DC |  | 5.14
2CDS274065R0537 | S204MT-K32UC | Active | 4013614447433 | 441.15 | 1 | 1 | stuk | S200MTUC | BE31330 | SB (MCB&RCD Cat.B) | stuk | Automaat S200MTUC 4P K32 10kA Tractie DC | Disjoncteur S200MTUC 4P K32 10kA traction DC | Sicherungsautomat S200MTUC 4P K32 10kA Tractie DC | MCB S200MTUC 4P K32 10kA traction DC |  | 5.14
2CDS274065R0538 | S204MT-Z32UC | Active | 4013614447440 | 476.1 | 1 | 1 | stuk | S200MTUC | BE31330 | SB (MCB&RCD Cat.B) | stuk | Automaat S200MTUC 4P Z32 10kA Tractie DC | Disjoncteur S200MTUC 4P Z32 10kA traction DC | Sicherungsautomat S200MTUC 4P Z32 10kA Tractie DC | MCB S200MTUC 4P Z32 10kA traction DC |  | 5.14
2CDS274065R0547 | S204MT-K35UC | Active | 4013614447457 | 441.15 | 1 | 1 | stuk | S200MTUC | BE31330 | SB (MCB&RCD Cat.B) | stuk | Automaat S200MTUC 4P K35 10kA Tractie DC | Disjoncteur S200MTUC 4P K35 10kA traction DC | Sicherungsautomat S200MTUC 4P K35 10kA Tractie DC | MCB S200MTUC 4P K35 10kA traction DC |  | 5.14
2CDS274065R0548 | S204MT-Z35UC | Active | 4013614447464 | 476.1 | 1 | 1 | stuk | S200MTUC | BE31330 | SB (MCB&RCD Cat.B) | stuk | Automaat S200MTUC 4P Z35 10kA Tractie DC | Disjoncteur S200MTUC 4P Z35 10kA traction DC | Sicherungsautomat S200MTUC 4P Z35 10kA Tractie DC | MCB S200MTUC 4P Z35 10kA traction DC |  | 5.14
2CDS274065R0557 | S204MT-K40UC | Active | 4013614447471 | 512.26 | 1 | 1 | stuk | S200MTUC | BE31330 | SB (MCB&RCD Cat.B) | stuk | Automaat S200MTUC 4P K40 10kA Tractie DC | Disjoncteur S200MTUC 4P K40 10kA traction DC | Sicherungsautomat S200MTUC 4P K40 10kA Tractie DC | MCB S200MTUC 4P K40 10kA traction DC |  | 5.14
2CDS274065R0558 | S204MT-Z40UC | Active | 4013614447488 | 546 | 1 | 1 | stuk | S200MTUC | BE31330 | SB (MCB&RCD Cat.B) | stuk | Automaat S200MTUC 4P Z40 10kA Tractie DC | Disjoncteur S200MTUC 4P Z40 10kA traction DC | Sicherungsautomat S200MTUC 4P Z40 10kA Tractie DC | MCB S200MTUC 4P Z40 10kA traction DC |  | 5.14
2CDS274065R0577 | S204MT-K50UC | Active | 4013614447495 | 591.82 | 1 | 1 | stuk | S200MTUC | BE31330 | SB (MCB&RCD Cat.B) | stuk | Automaat S200MTUC 4P K50 10kA Tractie DC | Disjoncteur S200MTUC 4P K50 10kA traction DC | Sicherungsautomat S200MTUC 4P K50 10kA Tractie DC | MCB S200MTUC 4P K50 10kA traction DC |  | 5.14
2CDS274065R0578 | S204MT-Z50UC | Active | 4013614447501 | 635.22 | 1 | 1 | stuk | S200MTUC | BE31330 | SB (MCB&RCD Cat.B) | stuk | Automaat S200MTUC 4P Z50 10kA Tractie DC | Disjoncteur S200MTUC 4P Z50 10kA traction DC | Sicherungsautomat S200MTUC 4P Z50 10kA Tractie DC | MCB S200MTUC 4P Z50 10kA traction DC |  | 5.14
2CDS274065R0587 | S204MT-K60UC | Active | 4013614447518 | 662.92 | 1 | 1 | stuk | S200MTUC | BE31330 | SB (MCB&RCD Cat.B) | stuk | Automaat S200MTUC 4P K60 10kA Tractie DC | Disjoncteur S200MTUC 4P K60 10kA traction DC | Sicherungsautomat S200MTUC 4P K60 10kA Tractie DC | MCB S200MTUC 4P K60 10kA traction DC |  | 5.14
2CDS274065R0588 | S204MT-Z60UC | Active | 4013614447525 | 706.31 | 1 | 1 | stuk | S200MTUC | BE31330 | SB (MCB&RCD Cat.B) | stuk | Automaat S200MTUC 4P Z60 10kA Tractie DC | Disjoncteur S200MTUC 4P Z60 10kA traction DC | Sicherungsautomat S200MTUC 4P Z60 10kA Tractie DC | MCB S200MTUC 4P Z60 10kA traction DC |  | 5.14
2CDS274065R0607 | S204MT-K63UC | Active | 4013614449468 | 706.31 | 1 | 1 | stuk | S200MTUC | BE31330 | SB (MCB&RCD Cat.B) | stuk | Automaat S200MTUC 4P K63 10kA Tractie DC | Disjoncteur S200MTUC 4P K63 10kA traction DC | Sicherungsautomat S200MTUC 4P K63 10kA Tractie DC | MCB S200MTUC 4P K63 10kA traction DC |  | 5.14
2CDS274065R0608 | S204MT-Z63UC | Active | 4013614447532 | 759.36 | 1 | 1 | stuk | S200MTUC | BE31330 | SB (MCB&RCD Cat.B) | stuk | Automaat S200MTUC 4P Z63 10kA Tractie DC | Disjoncteur S200MTUC 4P Z63 10kA traction DC | Sicherungsautomat S200MTUC 4P Z63 10kA Tractie DC | MCB S200MTUC 4P Z63 10kA traction DC |  | 5.14
2CDS274065R0634 | S204MT-C63UC | Active | 4013614447549 | 626.76 | 1 | 1 | stuk | S200MTUC | BE31330 | SB (MCB&RCD Cat.B) | stuk | Automaat S200MTUC 4P C63 10kA Tractie DC | Disjoncteur S200MTUC 4P C63 10kA traction DC | Sicherungsautomat S200MTUC 4P C63 10kA Tractie DC | MCB S200MTUC 4P C63 10kA traction DC |  | 5.14
2CDS274065R0635 | S204MT-B63UC | Active | 4013614465901 | 556.85 | 1 | 1 | stuk | S200MTUC | BE31330 | SB (MCB&RCD Cat.B) | stuk | Automaat S200MTUC 4P B63 10kA Tractie DC | Disjoncteur S200MTUC 4P B63 10kA traction DC | Sicherungsautomat S200MTUC 4P B63 10kA Tractie DC | MCB S200MTUC 4P B63 10kA traction DC |  | 5.14
2CDS274065R0974 | S204MT-C1,6UC | Active | 4013614447556 | 389.32 | 1 | 1 | stuk | S200MTUC | BE31330 | SB (MCB&RCD Cat.B) | stuk | Automaat S200MTUC 4P C1 6 10kA Tract DC | Disjoncteur S200MTUC 4P C1 6 10kA Tract DC | Sicherungsautomat S200MTUC 4P C1 6 10kA Tract DC | MCB S200MTUC 4P C1 6 10kA Tract DC |  | 5.14
2CDS274065R0984 | S204MT-C0,5UC | Active | 4013614447563 | 389.32 | 1 | 1 | stuk | S200MTUC | BE31330 | SB (MCB&RCD Cat.B) | stuk | Automaat S200MTUC 4P C0 5 10kA Tract DC | Disjoncteur S200MTUC 4P C0 5 10kA Tract DC | Sicherungsautomat S200MTUC 4P C0 5 10kA Tract DC | MCB S200MTUC 4P C0 5 10kA Tract DC |  | 5.14
2CDS274337R0014 | SU204M-C1 | Active | 4016779931441 | 268.78 | 1 | 1 | stuk | SU200M | BE31330 | SA (Modulair+Plug&Socket) | stuk | Automaat SU200M 4P C1 10kA UL489 | Disjoncteur SU200M 4P C1 10kA UL489 | Sicherungsautomat SU200M 4P C1 10kA UL489 | MCB SU200M 4P C1 10kA UL489 |  | 5.14
2CDS274337R0024 | SU204M-C2 | Active | 4016779931465 | 268.78 | 1 | 1 | stuk | SU200M | BE31330 | SA (Modulair+Plug&Socket) | stuk | Automaat SU200M 4P C2 10kA UL489 | Disjoncteur SU200M 4P C2 10kA UL489 | Sicherungsautomat SU200M 4P C2 10kA UL489 | MCB SU200M 4P C2 10kA UL489 |  | 5.14
2CDS274337R0034 | SU204M-C3 | Active | 4016779931472 | 268.78 | 1 | 1 | stuk | SU200M | BE31330 | SA (Modulair+Plug&Socket) | stuk | Automaat SU200M 4P C3 10kA UL489 | Disjoncteur SU200M 4P C3 10kA UL489 | Sicherungsautomat SU200M 4P C3 10kA UL489 | MCB SU200M 4P C3 10kA UL489 |  | 5.14
2CDS274337R0044 | SU204M-C4 | Active | 4016779931489 | 268.78 | 1 | 1 | stuk | SU200M | BE31330 | SA (Modulair+Plug&Socket) | stuk | Automaat SU200M 4P C4 10kA UL489 | Disjoncteur SU200M 4P C4 10kA UL489 | Sicherungsautomat SU200M 4P C4 10kA UL489 | MCB SU200M 4P C4 10kA UL489 |  | 5.14
2CDS274337R0054 | SU204M-C5 | Active | 4016779931496 | 268.78 | 1 | 1 | stuk | SU200M | BE31330 | SA (Modulair+Plug&Socket) | stuk | Automaat SU200M 4P C5 10kA UL489 | Disjoncteur SU200M 4P C5 10kA UL489 | Sicherungsautomat SU200M 4P C5 10kA UL489 | MCB SU200M 4P C5 10kA UL489 |  | 5.14
2CDS274337R0064 | SU204M-C6 | Active | 4016779931502 | 268.78 | 1 | 1 | stuk | SU200M | BE31330 | SA (Modulair+Plug&Socket) | stuk | Automaat SU200M 4P C6 10kA UL489 | Disjoncteur SU200M 4P C6 10kA UL489 | Sicherungsautomat SU200M 4P C6 10kA UL489 | MCB SU200M 4P C6 10kA UL489 |  | 5.14
2CDS274337R0084 | SU204M-C8 | Active | 4016779931526 | 268.78 | 1 | 1 | stuk | SU200M | BE31330 | SA (Modulair+Plug&Socket) | stuk | Automaat SU200M 4P C8 10kA UL489 | Disjoncteur SU200M 4P C8 10kA UL489 | Sicherungsautomat SU200M 4P C8 10kA UL489 | MCB SU200M 4P C8 10kA UL489 |  | 5.14
2CDS274337R0087 | SU204M-K0,2 | Active | 4016779930482 | 312.18 | 1 | 1 | stuk | SU200M | BE31330 | SA (Modulair+Plug&Socket) | stuk | Automaat SU200M 4P K0 2 10kA UL489 | Disjoncteur SU200M 4P K0 2 10kA UL489 | Sicherungsautomat SU200M 4P K0 2 10kA UL489 | MCB SU200M 4P K0 2 10kA UL489 |  | 5.14
2CDS274337R0104 | SU204M-C10 | Active | 4016779931533 | 224.2 | 1 | 1 | stuk | SU200M | BE31330 | SA (Modulair+Plug&Socket) | stuk | Automaat SU200M 4P C10 10kA UL489 | Disjoncteur SU200M 4P C10 10kA UL489 | Sicherungsautomat SU200M 4P C10 10kA UL489 | MCB SU200M 4P C10 10kA UL489 |  | 5.14
2CDS274337R0117 | SU204M-K0,3 | Active | 4016779930499 | 312.18 | 1 | 1 | stuk | SU200M | BE31330 | SA (Modulair+Plug&Socket) | stuk | Automaat SU200M 4P K0 3 10kA UL489 | Disjoncteur SU200M 4P K0 3 10kA UL489 | Sicherungsautomat SU200M 4P K0 3 10kA UL489 | MCB SU200M 4P K0 3 10kA UL489 |  | 5.14
2CDS274337R0134 | SU204M-C13 | Active | 4016779931540 | 224.2 | 1 | 1 | stuk | SU200M | BE31330 | SA (Modulair+Plug&Socket) | stuk | Automaat SU200M 4P C13 10kA UL489 | Disjoncteur SU200M 4P C13 10kA UL489 | Sicherungsautomat SU200M 4P C13 10kA UL489 | MCB SU200M 4P C13 10kA UL489 |  | 5.14
2CDS274337R0154 | SU204M-C15 | Active | 4016779931557 | 224.2 | 1 | 1 | stuk | SU200M | BE31330 | SA (Modulair+Plug&Socket) | stuk | Automaat SU200M 4P C15 10kA UL489 | Disjoncteur SU200M 4P C15 10kA UL489 | Sicherungsautomat SU200M 4P C15 10kA UL489 | MCB SU200M 4P C15 10kA UL489 |  | 5.14
2CDS274337R0157 | SU204M-K0,5 | Active | 4016779930505 | 312.18 | 1 | 1 | stuk | SU200M | BE31330 | SA (Modulair+Plug&Socket) | stuk | Automaat SU200M 4P K0 5 10kA UL489 | Disjoncteur SU200M 4P K0 5 10kA UL489 | Sicherungsautomat SU200M 4P K0 5 10kA UL489 | MCB SU200M 4P K0 5 10kA UL489 |  | 5.14
2CDS274337R0158 | SU204M-Z0,5 | Active | 4016779933537 | 335.09 | 1 | 1 | stuk | SU200M | BE31330 | SA (Modulair+Plug&Socket) | stuk | Automaat SU200M 4P Z0 5 10kA UL489 | Disjoncteur SU200M 4P Z0 5 10kA UL489 | Sicherungsautomat SU200M 4P Z0 5 10kA UL489 | MCB SU200M 4P Z0 5 10kA UL489 |  | 5.14
2CDS274337R0164 | SU204M-C16 | Active | 4016779931564 | 224.2 | 1 | 1 | stuk | SU200M | BE31330 | SA (Modulair+Plug&Socket) | stuk | Automaat SU200M 4P C16 10kA UL489 | Disjoncteur SU200M 4P C16 10kA UL489 | Sicherungsautomat SU200M 4P C16 10kA UL489 | MCB SU200M 4P C16 10kA UL489 |  | 5.14
2CDS274337R0187 | SU204M-K0,75 | Active | 4016779930512 | 312.18 | 1 | 1 | stuk | SU200M | BE31330 | SA (Modulair+Plug&Socket) | stuk | Automaat SU200M 4P K0 75 10kA UL489 | Disjoncteur SU200M 4P K0 75 10kA UL489 | Sicherungsautomat SU200M 4P K0 75 10kA UL489 | MCB SU200M 4P K0 75 10kA UL489 |  | 5.14
2CDS274337R0204 | SU204M-C20 | Active | 4016779931571 | 257.94 | 1 | 1 | stuk | SU200M | BE31330 | SA (Modulair+Plug&Socket) | stuk | Automaat SU200M 4P C20 10kA UL489 | Disjoncteur SU200M 4P C20 10kA UL489 | Sicherungsautomat SU200M 4P C20 10kA UL489 | MCB SU200M 4P C20 10kA UL489 |  | 5.14
2CDS274337R0217 | SU204M-K1 | Active | 4016779930529 | 312.18 | 1 | 1 | stuk | SU200M | BE31330 | SA (Modulair+Plug&Socket) | stuk | Automaat SU200M 4P K1 10kA UL489 | Disjoncteur SU200M 4P K1 10kA UL489 | Sicherungsautomat SU200M 4P K1 10kA UL489 | MCB SU200M 4P K1 10kA UL489 |  | 5.14
2CDS274337R0218 | SU204M-Z1 | Active | 4016779933544 | 335.09 | 1 | 1 | stuk | SU200M | BE31330 | SA (Modulair+Plug&Socket) | stuk | Automaat SU200M 4P Z1 10kA UL489 | Disjoncteur SU200M 4P Z1 10kA UL489 | Sicherungsautomat SU200M 4P Z1 10kA UL489 | MCB SU200M 4P Z1 10kA UL489 |  | 5.14
2CDS274337R0254 | SU204M-C25 | Active | 4016779931588 | 268.78 | 1 | 1 | stuk | SU200M | BE31330 | SA (Modulair+Plug&Socket) | stuk | Automaat SU200M 4P C25 10kA UL489 | Disjoncteur SU200M 4P C25 10kA UL489 | Sicherungsautomat SU200M 4P C25 10kA UL489 | MCB SU200M 4P C25 10kA UL489 |  | 5.14
2CDS274337R0257 | SU204M-K1,6 | Active | 4016779930536 | 312.18 | 1 | 1 | stuk | SU200M | BE31330 | SA (Modulair+Plug&Socket) | stuk | Automaat SU200M 4P K1 6 10kA UL489 | Disjoncteur SU200M 4P K1 6 10kA UL489 | Sicherungsautomat SU200M 4P K1 6 10kA UL489 | MCB SU200M 4P K1 6 10kA UL489 |  | 5.14
2CDS274337R0258 | SU204M-Z1,6 | Active | 4016779933551 | 335.09 | 1 | 1 | stuk | SU200M | BE31330 | SA (Modulair+Plug&Socket) | stuk | Automaat SU200M 4P Z1 6 10kA UL489 | Disjoncteur SU200M 4P Z1 6 10kA UL489 | Sicherungsautomat SU200M 4P Z1 6 10kA UL489 | MCB SU200M 4P Z1 6 10kA UL489 |  | 5.14
2CDS274337R0277 | SU204M-K2 | Active | 4016779930543 | 312.18 | 1 | 1 | stuk | SU200M | BE31330 | SA (Modulair+Plug&Socket) | stuk | Automaat SU200M 4P K2 10kA UL489 | Disjoncteur SU200M 4P K2 10kA UL489 | Sicherungsautomat SU200M 4P K2 10kA UL489 | MCB SU200M 4P K2 10kA UL489 |  | 5.14
2CDS274337R0278 | SU204M-Z2 | Active | 4016779933568 | 335.09 | 1 | 1 | stuk | SU200M | BE31330 | SA (Modulair+Plug&Socket) | stuk | Automaat SU200M 4P Z2 10kA UL489 | Disjoncteur SU200M 4P Z2 10kA UL489 | Sicherungsautomat SU200M 4P Z2 10kA UL489 | MCB SU200M 4P Z2 10kA UL489 |  | 5.14
2CDS274337R0304 | SU204M-C30 | Active | 4016779931595 | 280.84 | 1 | 1 | stuk | SU200M | BE31330 | SA (Modulair+Plug&Socket) | stuk | Automaat SU200M 4P C30 10kA UL489 | Disjoncteur SU200M 4P C30 10kA UL489 | Sicherungsautomat SU200M 4P C30 10kA UL489 | MCB SU200M 4P C30 10kA UL489 |  | 5.14
2CDS274337R0317 | SU204M-K3 | Active | 4016779930550 | 312.18 | 1 | 1 | stuk | SU200M | BE31330 | SA (Modulair+Plug&Socket) | stuk | Automaat SU200M 4P K3 10kA UL489 | Disjoncteur SU200M 4P K3 10kA UL489 | Sicherungsautomat SU200M 4P K3 10kA UL489 | MCB SU200M 4P K3 10kA UL489 |  | 5.14
2CDS274337R0318 | SU204M-Z3 | Active | 4016779933575 | 335.09 | 1 | 1 | stuk | SU200M | BE31330 | SA (Modulair+Plug&Socket) | stuk | Automaat SU200M 4P Z3 10kA UL489 | Disjoncteur SU200M 4P Z3 10kA UL489 | Sicherungsautomat SU200M 4P Z3 10kA UL489 | MCB SU200M 4P Z3 10kA UL489 |  | 5.14
2CDS274337R0324 | SU204M-C32 | Active | 4016779931601 | 280.84 | 1 | 1 | stuk | SU200M | BE31330 | SA (Modulair+Plug&Socket) | stuk | Automaat SU200M 4P C32 10kA UL489 | Disjoncteur SU200M 4P C32 10kA UL489 | Sicherungsautomat SU200M 4P C32 10kA UL489 | MCB SU200M 4P C32 10kA UL489 |  | 5.14
2CDS274337R0337 | SU204M-K4 | Active | 4016779930567 | 312.18 | 1 | 1 | stuk | SU200M | BE31330 | SA (Modulair+Plug&Socket) | stuk | Automaat SU200M 4P K4 10kA UL489 | Disjoncteur SU200M 4P K4 10kA UL489 | Sicherungsautomat SU200M 4P K4 10kA UL489 | MCB SU200M 4P K4 10kA UL489 |  | 5.14
2CDS274337R0338 | SU204M-Z4 | Active | 4016779933582 | 335.09 | 1 | 1 | stuk | SU200M | BE31330 | SA (Modulair+Plug&Socket) | stuk | Automaat SU200M 4P Z4 10kA UL489 | Disjoncteur SU200M 4P Z4 10kA UL489 | Sicherungsautomat SU200M 4P Z4 10kA UL489 | MCB SU200M 4P Z4 10kA UL489 |  | 5.14
2CDS274337R0354 | SU204M-C35 | Active | 4016779931618 | 291.7 | 1 | 1 | stuk | SU200M | BE31330 | SA (Modulair+Plug&Socket) | stuk | Automaat SU200M 4P C35 10kA UL489 | Disjoncteur SU200M 4P C35 10kA UL489 | Sicherungsautomat SU200M 4P C35 10kA UL489 | MCB SU200M 4P C35 10kA UL489 |  | 5.14
2CDS274337R0357 | SU204M-K5 | Active | 4016779930574 | 312.18 | 1 | 1 | stuk | SU200M | BE31330 | SA (Modulair+Plug&Socket) | stuk | Automaat SU200M 4P K5 10kA UL489 | Disjoncteur SU200M 4P K5 10kA UL489 | Sicherungsautomat SU200M 4P K5 10kA UL489 | MCB SU200M 4P K5 10kA UL489 |  | 5.14
2CDS274337R0358 | SU204M-Z5 | Active | 4016779933599 | 335.09 | 1 | 1 | stuk | SU200M | BE31330 | SA (Modulair+Plug&Socket) | stuk | Automaat SU200M 4P Z5 10kA UL489 | Disjoncteur SU200M 4P Z5 10kA UL489 | Sicherungsautomat SU200M 4P Z5 10kA UL489 | MCB SU200M 4P Z5 10kA UL489 |  | 5.14
2CDS274337R0377 | SU204M-K6 | Active | 4016779930581 | 312.18 | 1 | 1 | stuk | SU200M | BE31330 | SA (Modulair+Plug&Socket) | stuk | Automaat SU200M 4P K6 10kA UL489 | Disjoncteur SU200M 4P K6 10kA UL489 | Sicherungsautomat SU200M 4P K6 10kA UL489 | MCB SU200M 4P K6 10kA UL489 |  | 5.14
2CDS274337R0378 | SU204M-Z6 | Active | 4016779933605 | 335.09 | 1 | 1 | stuk | SU200M | BE31330 | SA (Modulair+Plug&Socket) | stuk | Automaat SU200M 4P Z6 10kA UL489 | Disjoncteur SU200M 4P Z6 10kA UL489 | Sicherungsautomat SU200M 4P Z6 10kA UL489 | MCB SU200M 4P Z6 10kA UL489 |  | 5.14
2CDS274337R0404 | SU204M-C40 | Active | 4016779931625 | 291.7 | 1 | 1 | stuk | SU200M | BE31330 | SA (Modulair+Plug&Socket) | stuk | Automaat SU200M 4P C40 10kA UL489 | Disjoncteur SU200M 4P C40 10kA UL489 | Sicherungsautomat SU200M 4P C40 10kA UL489 | MCB SU200M 4P C40 10kA UL489 |  | 5.14
2CDS274337R0407 | SU204M-K8 | Active | 4016779930604 | 312.18 | 1 | 1 | stuk | SU200M | BE31330 | SA (Modulair+Plug&Socket) | stuk | Automaat SU200M 4P K8 10kA UL489 | Disjoncteur SU200M 4P K8 10kA UL489 | Sicherungsautomat SU200M 4P K8 10kA UL489 | MCB SU200M 4P K8 10kA UL489 |  | 5.14
2CDS274337R0408 | SU204M-Z8 | Active | 4016779933629 | 335.09 | 1 | 1 | stuk | SU200M | BE31330 | SA (Modulair+Plug&Socket) | stuk | Automaat SU200M 4P Z8 10kA UL489 | Disjoncteur SU200M 4P Z8 10kA UL489 | Sicherungsautomat SU200M 4P Z8 10kA UL489 | MCB SU200M 4P Z8 10kA UL489 |  | 5.14
2CDS274337R0427 | SU204M-K10 | Active | 4016779930611 | 268.78 | 1 | 1 | stuk | SU200M | BE31330 | SA (Modulair+Plug&Socket) | stuk | Automaat SU200M 4P K10 10kA UL489 | Disjoncteur SU200M 4P K10 10kA UL489 | Sicherungsautomat SU200M 4P K10 10kA UL489 | MCB SU200M 4P K10 10kA UL489 |  | 5.14
2CDS274337R0428 | SU204M-Z10 | Active | 4016779933636 | 286.86 | 1 | 1 | stuk | SU200M | BE31330 | SA (Modulair+Plug&Socket) | stuk | Automaat SU200M 4P Z10 10kA UL489 | Disjoncteur SU200M 4P Z10 10kA UL489 | Sicherungsautomat SU200M 4P Z10 10kA UL489 | MCB SU200M 4P Z10 10kA UL489 |  | 5.14
2CDS274337R0447 | SU204M-K13 | Active | 4016779930628 | 268.78 | 1 | 1 | stuk | SU200M | BE31330 | SA (Modulair+Plug&Socket) | stuk | Automaat SU200M 4P K13 10kA UL489 | Disjoncteur SU200M 4P K13 10kA UL489 | Sicherungsautomat SU200M 4P K13 10kA UL489 | MCB SU200M 4P K13 10kA UL489 |  | 5.14
2CDS274337R0448 | SU204M-Z13 | Active | 4016779933643 | 286.86 | 1 | 1 | stuk | SU200M | BE31330 | SA (Modulair+Plug&Socket) | stuk | Automaat SU200M 4P Z13 10kA UL489 | Disjoncteur SU200M 4P Z13 10kA UL489 | Sicherungsautomat SU200M 4P Z13 10kA UL489 | MCB SU200M 4P Z13 10kA UL489 |  | 5.14
2CDS274337R0457 | SU204M-K15 | Active | 4016779930635 | 268.78 | 1 | 1 | stuk | SU200M | BE31330 | SA (Modulair+Plug&Socket) | stuk | Automaat SU200M 4P K15 10kA UL489 | Disjoncteur SU200M 4P K15 10kA UL489 | Sicherungsautomat SU200M 4P K15 10kA UL489 | MCB SU200M 4P K15 10kA UL489 |  | 5.14
2CDS274337R0458 | SU204M-Z15 | Active | 4016779933650 | 286.86 | 1 | 1 | stuk | SU200M | BE31330 | SA (Modulair+Plug&Socket) | stuk | Automaat SU200M 4P Z15 10kA UL489 | Disjoncteur SU200M 4P Z15 10kA UL489 | Sicherungsautomat SU200M 4P Z15 10kA UL489 | MCB SU200M 4P Z15 10kA UL489 |  | 5.14
2CDS274337R0467 | SU204M-K16 | Active | 4016779930642 | 268.78 | 1 | 1 | stuk | SU200M | BE31330 | SA (Modulair+Plug&Socket) | stuk | Automaat SU200M 4P K16 10kA UL489 | Disjoncteur SU200M 4P K16 10kA UL489 | Sicherungsautomat SU200M 4P K16 10kA UL489 | MCB SU200M 4P K16 10kA UL489 |  | 5.14
2CDS274337R0468 | SU204M-Z16 | Active | 4016779933667 | 286.86 | 1 | 1 | stuk | SU200M | BE31330 | SA (Modulair+Plug&Socket) | stuk | Automaat SU200M 4P Z16 10kA UL489 | Disjoncteur SU200M 4P Z16 10kA UL489 | Sicherungsautomat SU200M 4P Z16 10kA UL489 | MCB SU200M 4P Z16 10kA UL489 |  | 5.14
2CDS274337R0487 | SU204M-K20 | Active | 4016779930659 | 268.78 | 1 | 1 | stuk | SU200M | BE31330 | SA (Modulair+Plug&Socket) | stuk | Automaat SU200M 4P K20 10kA UL489 | Disjoncteur SU200M 4P K20 10kA UL489 | Sicherungsautomat SU200M 4P K20 10kA UL489 | MCB SU200M 4P K20 10kA UL489 |  | 5.14
2CDS274337R0488 | SU204M-Z20 | Active | 4016779933674 | 286.86 | 1 | 1 | stuk | SU200M | BE31330 | SA (Modulair+Plug&Socket) | stuk | Automaat SU200M 4P Z20 10kA UL489 | Disjoncteur SU200M 4P Z20 10kA UL489 | Sicherungsautomat SU200M 4P Z20 10kA UL489 | MCB SU200M 4P Z20 10kA UL489 |  | 5.14
2CDS274337R0504 | SU204M-C50 | Active | 4016779931632 | 336.28 | 1 | 1 | stuk | SU200M | BE31330 | SA (Modulair+Plug&Socket) | stuk | Automaat SU200M 4P C50 10kA UL489 | Disjoncteur SU200M 4P C50 10kA UL489 | Sicherungsautomat SU200M 4P C50 10kA UL489 | MCB SU200M 4P C50 10kA UL489 |  | 5.14
2CDS274337R0517 | SU204M-K25 | Active | 4016779930666 | 307.36 | 1 | 1 | stuk | SU200M | BE31330 | SA (Modulair+Plug&Socket) | stuk | Automaat SU200M 4P K25 10kA UL489 | Disjoncteur SU200M 4P K25 10kA UL489 | Sicherungsautomat SU200M 4P K25 10kA UL489 | MCB SU200M 4P K25 10kA UL489 |  | 5.14
2CDS274337R0518 | SU204M-Z25 | Active | 4016779933681 | 327.84 | 1 | 1 | stuk | SU200M | BE31330 | SA (Modulair+Plug&Socket) | stuk | Automaat SU200M 4P Z25 10kA UL489 | Disjoncteur SU200M 4P Z25 10kA UL489 | Sicherungsautomat SU200M 4P Z25 10kA UL489 | MCB SU200M 4P Z25 10kA UL489 |  | 5.14
2CDS274337R0527 | SU204M-K30 | Active | 4016779930673 | 336.28 | 1 | 1 | stuk | SU200M | BE31330 | SA (Modulair+Plug&Socket) | stuk | Automaat SU200M 4P K30 10kA UL489 | Disjoncteur SU200M 4P K30 10kA UL489 | Sicherungsautomat SU200M 4P K30 10kA UL489 | MCB SU200M 4P K30 10kA UL489 |  | 5.14
2CDS274337R0528 | SU204M-Z30 | Active | 4016779933698 | 360.38 | 1 | 1 | stuk | SU200M | BE31330 | SA (Modulair+Plug&Socket) | stuk | Automaat SU200M 4P Z30 10kA UL489 | Disjoncteur SU200M 4P Z30 10kA UL489 | Sicherungsautomat SU200M 4P Z30 10kA UL489 | MCB SU200M 4P Z30 10kA UL489 |  | 5.14
2CDS274337R0537 | SU204M-K32 | Active | 4016779930680 | 336.28 | 1 | 1 | stuk | SU200M | BE31330 | SA (Modulair+Plug&Socket) | stuk | Automaat SU200M 4P K32 10kA UL489 | Disjoncteur SU200M 4P K32 10kA UL489 | Sicherungsautomat SU200M 4P K32 10kA UL489 | MCB SU200M 4P K32 10kA UL489 |  | 5.14
2CDS274337R0538 | SU204M-Z32 | Active | 4016779933704 | 360.38 | 1 | 1 | stuk | SU200M | BE31330 | SA (Modulair+Plug&Socket) | stuk | Automaat SU200M 4P Z32 10kA UL489 | Disjoncteur SU200M 4P Z32 10kA UL489 | Sicherungsautomat SU200M 4P Z32 10kA UL489 | MCB SU200M 4P Z32 10kA UL489 |  | 5.14
2CDS274337R0547 | SU204M-K35 | Active | 4016779930697 | 349.55 | 1 | 1 | stuk | SU200M | BE31330 | SA (Modulair+Plug&Socket) | stuk | Automaat SU200M 4P K35 10kA UL489 | Disjoncteur SU200M 4P K35 10kA UL489 | Sicherungsautomat SU200M 4P K35 10kA UL489 | MCB SU200M 4P K35 10kA UL489 |  | 5.14
2CDS274337R0548 | SU204M-Z35 | Active | 4016779933711 | 374.86 | 1 | 1 | stuk | SU200M | BE31330 | SA (Modulair+Plug&Socket) | stuk | Automaat SU200M 4P Z35 10kA UL489 | Disjoncteur SU200M 4P Z35 10kA UL489 | Sicherungsautomat SU200M 4P Z35 10kA UL489 | MCB SU200M 4P Z35 10kA UL489 |  | 5.14
2CDS274337R0557 | SU204M-K40 | Active | 4016779930703 | 349.55 | 1 | 1 | stuk | SU200M | BE31330 | SA (Modulair+Plug&Socket) | stuk | Automaat SU200M 4P K40 10kA UL489 | Disjoncteur SU200M 4P K40 10kA UL489 | Sicherungsautomat SU200M 4P K40 10kA UL489 | MCB SU200M 4P K40 10kA UL489 |  | 5.14
2CDS274337R0558 | SU204M-Z40 | Active | 4016779933728 | 374.86 | 1 | 1 | stuk | SU200M | BE31330 | SA (Modulair+Plug&Socket) | stuk | Automaat SU200M 4P Z40 10kA UL489 | Disjoncteur SU200M 4P Z40 10kA UL489 | Sicherungsautomat SU200M 4P Z40 10kA UL489 | MCB SU200M 4P Z40 10kA UL489 |  | 5.14
2CDS274337R0577 | SU204M-K50 | Active | 4016779930710 | 403.78 | 1 | 1 | stuk | SU200M | BE31330 | SA (Modulair+Plug&Socket) | stuk | Automaat SU200M 4P K50 10kA UL489 | Disjoncteur SU200M 4P K50 10kA UL489 | Sicherungsautomat SU200M 4P K50 10kA UL489 | MCB SU200M 4P K50 10kA UL489 |  | 5.14
2CDS274337R0578 | SU204M-Z50 | Active | 4016779933735 | 432.71 | 1 | 1 | stuk | SU200M | BE31330 | SA (Modulair+Plug&Socket) | stuk | Automaat SU200M 4P Z50 10kA UL489 | Disjoncteur SU200M 4P Z50 10kA UL489 | Sicherungsautomat SU200M 4P Z50 10kA UL489 | MCB SU200M 4P Z50 10kA UL489 |  | 5.14
2CDS274337R0587 | SU204M-K60 | Active | 4016779930727 | 456.82 | 1 | 1 | stuk | SU200M | BE31330 | SA (Modulair+Plug&Socket) | stuk | Automaat SU200M 4P K60 10kA UL489 | Disjoncteur SU200M 4P K60 10kA UL489 | Sicherungsautomat SU200M 4P K60 10kA UL489 | MCB SU200M 4P K60 10kA UL489 |  | 5.14
2CDS274337R0588 | SU204M-Z60 | Active | 4016779933742 | 489.35 | 1 | 1 | stuk | SU200M | BE31330 | SA (Modulair+Plug&Socket) | stuk | Automaat SU200M 4P Z60 10kA UL489 | Disjoncteur SU200M 4P Z60 10kA UL489 | Sicherungsautomat SU200M 4P Z60 10kA UL489 | MCB SU200M 4P Z60 10kA UL489 |  | 5.14
2CDS274337R0604 | SU204M-C60 | Active | 4016779931649 | 382.08 | 1 | 1 | stuk | SU200M | BE31330 | SA (Modulair+Plug&Socket) | stuk | Automaat SU200M 4P C60 10kA UL489 | Disjoncteur SU200M 4P C60 10kA UL489 | Sicherungsautomat SU200M 4P C60 10kA UL489 | MCB SU200M 4P C60 10kA UL489 |  | 5.14
2CDS274337R0607 | SU204M-K63 | Active | 4016779930734 | 456.82 | 1 | 1 | stuk | SU200M | BE31330 | SA (Modulair+Plug&Socket) | stuk | Automaat SU200M 4P K63 10kA UL489 | Disjoncteur SU200M 4P K63 10kA UL489 | Sicherungsautomat SU200M 4P K63 10kA UL489 | MCB SU200M 4P K63 10kA UL489 |  | 5.14
2CDS274337R0608 | SU204M-Z63 | Active | 4016779933759 | 489.35 | 1 | 1 | stuk | SU200M | BE31330 | SA (Modulair+Plug&Socket) | stuk | Automaat SU200M 4P Z63 10kA UL489 | Disjoncteur SU200M 4P Z63 10kA UL489 | Sicherungsautomat SU200M 4P Z63 10kA UL489 | MCB SU200M 4P Z63 10kA UL489 |  | 5.14
2CDS274337R0634 | SU204M-C63 | Active | 4016779931656 | 382.08 | 1 | 1 | stuk | SU200M | BE31330 | SA (Modulair+Plug&Socket) | stuk | Automaat SU200M 4P C63 10kA UL489 | Disjoncteur SU200M 4P C63 10kA UL489 | Sicherungsautomat SU200M 4P C63 10kA UL489 | MCB SU200M 4P C63 10kA UL489 |  | 5.14
2CDS274337R0974 | SU204M-C1,6 | Active | 4016779931458 | 268.78 | 1 | 1 | stuk | SU200M | BE31330 | SA (Modulair+Plug&Socket) | stuk | Automaat SU200M 4P C1 6 10kA UL489 | Disjoncteur SU200M 4P C1 6 10kA UL489 | Sicherungsautomat SU200M 4P C1 6 10kA UL489 | MCB SU200M 4P C1 6 10kA UL489 |  | 5.14
2CDS274337R0984 | SU204M-C0,5 | Active | 4016779931434 | 268.78 | 1 | 1 | stuk | SU200M | BE31330 | SA (Modulair+Plug&Socket) | stuk | Automaat SU200M 4P C0 5 10kA UL489 | Disjoncteur SU200M 4P C0 5 10kA UL489 | Sicherungsautomat SU200M 4P C0 5 10kA UL489 | MCB SU200M 4P C0 5 10kA UL489 |  | 5.14
2CDS281001R0011 | S201P-D1 | Active | 4016779591201 | 80.99 | 1 | 1 | stuk | S200P | BE31330 | SA (Modulair+Plug&Socket) | stuk | Automaat S200P 1P D1 25kA | Disjoncteur S200P 1P D1 25kA | Sicherungsautomat S200P 1P D1 25kA | MCB S200P 1P D1 25kA |  | 5.14
2CDS281001R0014 | S201P-C1 | Active | 4016779590181 | 33.51 | 1 | 1 | stuk | S200P | BE31330 | SA (Modulair+Plug&Socket) | stuk | Automaat S200P 1P C1 25kA | Disjoncteur S200P 1P C1 25kA | Sicherungsautomat S200P 1P C1 25kA | MCB S200P 1P C1 25kA |  | 5.14
2CDS281001R0021 | S201P-D2 | Active | 4016779591225 | 80.99 | 1 | 1 | stuk | S200P | BE31330 | SA (Modulair+Plug&Socket) | stuk | Automaat S200P 1P D2 25kA | Disjoncteur S200P 1P D2 25kA | Sicherungsautomat S200P 1P D2 25kA | MCB S200P 1P D2 25kA |  | 5.14
2CDS281001R0024 | S201P-C2 | Active | 4016779590204 | 33.51 | 1 | 1 | stuk | S200P | BE31330 | SA (Modulair+Plug&Socket) | stuk | Automaat S200P 1P C2 25kA | Disjoncteur S200P 1P C2 25kA | Sicherungsautomat S200P 1P C2 25kA | MCB S200P 1P C2 25kA |  | 5.14
2CDS281001R0031 | S201P-D3 | Active | 4016779591232 | 80.99 | 1 | 1 | stuk | S200P | BE31330 | SA (Modulair+Plug&Socket) | stuk | Automaat S200P 1P D3 25kA | Disjoncteur S200P 1P D3 25kA | Sicherungsautomat S200P 1P D3 25kA | MCB S200P 1P D3 25kA |  | 5.14
2CDS281001R0034 | S201P-C3 | Active | 4016779590211 | 33.51 | 1 | 1 | stuk | S200P | BE31330 | SA (Modulair+Plug&Socket) | stuk | Automaat S200P 1P C3 25kA | Disjoncteur S200P 1P C3 25kA | Sicherungsautomat S200P 1P C3 25kA | MCB S200P 1P C3 25kA |  | 5.14
2CDS281001R0041 | S201P-D4 | Active | 4016779591249 | 80.99 | 1 | 1 | stuk | S200P | BE31330 | SA (Modulair+Plug&Socket) | stuk | Automaat S200P 1P D4 25kA | Disjoncteur S200P 1P D4 25kA | Sicherungsautomat S200P 1P D4 25kA | MCB S200P 1P D4 25kA |  | 5.14
2CDS281001R0044 | S201P-C4 | Active | 4016779590228 | 33.51 | 1 | 1 | stuk | S200P | BE31330 | SA (Modulair+Plug&Socket) | stuk | Automaat S200P 1P C4 25kA | Disjoncteur S200P 1P C4 25kA | Sicherungsautomat S200P 1P C4 25kA | MCB S200P 1P C4 25kA |  | 5.14
2CDS281001R0061 | S201P-D6 | Active | 4016779591256 | 73.41 | 1 | 1 | stuk | S200P | BE31330 | SA (Modulair+Plug&Socket) | stuk | Automaat S200P 1P D6 25kA | Disjoncteur S200P 1P D6 25kA | Sicherungsautomat S200P 1P D6 25kA | MCB S200P 1P D6 25kA |  | 5.14
2CDS281001R0064 | S201P-C6 | Active | 4016779590235 | 33.76 | 1 | 1 | stuk | S200P | BE31330 | SA (Modulair+Plug&Socket) | stuk | Automaat S200P 1P C6 25kA | Disjoncteur S200P 1P C6 25kA | Sicherungsautomat S200P 1P C6 25kA | MCB S200P 1P C6 25kA |  | 5.14
2CDS281001R0065 | S201P-B6 | Active | 4016779589574 | 53.39 | 1 | 1 | stuk | S200P | BE31330 | SA (Modulair+Plug&Socket) | stuk | Automaat S200P 1P B6 25kA | Disjoncteur S200P 1P B6 25kA | Sicherungsautomat S200P 1P B6 25kA | MCB S200P 1P B6 25kA |  | 5.14
2CDS281001R0081 | S201P-D8 | Active | 4016779591263 | 80.99 | 1 | 1 | stuk | S200P | BE31330 | SA (Modulair+Plug&Socket) | stuk | Automaat S200P 1P D8 25kA | Disjoncteur S200P 1P D8 25kA | Sicherungsautomat S200P 1P D8 25kA | MCB S200P 1P D8 25kA |  | 5.14
2CDS281001R0084 | S201P-C8 | Active | 4016779590242 | 37.49 | 1 | 1 | stuk | S200P | BE31330 | SA (Modulair+Plug&Socket) | stuk | Automaat S200P 1P C8 25kA | Disjoncteur S200P 1P C8 25kA | Sicherungsautomat S200P 1P C8 25kA | MCB S200P 1P C8 25kA |  | 5.14
2CDS281001R0087 | S201P-K0,2 | Active | 4016779592215 | 80.99 | 1 | 1 | stuk | S200P | BE31330 | SA (Modulair+Plug&Socket) | stuk | Automaat S200P 1P K0 2 25kA | Disjoncteur S200P 1P K0 2 25kA | Sicherungsautomat S200P 1P K0 2 25kA | MCB S200P 1P K0 2 25kA |  | 5.14
2CDS281001R0101 | S201P-D10 | Active | 4016779591270 | 61.11 | 1 | 1 | stuk | S200P | BE31330 | SA (Modulair+Plug&Socket) | stuk | Automaat S200P 1P D10 25kA | Disjoncteur S200P 1P D10 25kA | Sicherungsautomat S200P 1P D10 25kA | MCB S200P 1P D10 25kA |  | 5.14
2CDS281001R0104 | S201P-C10 | Active | 4016779590259 | 27.97 | 1 | 1 | stuk | S200P | BE31330 | SA (Modulair+Plug&Socket) | stuk | Automaat S200P 1P C10 25kA | Disjoncteur S200P 1P C10 25kA | Sicherungsautomat S200P 1P C10 25kA | MCB S200P 1P C10 25kA |  | 5.14
2CDS281001R0105 | S201P-B10 | Active | 4016779589581 | 43.88 | 1 | 1 | stuk | S200P | BE31330 | SA (Modulair+Plug&Socket) | stuk | Automaat S200P 1P B10 25kA | Disjoncteur S200P 1P B10 25kA | Sicherungsautomat S200P 1P B10 25kA | MCB S200P 1P B10 25kA |  | 5.14
2CDS281001R0117 | S201P-K0,3 | Active | 4016779592222 | 80.99 | 1 | 1 | stuk | S200P | BE31330 | SA (Modulair+Plug&Socket) | stuk | Automaat S200P 1P K0 3 25kA | Disjoncteur S200P 1P K0 3 25kA | Sicherungsautomat S200P 1P K0 3 25kA | MCB S200P 1P K0 3 25kA |  | 5.14
2CDS281001R0131 | S201P-D13 | Active | 4016779591287 | 67.38 | 1 | 1 | stuk | S200P | BE31330 | SA (Modulair+Plug&Socket) | stuk | Automaat S200P 1P D13 25kA | Disjoncteur S200P 1P D13 25kA | Sicherungsautomat S200P 1P D13 25kA | MCB S200P 1P D13 25kA |  | 5.14
2CDS281001R0134 | S201P-C13 | Active | 4016779590266 | 33.51 | 1 | 1 | stuk | S200P | BE31330 | SA (Modulair+Plug&Socket) | stuk | Automaat S200P 1P C13 25kA | Disjoncteur S200P 1P C13 25kA | Sicherungsautomat S200P 1P C13 25kA | MCB S200P 1P C13 25kA |  | 5.14
2CDS281001R0135 | S201P-B13 | Active | 4016779589598 | 43.88 | 1 | 1 | stuk | S200P | BE31330 | SA (Modulair+Plug&Socket) | stuk | Automaat S200P 1P B13 25kA | Disjoncteur S200P 1P B13 25kA | Sicherungsautomat S200P 1P B13 25kA | MCB S200P 1P B13 25kA |  | 5.14
2CDS281001R0157 | S201P-K0,5 | Active | 4016779592239 | 80.99 | 1 | 1 | stuk | S200P | BE31330 | SA (Modulair+Plug&Socket) | stuk | Automaat S200P 1P K0 5 25kA | Disjoncteur S200P 1P K0 5 25kA | Sicherungsautomat S200P 1P K0 5 25kA | MCB S200P 1P K0 5 25kA |  | 5.14
2CDS281001R0158 | S201P-Z0,5 | Active | 4016779593410 | 86.92 | 1 | 1 | stuk | S200P | BE31330 | SA (Modulair+Plug&Socket) | stuk | Automaat S200P 1P Z0 5 25kA | Disjoncteur S200P 1P Z0 5 25kA | Sicherungsautomat S200P 1P Z0 5 25kA | MCB S200P 1P Z0 5 25kA |  | 5.14
2CDS281001R0161 | S201P-D16 | Active | 4016779591294 | 61.11 | 1 | 1 | stuk | S200P | BE31330 | SA (Modulair+Plug&Socket) | stuk | Automaat S200P 1P D16 25kA | Disjoncteur S200P 1P D16 25kA | Sicherungsautomat S200P 1P D16 25kA | MCB S200P 1P D16 25kA |  | 5.14
2CDS281001R0164 | S201P-C16 | Active | 4016779590273 | 27.97 | 1 | 1 | stuk | S200P | BE31330 | SA (Modulair+Plug&Socket) | stuk | Automaat S200P 1P C16 25kA | Disjoncteur S200P 1P C16 25kA | Sicherungsautomat S200P 1P C16 25kA | MCB S200P 1P C16 25kA |  | 5.14
2CDS281001R0165 | S201P-B16 | Active | 4016779589260 | 43.88 | 1 | 1 | stuk | S200P | BE31330 | SA (Modulair+Plug&Socket) | stuk | Automaat S200P 1P B16 25kA | Disjoncteur S200P 1P B16 25kA | Sicherungsautomat S200P 1P B16 25kA | MCB S200P 1P B16 25kA |  | 5.14
2CDS281001R0187 | S201P-K0,75 | Active | 4016779592246 | 80.99 | 1 | 1 | stuk | S200P | BE31330 | SA (Modulair+Plug&Socket) | stuk | Automaat S200P 1P K0 75 25kA | Disjoncteur S200P 1P K0 75 25kA | Sicherungsautomat S200P 1P K0 75 25kA | MCB S200P 1P K0 75 25kA |  | 5.14
2CDS281001R0201 | S201P-D20 | Active | 4016779591300 | 70.39 | 1 | 1 | stuk | S200P | BE31330 | SA (Modulair+Plug&Socket) | stuk | Automaat S200P 1P D20 25kA | Disjoncteur S200P 1P D20 25kA | Sicherungsautomat S200P 1P D20 25kA | MCB S200P 1P D20 25kA |  | 5.14
2CDS281001R0204 | S201P-C20 | Active | 4016779590280 | 32.29 | 1 | 1 | stuk | S200P | BE31330 | SA (Modulair+Plug&Socket) | stuk | Automaat S200P 1P C20 25kA | Disjoncteur S200P 1P C20 25kA | Sicherungsautomat S200P 1P C20 25kA | MCB S200P 1P C20 25kA |  | 5.14
2CDS281001R0205 | S201P-B20 | Active | 4016779589604 | 50.51 | 1 | 1 | stuk | S200P | BE31330 | SA (Modulair+Plug&Socket) | stuk | Automaat S200P 1P B20 25kA | Disjoncteur S200P 1P B20 25kA | Sicherungsautomat S200P 1P B20 25kA | MCB S200P 1P B20 25kA |  | 5.14
2CDS281001R0217 | S201P-K1 | Active | 4016779592253 | 41.1 | 1 | 1 | stuk | S200P | BE31330 | SA (Modulair+Plug&Socket) | stuk | Automaat S200P 1P K1 25kA | Disjoncteur S200P 1P K1 25kA | Sicherungsautomat S200P 1P K1 25kA | MCB S200P 1P K1 25kA |  | 5.14
2CDS281001R0218 | S201P-Z1 | Active | 4016779593427 | 41.81 | 1 | 1 | stuk | S200P | BE31330 | SA (Modulair+Plug&Socket) | stuk | Automaat S200P 1P Z1 25kA | Disjoncteur S200P 1P Z1 25kA | Sicherungsautomat S200P 1P Z1 25kA | MCB S200P 1P Z1 25kA |  | 5.14
2CDS281001R0251 | S201P-D25 | Active | 4016779591317 | 73.41 | 1 | 1 | stuk | S200P | BE31330 | SA (Modulair+Plug&Socket) | stuk | Automaat S200P 1P D25 25kA | Disjoncteur S200P 1P D25 25kA | Sicherungsautomat S200P 1P D25 25kA | MCB S200P 1P D25 25kA |  | 5.14
2CDS281001R0254 | S201P-C25 | Active | 4016779590297 | 33.76 | 1 | 1 | stuk | S200P | BE31330 | SA (Modulair+Plug&Socket) | stuk | Automaat S200P 1P C25 25kA | Disjoncteur S200P 1P C25 25kA | Sicherungsautomat S200P 1P C25 25kA | MCB S200P 1P C25 25kA |  | 5.14
2CDS281001R0255 | S201P-B25 | Active | 4016779589611 | 52.79 | 1 | 1 | stuk | S200P | BE31330 | SA (Modulair+Plug&Socket) | stuk | Automaat S200P 1P B25 25kA | Disjoncteur S200P 1P B25 25kA | Sicherungsautomat S200P 1P B25 25kA | MCB S200P 1P B25 25kA |  | 5.14
2CDS281001R0257 | S201P-K1,6 | Active | 4016779592260 | 41.1 | 1 | 1 | stuk | S200P | BE31330 | SA (Modulair+Plug&Socket) | stuk | Automaat S200P 1P K1 6 25kA | Disjoncteur S200P 1P K1 6 25kA | Sicherungsautomat S200P 1P K1 6 25kA | MCB S200P 1P K1 6 25kA |  | 5.14
2CDS281001R0258 | S201P-Z1,6 | Active | 4016779593434 | 41.81 | 1 | 1 | stuk | S200P | BE31330 | SA (Modulair+Plug&Socket) | stuk | Automaat S200P 1P Z1 6 25kA | Disjoncteur S200P 1P Z1 6 25kA | Sicherungsautomat S200P 1P Z1 6 25kA | MCB S200P 1P Z1 6 25kA |  | 5.14
2CDS281001R0277 | S201P-K2 | Active | 4016779592277 | 41.1 | 1 | 1 | stuk | S200P | BE31330 | SA (Modulair+Plug&Socket) | stuk | Automaat S200P 1P K2 25kA | Disjoncteur S200P 1P K2 25kA | Sicherungsautomat S200P 1P K2 25kA | MCB S200P 1P K2 25kA |  | 5.14
2CDS281001R0278 | S201P-Z2 | Active | 4016779593441 | 41.81 | 1 | 1 | stuk | S200P | BE31330 | SA (Modulair+Plug&Socket) | stuk | Automaat S200P 1P Z2 25kA | Disjoncteur S200P 1P Z2 25kA | Sicherungsautomat S200P 1P Z2 25kA | MCB S200P 1P Z2 25kA |  | 5.14
2CDS281001R0317 | S201P-K3 | Active | 4016779592284 | 41.1 | 1 | 1 | stuk | S200P | BE31330 | SA (Modulair+Plug&Socket) | stuk | Automaat S200P 1P K3 25kA | Disjoncteur S200P 1P K3 25kA | Sicherungsautomat S200P 1P K3 25kA | MCB S200P 1P K3 25kA |  | 5.14
2CDS281001R0318 | S201P-Z3 | Active | 4016779593458 | 41.81 | 1 | 1 | stuk | S200P | BE31330 | SA (Modulair+Plug&Socket) | stuk | Automaat S200P 1P Z3 25kA | Disjoncteur S200P 1P Z3 25kA | Sicherungsautomat S200P 1P Z3 25kA | MCB S200P 1P Z3 25kA |  | 5.14
2CDS281001R0321 | S201P-D32 | Active | 4016779591324 | 76.43 | 1 | 1 | stuk | S200P | BE31330 | SA (Modulair+Plug&Socket) | stuk | Automaat S200P 1P D32 25kA | Disjoncteur S200P 1P D32 25kA | Sicherungsautomat S200P 1P D32 25kA | MCB S200P 1P D32 25kA |  | 5.14
2CDS281001R0324 | S201P-C32 | Active | 4016779590303 | 35.32 | 1 | 1 | stuk | S200P | BE31330 | SA (Modulair+Plug&Socket) | stuk | Automaat S200P 1P C32 25kA | Disjoncteur S200P 1P C32 25kA | Sicherungsautomat S200P 1P C32 25kA | MCB S200P 1P C32 25kA |  | 5.14
2CDS281001R0325 | S201P-B32 | Active | 4016779589628 | 54.85 | 1 | 1 | stuk | S200P | BE31330 | SA (Modulair+Plug&Socket) | stuk | Automaat S200P 1P B32 25kA | Disjoncteur S200P 1P B32 25kA | Sicherungsautomat S200P 1P B32 25kA | MCB S200P 1P B32 25kA |  | 5.14
2CDS281001R0337 | S201P-K4 | Active | 4016779592291 | 41.1 | 1 | 1 | stuk | S200P | BE31330 | SA (Modulair+Plug&Socket) | stuk | Automaat S200P 1P K4 25kA | Disjoncteur S200P 1P K4 25kA | Sicherungsautomat S200P 1P K4 25kA | MCB S200P 1P K4 25kA |  | 5.14
2CDS281001R0338 | S201P-Z4 | Active | 4016779593465 | 41.81 | 1 | 1 | stuk | S200P | BE31330 | SA (Modulair+Plug&Socket) | stuk | Automaat S200P 1P Z4 25kA | Disjoncteur S200P 1P Z4 25kA | Sicherungsautomat S200P 1P Z4 25kA | MCB S200P 1P Z4 25kA |  | 5.14
2CDS281001R0377 | S201P-K6 | Active | 4016779592307 | 39.18 | 1 | 1 | stuk | S200P | BE31330 | SA (Modulair+Plug&Socket) | stuk | Automaat S200P 1P K6 25kA | Disjoncteur S200P 1P K6 25kA | Sicherungsautomat S200P 1P K6 25kA | MCB S200P 1P K6 25kA |  | 5.14
2CDS281001R0378 | S201P-Z6 | Active | 4016779593472 | 41.59 | 1 | 1 | stuk | S200P | BE31330 | SA (Modulair+Plug&Socket) | stuk | Automaat S200P 1P Z6 25kA | Disjoncteur S200P 1P Z6 25kA | Sicherungsautomat S200P 1P Z6 25kA | MCB S200P 1P Z6 25kA |  | 5.14
2CDS281001R0401 | S201P-D40 | Active | 4016779591331 | 79.43 | 1 | 1 | stuk | S200P | BE31330 | SA (Modulair+Plug&Socket) | stuk | Automaat S200P 1P D40 25kA | Disjoncteur S200P 1P D40 25kA | Sicherungsautomat S200P 1P D40 25kA | MCB S200P 1P D40 25kA |  | 5.14
2CDS281001R0404 | S201P-C40 | Active | 4016779590310 | 36.53 | 1 | 1 | stuk | S200P | BE31330 | SA (Modulair+Plug&Socket) | stuk | Automaat S200P 1P C40 25kA | Disjoncteur S200P 1P C40 25kA | Sicherungsautomat S200P 1P C40 25kA | MCB S200P 1P C40 25kA |  | 5.14
2CDS281001R0405 | S201P-B40 | Active | 4016779589635 | 57.26 | 1 | 1 | stuk | S200P | BE31330 | SA (Modulair+Plug&Socket) | stuk | Automaat S200P 1P B40 25kA | Disjoncteur S200P 1P B40 25kA | Sicherungsautomat S200P 1P B40 25kA | MCB S200P 1P B40 25kA |  | 5.14
2CDS281001R0407 | S201P-K8 | Active | 4016779592314 | 80.99 | 1 | 1 | stuk | S200P | BE31330 | SA (Modulair+Plug&Socket) | stuk | Automaat S200P 1P K8 25kA | Disjoncteur S200P 1P K8 25kA | Sicherungsautomat S200P 1P K8 25kA | MCB S200P 1P K8 25kA |  | 5.14
2CDS281001R0408 | S201P-Z8 | Active | 4016779593489 | 41.59 | 1 | 1 | stuk | S200P | BE31330 | SA (Modulair+Plug&Socket) | stuk | Automaat S200P 1P Z8 25kA | Disjoncteur S200P 1P Z8 25kA | Sicherungsautomat S200P 1P Z8 25kA | MCB S200P 1P Z8 25kA |  | 5.14
2CDS281001R0427 | S201P-K10 | Active | 4016779592321 | 33.63 | 1 | 1 | stuk | S200P | BE31330 | SA (Modulair+Plug&Socket) | stuk | Automaat S200P 1P K10 25kA | Disjoncteur S200P 1P K10 25kA | Sicherungsautomat S200P 1P K10 25kA | MCB S200P 1P K10 25kA |  | 5.14
2CDS281001R0428 | S201P-Z10 | Active | 4016779593496 | 34.71 | 1 | 1 | stuk | S200P | BE31330 | SA (Modulair+Plug&Socket) | stuk | Automaat S200P 1P Z10 25kA | Disjoncteur S200P 1P Z10 25kA | Sicherungsautomat S200P 1P Z10 25kA | MCB S200P 1P Z10 25kA |  | 5.14
2CDS281001R0447 | S201P-K13 | Active | 4016779592338 | 67.38 | 1 | 1 | stuk | S200P | BE31330 | SA (Modulair+Plug&Socket) | stuk | Automaat S200P 1P K13 25kA | Disjoncteur S200P 1P K13 25kA | Sicherungsautomat S200P 1P K13 25kA | MCB S200P 1P K13 25kA |  | 5.14
2CDS281001R0467 | S201P-K16 | Active | 4016779592345 | 33.63 | 1 | 1 | stuk | S200P | BE31330 | SA (Modulair+Plug&Socket) | stuk | Automaat S200P 1P K16 25kA | Disjoncteur S200P 1P K16 25kA | Sicherungsautomat S200P 1P K16 25kA | MCB S200P 1P K16 25kA |  | 5.14
2CDS281001R0468 | S201P-Z16 | Active | 4016779593502 | 34.71 | 1 | 1 | stuk | S200P | BE31330 | SA (Modulair+Plug&Socket) | stuk | Automaat S200P 1P Z16 25kA | Disjoncteur S200P 1P Z16 25kA | Sicherungsautomat S200P 1P Z16 25kA | MCB S200P 1P Z16 25kA |  | 5.14
2CDS281001R0487 | S201P-K20 | Active | 4016779592352 | 39.67 | 1 | 1 | stuk | S200P | BE31330 | SA (Modulair+Plug&Socket) | stuk | Automaat S200P 1P K20 25kA | Disjoncteur S200P 1P K20 25kA | Sicherungsautomat S200P 1P K20 25kA | MCB S200P 1P K20 25kA |  | 5.14
2CDS281001R0488 | S201P-Z20 | Active | 4016779593519 | 39.9 | 1 | 1 | stuk | S200P | BE31330 | SA (Modulair+Plug&Socket) | stuk | Automaat S200P 1P Z20 25kA | Disjoncteur S200P 1P Z20 25kA | Sicherungsautomat S200P 1P Z20 25kA | MCB S200P 1P Z20 25kA |  | 5.14
2CDS281001R0501 | S201P-D50 | Active | 4016779591348 | 91.84 | 1 | 1 | stuk | S200P | BE31330 | SA (Modulair+Plug&Socket) | stuk | Automaat S200P 1P D50 25kA | Disjoncteur S200P 1P D50 25kA | Sicherungsautomat S200P 1P D50 25kA | MCB S200P 1P D50 25kA |  | 5.14
2CDS281001R0504 | S201P-C50 | Active | 4016779590327 | 41.96 | 1 | 1 | stuk | S200P | BE31330 | SA (Modulair+Plug&Socket) | stuk | Automaat S200P 1P C50 25kA | Disjoncteur S200P 1P C50 25kA | Sicherungsautomat S200P 1P C50 25kA | MCB S200P 1P C50 25kA |  | 5.14
2CDS281001R0505 | S201P-B50 | Active | 4016779589659 | 66.06 | 1 | 1 | stuk | S200P | BE31330 | SA (Modulair+Plug&Socket) | stuk | Automaat S200P 1P B50 25kA | Disjoncteur S200P 1P B50 25kA | Sicherungsautomat S200P 1P B50 25kA | MCB S200P 1P B50 25kA |  | 5.14
2CDS281001R0517 | S201P-K25 | Active | 4016779592369 | 41.36 | 1 | 1 | stuk | S200P | BE31330 | SA (Modulair+Plug&Socket) | stuk | Automaat S200P 1P K25 25kA | Disjoncteur S200P 1P K25 25kA | Sicherungsautomat S200P 1P K25 25kA | MCB S200P 1P K25 25kA |  | 5.14
2CDS281001R0518 | S201P-Z25 | Active | 4016779593526 | 41.59 | 1 | 1 | stuk | S200P | BE31330 | SA (Modulair+Plug&Socket) | stuk | Automaat S200P 1P Z25 25kA | Disjoncteur S200P 1P Z25 25kA | Sicherungsautomat S200P 1P Z25 25kA | MCB S200P 1P Z25 25kA |  | 5.14
2CDS281001R0537 | S201P-K32 | Active | 4016779592376 | 43.03 | 1 | 1 | stuk | S200P | BE31330 | SA (Modulair+Plug&Socket) | stuk | Automaat S200P 1P K32 25kA | Disjoncteur S200P 1P K32 25kA | Sicherungsautomat S200P 1P K32 25kA | MCB S200P 1P K32 25kA |  | 5.14
2CDS281001R0538 | S201P-Z32 | Active | 4016779593533 | 43.75 | 1 | 1 | stuk | S200P | BE31330 | SA (Modulair+Plug&Socket) | stuk | Automaat S200P 1P Z32 25kA | Disjoncteur S200P 1P Z32 25kA | Sicherungsautomat S200P 1P Z32 25kA | MCB S200P 1P Z32 25kA |  | 5.14
2CDS281001R0557 | S201P-K40 | Active | 4016779592383 | 44.72 | 1 | 1 | stuk | S200P | BE31330 | SA (Modulair+Plug&Socket) | stuk | Automaat S200P 1P K40 25kA | Disjoncteur S200P 1P K40 25kA | Sicherungsautomat S200P 1P K40 25kA | MCB S200P 1P K40 25kA |  | 5.14
2CDS281001R0558 | S201P-Z40 | Active | 4016779593540 | 45.08 | 1 | 1 | stuk | S200P | BE31330 | SA (Modulair+Plug&Socket) | stuk | Automaat S200P 1P Z40 25kA | Disjoncteur S200P 1P Z40 25kA | Sicherungsautomat S200P 1P Z40 25kA | MCB S200P 1P Z40 25kA |  | 5.14
2CDS281001R0577 | S201P-K50 | Active | 4016779592390 | 51.6 | 1 | 1 | stuk | S200P | BE31330 | SA (Modulair+Plug&Socket) | stuk | Automaat S200P 1P K50 25kA | Disjoncteur S200P 1P K50 25kA | Sicherungsautomat S200P 1P K50 25kA | MCB S200P 1P K50 25kA |  | 5.14
2CDS281001R0578 | S201P-Z50 | Active | 4016779593557 | 108.36 | 1 | 1 | stuk | S200P | BE31330 | SA (Modulair+Plug&Socket) | stuk | Automaat S200P 1P Z50 25kA | Disjoncteur S200P 1P Z50 25kA | Sicherungsautomat S200P 1P Z50 25kA | MCB S200P 1P Z50 25kA |  | 5.14
2CDS281001R0607 | S201P-K63 | Active | 4016779592406 | 58.45 | 1 | 1 | stuk | S200P | BE31330 | SA (Modulair+Plug&Socket) | stuk | Automaat S200P 1P K63 25kA | Disjoncteur S200P 1P K63 25kA | Sicherungsautomat S200P 1P K63 25kA | MCB S200P 1P K63 25kA |  | 5.14
2CDS281001R0608 | S201P-Z63 | Active | 4016779593564 | 122.94 | 1 | 1 | stuk | S200P | BE31330 | SA (Modulair+Plug&Socket) | stuk | Automaat S200P 1P Z63 25kA | Disjoncteur S200P 1P Z63 25kA | Sicherungsautomat S200P 1P Z63 25kA | MCB S200P 1P Z63 25kA |  | 5.14
2CDS281001R0631 | S201P-D63 | Active | 4016779591355 | 103.9 | 1 | 1 | stuk | S200P | BE31330 | SA (Modulair+Plug&Socket) | stuk | Automaat S200P 1P D63 25kA | Disjoncteur S200P 1P D63 25kA | Sicherungsautomat S200P 1P D63 25kA | MCB S200P 1P D63 25kA |  | 5.14
2CDS281001R0634 | S201P-C63 | Active | 4016779590334 | 47.61 | 1 | 1 | stuk | S200P | BE31330 | SA (Modulair+Plug&Socket) | stuk | Automaat S200P 1P C63 25kA | Disjoncteur S200P 1P C63 25kA | Sicherungsautomat S200P 1P C63 25kA | MCB S200P 1P C63 25kA |  | 5.14
2CDS281001R0635 | S201P-B63 | Active | 4016779589666 | 74.84 | 1 | 1 | stuk | S200P | BE31330 | SA (Modulair+Plug&Socket) | stuk | Automaat S200P 1P B63 25kA | Disjoncteur S200P 1P B63 25kA | Sicherungsautomat S200P 1P B63 25kA | MCB S200P 1P B63 25kA |  | 5.14
2CDS281001R0971 | S201P-D1,6 | Active | 4016779591218 | 80.99 | 1 | 1 | stuk | S200P | BE31330 | SA (Modulair+Plug&Socket) | stuk | Automaat S200P 1P D1 6 25kA | Disjoncteur S200P 1P D1 6 25kA | Sicherungsautomat S200P 1P D1 6 25kA | MCB S200P 1P D1 6 25kA |  | 5.14
2CDS281001R0974 | S201P-C1,6 | Active | 4016779590198 | 37.49 | 1 | 1 | stuk | S200P | BE31330 | SA (Modulair+Plug&Socket) | stuk | Automaat S200P 1P C1 6 25kA | Disjoncteur S200P 1P C1 6 25kA | Sicherungsautomat S200P 1P C1 6 25kA | MCB S200P 1P C1 6 25kA |  | 5.14
2CDS281001R0981 | S201P-D0,5 | Active | 4016779591195 | 80.99 | 1 | 1 | stuk | S200P | BE31330 | SA (Modulair+Plug&Socket) | stuk | Automaat S200P 1P D0 5 25kA | Disjoncteur S200P 1P D0 5 25kA | Sicherungsautomat S200P 1P D0 5 25kA | MCB S200P 1P D0 5 25kA |  | 5.14
2CDS281001R0984 | S201P-C0,5 | Active | 4016779590174 | 33.51 | 1 | 1 | stuk | S200P | BE31330 | SA (Modulair+Plug&Socket) | stuk | Automaat S200P 1P C0 5 25kA | Disjoncteur S200P 1P C0 5 25kA | Sicherungsautomat S200P 1P C0 5 25kA | MCB S200P 1P C0 5 25kA |  | 5.14
2CDS281103R0011 | S201P-D1NA | Active | 4016779591881 | 144.15 | 1 | 1 | stuk | S200P | BE31330 | SA (Modulair+Plug&Socket) | stuk | Automaat S200P 1P+N D1 25kA NA | Disjoncteur S200P 1P+N D1 25kA NA | Sicherungsautomat S200P 1P+N D1 25kA NA | MCB S200P 1P+N D1 25kA NA |  | 5.14
2CDS281103R0014 | S201P-C1NA | Active | 4016779590860 | 88.86 | 1 | 1 | stuk | S200P | BE31330 | SA (Modulair+Plug&Socket) | stuk | Automaat S200P 1P+N C1 25kA NA | Disjoncteur S200P 1P+N C1 25kA NA | Sicherungsautomat S200P 1P+N C1 25kA NA | MCB S200P 1P+N C1 25kA NA |  | 5.14
2CDS281103R0021 | S201P-D2NA | Active | 4016779591904 | 144.15 | 1 | 1 | stuk | S200P | BE31330 | SA (Modulair+Plug&Socket) | stuk | Automaat S200P 1P+N D2 25kA NA | Disjoncteur S200P 1P+N D2 25kA NA | Sicherungsautomat S200P 1P+N D2 25kA NA | MCB S200P 1P+N D2 25kA NA |  | 5.14
2CDS281103R0024 | S201P-C2NA | Active | 4016779590884 | 88.86 | 1 | 1 | stuk | S200P | BE31330 | SA (Modulair+Plug&Socket) | stuk | Automaat S200P 1P+N C2 25kA NA | Disjoncteur S200P 1P+N C2 25kA NA | Sicherungsautomat S200P 1P+N C2 25kA NA | MCB S200P 1P+N C2 25kA NA |  | 5.14
2CDS281103R0031 | S201P-D3NA | Active | 4016779591911 | 144.15 | 1 | 1 | stuk | S200P | BE31330 | SA (Modulair+Plug&Socket) | stuk | Automaat S200P 1P+N D3 25kA NA | Disjoncteur S200P 1P+N D3 25kA NA | Sicherungsautomat S200P 1P+N D3 25kA NA | MCB S200P 1P+N D3 25kA NA |  | 5.14
2CDS281103R0034 | S201P-C3NA | Active | 4016779590891 | 88.86 | 1 | 1 | stuk | S200P | BE31330 | SA (Modulair+Plug&Socket) | stuk | Automaat S200P 1P+N C3 25kA NA | Disjoncteur S200P 1P+N C3 25kA NA | Sicherungsautomat S200P 1P+N C3 25kA NA | MCB S200P 1P+N C3 25kA NA |  | 5.14
2CDS281103R0041 | S201P-D4NA | Active | 4016779591928 | 144.15 | 1 | 1 | stuk | S200P | BE31330 | SA (Modulair+Plug&Socket) | stuk | Automaat S200P 1P+N D4 25kA NA | Disjoncteur S200P 1P+N D4 25kA NA | Sicherungsautomat S200P 1P+N D4 25kA NA | MCB S200P 1P+N D4 25kA NA |  | 5.14
2CDS281103R0044 | S201P-C4NA | Active | 4016779590907 | 88.86 | 1 | 1 | stuk | S200P | BE31330 | SA (Modulair+Plug&Socket) | stuk | Automaat S200P 1P+N C4 25kA NA | Disjoncteur S200P 1P+N C4 25kA NA | Sicherungsautomat S200P 1P+N C4 25kA NA | MCB S200P 1P+N C4 25kA NA |  | 5.14
2CDS281103R0061 | S201P-D6NA | Active | 4016779591935 | 144.15 | 1 | 1 | stuk | S200P | BE31330 | SA (Modulair+Plug&Socket) | stuk | Automaat S200P 1P+N D6 25kA NA | Disjoncteur S200P 1P+N D6 25kA NA | Sicherungsautomat S200P 1P+N D6 25kA NA | MCB S200P 1P+N D6 25kA NA |  | 5.14
2CDS281103R0064 | S201P-C6NA | Active | 4016779590914 | 88.86 | 1 | 1 | stuk | S200P | BE31330 | SA (Modulair+Plug&Socket) | stuk | Automaat S200P 1P+N C6 25kA NA | Disjoncteur S200P 1P+N C6 25kA NA | Sicherungsautomat S200P 1P+N C6 25kA NA | MCB S200P 1P+N C6 25kA NA |  | 5.14
2CDS281103R0065 | S201P-B6NA | Active | 4016779589970 | 100.56 | 1 | 1 | stuk | S200P | BE31330 | SA (Modulair+Plug&Socket) | stuk | Automaat S200P 1P+N B6 25kA NA | Disjoncteur S200P 1P+N B6 25kA NA | Sicherungsautomat S200P 1P+N B6 25kA NA | MCB S200P 1P+N B6 25kA NA |  | 5.14
2CDS281103R0081 | S201P-D8NA | Active | 4016779591942 | 144.15 | 1 | 1 | stuk | S200P | BE31330 | SA (Modulair+Plug&Socket) | stuk | Automaat S200P 1P+N D8 25kA NA | Disjoncteur S200P 1P+N D8 25kA NA | Sicherungsautomat S200P 1P+N D8 25kA NA | MCB S200P 1P+N D8 25kA NA |  | 5.14
2CDS281103R0084 | S201P-C8NA | Active | 4016779590921 | 88.86 | 1 | 1 | stuk | S200P | BE31330 | SA (Modulair+Plug&Socket) | stuk | Automaat S200P 1P+N C8 25kA NA | Disjoncteur S200P 1P+N C8 25kA NA | Sicherungsautomat S200P 1P+N C8 25kA NA | MCB S200P 1P+N C8 25kA NA |  | 5.14
2CDS281103R0087 | S201P-K0,2NA | Active | 4016779593014 | 144.15 | 1 | 1 | stuk | S200P | BE31330 | SA (Modulair+Plug&Socket) | stuk | Automaat S200P 1P+N K0 2 25kA NA | Disjoncteur S200P 1P+N K0 2 25kA NA | Sicherungsautomat S200P 1P+N K0 2 25kA NA | MCB S200P 1P+N K0 2 25kA NA |  | 5.14
2CDS281103R0101 | S201P-D10NA | Active | 4016779591959 | 120.53 | 1 | 1 | stuk | S200P | BE31330 | SA (Modulair+Plug&Socket) | stuk | Automaat S200P 1P+N D10 25kA NA | Disjoncteur S200P 1P+N D10 25kA NA | Sicherungsautomat S200P 1P+N D10 25kA NA | MCB S200P 1P+N D10 25kA NA |  | 5.14
2CDS281103R0104 | S201P-C10NA | Active | 4016779590938 | 73.98 | 1 | 1 | stuk | S200P | BE31330 | SA (Modulair+Plug&Socket) | stuk | Automaat S200P 1P+N C10 25kA NA | Disjoncteur S200P 1P+N C10 25kA NA | Sicherungsautomat S200P 1P+N C10 25kA NA | MCB S200P 1P+N C10 25kA NA |  | 5.14
2CDS281103R0105 | S201P-B10NA | Active | 4016779589987 | 83.66 | 1 | 1 | stuk | S200P | BE31330 | SA (Modulair+Plug&Socket) | stuk | Automaat S200P 1P+N B10 25kA NA | Disjoncteur S200P 1P+N B10 25kA NA | Sicherungsautomat S200P 1P+N B10 25kA NA | MCB S200P 1P+N B10 25kA NA |  | 5.14
2CDS281103R0117 | S201P-K0,3NA | Active | 4016779593021 | 144.15 | 1 | 1 | stuk | S200P | BE31330 | SA (Modulair+Plug&Socket) | stuk | Automaat S200P 1P+N K0 3 25kA NA | Disjoncteur S200P 1P+N K0 3 25kA NA | Sicherungsautomat S200P 1P+N K0 3 25kA NA | MCB S200P 1P+N K0 3 25kA NA |  | 5.14
2CDS281103R0131 | S201P-D13NA | Active | 4016779591966 | 120.53 | 1 | 1 | stuk | S200P | BE31330 | SA (Modulair+Plug&Socket) | stuk | Automaat S200P 1P+N D13 25kA NA | Disjoncteur S200P 1P+N D13 25kA NA | Sicherungsautomat S200P 1P+N D13 25kA NA | MCB S200P 1P+N D13 25kA NA |  | 5.14
2CDS281103R0134 | S201P-C13NA | Active | 4016779590945 | 73.98 | 1 | 1 | stuk | S200P | BE31330 | SA (Modulair+Plug&Socket) | stuk | Automaat S200P 1P+N C13 25kA NA | Disjoncteur S200P 1P+N C13 25kA NA | Sicherungsautomat S200P 1P+N C13 25kA NA | MCB S200P 1P+N C13 25kA NA |  | 5.14
2CDS281103R0135 | S201P-B13NA | Active | 4016779589994 | 92.3 | 1 | 1 | stuk | S200P | BE31330 | SA (Modulair+Plug&Socket) | stuk | Automaat S200P 1P+N B13 25kA NA | Disjoncteur S200P 1P+N B13 25kA NA | Sicherungsautomat S200P 1P+N B13 25kA NA | MCB S200P 1P+N B13 25kA NA |  | 5.14
2CDS281103R0157 | S201P-K0,5NA | Active | 4016779593038 | 144.15 | 1 | 1 | stuk | S200P | BE31330 | SA (Modulair+Plug&Socket) | stuk | Automaat S200P 1P+N K0 5 25kA NA | Disjoncteur S200P 1P+N K0 5 25kA NA | Sicherungsautomat S200P 1P+N K0 5 25kA NA | MCB S200P 1P+N K0 5 25kA NA |  | 5.14
2CDS281103R0158 | S201P-Z0,5NA | Active | 4016779594059 | 141.79 | 1 | 1 | stuk | S200P | BE31330 | SA (Modulair+Plug&Socket) | stuk | Automaat S200P 1P+N Z0 5 25kA NA | Disjoncteur S200P 1P+N Z0 5 25kA NA | Sicherungsautomat S200P 1P+N Z0 5 25kA NA | MCB S200P 1P+N Z0 5 25kA NA |  | 5.14
2CDS281103R0161 | S201P-D16NA | Active | 4016779591973 | 120.53 | 1 | 1 | stuk | S200P | BE31330 | SA (Modulair+Plug&Socket) | stuk | Automaat S200P 1P+N D16 25kA NA | Disjoncteur S200P 1P+N D16 25kA NA | Sicherungsautomat S200P 1P+N D16 25kA NA | MCB S200P 1P+N D16 25kA NA |  | 5.14
2CDS281103R0164 | S201P-C16NA | Active | 4016779590952 | 73.98 | 1 | 1 | stuk | S200P | BE31330 | SA (Modulair+Plug&Socket) | stuk | Automaat S200P 1P+N C16 25kA NA | Disjoncteur S200P 1P+N C16 25kA NA | Sicherungsautomat S200P 1P+N C16 25kA NA | MCB S200P 1P+N C16 25kA NA |  | 5.14
2CDS281103R0165 | S201P-B16NA | Active | 4016779590006 | 83.66 | 1 | 1 | stuk | S200P | BE31330 | SA (Modulair+Plug&Socket) | stuk | Automaat S200P 1P+N B16 25kA NA | Disjoncteur S200P 1P+N B16 25kA NA | Sicherungsautomat S200P 1P+N B16 25kA NA | MCB S200P 1P+N B16 25kA NA |  | 5.14
2CDS281103R0187 | S201P-K0,75NA | Active | 4016779593045 | 144.15 | 1 | 1 | stuk | S200P | BE31330 | SA (Modulair+Plug&Socket) | stuk | Automaat S200P 1P+N K0 75 25kA NA | Disjoncteur S200P 1P+N K0 75 25kA NA | Sicherungsautomat S200P 1P+N K0 75 25kA NA | MCB S200P 1P+N K0 75 25kA NA |  | 5.14
2CDS281103R0201 | S201P-D20NA | Active | 4016779591980 | 138.25 | 1 | 1 | stuk | S200P | BE31330 | SA (Modulair+Plug&Socket) | stuk | Automaat S200P 1P+N D20 25kA NA | Disjoncteur S200P 1P+N D20 25kA NA | Sicherungsautomat S200P 1P+N D20 25kA NA | MCB S200P 1P+N D20 25kA NA |  | 5.14
2CDS281103R0204 | S201P-C20NA | Active | 4016779590969 | 85.32 | 1 | 1 | stuk | S200P | BE31330 | SA (Modulair+Plug&Socket) | stuk | Automaat S200P 1P+N C20 25kA NA | Disjoncteur S200P 1P+N C20 25kA NA | Sicherungsautomat S200P 1P+N C20 25kA NA | MCB S200P 1P+N C20 25kA NA |  | 5.14
2CDS281103R0205 | S201P-B20NA | Active | 4016779590013 | 96.32 | 1 | 1 | stuk | S200P | BE31330 | SA (Modulair+Plug&Socket) | stuk | Automaat S200P 1P+N B20 25kA NA | Disjoncteur S200P 1P+N B20 25kA NA | Sicherungsautomat S200P 1P+N B20 25kA NA | MCB S200P 1P+N B20 25kA NA |  | 5.14
2CDS281103R0217 | S201P-K1NA | Active | 4016779593052 | 190.25 | 1 | 1 | stuk | S200P | BE31330 | SA (Modulair+Plug&Socket) | stuk | Automaat S200P 1P+N K1 25kA NA | Disjoncteur S200P 1P+N K1 25kA NA | Sicherungsautomat S200P 1P+N K1 25kA NA | MCB S200P 1P+N K1 25kA NA |  | 5.14
2CDS281103R0218 | S201P-Z1NA | Active | 4016779594066 | 108.6 | 1 | 1 | stuk | S200P | BE31330 | SA (Modulair+Plug&Socket) | stuk | Automaat S200P 1P+N Z1 25kA NA | Disjoncteur S200P 1P+N Z1 25kA NA | Sicherungsautomat S200P 1P+N Z1 25kA NA | MCB S200P 1P+N Z1 25kA NA |  | 5.14
2CDS281103R0251 | S201P-D25NA | Active | 4016779591997 | 144.15 | 1 | 1 | stuk | S200P | BE31330 | SA (Modulair+Plug&Socket) | stuk | Automaat S200P 1P+N D25 25kA NA | Disjoncteur S200P 1P+N D25 25kA NA | Sicherungsautomat S200P 1P+N D25 25kA NA | MCB S200P 1P+N D25 25kA NA |  | 5.14
2CDS281103R0254 | S201P-C25NA | Active | 4016779590976 | 88.86 | 1 | 1 | stuk | S200P | BE31330 | SA (Modulair+Plug&Socket) | stuk | Automaat S200P 1P+N C25 25kA NA | Disjoncteur S200P 1P+N C25 25kA NA | Sicherungsautomat S200P 1P+N C25 25kA NA | MCB S200P 1P+N C25 25kA NA |  | 5.14
2CDS281103R0255 | S201P-B25NA | Active | 4016779590020 | 100.56 | 1 | 1 | stuk | S200P | BE31330 | SA (Modulair+Plug&Socket) | stuk | Automaat S200P 1P+N B25 25kA NA | Disjoncteur S200P 1P+N B25 25kA NA | Sicherungsautomat S200P 1P+N B25 25kA NA | MCB S200P 1P+N B25 25kA NA |  | 5.14
2CDS281103R0257 | S201P-K1,6NA | Active | 4016779593069 | 190.25 | 1 | 1 | stuk | S200P | BE31330 | SA (Modulair+Plug&Socket) | stuk | Automaat S200P 1P+N K1 6 25kA NA | Disjoncteur S200P 1P+N K1 6 25kA NA | Sicherungsautomat S200P 1P+N K1 6 25kA NA | MCB S200P 1P+N K1 6 25kA NA |  | 5.14
2CDS281103R0258 | S201P-Z1,6NA | Active | 4016779594073 | 108.6 | 1 | 1 | stuk | S200P | BE31330 | SA (Modulair+Plug&Socket) | stuk | Automaat S200P 1P+N Z1 6 25kA NA | Disjoncteur S200P 1P+N Z1 6 25kA NA | Sicherungsautomat S200P 1P+N Z1 6 25kA NA | MCB S200P 1P+N Z1 6 25kA NA |  | 5.14
2CDS281103R0277 | S201P-K2NA | Active | 4016779593076 | 190.25 | 1 | 1 | stuk | S200P | BE31330 | SA (Modulair+Plug&Socket) | stuk | Automaat S200P 1P+N K2 25kA NA | Disjoncteur S200P 1P+N K2 25kA NA | Sicherungsautomat S200P 1P+N K2 25kA NA | MCB S200P 1P+N K2 25kA NA |  | 5.14
2CDS281103R0278 | S201P-Z2NA | Active | 4016779594080 | 108.6 | 1 | 1 | stuk | S200P | BE31330 | SA (Modulair+Plug&Socket) | stuk | Automaat S200P 1P+N Z2 25kA NA | Disjoncteur S200P 1P+N Z2 25kA NA | Sicherungsautomat S200P 1P+N Z2 25kA NA | MCB S200P 1P+N Z2 25kA NA |  | 5.14
2CDS281103R0317 | S201P-K3NA | Active | 4016779593083 | 190.25 | 1 | 1 | stuk | S200P | BE31330 | SA (Modulair+Plug&Socket) | stuk | Automaat S200P 1P+N K3 25kA NA | Disjoncteur S200P 1P+N K3 25kA NA | Sicherungsautomat S200P 1P+N K3 25kA NA | MCB S200P 1P+N K3 25kA NA |  | 5.14
2CDS281103R0318 | S201P-Z3NA | Active | 4016779594097 | 108.6 | 1 | 1 | stuk | S200P | BE31330 | SA (Modulair+Plug&Socket) | stuk | Automaat S200P 1P+N Z3 25kA NA | Disjoncteur S200P 1P+N Z3 25kA NA | Sicherungsautomat S200P 1P+N Z3 25kA NA | MCB S200P 1P+N Z3 25kA NA |  | 5.14
2CDS281103R0321 | S201P-D32NA | Active | 4016779592000 | 148.9 | 1 | 1 | stuk | S200P | BE31330 | SA (Modulair+Plug&Socket) | stuk | Automaat S200P 1P+N D32 25kA NA | Disjoncteur S200P 1P+N D32 25kA NA | Sicherungsautomat S200P 1P+N D32 25kA NA | MCB S200P 1P+N D32 25kA NA |  | 5.14
2CDS281103R0324 | S201P-C32NA | Active | 4016779590983 | 92.53 | 1 | 1 | stuk | S200P | BE31330 | SA (Modulair+Plug&Socket) | stuk | Automaat S200P 1P+N C32 25kA NA | Disjoncteur S200P 1P+N C32 25kA NA | Sicherungsautomat S200P 1P+N C32 25kA NA | MCB S200P 1P+N C32 25kA NA |  | 5.14
2CDS281103R0325 | S201P-B32NA | Active | 4016779590037 | 104.58 | 1 | 1 | stuk | S200P | BE31330 | SA (Modulair+Plug&Socket) | stuk | Automaat S200P 1P+N B32 25kA NA | Disjoncteur S200P 1P+N B32 25kA NA | Sicherungsautomat S200P 1P+N B32 25kA NA | MCB S200P 1P+N B32 25kA NA |  | 5.14
2CDS281103R0337 | S201P-K4NA | Active | 4016779593090 | 213.89 | 1 | 1 | stuk | S200P | BE31330 | SA (Modulair+Plug&Socket) | stuk | Automaat S200P 1P+N K4 25kA NA | Disjoncteur S200P 1P+N K4 25kA NA | Sicherungsautomat S200P 1P+N K4 25kA NA | MCB S200P 1P+N K4 25kA NA |  | 5.14
2CDS281103R0338 | S201P-Z4NA | Active | 4016779594103 | 108.6 | 1 | 1 | stuk | S200P | BE31330 | SA (Modulair+Plug&Socket) | stuk | Automaat S200P 1P+N Z4 25kA NA | Disjoncteur S200P 1P+N Z4 25kA NA | Sicherungsautomat S200P 1P+N Z4 25kA NA | MCB S200P 1P+N Z4 25kA NA |  | 5.14
2CDS281103R0377 | S201P-K6NA | Active | 4016779593106 | 211.52 | 1 | 1 | stuk | S200P | BE31330 | SA (Modulair+Plug&Socket) | stuk | Automaat S200P 1P+N K6 25kA NA | Disjoncteur S200P 1P+N K6 25kA NA | Sicherungsautomat S200P 1P+N K6 25kA NA | MCB S200P 1P+N K6 25kA NA |  | 5.14
2CDS281103R0378 | S201P-Z6NA | Active | 4016779594110 | 108.6 | 1 | 1 | stuk | S200P | BE31330 | SA (Modulair+Plug&Socket) | stuk | Automaat S200P 1P+N Z6 25kA NA | Disjoncteur S200P 1P+N Z6 25kA NA | Sicherungsautomat S200P 1P+N Z6 25kA NA | MCB S200P 1P+N Z6 25kA NA |  | 5.14
2CDS281103R0401 | S201P-D40NA | Active | 4016779592017 | 155.98 | 1 | 1 | stuk | S200P | BE31330 | SA (Modulair+Plug&Socket) | stuk | Automaat S200P 1P+N D40 25kA NA | Disjoncteur S200P 1P+N D40 25kA NA | Sicherungsautomat S200P 1P+N D40 25kA NA | MCB S200P 1P+N D40 25kA NA |  | 5.14
2CDS281103R0404 | S201P-C40NA | Active | 4016779590990 | 96.43 | 1 | 1 | stuk | S200P | BE31330 | SA (Modulair+Plug&Socket) | stuk | Automaat S200P 1P+N C40 25kA NA | Disjoncteur S200P 1P+N C40 25kA NA | Sicherungsautomat S200P 1P+N C40 25kA NA | MCB S200P 1P+N C40 25kA NA |  | 5.14
2CDS281103R0405 | S201P-B40NA | Active | 4016779590044 | 105.88 | 1 | 1 | stuk | S200P | BE31330 | SA (Modulair+Plug&Socket) | stuk | Automaat S200P 1P+N B40 25kA NA | Disjoncteur S200P 1P+N B40 25kA NA | Sicherungsautomat S200P 1P+N B40 25kA NA | MCB S200P 1P+N B40 25kA NA |  | 5.14
2CDS281103R0407 | S201P-K8NA | Active | 4016779593113 | 144.15 | 1 | 1 | stuk | S200P | BE31330 | SA (Modulair+Plug&Socket) | stuk | Automaat S200P 1P+N K8 25kA NA | Disjoncteur S200P 1P+N K8 25kA NA | Sicherungsautomat S200P 1P+N K8 25kA NA | MCB S200P 1P+N K8 25kA NA |  | 5.14
2CDS281103R0408 | S201P-Z8NA | Active | 4016779594127 | 108.6 | 1 | 1 | stuk | S200P | BE31330 | SA (Modulair+Plug&Socket) | stuk | Automaat S200P 1P+N Z8 25kA NA | Disjoncteur S200P 1P+N Z8 25kA NA | Sicherungsautomat S200P 1P+N Z8 25kA NA | MCB S200P 1P+N Z8 25kA NA |  | 5.14
2CDS281103R0427 | S201P-K10NA | Active | 4016779593120 | 145.33 | 1 | 1 | stuk | S200P | BE31330 | SA (Modulair+Plug&Socket) | stuk | Automaat S200P 1P+N K10 25kA NA | Disjoncteur S200P 1P+N K10 25kA NA | Sicherungsautomat S200P 1P+N K10 25kA NA | MCB S200P 1P+N K10 25kA NA |  | 5.14
2CDS281103R0428 | S201P-Z10NA | Active | 4016779594134 | 94.42 | 1 | 1 | stuk | S200P | BE31330 | SA (Modulair+Plug&Socket) | stuk | Automaat S200P 1P+N Z10 25kA NA | Disjoncteur S200P 1P+N Z10 25kA NA | Sicherungsautomat S200P 1P+N Z10 25kA NA | MCB S200P 1P+N Z10 25kA NA |  | 5.14
2CDS281103R0447 | S201P-K13NA | Active | 4016779593137 | 120.53 | 1 | 1 | stuk | S200P | BE31330 | SA (Modulair+Plug&Socket) | stuk | Automaat S200P 1P+N K13 25kA NA | Disjoncteur S200P 1P+N K13 25kA NA | Sicherungsautomat S200P 1P+N K13 25kA NA | MCB S200P 1P+N K13 25kA NA |  | 5.14
2CDS281103R0467 | S201P-K16NA | Active | 4016779593144 | 145.33 | 1 | 1 | stuk | S200P | BE31330 | SA (Modulair+Plug&Socket) | stuk | Automaat S200P 1P+N K16 25kA NA | Disjoncteur S200P 1P+N K16 25kA NA | Sicherungsautomat S200P 1P+N K16 25kA NA | MCB S200P 1P+N K16 25kA NA |  | 5.14
2CDS281103R0468 | S201P-Z16NA | Active | 4016779594141 | 94.42 | 1 | 1 | stuk | S200P | BE31330 | SA (Modulair+Plug&Socket) | stuk | Automaat S200P 1P+N Z16 25kA NA | Disjoncteur S200P 1P+N Z16 25kA NA | Sicherungsautomat S200P 1P+N Z16 25kA NA | MCB S200P 1P+N Z16 25kA NA |  | 5.14
2CDS281103R0487 | S201P-K20NA | Active | 4016779593151 | 181.98 | 1 | 1 | stuk | S200P | BE31330 | SA (Modulair+Plug&Socket) | stuk | Automaat S200P 1P+N K20 25kA NA | Disjoncteur S200P 1P+N K20 25kA NA | Sicherungsautomat S200P 1P+N K20 25kA NA | MCB S200P 1P+N K20 25kA NA |  | 5.14
2CDS281103R0488 | S201P-Z20NA | Active | 4016779594158 | 101.16 | 1 | 1 | stuk | S200P | BE31330 | SA (Modulair+Plug&Socket) | stuk | Automaat S200P 1P+N Z20 25kA NA | Disjoncteur S200P 1P+N Z20 25kA NA | Sicherungsautomat S200P 1P+N Z20 25kA NA | MCB S200P 1P+N Z20 25kA NA |  | 5.14
2CDS281103R0501 | S201P-D50NA | Active | 4016779592024 | 179.61 | 1 | 1 | stuk | S200P | BE31330 | SA (Modulair+Plug&Socket) | stuk | Automaat S200P 1P+N D50 25kA NA | Disjoncteur S200P 1P+N D50 25kA NA | Sicherungsautomat S200P 1P+N D50 25kA NA | MCB S200P 1P+N D50 25kA NA |  | 5.14
2CDS281103R0504 | S201P-C50NA | Active | 4016779591003 | 111.31 | 1 | 1 | stuk | S200P | BE31330 | SA (Modulair+Plug&Socket) | stuk | Automaat S200P 1P+N C50 25kA NA | Disjoncteur S200P 1P+N C50 25kA NA | Sicherungsautomat S200P 1P+N C50 25kA NA | MCB S200P 1P+N C50 25kA NA |  | 5.14
2CDS281103R0505 | S201P-B50NA | Active | 4016779590051 | 126.43 | 1 | 1 | stuk | S200P | BE31330 | SA (Modulair+Plug&Socket) | stuk | Automaat S200P 1P+N B50 25kA NA | Disjoncteur S200P 1P+N B50 25kA NA | Sicherungsautomat S200P 1P+N B50 25kA NA | MCB S200P 1P+N B50 25kA NA |  | 5.14
2CDS281103R0517 | S201P-K25NA | Active | 4016779593168 | 189.06 | 1 | 1 | stuk | S200P | BE31330 | SA (Modulair+Plug&Socket) | stuk | Automaat S200P 1P+N K25 25kA NA | Disjoncteur S200P 1P+N K25 25kA NA | Sicherungsautomat S200P 1P+N K25 25kA NA | MCB S200P 1P+N K25 25kA NA |  | 5.14
2CDS281103R0518 | S201P-Z25NA | Active | 4016779594165 | 103.64 | 1 | 1 | stuk | S200P | BE31330 | SA (Modulair+Plug&Socket) | stuk | Automaat S200P 1P+N Z25 25kA NA | Disjoncteur S200P 1P+N Z25 25kA NA | Sicherungsautomat S200P 1P+N Z25 25kA NA | MCB S200P 1P+N Z25 25kA NA |  | 5.14
2CDS281103R0537 | S201P-K32NA | Active | 4016779593175 | 181.98 | 1 | 1 | stuk | S200P | BE31330 | SA (Modulair+Plug&Socket) | stuk | Automaat S200P 1P+N K32 25kA NA | Disjoncteur S200P 1P+N K32 25kA NA | Sicherungsautomat S200P 1P+N K32 25kA NA | MCB S200P 1P+N K32 25kA NA |  | 5.14
2CDS281103R0538 | S201P-Z32NA | Active | 4016779594172 | 105.77 | 1 | 1 | stuk | S200P | BE31330 | SA (Modulair+Plug&Socket) | stuk | Automaat S200P 1P+N Z32 25kA NA | Disjoncteur S200P 1P+N Z32 25kA NA | Sicherungsautomat S200P 1P+N Z32 25kA NA | MCB S200P 1P+N Z32 25kA NA |  | 5.14
2CDS281103R0557 | S201P-K40NA | Active | 4016779593182 | 189.06 | 1 | 1 | stuk | S200P | BE31330 | SA (Modulair+Plug&Socket) | stuk | Automaat S200P 1P+N K40 25kA NA | Disjoncteur S200P 1P+N K40 25kA NA | Sicherungsautomat S200P 1P+N K40 25kA NA | MCB S200P 1P+N K40 25kA NA |  | 5.14
2CDS281103R0558 | S201P-Z40NA | Active | 4016779594189 | 105.77 | 1 | 1 | stuk | S200P | BE31330 | SA (Modulair+Plug&Socket) | stuk | Automaat S200P 1P+N Z40 25kA NA | Disjoncteur S200P 1P+N Z40 25kA NA | Sicherungsautomat S200P 1P+N Z40 25kA NA | MCB S200P 1P+N Z40 25kA NA |  | 5.14
2CDS281103R0577 | S201P-K50NA | Active | 4016779593199 | 218.61 | 1 | 1 | stuk | S200P | BE31330 | SA (Modulair+Plug&Socket) | stuk | Automaat S200P 1P+N K50 25kA NA | Disjoncteur S200P 1P+N K50 25kA NA | Sicherungsautomat S200P 1P+N K50 25kA NA | MCB S200P 1P+N K50 25kA NA |  | 5.14
2CDS281103R0578 | S201P-Z50NA | Active | 4016779594196 | 125.25 | 1 | 1 | stuk | S200P | BE31330 | SA (Modulair+Plug&Socket) | stuk | Automaat S200P 1P+N Z50 25kA NA | Disjoncteur S200P 1P+N Z50 25kA NA | Sicherungsautomat S200P 1P+N Z50 25kA NA | MCB S200P 1P+N Z50 25kA NA |  | 5.14
2CDS281103R0607 | S201P-K63NA | Active | 4016779593205 | 249.33 | 1 | 1 | stuk | S200P | BE31330 | SA (Modulair+Plug&Socket) | stuk | Automaat S200P 1P+N K63 25kA NA | Disjoncteur S200P 1P+N K63 25kA NA | Sicherungsautomat S200P 1P+N K63 25kA NA | MCB S200P 1P+N K63 25kA NA |  | 5.14
2CDS281103R0608 | S201P-Z63NA | Active | 4016779594202 | 131.17 | 1 | 1 | stuk | S200P | BE31330 | SA (Modulair+Plug&Socket) | stuk | Automaat S200P 1P+N Z63 25kA NA | Disjoncteur S200P 1P+N Z63 25kA NA | Sicherungsautomat S200P 1P+N Z63 25kA NA | MCB S200P 1P+N Z63 25kA NA |  | 5.14
2CDS281103R0631 | S201P-D63NA | Active | 4016779592031 | 205.62 | 1 | 1 | stuk | S200P | BE31330 | SA (Modulair+Plug&Socket) | stuk | Automaat S200P 1P+N D63 25kA NA | Disjoncteur S200P 1P+N D63 25kA NA | Sicherungsautomat S200P 1P+N D63 25kA NA | MCB S200P 1P+N D63 25kA NA |  | 5.14
2CDS281103R0634 | S201P-C63NA | Active | 4016779591010 | 126.43 | 1 | 1 | stuk | S200P | BE31330 | SA (Modulair+Plug&Socket) | stuk | Automaat S200P 1P+N C63 25kA NA | Disjoncteur S200P 1P+N C63 25kA NA | Sicherungsautomat S200P 1P+N C63 25kA NA | MCB S200P 1P+N C63 25kA NA |  | 5.14
2CDS281103R0635 | S201P-B63NA | Active | 4016779590068 | 141.79 | 1 | 1 | stuk | S200P | BE31330 | SA (Modulair+Plug&Socket) | stuk | Automaat S200P 1P+N B63 25kA NA | Disjoncteur S200P 1P+N B63 25kA NA | Sicherungsautomat S200P 1P+N B63 25kA NA | MCB S200P 1P+N B63 25kA NA |  | 5.14
2CDS281103R0971 | S201P-D1,6NA | Active | 4016779591898 | 144.15 | 1 | 1 | stuk | S200P | BE31330 | SA (Modulair+Plug&Socket) | stuk | Automaat S200P 1P+N D1 6 25kA NA | Disjoncteur S200P 1P+N D1 6 25kA NA | Sicherungsautomat S200P 1P+N D1 6 25kA NA | MCB S200P 1P+N D1 6 25kA NA |  | 5.14
2CDS281103R0974 | S201P-C1,6NA | Active | 4016779590877 | 88.86 | 1 | 1 | stuk | S200P | BE31330 | SA (Modulair+Plug&Socket) | stuk | Automaat S200P 1P+N C1 6 25kA NA | Disjoncteur S200P 1P+N C1 6 25kA NA | Sicherungsautomat S200P 1P+N C1 6 25kA NA | MCB S200P 1P+N C1 6 25kA NA |  | 5.14
2CDS281103R0981 | S201P-D0,5NA | Active | 4016779591874 | 144.15 | 1 | 1 | stuk | S200P | BE31330 | SA (Modulair+Plug&Socket) | stuk | Automaat S200P 1P+N D0 5 25kA NA | Disjoncteur S200P 1P+N D0 5 25kA NA | Sicherungsautomat S200P 1P+N D0 5 25kA NA | MCB S200P 1P+N D0 5 25kA NA |  | 5.14
2CDS281103R0984 | S201P-C0,5NA | Active | 4016779590853 | 88.86 | 1 | 1 | stuk | S200P | BE31330 | SA (Modulair+Plug&Socket) | stuk | Automaat S200P 1P+N C0 5 25kA NA | Disjoncteur S200P 1P+N C0 5 25kA NA | Sicherungsautomat S200P 1P+N C0 5 25kA NA | MCB S200P 1P+N C0 5 25kA NA |  | 5.14
2CDS282001L0104 | S202P-C10 L250 | Active | 4016779663038 | 129.17 | 1 | 1800 | stuk | S200P | BE31330 | SB (MCB&RCD Cat.B) | stuk | Automaat S200P 2P C10 25kA | Disjoncteur S200P 2P C10 25kA | Sicherungsautomat S200P 2P C10 25kA | MCB S200P 2P C10 25kA |  | 5.14
2CDS282001R0011 | S202P-D1 | Active | 4016779591379 | 185.62 | 1 | 1 | stuk | S200P | BE31330 | SA (Modulair+Plug&Socket) | stuk | Automaat S200P 2P D1 25kA | Disjoncteur S200P 2P D1 25kA | Sicherungsautomat S200P 2P D1 25kA | MCB S200P 2P D1 25kA |  | 5.14
2CDS282001R0014 | S202P-C1 | Active | 4016779590358 | 77.37 | 1 | 1 | stuk | S200P | BE31330 | SA (Modulair+Plug&Socket) | stuk | Automaat S200P 2P C1 25kA | Disjoncteur S200P 2P C1 25kA | Sicherungsautomat S200P 2P C1 25kA | MCB S200P 2P C1 25kA |  | 5.14
2CDS282001R0021 | S202P-D2 | Active | 4016779591393 | 169.95 | 1 | 1 | stuk | S200P | BE31330 | SA (Modulair+Plug&Socket) | stuk | Automaat S200P 2P D2 25kA | Disjoncteur S200P 2P D2 25kA | Sicherungsautomat S200P 2P D2 25kA | MCB S200P 2P D2 25kA |  | 5.14
2CDS282001R0024 | S202P-C2 | Active | 4016779590372 | 77.37 | 1 | 1 | stuk | S200P | BE31330 | SA (Modulair+Plug&Socket) | stuk | Automaat S200P 2P C2 25kA | Disjoncteur S200P 2P C2 25kA | Sicherungsautomat S200P 2P C2 25kA | MCB S200P 2P C2 25kA |  | 5.14
2CDS282001R0031 | S202P-D3 | Active | 4016779591409 | 185.62 | 1 | 1 | stuk | S200P | BE31330 | SA (Modulair+Plug&Socket) | stuk | Automaat S200P 2P D3 25kA | Disjoncteur S200P 2P D3 25kA | Sicherungsautomat S200P 2P D3 25kA | MCB S200P 2P D3 25kA |  | 5.14
2CDS282001R0034 | S202P-C3 | Active | 4016779590389 | 77.37 | 1 | 1 | stuk | S200P | BE31330 | SA (Modulair+Plug&Socket) | stuk | Automaat S200P 2P C3 25kA | Disjoncteur S200P 2P C3 25kA | Sicherungsautomat S200P 2P C3 25kA | MCB S200P 2P C3 25kA |  | 5.14
2CDS282001R0041 | S202P-D4 | Active | 4016779591416 | 184.41 | 1 | 1 | stuk | S200P | BE31330 | SA (Modulair+Plug&Socket) | stuk | Automaat S200P 2P D4 25kA | Disjoncteur S200P 2P D4 25kA | Sicherungsautomat S200P 2P D4 25kA | MCB S200P 2P D4 25kA |  | 5.14
2CDS282001R0044 | S202P-C4 | Active | 4016779590396 | 77.37 | 1 | 1 | stuk | S200P | BE31330 | SA (Modulair+Plug&Socket) | stuk | Automaat S200P 2P C4 25kA | Disjoncteur S200P 2P C4 25kA | Sicherungsautomat S200P 2P C4 25kA | MCB S200P 2P C4 25kA |  | 5.14
2CDS282001R0061 | S202P-D6 | Active | 4016779591423 | 92.68 | 1 | 1 | stuk | S200P | BE31330 | SA (Modulair+Plug&Socket) | stuk | Automaat S200P 2P D6 25kA | Disjoncteur S200P 2P D6 25kA | Sicherungsautomat S200P 2P D6 25kA | MCB S200P 2P D6 25kA |  | 5.14
2CDS282001R0064 | S202P-C6 | Active | 4016779590402 | 77.37 | 1 | 1 | stuk | S200P | BE31330 | SA (Modulair+Plug&Socket) | stuk | Automaat S200P 2P C6 25kA | Disjoncteur S200P 2P C6 25kA | Sicherungsautomat S200P 2P C6 25kA | MCB S200P 2P C6 25kA |  | 5.14
2CDS282001R0065 | S202P-B6 | Active | 4016779589673 | 68.94 | 1 | 1 | stuk | S200P | BE31330 | SA (Modulair+Plug&Socket) | stuk | Automaat S200P 2P B6 25kA | Disjoncteur S200P 2P B6 25kA | Sicherungsautomat S200P 2P B6 25kA | MCB S200P 2P B6 25kA |  | 5.14
2CDS282001R0081 | S202P-D8 | Active | 4016779591430 | 185.62 | 1 | 1 | stuk | S200P | BE31330 | SA (Modulair+Plug&Socket) | stuk | Automaat S200P 2P D8 25kA | Disjoncteur S200P 2P D8 25kA | Sicherungsautomat S200P 2P D8 25kA | MCB S200P 2P D8 25kA |  | 5.14
2CDS282001R0084 | S202P-C8 | Active | 4016779590419 | 85.56 | 1 | 1 | stuk | S200P | BE31330 | SA (Modulair+Plug&Socket) | stuk | Automaat S200P 2P C8 25kA | Disjoncteur S200P 2P C8 25kA | Sicherungsautomat S200P 2P C8 25kA | MCB S200P 2P C8 25kA |  | 5.14
2CDS282001R0085 | S202P-B8 | Active | 4016779615570 | 105.46 | 1 | 1 | stuk | S200P | BE31330 | SA (Modulair+Plug&Socket) | stuk | Automaat S200P 2P -B8 25kA | Disjoncteur S200P 2P -B8 25kA | Sicherungsautomat S200P 2P -B8 25kA | MCB S200P 2P -B8 25kA |  | 5.14
2CDS282001R0087 | S202P-K0,2 | Active | 4016779592413 | 185.62 | 1 | 1 | stuk | S200P | BE31330 | SA (Modulair+Plug&Socket) | stuk | Automaat S200P 2P K0 2 25kA | Disjoncteur S200P 2P K0 2 25kA | Sicherungsautomat S200P 2P K0 2 25kA | MCB S200P 2P K0 2 25kA |  | 5.14
2CDS282001R0101 | S202P-D10 | Active | 4016779591447 | 89.44 | 1 | 1 | stuk | S200P | BE31330 | SA (Modulair+Plug&Socket) | stuk | Automaat S200P 2P D10 25kA | Disjoncteur S200P 2P D10 25kA | Sicherungsautomat S200P 2P D10 25kA | MCB S200P 2P D10 25kA |  | 5.14
2CDS282001R0104 | S202P-C10 | Active | 4016779590426 | 64.61 | 1 | 1 | stuk | S200P | BE31330 | SA (Modulair+Plug&Socket) | stuk | Automaat S200P 2P C10 25kA | Disjoncteur S200P 2P C10 25kA | Sicherungsautomat S200P 2P C10 25kA | MCB S200P 2P C10 25kA |  | 5.14
2CDS282001R0105 | S202P-B10 | Active | 4016779589680 | 66.65 | 1 | 1 | stuk | S200P | BE31330 | SA (Modulair+Plug&Socket) | stuk | Automaat S200P 2P B10 25kA | Disjoncteur S200P 2P B10 25kA | Sicherungsautomat S200P 2P B10 25kA | MCB S200P 2P B10 25kA |  | 5.14
2CDS282001R0117 | S202P-K0,3 | Active | 4016779592420 | 185.62 | 1 | 1 | stuk | S200P | BE31330 | SA (Modulair+Plug&Socket) | stuk | Automaat S200P 2P K0 3 25kA | Disjoncteur S200P 2P K0 3 25kA | Sicherungsautomat S200P 2P K0 3 25kA | MCB S200P 2P K0 3 25kA |  | 5.14
2CDS282001R0131 | S202P-D13 | Active | 4016779591454 | 153.08 | 1 | 1 | stuk | S200P | BE31330 | SA (Modulair+Plug&Socket) | stuk | Automaat S200P 2P D13 25kA | Disjoncteur S200P 2P D13 25kA | Sicherungsautomat S200P 2P D13 25kA | MCB S200P 2P D13 25kA |  | 5.14
2CDS282001R0134 | S202P-C13 | Active | 4016779590433 | 71.35 | 1 | 1 | stuk | S200P | BE31330 | SA (Modulair+Plug&Socket) | stuk | Automaat S200P 2P C13 25kA | Disjoncteur S200P 2P C13 25kA | Sicherungsautomat S200P 2P C13 25kA | MCB S200P 2P C13 25kA |  | 5.14
2CDS282001R0135 | S202P-B13 | Active | 4016779589697 | 66.65 | 1 | 1 | stuk | S200P | BE31330 | SA (Modulair+Plug&Socket) | stuk | Automaat S200P 2P B13 25kA | Disjoncteur S200P 2P B13 25kA | Sicherungsautomat S200P 2P B13 25kA | MCB S200P 2P B13 25kA |  | 5.14
2CDS282001R0157 | S202P-K0,5 | Active | 4016779592437 | 185.62 | 1 | 1 | stuk | S200P | BE31330 | SA (Modulair+Plug&Socket) | stuk | Automaat S200P 2P K0 5 25kA | Disjoncteur S200P 2P K0 5 25kA | Sicherungsautomat S200P 2P K0 5 25kA | MCB S200P 2P K0 5 25kA |  | 5.14
2CDS282001R0158 | S202P-Z0,5 | Active | 4016779593571 | 185.62 | 1 | 1 | stuk | S200P | BE31330 | SA (Modulair+Plug&Socket) | stuk | Automaat S200P 2P Z0 5 25kA | Disjoncteur S200P 2P Z0 5 25kA | Sicherungsautomat S200P 2P Z0 5 25kA | MCB S200P 2P Z0 5 25kA |  | 5.14
2CDS282001R0161 | S202P-D16 | Active | 4016779591461 | 89.44 | 1 | 1 | stuk | S200P | BE31330 | SA (Modulair+Plug&Socket) | stuk | Automaat S200P 2P D16 25kA | Disjoncteur S200P 2P D16 25kA | Sicherungsautomat S200P 2P D16 25kA | MCB S200P 2P D16 25kA |  | 5.14
2CDS282001R0164 | S202P-C16 | Active | 4016779590440 | 64.61 | 1 | 1 | stuk | S200P | BE31330 | SA (Modulair+Plug&Socket) | stuk | Automaat S200P 2P C16 25kA | Disjoncteur S200P 2P C16 25kA | Sicherungsautomat S200P 2P C16 25kA | MCB S200P 2P C16 25kA |  | 5.14
2CDS282001R0165 | S202P-B16 | Active | 4016779589703 | 66.65 | 1 | 1 | stuk | S200P | BE31330 | SA (Modulair+Plug&Socket) | stuk | Automaat S200P 2P B16 25kA | Disjoncteur S200P 2P B16 25kA | Sicherungsautomat S200P 2P B16 25kA | MCB S200P 2P B16 25kA |  | 5.14
2CDS282001R0187 | S202P-K0,75 | Active | 4016779592444 | 185.62 | 1 | 1 | stuk | S200P | BE31330 | SA (Modulair+Plug&Socket) | stuk | Automaat S200P 2P K0 75 25kA | Disjoncteur S200P 2P K0 75 25kA | Sicherungsautomat S200P 2P K0 75 25kA | MCB S200P 2P K0 75 25kA |  | 5.14
2CDS282001R0201 | S202P-D20 | Active | 4016779591478 | 92.57 | 1 | 1 | stuk | S200P | BE31330 | SA (Modulair+Plug&Socket) | stuk | Automaat S200P 2P D20 25kA | Disjoncteur S200P 2P D20 25kA | Sicherungsautomat S200P 2P D20 25kA | MCB S200P 2P D20 25kA |  | 5.14
2CDS282001R0204 | S202P-C20 | Active | 4016779590457 | 74.25 | 1 | 1 | stuk | S200P | BE31330 | SA (Modulair+Plug&Socket) | stuk | Automaat S200P 2P C20 25kA | Disjoncteur S200P 2P C20 25kA | Sicherungsautomat S200P 2P C20 25kA | MCB S200P 2P C20 25kA |  | 5.14
2CDS282001R0205 | S202P-B20 | Active | 4016779589710 | 68.94 | 1 | 1 | stuk | S200P | BE31330 | SA (Modulair+Plug&Socket) | stuk | Automaat S200P 2P B20 25kA | Disjoncteur S200P 2P B20 25kA | Sicherungsautomat S200P 2P B20 25kA | MCB S200P 2P B20 25kA |  | 5.14
2CDS282001R0217 | S202P-K1 | Active | 4016779592451 | 89.67 | 1 | 1 | stuk | S200P | BE31330 | SA (Modulair+Plug&Socket) | stuk | Automaat S200P 2P K1 25kA | Disjoncteur S200P 2P K1 25kA | Sicherungsautomat S200P 2P K1 25kA | MCB S200P 2P K1 25kA |  | 5.14
2CDS282001R0218 | S202P-Z1 | Active | 4016779593588 | 96.05 | 1 | 1 | stuk | S200P | BE31330 | SA (Modulair+Plug&Socket) | stuk | Automaat S200P 2P Z1 25kA | Disjoncteur S200P 2P Z1 25kA | Sicherungsautomat S200P 2P Z1 25kA | MCB S200P 2P Z1 25kA |  | 5.14
2CDS282001R0251 | S202P-D25 | Active | 4016779591485 | 89.32 | 1 | 1 | stuk | S200P | BE31330 | SA (Modulair+Plug&Socket) | stuk | Automaat S200P 2P D25 25kA | Disjoncteur S200P 2P D25 25kA | Sicherungsautomat S200P 2P D25 25kA | MCB S200P 2P D25 25kA |  | 5.14
2CDS282001R0254 | S202P-C25 | Active | 4016779590464 | 77.37 | 1 | 1 | stuk | S200P | BE31330 | SA (Modulair+Plug&Socket) | stuk | Automaat S200P 2P C25 25kA | Disjoncteur S200P 2P C25 25kA | Sicherungsautomat S200P 2P C25 25kA | MCB S200P 2P C25 25kA |  | 5.14
2CDS282001R0255 | S202P-B25 | Active | 4016779589727 | 68.94 | 1 | 1 | stuk | S200P | BE31330 | SA (Modulair+Plug&Socket) | stuk | Automaat S200P 2P B25 25kA | Disjoncteur S200P 2P B25 25kA | Sicherungsautomat S200P 2P B25 25kA | MCB S200P 2P B25 25kA |  | 5.14
2CDS282001R0257 | S202P-K1,6 | Active | 4016779592468 | 89.67 | 1 | 1 | stuk | S200P | BE31330 | SA (Modulair+Plug&Socket) | stuk | Automaat S200P 2P K1 6 25kA | Disjoncteur S200P 2P K1 6 25kA | Sicherungsautomat S200P 2P K1 6 25kA | MCB S200P 2P K1 6 25kA |  | 5.14
2CDS282001R0258 | S202P-Z1,6 | Active | 4016779593595 | 96.05 | 1 | 1 | stuk | S200P | BE31330 | SA (Modulair+Plug&Socket) | stuk | Automaat S200P 2P Z1 6 25kA | Disjoncteur S200P 2P Z1 6 25kA | Sicherungsautomat S200P 2P Z1 6 25kA | MCB S200P 2P Z1 6 25kA |  | 5.14
2CDS282001R0277 | S202P-K2 | Active | 4016779592475 | 89.67 | 1 | 1 | stuk | S200P | BE31330 | SA (Modulair+Plug&Socket) | stuk | Automaat S200P 2P K2 25kA | Disjoncteur S200P 2P K2 25kA | Sicherungsautomat S200P 2P K2 25kA | MCB S200P 2P K2 25kA |  | 5.14
2CDS282001R0278 | S202P-Z2 | Active | 4016779593601 | 96.05 | 1 | 1 | stuk | S200P | BE31330 | SA (Modulair+Plug&Socket) | stuk | Automaat S200P 2P Z2 25kA | Disjoncteur S200P 2P Z2 25kA | Sicherungsautomat S200P 2P Z2 25kA | MCB S200P 2P Z2 25kA |  | 5.14
2CDS282001R0317 | S202P-K3 | Active | 4016779592482 | 89.67 | 1 | 1 | stuk | S200P | BE31330 | SA (Modulair+Plug&Socket) | stuk | Automaat S200P 2P K3 25kA | Disjoncteur S200P 2P K3 25kA | Sicherungsautomat S200P 2P K3 25kA | MCB S200P 2P K3 25kA |  | 5.14
2CDS282001R0318 | S202P-Z3 | Active | 4016779593618 | 96.05 | 1 | 1 | stuk | S200P | BE31330 | SA (Modulair+Plug&Socket) | stuk | Automaat S200P 2P Z3 25kA | Disjoncteur S200P 2P Z3 25kA | Sicherungsautomat S200P 2P Z3 25kA | MCB S200P 2P Z3 25kA |  | 5.14
2CDS282001R0321 | S202P-D32 | Active | 4016779591492 | 93.42 | 1 | 1 | stuk | S200P | BE31330 | SA (Modulair+Plug&Socket) | stuk | Automaat S200P 2P D32 25kA | Disjoncteur S200P 2P D32 25kA | Sicherungsautomat S200P 2P D32 25kA | MCB S200P 2P D32 25kA |  | 5.14
2CDS282001R0324 | S202P-C32 | Active | 4016779590471 | 80.76 | 1 | 1 | stuk | S200P | BE31330 | SA (Modulair+Plug&Socket) | stuk | Automaat S200P 2P C32 25kA | Disjoncteur S200P 2P C32 25kA | Sicherungsautomat S200P 2P C32 25kA | MCB S200P 2P C32 25kA |  | 5.14
2CDS282001R0325 | S202P-B32 | Active | 4016779589734 | 71.12 | 1 | 1 | stuk | S200P | BE31330 | SA (Modulair+Plug&Socket) | stuk | Automaat S200P 2P B32 25kA | Disjoncteur S200P 2P B32 25kA | Sicherungsautomat S200P 2P B32 25kA | MCB S200P 2P B32 25kA |  | 5.14
2CDS282001R0337 | S202P-K4 | Active | 4016779592499 | 89.67 | 1 | 1 | stuk | S200P | BE31330 | SA (Modulair+Plug&Socket) | stuk | Automaat S200P 2P K4 25kA | Disjoncteur S200P 2P K4 25kA | Sicherungsautomat S200P 2P K4 25kA | MCB S200P 2P K4 25kA |  | 5.14
2CDS282001R0338 | S202P-Z4 | Active | 4016779593625 | 96.05 | 1 | 1 | stuk | S200P | BE31330 | SA (Modulair+Plug&Socket) | stuk | Automaat S200P 2P Z4 25kA | Disjoncteur S200P 2P Z4 25kA | Sicherungsautomat S200P 2P Z4 25kA | MCB S200P 2P Z4 25kA |  | 5.14
2CDS282001R0377 | S202P-K6 | Active | 4016779592505 | 89.06 | 1 | 1 | stuk | S200P | BE31330 | SA (Modulair+Plug&Socket) | stuk | Automaat S200P 2P K6 25kA | Disjoncteur S200P 2P K6 25kA | Sicherungsautomat S200P 2P K6 25kA | MCB S200P 2P K6 25kA |  | 5.14
2CDS282001R0378 | S202P-Z6 | Active | 4016779593632 | 96.05 | 1 | 1 | stuk | S200P | BE31330 | SA (Modulair+Plug&Socket) | stuk | Automaat S200P 2P Z6 25kA | Disjoncteur S200P 2P Z6 25kA | Sicherungsautomat S200P 2P Z6 25kA | MCB S200P 2P Z6 25kA |  | 5.14
2CDS282001R0401 | S202P-D40 | Active | 4016779591508 | 108.96 | 1 | 1 | stuk | S200P | BE31330 | SA (Modulair+Plug&Socket) | stuk | Automaat S200P 2P D40 25kA | Disjoncteur S200P 2P D40 25kA | Sicherungsautomat S200P 2P D40 25kA | MCB S200P 2P D40 25kA |  | 5.14
2CDS282001R0404 | S202P-C40 | Active | 4016779590488 | 84 | 1 | 1 | stuk | S200P | BE31330 | SA (Modulair+Plug&Socket) | stuk | Automaat S200P 2P C40 25kA | Disjoncteur S200P 2P C40 25kA | Sicherungsautomat S200P 2P C40 25kA | MCB S200P 2P C40 25kA |  | 5.14
2CDS282001R0405 | S202P-B40 | Active | 4016779589741 | 84 | 1 | 1 | stuk | S200P | BE31330 | SA (Modulair+Plug&Socket) | stuk | Automaat S200P 2P B40 25kA | Disjoncteur S200P 2P B40 25kA | Sicherungsautomat S200P 2P B40 25kA | MCB S200P 2P B40 25kA |  | 5.14
2CDS282001R0407 | S202P-K8 | Active | 4016779592512 | 185.62 | 1 | 1 | stuk | S200P | BE31330 | SA (Modulair+Plug&Socket) | stuk | Automaat S200P 2P K8 25kA | Disjoncteur S200P 2P K8 25kA | Sicherungsautomat S200P 2P K8 25kA | MCB S200P 2P K8 25kA |  | 5.14
2CDS282001R0408 | S202P-Z8 | Active | 4016779593649 | 96.05 | 1 | 1 | stuk | S200P | BE31330 | SA (Modulair+Plug&Socket) | stuk | Automaat S200P 2P Z8 25kA | Disjoncteur S200P 2P Z8 25kA | Sicherungsautomat S200P 2P Z8 25kA | MCB S200P 2P Z8 25kA |  | 5.14
2CDS282001R0427 | S202P-K10 | Active | 4016779592529 | 77.98 | 1 | 1 | stuk | S200P | BE31330 | SA (Modulair+Plug&Socket) | stuk | Automaat S200P 2P K10 25kA | Disjoncteur S200P 2P K10 25kA | Sicherungsautomat S200P 2P K10 25kA | MCB S200P 2P K10 25kA |  | 5.14
2CDS282001R0428 | S202P-Z10 | Active | 4016779593656 | 80.27 | 1 | 1 | stuk | S200P | BE31330 | SA (Modulair+Plug&Socket) | stuk | Automaat S200P 2P Z10 25kA | Disjoncteur S200P 2P Z10 25kA | Sicherungsautomat S200P 2P Z10 25kA | MCB S200P 2P Z10 25kA |  | 5.14
2CDS282001R0447 | S202P-K13 | Active | 4016779592536 | 153.08 | 1 | 1 | stuk | S200P | BE31330 | SA (Modulair+Plug&Socket) | stuk | Automaat S200P 2P K13 25kA | Disjoncteur S200P 2P K13 25kA | Sicherungsautomat S200P 2P K13 25kA | MCB S200P 2P K13 25kA |  | 5.14
2CDS282001R0467 | S202P-K16 | Active | 4016779592543 | 77.98 | 1 | 1 | stuk | S200P | BE31330 | SA (Modulair+Plug&Socket) | stuk | Automaat S200P 2P K16 25kA | Disjoncteur S200P 2P K16 25kA | Sicherungsautomat S200P 2P K16 25kA | MCB S200P 2P K16 25kA |  | 5.14
2CDS282001R0468 | S202P-Z16 | Active | 4016779593663 | 80.27 | 1 | 1 | stuk | S200P | BE31330 | SA (Modulair+Plug&Socket) | stuk | Automaat S200P 2P Z16 25kA | Disjoncteur S200P 2P Z16 25kA | Sicherungsautomat S200P 2P Z16 25kA | MCB S200P 2P Z16 25kA |  | 5.14
2CDS282001R0487 | S202P-K20 | Active | 4016779592550 | 85.83 | 1 | 1 | stuk | S200P | BE31330 | SA (Modulair+Plug&Socket) | stuk | Automaat S200P 2P K20 25kA | Disjoncteur S200P 2P K20 25kA | Sicherungsautomat S200P 2P K20 25kA | MCB S200P 2P K20 25kA |  | 5.14
2CDS282001R0488 | S202P-Z20 | Active | 4016779593670 | 92.1 | 1 | 1 | stuk | S200P | BE31330 | SA (Modulair+Plug&Socket) | stuk | Automaat S200P 2P Z20 25kA | Disjoncteur S200P 2P Z20 25kA | Sicherungsautomat S200P 2P Z20 25kA | MCB S200P 2P Z20 25kA |  | 5.14
2CDS282001R0501 | S202P-D50 | Active | 4016779591515 | 145.82 | 1 | 1 | stuk | S200P | BE31330 | SA (Modulair+Plug&Socket) | stuk | Automaat S200P 2P D50 25kA | Disjoncteur S200P 2P D50 25kA | Sicherungsautomat S200P 2P D50 25kA | MCB S200P 2P D50 25kA |  | 5.14
2CDS282001R0504 | S202P-C50 | Active | 4016779590495 | 97.39 | 1 | 1 | stuk | S200P | BE31330 | SA (Modulair+Plug&Socket) | stuk | Automaat S200P 2P C50 25kA | Disjoncteur S200P 2P C50 25kA | Sicherungsautomat S200P 2P C50 25kA | MCB S200P 2P C50 25kA |  | 5.14
2CDS282001R0505 | S202P-B50 | Active | 4016779589758 | 111.13 | 1 | 1 | stuk | S200P | BE31330 | SA (Modulair+Plug&Socket) | stuk | Automaat S200P 2P B50 25kA | Disjoncteur S200P 2P B50 25kA | Sicherungsautomat S200P 2P B50 25kA | MCB S200P 2P B50 25kA |  | 5.14
2CDS282001R0517 | S202P-K25 | Active | 4016779592567 | 94.25 | 1 | 1 | stuk | S200P | BE31330 | SA (Modulair+Plug&Socket) | stuk | Automaat S200P 2P K25 25kA | Disjoncteur S200P 2P K25 25kA | Sicherungsautomat S200P 2P K25 25kA | MCB S200P 2P K25 25kA |  | 5.14
2CDS282001R0518 | S202P-Z25 | Active | 4016779593687 | 96.05 | 1 | 1 | stuk | S200P | BE31330 | SA (Modulair+Plug&Socket) | stuk | Automaat S200P 2P Z25 25kA | Disjoncteur S200P 2P Z25 25kA | Sicherungsautomat S200P 2P Z25 25kA | MCB S200P 2P Z25 25kA |  | 5.14
2CDS282001R0537 | S202P-K32 | Active | 4016779592574 | 93.42 | 1 | 1 | stuk | S200P | BE31330 | SA (Modulair+Plug&Socket) | stuk | Automaat S200P 2P K32 25kA | Disjoncteur S200P 2P K32 25kA | Sicherungsautomat S200P 2P K32 25kA | MCB S200P 2P K32 25kA |  | 5.14
2CDS282001R0538 | S202P-Z32 | Active | 4016779593694 | 100.16 | 1 | 1 | stuk | S200P | BE31330 | SA (Modulair+Plug&Socket) | stuk | Automaat S200P 2P Z32 25kA | Disjoncteur S200P 2P Z32 25kA | Sicherungsautomat S200P 2P Z32 25kA | MCB S200P 2P Z32 25kA |  | 5.14
2CDS282001R0557 | S202P-K40 | Active | 4016779592581 | 97.15 | 1 | 1 | stuk | S200P | BE31330 | SA (Modulair+Plug&Socket) | stuk | Automaat S200P 2P K40 25kA | Disjoncteur S200P 2P K40 25kA | Sicherungsautomat S200P 2P K40 25kA | MCB S200P 2P K40 25kA |  | 5.14
2CDS282001R0558 | S202P-Z40 | Active | 4016779593700 | 103.9 | 1 | 1 | stuk | S200P | BE31330 | SA (Modulair+Plug&Socket) | stuk | Automaat S200P 2P Z40 25kA | Disjoncteur S200P 2P Z40 25kA | Sicherungsautomat S200P 2P Z40 25kA | MCB S200P 2P Z40 25kA |  | 5.14
2CDS282001R0577 | S202P-K50 | Active | 4016779592598 | 155.49 | 1 | 1 | stuk | S200P | BE31330 | SA (Modulair+Plug&Socket) | stuk | Automaat S200P 2P K50 25kA | Disjoncteur S200P 2P K50 25kA | Sicherungsautomat S200P 2P K50 25kA | MCB S200P 2P K50 25kA |  | 5.14
2CDS282001R0578 | S202P-Z50 | Active | 4016779593717 | 249.51 | 1 | 1 | stuk | S200P | BE31330 | SA (Modulair+Plug&Socket) | stuk | Automaat S200P 2P Z50 25kA | Disjoncteur S200P 2P Z50 25kA | Sicherungsautomat S200P 2P Z50 25kA | MCB S200P 2P Z50 25kA |  | 5.14
2CDS282001R0607 | S202P-K63 | Active | 4016779592604 | 165.13 | 1 | 1 | stuk | S200P | BE31330 | SA (Modulair+Plug&Socket) | stuk | Automaat S200P 2P K63 25kA | Disjoncteur S200P 2P K63 25kA | Sicherungsautomat S200P 2P K63 25kA | MCB S200P 2P K63 25kA |  | 5.14
2CDS282001R0608 | S202P-Z63 | Active | 4016779593724 | 282.05 | 1 | 1 | stuk | S200P | BE31330 | SA (Modulair+Plug&Socket) | stuk | Automaat S200P 2P Z63 25kA | Disjoncteur S200P 2P Z63 25kA | Sicherungsautomat S200P 2P Z63 25kA | MCB S200P 2P Z63 25kA |  | 5.14
2CDS282001R0631 | S202P-D63 | Active | 4016779591522 | 162.72 | 1 | 1 | stuk | S200P | BE31330 | SA (Modulair+Plug&Socket) | stuk | Automaat S200P 2P D63 25kA | Disjoncteur S200P 2P D63 25kA | Sicherungsautomat S200P 2P D63 25kA | MCB S200P 2P D63 25kA |  | 5.14
2CDS282001R0634 | S202P-C63 | Active | 4016779590501 | 110.41 | 1 | 1 | stuk | S200P | BE31330 | SA (Modulair+Plug&Socket) | stuk | Automaat S200P 2P C63 25kA | Disjoncteur S200P 2P C63 25kA | Sicherungsautomat S200P 2P C63 25kA | MCB S200P 2P C63 25kA |  | 5.14
2CDS282001R0635 | S202P-B63 | Active | 4016779589765 | 130.18 | 1 | 1 | stuk | S200P | BE31330 | SA (Modulair+Plug&Socket) | stuk | Automaat S200P 2P B63 25kA | Disjoncteur S200P 2P B63 25kA | Sicherungsautomat S200P 2P B63 25kA | MCB S200P 2P B63 25kA |  | 5.14
2CDS282001R0971 | S202P-D1,6 | Active | 4016779591386 | 185.62 | 1 | 1 | stuk | S200P | BE31330 | SA (Modulair+Plug&Socket) | stuk | Automaat S200P 2P D1 6 25kA | Disjoncteur S200P 2P D1 6 25kA | Sicherungsautomat S200P 2P D1 6 25kA | MCB S200P 2P D1 6 25kA |  | 5.14
2CDS282001R0974 | S202P-C1,6 | Active | 4016779590365 | 85.56 | 1 | 1 | stuk | S200P | BE31330 | SA (Modulair+Plug&Socket) | stuk | Automaat S200P 2P C1 6 25kA | Disjoncteur S200P 2P C1 6 25kA | Sicherungsautomat S200P 2P C1 6 25kA | MCB S200P 2P C1 6 25kA |  | 5.14
2CDS282001R0981 | S202P-D0,5 | Active | 4016779591362 | 185.62 | 1 | 1 | stuk | S200P | BE31330 | SA (Modulair+Plug&Socket) | stuk | Automaat S200P 2P D0 5 25kA | Disjoncteur S200P 2P D0 5 25kA | Sicherungsautomat S200P 2P D0 5 25kA | MCB S200P 2P D0 5 25kA |  | 5.14
2CDS282001R0984 | S202P-C0,5 | Active | 4016779590341 | 77.37 | 1 | 1 | stuk | S200P | BE31330 | SA (Modulair+Plug&Socket) | stuk | Automaat S200P 2P C0 5 25kA | Disjoncteur S200P 2P C0 5 25kA | Sicherungsautomat S200P 2P C0 5 25kA | MCB S200P 2P C0 5 25kA |  | 5.14
2CDS283001R0011 | S203P-D1 | Active | 4016779591546 | 282.05 | 1 | 1 | stuk | S200P | BE31330 | SA (Modulair+Plug&Socket) | stuk | Automaat S200P 3P D1 25kA | Disjoncteur S200P 3P D1 25kA | Sicherungsautomat S200P 3P D1 25kA | MCB S200P 3P D1 25kA |  | 5.14
2CDS283001R0014 | S203P-C1 | Active | 4016779590525 | 117.75 | 1 | 1 | stuk | S200P | BE31330 | SA (Modulair+Plug&Socket) | stuk | Automaat S200P 3P C1 25kA | Disjoncteur S200P 3P C1 25kA | Sicherungsautomat S200P 3P C1 25kA | MCB S200P 3P C1 25kA |  | 5.14
2CDS283001R0021 | S203P-D2 | Active | 4016779591560 | 282.05 | 1 | 1 | stuk | S200P | BE31330 | SA (Modulair+Plug&Socket) | stuk | Automaat S200P 3P D2 25kA | Disjoncteur S200P 3P D2 25kA | Sicherungsautomat S200P 3P D2 25kA | MCB S200P 3P D2 25kA |  | 5.14
2CDS283001R0024 | S203P-C2 | Active | 4016779590549 | 117.75 | 1 | 1 | stuk | S200P | BE31330 | SA (Modulair+Plug&Socket) | stuk | Automaat S200P 3P C2 25kA | Disjoncteur S200P 3P C2 25kA | Sicherungsautomat S200P 3P C2 25kA | MCB S200P 3P C2 25kA |  | 5.14
2CDS283001R0031 | S203P-D3 | Active | 4016779591577 | 282.05 | 1 | 1 | stuk | S200P | BE31330 | SA (Modulair+Plug&Socket) | stuk | Automaat S200P 3P D3 25kA | Disjoncteur S200P 3P D3 25kA | Sicherungsautomat S200P 3P D3 25kA | MCB S200P 3P D3 25kA |  | 5.14
2CDS283001R0034 | S203P-C3 | Active | 4016779590556 | 117.75 | 1 | 1 | stuk | S200P | BE31330 | SA (Modulair+Plug&Socket) | stuk | Automaat S200P 3P C3 25kA | Disjoncteur S200P 3P C3 25kA | Sicherungsautomat S200P 3P C3 25kA | MCB S200P 3P C3 25kA |  | 5.14
2CDS283001R0041 | S203P-D4 | Active | 4016779591584 | 282.05 | 1 | 1 | stuk | S200P | BE31330 | SA (Modulair+Plug&Socket) | stuk | Automaat S200P 3P D4 25kA | Disjoncteur S200P 3P D4 25kA | Sicherungsautomat S200P 3P D4 25kA | MCB S200P 3P D4 25kA |  | 5.14
2CDS283001R0044 | S203P-C4 | Active | 4016779590563 | 117.75 | 1 | 1 | stuk | S200P | BE31330 | SA (Modulair+Plug&Socket) | stuk | Automaat S200P 3P C4 25kA | Disjoncteur S200P 3P C4 25kA | Sicherungsautomat S200P 3P C4 25kA | MCB S200P 3P C4 25kA |  | 5.14
2CDS283001R0061 | S203P-D6 | Active | 4016779591591 | 141.03 | 1 | 1 | stuk | S200P | BE31330 | SA (Modulair+Plug&Socket) | stuk | Automaat S200P 3P D6 25kA | Disjoncteur S200P 3P D6 25kA | Sicherungsautomat S200P 3P D6 25kA | MCB S200P 3P D6 25kA |  | 5.14
2CDS283001R0064 | S203P-C6 | Active | 4016779590570 | 117.75 | 1 | 1 | stuk | S200P | BE31330 | SA (Modulair+Plug&Socket) | stuk | Automaat S200P 3P C6 25kA | Disjoncteur S200P 3P C6 25kA | Sicherungsautomat S200P 3P C6 25kA | MCB S200P 3P C6 25kA |  | 5.14
2CDS283001R0065 | S203P-B6 | Active | 4016779589772 | 118.23 | 1 | 1 | stuk | S200P | BE31330 | SA (Modulair+Plug&Socket) | stuk | Automaat S200P 3P B6 25kA | Disjoncteur S200P 3P B6 25kA | Sicherungsautomat S200P 3P B6 25kA | MCB S200P 3P B6 25kA |  | 5.14
2CDS283001R0081 | S203P-D8 | Active | 4016779591607 | 282.05 | 1 | 1 | stuk | S200P | BE31330 | SA (Modulair+Plug&Socket) | stuk | Automaat S200P 3P D8 25kA | Disjoncteur S200P 3P D8 25kA | Sicherungsautomat S200P 3P D8 25kA | MCB S200P 3P D8 25kA |  | 5.14
2CDS283001R0084 | S203P-C8 | Active | 4016779590587 | 131.39 | 1 | 1 | stuk | S200P | BE31330 | SA (Modulair+Plug&Socket) | stuk | Automaat S200P 3P C8 25kA | Disjoncteur S200P 3P C8 25kA | Sicherungsautomat S200P 3P C8 25kA | MCB S200P 3P C8 25kA |  | 5.14
2CDS283001R0085 | S203P-B8 | Active | 4016779615594 | 153.08 | 1 | 1 | stuk | S200P | BE31330 | SA (Modulair+Plug&Socket) | stuk | Automaat S200P 3P -B8 25kA | Disjoncteur S200P 3P -B8 25kA | Sicherungsautomat S200P 3P -B8 25kA | MCB S200P 3P -B8 25kA |  | 5.14
2CDS283001R0087 | S203P-K0,2 | Active | 4016779592611 | 282.05 | 1 | 1 | stuk | S200P | BE31330 | SA (Modulair+Plug&Socket) | stuk | Automaat S200P 3P K0 2 25kA | Disjoncteur S200P 3P K0 2 25kA | Sicherungsautomat S200P 3P K0 2 25kA | MCB S200P 3P K0 2 25kA |  | 5.14
2CDS283001R0101 | S203P-D10 | Active | 4016779591614 | 125.36 | 1 | 1 | stuk | S200P | BE31330 | SA (Modulair+Plug&Socket) | stuk | Automaat S200P 3P D10 25kA | Disjoncteur S200P 3P D10 25kA | Sicherungsautomat S200P 3P D10 25kA | MCB S200P 3P D10 25kA |  | 5.14
2CDS283001R0104 | S203P-C10 | Active | 4016779590594 | 98.12 | 1 | 1 | stuk | S200P | BE31330 | SA (Modulair+Plug&Socket) | stuk | Automaat S200P 3P C10 25kA | Disjoncteur S200P 3P C10 25kA | Sicherungsautomat S200P 3P C10 25kA | MCB S200P 3P C10 25kA |  | 5.14
2CDS283001R0105 | S203P-B10 | Active | 4016779589789 | 98.34 | 1 | 1 | stuk | S200P | BE31330 | SA (Modulair+Plug&Socket) | stuk | Automaat S200P 3P B10 25kA | Disjoncteur S200P 3P B10 25kA | Sicherungsautomat S200P 3P B10 25kA | MCB S200P 3P B10 25kA |  | 5.14
2CDS283001R0117 | S203P-K0,3 | Active | 4016779592628 | 282.05 | 1 | 1 | stuk | S200P | BE31330 | SA (Modulair+Plug&Socket) | stuk | Automaat S200P 3P K0 3 25kA | Disjoncteur S200P 3P K0 3 25kA | Sicherungsautomat S200P 3P K0 3 25kA | MCB S200P 3P K0 3 25kA |  | 5.14
2CDS283001R0131 | S203P-D13 | Active | 4016779591621 | 235.04 | 1 | 1 | stuk | S200P | BE31330 | SA (Modulair+Plug&Socket) | stuk | Automaat S200P 3P D13 25kA | Disjoncteur S200P 3P D13 25kA | Sicherungsautomat S200P 3P D13 25kA | MCB S200P 3P D13 25kA |  | 5.14
2CDS283001R0134 | S203P-C13 | Active | 4016779590600 | 108.36 | 1 | 1 | stuk | S200P | BE31330 | SA (Modulair+Plug&Socket) | stuk | Automaat S200P 3P C13 25kA | Disjoncteur S200P 3P C13 25kA | Sicherungsautomat S200P 3P C13 25kA | MCB S200P 3P C13 25kA |  | 5.14
2CDS283001R0135 | S203P-B13 | Active | 4016779589796 | 98.34 | 1 | 1 | stuk | S200P | BE31330 | SA (Modulair+Plug&Socket) | stuk | Automaat S200P 3P B13 25kA | Disjoncteur S200P 3P B13 25kA | Sicherungsautomat S200P 3P B13 25kA | MCB S200P 3P B13 25kA |  | 5.14
2CDS283001R0157 | S203P-K0,5 | Active | 4016779592635 | 282.05 | 1 | 1 | stuk | S200P | BE31330 | SA (Modulair+Plug&Socket) | stuk | Automaat S200P 3P K0 5 25kA | Disjoncteur S200P 3P K0 5 25kA | Sicherungsautomat S200P 3P K0 5 25kA | MCB S200P 3P K0 5 25kA |  | 5.14
2CDS283001R0158 | S203P-Z0,5 | Active | 4016779593731 | 301.33 | 1 | 1 | stuk | S200P | BE31330 | SA (Modulair+Plug&Socket) | stuk | Automaat S200P 3P Z0 5 25kA | Disjoncteur S200P 3P Z0 5 25kA | Sicherungsautomat S200P 3P Z0 5 25kA | MCB S200P 3P Z0 5 25kA |  | 5.14
2CDS283001R0161 | S203P-D16 | Active | 4016779591638 | 125.36 | 1 | 1 | stuk | S200P | BE31330 | SA (Modulair+Plug&Socket) | stuk | Automaat S200P 3P D16 25kA | Disjoncteur S200P 3P D16 25kA | Sicherungsautomat S200P 3P D16 25kA | MCB S200P 3P D16 25kA |  | 5.14
2CDS283001R0164 | S203P-C16 | Active | 4016779590617 | 98.12 | 1 | 1 | stuk | S200P | BE31330 | SA (Modulair+Plug&Socket) | stuk | Automaat S200P 3P C16 25kA | Disjoncteur S200P 3P C16 25kA | Sicherungsautomat S200P 3P C16 25kA | MCB S200P 3P C16 25kA |  | 5.14
2CDS283001R0165 | S203P-B16 | Active | 4016779589802 | 98.34 | 1 | 1 | stuk | S200P | BE31330 | SA (Modulair+Plug&Socket) | stuk | Automaat S200P 3P B16 25kA | Disjoncteur S200P 3P B16 25kA | Sicherungsautomat S200P 3P B16 25kA | MCB S200P 3P B16 25kA |  | 5.14
2CDS283001R0187 | S203P-K0,75 | Active | 4016779592642 | 282.05 | 1 | 1 | stuk | S200P | BE31330 | SA (Modulair+Plug&Socket) | stuk | Automaat S200P 3P K0 75 25kA | Disjoncteur S200P 3P K0 75 25kA | Sicherungsautomat S200P 3P K0 75 25kA | MCB S200P 3P K0 75 25kA |  | 5.14
2CDS283001R0201 | S203P-D20 | Active | 4016779591645 | 130.18 | 1 | 1 | stuk | S200P | BE31330 | SA (Modulair+Plug&Socket) | stuk | Automaat S200P 3P D20 25kA | Disjoncteur S200P 3P D20 25kA | Sicherungsautomat S200P 3P D20 25kA | MCB S200P 3P D20 25kA |  | 5.14
2CDS283001R0204 | S203P-C20 | Active | 4016779590624 | 112.82 | 1 | 1 | stuk | S200P | BE31330 | SA (Modulair+Plug&Socket) | stuk | Automaat S200P 3P C20 25kA | Disjoncteur S200P 3P C20 25kA | Sicherungsautomat S200P 3P C20 25kA | MCB S200P 3P C20 25kA |  | 5.14
2CDS283001R0205 | S203P-B20 | Active | 4016779589819 | 113.42 | 1 | 1 | stuk | S200P | BE31330 | SA (Modulair+Plug&Socket) | stuk | Automaat S200P 3P B20 25kA | Disjoncteur S200P 3P B20 25kA | Sicherungsautomat S200P 3P B20 25kA | MCB S200P 3P B20 25kA |  | 5.14
2CDS283001R0217 | S203P-K1 | Active | 4016779592659 | 136.2 | 1 | 1 | stuk | S200P | BE31330 | SA (Modulair+Plug&Socket) | stuk | Automaat S200P 3P K1 25kA | Disjoncteur S200P 3P K1 25kA | Sicherungsautomat S200P 3P K1 25kA | MCB S200P 3P K1 25kA |  | 5.14
2CDS283001R0218 | S203P-Z1 | Active | 4016779593748 | 145.82 | 1 | 1 | stuk | S200P | BE31330 | SA (Modulair+Plug&Socket) | stuk | Automaat S200P 3P Z1 25kA | Disjoncteur S200P 3P Z1 25kA | Sicherungsautomat S200P 3P Z1 25kA | MCB S200P 3P Z1 25kA |  | 5.14
2CDS283001R0251 | S203P-D25 | Active | 4016779591652 | 136.2 | 1 | 1 | stuk | S200P | BE31330 | SA (Modulair+Plug&Socket) | stuk | Automaat S200P 3P D25 25kA | Disjoncteur S200P 3P D25 25kA | Sicherungsautomat S200P 3P D25 25kA | MCB S200P 3P D25 25kA |  | 5.14
2CDS283001R0254 | S203P-C25 | Active | 4016779590631 | 117.75 | 1 | 1 | stuk | S200P | BE31330 | SA (Modulair+Plug&Socket) | stuk | Automaat S200P 3P C25 25kA | Disjoncteur S200P 3P C25 25kA | Sicherungsautomat S200P 3P C25 25kA | MCB S200P 3P C25 25kA |  | 5.14
2CDS283001R0255 | S203P-B25 | Active | 4016779589826 | 118.23 | 1 | 1 | stuk | S200P | BE31330 | SA (Modulair+Plug&Socket) | stuk | Automaat S200P 3P B25 25kA | Disjoncteur S200P 3P B25 25kA | Sicherungsautomat S200P 3P B25 25kA | MCB S200P 3P B25 25kA |  | 5.14
2CDS283001R0257 | S203P-K1,6 | Active | 4016779592666 | 136.2 | 1 | 1 | stuk | S200P | BE31330 | SA (Modulair+Plug&Socket) | stuk | Automaat S200P 3P K1 6 25kA | Disjoncteur S200P 3P K1 6 25kA | Sicherungsautomat S200P 3P K1 6 25kA | MCB S200P 3P K1 6 25kA |  | 5.14
2CDS283001R0258 | S203P-Z1,6 | Active | 4016779593755 | 145.82 | 1 | 1 | stuk | S200P | BE31330 | SA (Modulair+Plug&Socket) | stuk | Automaat S200P 3P Z1 6 25kA | Disjoncteur S200P 3P Z1 6 25kA | Sicherungsautomat S200P 3P Z1 6 25kA | MCB S200P 3P Z1 6 25kA |  | 5.14
2CDS283001R0277 | S203P-K2 | Active | 4016779592673 | 136.2 | 1 | 1 | stuk | S200P | BE31330 | SA (Modulair+Plug&Socket) | stuk | Automaat S200P 3P K2 25kA | Disjoncteur S200P 3P K2 25kA | Sicherungsautomat S200P 3P K2 25kA | MCB S200P 3P K2 25kA |  | 5.14
2CDS283001R0278 | S203P-Z2 | Active | 4016779593762 | 145.82 | 1 | 1 | stuk | S200P | BE31330 | SA (Modulair+Plug&Socket) | stuk | Automaat S200P 3P Z2 25kA | Disjoncteur S200P 3P Z2 25kA | Sicherungsautomat S200P 3P Z2 25kA | MCB S200P 3P Z2 25kA |  | 5.14
2CDS283001R0317 | S203P-K3 | Active | 4016779592680 | 136.2 | 1 | 1 | stuk | S200P | BE31330 | SA (Modulair+Plug&Socket) | stuk | Automaat S200P 3P K3 25kA | Disjoncteur S200P 3P K3 25kA | Sicherungsautomat S200P 3P K3 25kA | MCB S200P 3P K3 25kA |  | 5.14
2CDS283001R0318 | S203P-Z3 | Active | 4016779593779 | 145.82 | 1 | 1 | stuk | S200P | BE31330 | SA (Modulair+Plug&Socket) | stuk | Automaat S200P 3P Z3 25kA | Disjoncteur S200P 3P Z3 25kA | Sicherungsautomat S200P 3P Z3 25kA | MCB S200P 3P Z3 25kA |  | 5.14
2CDS283001R0321 | S203P-D32 | Active | 4016779591669 | 142.22 | 1 | 1 | stuk | S200P | BE31330 | SA (Modulair+Plug&Socket) | stuk | Automaat S200P 3P D32 25kA | Disjoncteur S200P 3P D32 25kA | Sicherungsautomat S200P 3P D32 25kA | MCB S200P 3P D32 25kA |  | 5.14
2CDS283001R0324 | S203P-C32 | Active | 4016779590648 | 122.94 | 1 | 1 | stuk | S200P | BE31330 | SA (Modulair+Plug&Socket) | stuk | Automaat S200P 3P C32 25kA | Disjoncteur S200P 3P C32 25kA | Sicherungsautomat S200P 3P C32 25kA | MCB S200P 3P C32 25kA |  | 5.14
2CDS283001R0325 | S203P-B32 | Active | 4016779589833 | 122.94 | 1 | 1 | stuk | S200P | BE31330 | SA (Modulair+Plug&Socket) | stuk | Automaat S200P 3P B32 25kA | Disjoncteur S200P 3P B32 25kA | Sicherungsautomat S200P 3P B32 25kA | MCB S200P 3P B32 25kA |  | 5.14
2CDS283001R0337 | S203P-K4 | Active | 4016779592697 | 136.2 | 1 | 1 | stuk | S200P | BE31330 | SA (Modulair+Plug&Socket) | stuk | Automaat S200P 3P K4 25kA | Disjoncteur S200P 3P K4 25kA | Sicherungsautomat S200P 3P K4 25kA | MCB S200P 3P K4 25kA |  | 5.14
2CDS283001R0338 | S203P-Z4 | Active | 4016779593786 | 145.82 | 1 | 1 | stuk | S200P | BE31330 | SA (Modulair+Plug&Socket) | stuk | Automaat S200P 3P Z4 25kA | Disjoncteur S200P 3P Z4 25kA | Sicherungsautomat S200P 3P Z4 25kA | MCB S200P 3P Z4 25kA |  | 5.14
2CDS283001R0377 | S203P-K6 | Active | 4016779592703 | 136.2 | 1 | 1 | stuk | S200P | BE31330 | SA (Modulair+Plug&Socket) | stuk | Automaat S200P 3P K6 25kA | Disjoncteur S200P 3P K6 25kA | Sicherungsautomat S200P 3P K6 25kA | MCB S200P 3P K6 25kA |  | 5.14
2CDS283001R0378 | S203P-Z6 | Active | 4016779593793 | 145.82 | 1 | 1 | stuk | S200P | BE31330 | SA (Modulair+Plug&Socket) | stuk | Automaat S200P 3P Z6 25kA | Disjoncteur S200P 3P Z6 25kA | Sicherungsautomat S200P 3P Z6 25kA | MCB S200P 3P Z6 25kA |  | 5.14
2CDS283001R0401 | S203P-D40 | Active | 4016779591676 | 157.9 | 1 | 1 | stuk | S200P | BE31330 | SA (Modulair+Plug&Socket) | stuk | Automaat S200P 3P D40 25kA | Disjoncteur S200P 3P D40 25kA | Sicherungsautomat S200P 3P D40 25kA | MCB S200P 3P D40 25kA |  | 5.14
2CDS283001R0404 | S203P-C40 | Active | 4016779590655 | 127.75 | 1 | 1 | stuk | S200P | BE31330 | SA (Modulair+Plug&Socket) | stuk | Automaat S200P 3P C40 25kA | Disjoncteur S200P 3P C40 25kA | Sicherungsautomat S200P 3P C40 25kA | MCB S200P 3P C40 25kA |  | 5.14
2CDS283001R0405 | S203P-B40 | Active | 4016779589840 | 128.96 | 1 | 1 | stuk | S200P | BE31330 | SA (Modulair+Plug&Socket) | stuk | Automaat S200P 3P B40 25kA | Disjoncteur S200P 3P B40 25kA | Sicherungsautomat S200P 3P B40 25kA | MCB S200P 3P B40 25kA |  | 5.14
2CDS283001R0407 | S203P-K8 | Active | 4016779592710 | 242.27 | 1 | 1 | stuk | S200P | BE31330 | SA (Modulair+Plug&Socket) | stuk | Automaat S200P 3P K8 25kA | Disjoncteur S200P 3P K8 25kA | Sicherungsautomat S200P 3P K8 25kA | MCB S200P 3P K8 25kA |  | 5.14
2CDS283001R0408 | S203P-Z8 | Active | 4016779593809 | 145.82 | 1 | 1 | stuk | S200P | BE31330 | SA (Modulair+Plug&Socket) | stuk | Automaat S200P 3P Z8 25kA | Disjoncteur S200P 3P Z8 25kA | Sicherungsautomat S200P 3P Z8 25kA | MCB S200P 3P Z8 25kA |  | 5.14
2CDS283001R0427 | S203P-K10 | Active | 4016779592727 | 113.54 | 1 | 1 | stuk | S200P | BE31330 | SA (Modulair+Plug&Socket) | stuk | Automaat S200P 3P K10 25kA | Disjoncteur S200P 3P K10 25kA | Sicherungsautomat S200P 3P K10 25kA | MCB S200P 3P K10 25kA |  | 5.14
2CDS283001R0428 | S203P-Z10 | Active | 4016779593816 | 121.74 | 1 | 1 | stuk | S200P | BE31330 | SA (Modulair+Plug&Socket) | stuk | Automaat S200P 3P Z10 25kA | Disjoncteur S200P 3P Z10 25kA | Sicherungsautomat S200P 3P Z10 25kA | MCB S200P 3P Z10 25kA |  | 5.14
2CDS283001R0447 | S203P-K13 | Active | 4016779592734 | 235.04 | 1 | 1 | stuk | S200P | BE31330 | SA (Modulair+Plug&Socket) | stuk | Automaat S200P 3P K13 25kA | Disjoncteur S200P 3P K13 25kA | Sicherungsautomat S200P 3P K13 25kA | MCB S200P 3P K13 25kA |  | 5.14
2CDS283001R0467 | S203P-K16 | Active | 4016779592741 | 113.54 | 1 | 1 | stuk | S200P | BE31330 | SA (Modulair+Plug&Socket) | stuk | Automaat S200P 3P K16 25kA | Disjoncteur S200P 3P K16 25kA | Sicherungsautomat S200P 3P K16 25kA | MCB S200P 3P K16 25kA |  | 5.14
2CDS283001R0468 | S203P-Z16 | Active | 4016779593823 | 121.74 | 1 | 1 | stuk | S200P | BE31330 | SA (Modulair+Plug&Socket) | stuk | Automaat S200P 3P Z16 25kA | Disjoncteur S200P 3P Z16 25kA | Sicherungsautomat S200P 3P Z16 25kA | MCB S200P 3P Z16 25kA |  | 5.14
2CDS283001R0487 | S203P-K20 | Active | 4016779592758 | 131.39 | 1 | 1 | stuk | S200P | BE31330 | SA (Modulair+Plug&Socket) | stuk | Automaat S200P 3P K20 25kA | Disjoncteur S200P 3P K20 25kA | Sicherungsautomat S200P 3P K20 25kA | MCB S200P 3P K20 25kA |  | 5.14
2CDS283001R0488 | S203P-Z20 | Active | 4016779593830 | 139.82 | 1 | 1 | stuk | S200P | BE31330 | SA (Modulair+Plug&Socket) | stuk | Automaat S200P 3P Z20 25kA | Disjoncteur S200P 3P Z20 25kA | Sicherungsautomat S200P 3P Z20 25kA | MCB S200P 3P Z20 25kA |  | 5.14
2CDS283001R0501 | S203P-D50 | Active | 4016779591683 | 208.52 | 1 | 1 | stuk | S200P | BE31330 | SA (Modulair+Plug&Socket) | stuk | Automaat S200P 3P D50 25kA | Disjoncteur S200P 3P D50 25kA | Sicherungsautomat S200P 3P D50 25kA | MCB S200P 3P D50 25kA |  | 5.14
2CDS283001R0504 | S203P-C50 | Active | 4016779590662 | 147.04 | 1 | 1 | stuk | S200P | BE31330 | SA (Modulair+Plug&Socket) | stuk | Automaat S200P 3P C50 25kA | Disjoncteur S200P 3P C50 25kA | Sicherungsautomat S200P 3P C50 25kA | MCB S200P 3P C50 25kA |  | 5.14
2CDS283001R0505 | S203P-B50 | Active | 4016779589857 | 163.93 | 1 | 1 | stuk | S200P | BE31330 | SA (Modulair+Plug&Socket) | stuk | Automaat S200P 3P B50 25kA | Disjoncteur S200P 3P B50 25kA | Sicherungsautomat S200P 3P B50 25kA | MCB S200P 3P B50 25kA |  | 5.14
2CDS283001R0517 | S203P-K25 | Active | 4016779592765 | 136.2 | 1 | 1 | stuk | S200P | BE31330 | SA (Modulair+Plug&Socket) | stuk | Automaat S200P 3P K25 25kA | Disjoncteur S200P 3P K25 25kA | Sicherungsautomat S200P 3P K25 25kA | MCB S200P 3P K25 25kA |  | 5.14
2CDS283001R0518 | S203P-Z25 | Active | 4016779593847 | 145.82 | 1 | 1 | stuk | S200P | BE31330 | SA (Modulair+Plug&Socket) | stuk | Automaat S200P 3P Z25 25kA | Disjoncteur S200P 3P Z25 25kA | Sicherungsautomat S200P 3P Z25 25kA | MCB S200P 3P Z25 25kA |  | 5.14
2CDS283001R0537 | S203P-K32 | Active | 4016779592772 | 142.22 | 1 | 1 | stuk | S200P | BE31330 | SA (Modulair+Plug&Socket) | stuk | Automaat S200P 3P K32 25kA | Disjoncteur S200P 3P K32 25kA | Sicherungsautomat S200P 3P K32 25kA | MCB S200P 3P K32 25kA |  | 5.14
2CDS283001R0538 | S203P-Z32 | Active | 4016779593854 | 150.68 | 1 | 1 | stuk | S200P | BE31330 | SA (Modulair+Plug&Socket) | stuk | Automaat S200P 3P Z32 25kA | Disjoncteur S200P 3P Z32 25kA | Sicherungsautomat S200P 3P Z32 25kA | MCB S200P 3P Z32 25kA |  | 5.14
2CDS283001R0557 | S203P-K40 | Active | 4016779592789 | 147.04 | 1 | 1 | stuk | S200P | BE31330 | SA (Modulair+Plug&Socket) | stuk | Automaat S200P 3P K40 25kA | Disjoncteur S200P 3P K40 25kA | Sicherungsautomat S200P 3P K40 25kA | MCB S200P 3P K40 25kA |  | 5.14
2CDS283001R0558 | S203P-Z40 | Active | 4016779593861 | 157.9 | 1 | 1 | stuk | S200P | BE31330 | SA (Modulair+Plug&Socket) | stuk | Automaat S200P 3P Z40 25kA | Disjoncteur S200P 3P Z40 25kA | Sicherungsautomat S200P 3P Z40 25kA | MCB S200P 3P Z40 25kA |  | 5.14
2CDS283001R0577 | S203P-K50 | Active | 4016779592796 | 204.89 | 1 | 1 | stuk | S200P | BE31330 | SA (Modulair+Plug&Socket) | stuk | Automaat S200P 3P K50 25kA | Disjoncteur S200P 3P K50 25kA | Sicherungsautomat S200P 3P K50 25kA | MCB S200P 3P K50 25kA |  | 5.14
2CDS283001R0578 | S203P-Z50 | Active | 4016779593878 | 213.35 | 1 | 1 | stuk | S200P | BE31330 | SA (Modulair+Plug&Socket) | stuk | Automaat S200P 3P Z50 25kA | Disjoncteur S200P 3P Z50 25kA | Sicherungsautomat S200P 3P Z50 25kA | MCB S200P 3P Z50 25kA |  | 5.14
2CDS283001R0607 | S203P-K63 | Active | 4016779592802 | 214.56 | 1 | 1 | stuk | S200P | BE31330 | SA (Modulair+Plug&Socket) | stuk | Automaat S200P 3P K63 25kA | Disjoncteur S200P 3P K63 25kA | Sicherungsautomat S200P 3P K63 25kA | MCB S200P 3P K63 25kA |  | 5.14
2CDS283001R0608 | S203P-Z63 | Active | 4016779593885 | 429.09 | 1 | 1 | stuk | S200P | BE31330 | SA (Modulair+Plug&Socket) | stuk | Automaat S200P 3P Z63 25kA | Disjoncteur S200P 3P Z63 25kA | Sicherungsautomat S200P 3P Z63 25kA | MCB S200P 3P Z63 25kA |  | 5.14
2CDS283001R0631 | S203P-D63 | Active | 4016779591690 | 224.2 | 1 | 1 | stuk | S200P | BE31330 | SA (Modulair+Plug&Socket) | stuk | Automaat S200P 3P D63 25kA | Disjoncteur S200P 3P D63 25kA | Sicherungsautomat S200P 3P D63 25kA | MCB S200P 3P D63 25kA |  | 5.14
2CDS283001R0634 | S203P-C63 | Active | 4016779590679 | 167.54 | 1 | 1 | stuk | S200P | BE31330 | SA (Modulair+Plug&Socket) | stuk | Automaat S200P 3P C63 25kA | Disjoncteur S200P 3P C63 25kA | Sicherungsautomat S200P 3P C63 25kA | MCB S200P 3P C63 25kA |  | 5.14
2CDS283001R0635 | S203P-B63 | Active | 4016779589864 | 175.98 | 1 | 1 | stuk | S200P | BE31330 | SA (Modulair+Plug&Socket) | stuk | Automaat S200P 3P B63 25kA | Disjoncteur S200P 3P B63 25kA | Sicherungsautomat S200P 3P B63 25kA | MCB S200P 3P B63 25kA |  | 5.14
2CDS283001R0971 | S203P-D1,6 | Active | 4016779591553 | 282.05 | 1 | 1 | stuk | S200P | BE31330 | SA (Modulair+Plug&Socket) | stuk | Automaat S200P 3P D1 6 25kA | Disjoncteur S200P 3P D1 6 25kA | Sicherungsautomat S200P 3P D1 6 25kA | MCB S200P 3P D1 6 25kA |  | 5.14
2CDS283001R0974 | S203P-C1,6 | Active | 4016779590532 | 131.39 | 1 | 1 | stuk | S200P | BE31330 | SA (Modulair+Plug&Socket) | stuk | Automaat S200P 3P C1 6 25kA | Disjoncteur S200P 3P C1 6 25kA | Sicherungsautomat S200P 3P C1 6 25kA | MCB S200P 3P C1 6 25kA |  | 5.14
2CDS283001R0981 | S203P-D0,5 | Active | 4016779591539 | 282.05 | 1 | 1 | stuk | S200P | BE31330 | SA (Modulair+Plug&Socket) | stuk | Automaat S200P 3P D0 5 25kA | Disjoncteur S200P 3P D0 5 25kA | Sicherungsautomat S200P 3P D0 5 25kA | MCB S200P 3P D0 5 25kA |  | 5.14
2CDS283001R0984 | S203P-C0,5 | Active | 4016779590518 | 117.75 | 1 | 1 | stuk | S200P | BE31330 | SA (Modulair+Plug&Socket) | stuk | Automaat S200P 3P C0 5 25kA | Disjoncteur S200P 3P C0 5 25kA | Sicherungsautomat S200P 3P C0 5 25kA | MCB S200P 3P C0 5 25kA |  | 5.14
2CDS283103R0011 | S203P-D1NA | Active | 4016779592055 | 341.5 | 1 | 1 | stuk | S200P | BE31330 | SA (Modulair+Plug&Socket) | stuk | Automaat S200P 3P+N D1 25kA NA | Disjoncteur S200P 3P+N D1 25kA NA | Sicherungsautomat S200P 3P+N D1 25kA NA | MCB S200P 3P+N D1 25kA NA |  | 5.14
2CDS283103R0014 | S203P-C1NA | Active | 4016779591034 | 167.8 | 1 | 1 | stuk | S200P | BE31330 | SA (Modulair+Plug&Socket) | stuk | Automaat S200P 3P+N C1 25kA NA | Disjoncteur S200P 3P+N C1 25kA NA | Sicherungsautomat S200P 3P+N C1 25kA NA | MCB S200P 3P+N C1 25kA NA |  | 5.14
2CDS283103R0021 | S203P-D2NA | Active | 4016779592079 | 341.5 | 1 | 1 | stuk | S200P | BE31330 | SA (Modulair+Plug&Socket) | stuk | Automaat S200P 3P+N D2 25kA NA | Disjoncteur S200P 3P+N D2 25kA NA | Sicherungsautomat S200P 3P+N D2 25kA NA | MCB S200P 3P+N D2 25kA NA |  | 5.14
2CDS283103R0024 | S203P-C2NA | Active | 4016779591058 | 167.8 | 1 | 1 | stuk | S200P | BE31330 | SA (Modulair+Plug&Socket) | stuk | Automaat S200P 3P+N C2 25kA NA | Disjoncteur S200P 3P+N C2 25kA NA | Sicherungsautomat S200P 3P+N C2 25kA NA | MCB S200P 3P+N C2 25kA NA |  | 5.14
2CDS283103R0031 | S203P-D3NA | Active | 4016779592086 | 341.5 | 1 | 1 | stuk | S200P | BE31330 | SA (Modulair+Plug&Socket) | stuk | Automaat S200P 3P+N D3 25kA NA | Disjoncteur S200P 3P+N D3 25kA NA | Sicherungsautomat S200P 3P+N D3 25kA NA | MCB S200P 3P+N D3 25kA NA |  | 5.14
2CDS283103R0034 | S203P-C3NA | Active | 4016779591065 | 167.8 | 1 | 1 | stuk | S200P | BE31330 | SA (Modulair+Plug&Socket) | stuk | Automaat S200P 3P+N C3 25kA NA | Disjoncteur S200P 3P+N C3 25kA NA | Sicherungsautomat S200P 3P+N C3 25kA NA | MCB S200P 3P+N C3 25kA NA |  | 5.14
2CDS283103R0041 | S203P-D4NA | Active | 4016779592093 | 341.5 | 1 | 1 | stuk | S200P | BE31330 | SA (Modulair+Plug&Socket) | stuk | Automaat S200P 3P+N D4 25kA NA | Disjoncteur S200P 3P+N D4 25kA NA | Sicherungsautomat S200P 3P+N D4 25kA NA | MCB S200P 3P+N D4 25kA NA |  | 5.14
2CDS283103R0044 | S203P-C4NA | Active | 4016779591072 | 167.8 | 1 | 1 | stuk | S200P | BE31330 | SA (Modulair+Plug&Socket) | stuk | Automaat S200P 3P+N C4 25kA NA | Disjoncteur S200P 3P+N C4 25kA NA | Sicherungsautomat S200P 3P+N C4 25kA NA | MCB S200P 3P+N C4 25kA NA |  | 5.14
2CDS283103R0061 | S203P-D6NA | Active | 4016779592109 | 165.43 | 1 | 1 | stuk | S200P | BE31330 | SA (Modulair+Plug&Socket) | stuk | Automaat S200P 3P+N D6 25kA NA | Disjoncteur S200P 3P+N D6 25kA NA | Sicherungsautomat S200P 3P+N D6 25kA NA | MCB S200P 3P+N D6 25kA NA |  | 5.14
2CDS283103R0064 | S203P-C6NA | Active | 4016779591089 | 167.8 | 1 | 1 | stuk | S200P | BE31330 | SA (Modulair+Plug&Socket) | stuk | Automaat S200P 3P+N C6 25kA NA | Disjoncteur S200P 3P+N C6 25kA NA | Sicherungsautomat S200P 3P+N C6 25kA NA | MCB S200P 3P+N C6 25kA NA |  | 5.14
2CDS283103R0065 | S203P-B6NA | Active | 4016779590075 | 145.33 | 1 | 1 | stuk | S200P | BE31330 | SA (Modulair+Plug&Socket) | stuk | Automaat S200P 3P+N B6 25kA NA | Disjoncteur S200P 3P+N B6 25kA NA | Sicherungsautomat S200P 3P+N B6 25kA NA | MCB S200P 3P+N B6 25kA NA |  | 5.14
2CDS283103R0081 | S203P-D8NA | Active | 4016779592116 | 341.5 | 1 | 1 | stuk | S200P | BE31330 | SA (Modulair+Plug&Socket) | stuk | Automaat S200P 3P+N D8 25kA NA | Disjoncteur S200P 3P+N D8 25kA NA | Sicherungsautomat S200P 3P+N D8 25kA NA | MCB S200P 3P+N D8 25kA NA |  | 5.14
2CDS283103R0084 | S203P-C8NA | Active | 4016779591096 | 300.14 | 1 | 1 | stuk | S200P | BE31330 | SA (Modulair+Plug&Socket) | stuk | Automaat S200P 3P+N C8 25kA NA | Disjoncteur S200P 3P+N C8 25kA NA | Sicherungsautomat S200P 3P+N C8 25kA NA | MCB S200P 3P+N C8 25kA NA |  | 5.14
2CDS283103R0087 | S203P-K0,2NA | Active | 4016779593212 | 341.5 | 1 | 1 | stuk | S200P | BE31330 | SA (Modulair+Plug&Socket) | stuk | Automaat S200P 3P+N K0 2 25kA NA | Disjoncteur S200P 3P+N K0 2 25kA NA | Sicherungsautomat S200P 3P+N K0 2 25kA NA | MCB S200P 3P+N K0 2 25kA NA |  | 5.14
2CDS283103R0101 | S203P-D10NA | Active | 4016779592123 | 159.54 | 1 | 1 | stuk | S200P | BE31330 | SA (Modulair+Plug&Socket) | stuk | Automaat S200P 3P+N D10 25kA NA | Disjoncteur S200P 3P+N D10 25kA NA | Sicherungsautomat S200P 3P+N D10 25kA NA | MCB S200P 3P+N D10 25kA NA |  | 5.14
2CDS283103R0104 | S203P-C10NA | Active | 4016779591102 | 139.43 | 1 | 1 | stuk | S200P | BE31330 | SA (Modulair+Plug&Socket) | stuk | Automaat S200P 3P+N C10 25kA NA | Disjoncteur S200P 3P+N C10 25kA NA | Sicherungsautomat S200P 3P+N C10 25kA NA | MCB S200P 3P+N C10 25kA NA |  | 5.14
2CDS283103R0105 | S203P-B10NA | Active | 4016779590082 | 121.71 | 1 | 1 | stuk | S200P | BE31330 | SA (Modulair+Plug&Socket) | stuk | Automaat S200P 3P+N B10 25kA NA | Disjoncteur S200P 3P+N B10 25kA NA | Sicherungsautomat S200P 3P+N B10 25kA NA | MCB S200P 3P+N B10 25kA NA |  | 5.14
2CDS283103R0117 | S203P-K0,3NA | Active | 4016779593229 | 341.5 | 1 | 1 | stuk | S200P | BE31330 | SA (Modulair+Plug&Socket) | stuk | Automaat S200P 3P+N K0 3 25kA NA | Disjoncteur S200P 3P+N K0 3 25kA NA | Sicherungsautomat S200P 3P+N K0 3 25kA NA | MCB S200P 3P+N K0 3 25kA NA |  | 5.14
2CDS283103R0131 | S203P-D13NA | Active | 4016779592130 | 284.8 | 1 | 1 | stuk | S200P | BE31330 | SA (Modulair+Plug&Socket) | stuk | Automaat S200P 3P+N D13 25kA NA | Disjoncteur S200P 3P+N D13 25kA NA | Sicherungsautomat S200P 3P+N D13 25kA NA | MCB S200P 3P+N D13 25kA NA |  | 5.14
2CDS283103R0134 | S203P-C13NA | Active | 4016779591119 | 249.33 | 1 | 1 | stuk | S200P | BE31330 | SA (Modulair+Plug&Socket) | stuk | Automaat S200P 3P+N C13 25kA NA | Disjoncteur S200P 3P+N C13 25kA NA | Sicherungsautomat S200P 3P+N C13 25kA NA | MCB S200P 3P+N C13 25kA NA |  | 5.14
2CDS283103R0135 | S203P-B13NA | Active | 4016779590099 | 216.26 | 1 | 1 | stuk | S200P | BE31330 | SA (Modulair+Plug&Socket) | stuk | Automaat S200P 3P+N B13 25kA NA | Disjoncteur S200P 3P+N B13 25kA NA | Sicherungsautomat S200P 3P+N B13 25kA NA | MCB S200P 3P+N B13 25kA NA |  | 5.14
2CDS283103R0157 | S203P-K0,5NA | Active | 4016779593236 | 341.5 | 1 | 1 | stuk | S200P | BE31330 | SA (Modulair+Plug&Socket) | stuk | Automaat S200P 3P+N K0 5 25kA NA | Disjoncteur S200P 3P+N K0 5 25kA NA | Sicherungsautomat S200P 3P+N K0 5 25kA NA | MCB S200P 3P+N K0 5 25kA NA |  | 5.14
2CDS283103R0158 | S203P-Z0,5NA | Active | 4016779594219 | 356.86 | 1 | 1 | stuk | S200P | BE31330 | SA (Modulair+Plug&Socket) | stuk | Automaat S200P 3P+N Z0 5 25kA NA | Disjoncteur S200P 3P+N Z0 5 25kA NA | Sicherungsautomat S200P 3P+N Z0 5 25kA NA | MCB S200P 3P+N Z0 5 25kA NA |  | 5.14
2CDS283103R0161 | S203P-D16NA | Active | 4016779592147 | 159.54 | 1 | 1 | stuk | S200P | BE31330 | SA (Modulair+Plug&Socket) | stuk | Automaat S200P 3P+N D16 25kA NA | Disjoncteur S200P 3P+N D16 25kA NA | Sicherungsautomat S200P 3P+N D16 25kA NA | MCB S200P 3P+N D16 25kA NA |  | 5.14
2CDS283103R0164 | S203P-C16NA | Active | 4016779591126 | 139.43 | 1 | 1 | stuk | S200P | BE31330 | SA (Modulair+Plug&Socket) | stuk | Automaat S200P 3P+N C16 25kA NA | Disjoncteur S200P 3P+N C16 25kA NA | Sicherungsautomat S200P 3P+N C16 25kA NA | MCB S200P 3P+N C16 25kA NA |  | 5.14
2CDS283103R0165 | S203P-B16NA | Active | 4016779590105 | 121.71 | 1 | 1 | stuk | S200P | BE31330 | SA (Modulair+Plug&Socket) | stuk | Automaat S200P 3P+N B16 25kA NA | Disjoncteur S200P 3P+N B16 25kA NA | Sicherungsautomat S200P 3P+N B16 25kA NA | MCB S200P 3P+N B16 25kA NA |  | 5.14
2CDS283103R0187 | S203P-K0,75NA | Active | 4016779593243 | 341.5 | 1 | 1 | stuk | S200P | BE31330 | SA (Modulair+Plug&Socket) | stuk | Automaat S200P 3P+N K0 75 25kA NA | Disjoncteur S200P 3P+N K0 75 25kA NA | Sicherungsautomat S200P 3P+N K0 75 25kA NA | MCB S200P 3P+N K0 75 25kA NA |  | 5.14
2CDS283103R0201 | S203P-D20NA | Active | 4016779592154 | 181.98 | 1 | 1 | stuk | S200P | BE31330 | SA (Modulair+Plug&Socket) | stuk | Automaat S200P 3P+N D20 25kA NA | Disjoncteur S200P 3P+N D20 25kA NA | Sicherungsautomat S200P 3P+N D20 25kA NA | MCB S200P 3P+N D20 25kA NA |  | 5.14
2CDS283103R0204 | S203P-C20NA | Active | 4016779591133 | 160.71 | 1 | 1 | stuk | S200P | BE31330 | SA (Modulair+Plug&Socket) | stuk | Automaat S200P 3P+N C20 25kA NA | Disjoncteur S200P 3P+N C20 25kA NA | Sicherungsautomat S200P 3P+N C20 25kA NA | MCB S200P 3P+N C20 25kA NA |  | 5.14
2CDS283103R0205 | S203P-B20NA | Active | 4016779590112 | 139.43 | 1 | 1 | stuk | S200P | BE31330 | SA (Modulair+Plug&Socket) | stuk | Automaat S200P 3P+N B20 25kA NA | Disjoncteur S200P 3P+N B20 25kA NA | Sicherungsautomat S200P 3P+N B20 25kA NA | MCB S200P 3P+N B20 25kA NA |  | 5.14
2CDS283103R0217 | S203P-K1NA | Active | 4016779593250 | 189.06 | 1 | 1 | stuk | S200P | BE31330 | SA (Modulair+Plug&Socket) | stuk | Automaat S200P 3P+N K1 25kA NA | Disjoncteur S200P 3P+N K1 25kA NA | Sicherungsautomat S200P 3P+N K1 25kA NA | MCB S200P 3P+N K1 25kA NA |  | 5.14
2CDS283103R0218 | S203P-Z1NA | Active | 4016779594226 | 200.88 | 1 | 1 | stuk | S200P | BE31330 | SA (Modulair+Plug&Socket) | stuk | Automaat S200P 3P+N Z1 25kA NA | Disjoncteur S200P 3P+N Z1 25kA NA | Sicherungsautomat S200P 3P+N Z1 25kA NA | MCB S200P 3P+N Z1 25kA NA |  | 5.14
2CDS283103R0251 | S203P-D25NA | Active | 4016779592161 | 189.06 | 1 | 1 | stuk | S200P | BE31330 | SA (Modulair+Plug&Socket) | stuk | Automaat S200P 3P+N D25 25kA NA | Disjoncteur S200P 3P+N D25 25kA NA | Sicherungsautomat S200P 3P+N D25 25kA NA | MCB S200P 3P+N D25 25kA NA |  | 5.14
2CDS283103R0254 | S203P-C25NA | Active | 4016779591140 | 167.8 | 1 | 1 | stuk | S200P | BE31330 | SA (Modulair+Plug&Socket) | stuk | Automaat S200P 3P+N C25 25kA NA | Disjoncteur S200P 3P+N C25 25kA NA | Sicherungsautomat S200P 3P+N C25 25kA NA | MCB S200P 3P+N C25 25kA NA |  | 5.14
2CDS283103R0255 | S203P-B25NA | Active | 4016779590129 | 145.33 | 1 | 1 | stuk | S200P | BE31330 | SA (Modulair+Plug&Socket) | stuk | Automaat S200P 3P+N B25 25kA NA | Disjoncteur S200P 3P+N B25 25kA NA | Sicherungsautomat S200P 3P+N B25 25kA NA | MCB S200P 3P+N B25 25kA NA |  | 5.14
2CDS283103R0257 | S203P-K1,6NA | Active | 4016779593267 | 189.06 | 1 | 1 | stuk | S200P | BE31330 | SA (Modulair+Plug&Socket) | stuk | Automaat S200P 3P+N K1 6 25kA NA | Disjoncteur S200P 3P+N K1 6 25kA NA | Sicherungsautomat S200P 3P+N K1 6 25kA NA | MCB S200P 3P+N K1 6 25kA NA |  | 5.14
2CDS283103R0258 | S203P-Z1,6NA | Active | 4016779594233 | 200.88 | 1 | 1 | stuk | S200P | BE31330 | SA (Modulair+Plug&Socket) | stuk | Automaat S200P 3P+N Z1 6 25kA NA | Disjoncteur S200P 3P+N Z1 6 25kA NA | Sicherungsautomat S200P 3P+N Z1 6 25kA NA | MCB S200P 3P+N Z1 6 25kA NA |  | 5.14
2CDS283103R0277 | S203P-K2NA | Active | 4016779593274 | 189.06 | 1 | 1 | stuk | S200P | BE31330 | SA (Modulair+Plug&Socket) | stuk | Automaat S200P 3P+N K2 25kA NA | Disjoncteur S200P 3P+N K2 25kA NA | Sicherungsautomat S200P 3P+N K2 25kA NA | MCB S200P 3P+N K2 25kA NA |  | 5.14
2CDS283103R0278 | S203P-Z2NA | Active | 4016779594240 | 200.88 | 1 | 1 | stuk | S200P | BE31330 | SA (Modulair+Plug&Socket) | stuk | Automaat S200P 3P+N Z2 25kA NA | Disjoncteur S200P 3P+N Z2 25kA NA | Sicherungsautomat S200P 3P+N Z2 25kA NA | MCB S200P 3P+N Z2 25kA NA |  | 5.14
2CDS283103R0317 | S203P-K3NA | Active | 4016779593281 | 189.06 | 1 | 1 | stuk | S200P | BE31330 | SA (Modulair+Plug&Socket) | stuk | Automaat S200P 3P+N K3 25kA NA | Disjoncteur S200P 3P+N K3 25kA NA | Sicherungsautomat S200P 3P+N K3 25kA NA | MCB S200P 3P+N K3 25kA NA |  | 5.14
2CDS283103R0318 | S203P-Z3NA | Active | 4016779594257 | 200.88 | 1 | 1 | stuk | S200P | BE31330 | SA (Modulair+Plug&Socket) | stuk | Automaat S200P 3P+N Z3 25kA NA | Disjoncteur S200P 3P+N Z3 25kA NA | Sicherungsautomat S200P 3P+N Z3 25kA NA | MCB S200P 3P+N Z3 25kA NA |  | 5.14
2CDS283103R0321 | S203P-D32NA | Active | 4016779592178 | 198.51 | 1 | 1 | stuk | S200P | BE31330 | SA (Modulair+Plug&Socket) | stuk | Automaat S200P 3P+N D32 25kA NA | Disjoncteur S200P 3P+N D32 25kA NA | Sicherungsautomat S200P 3P+N D32 25kA NA | MCB S200P 3P+N D32 25kA NA |  | 5.14
2CDS283103R0324 | S203P-C32NA | Active | 4016779591157 | 173.71 | 1 | 1 | stuk | S200P | BE31330 | SA (Modulair+Plug&Socket) | stuk | Automaat S200P 3P+N C32 25kA NA | Disjoncteur S200P 3P+N C32 25kA NA | Sicherungsautomat S200P 3P+N C32 25kA NA | MCB S200P 3P+N C32 25kA NA |  | 5.14
2CDS283103R0325 | S203P-B32NA | Active | 4016779590136 | 150.09 | 1 | 1 | stuk | S200P | BE31330 | SA (Modulair+Plug&Socket) | stuk | Automaat S200P 3P+N B32 25kA NA | Disjoncteur S200P 3P+N B32 25kA NA | Sicherungsautomat S200P 3P+N B32 25kA NA | MCB S200P 3P+N B32 25kA NA |  | 5.14
2CDS283103R0337 | S203P-K4NA | Active | 4016779593298 | 189.06 | 1 | 1 | stuk | S200P | BE31330 | SA (Modulair+Plug&Socket) | stuk | Automaat S200P 3P+N K4 25kA NA | Disjoncteur S200P 3P+N K4 25kA NA | Sicherungsautomat S200P 3P+N K4 25kA NA | MCB S200P 3P+N K4 25kA NA |  | 5.14
2CDS283103R0338 | S203P-Z4NA | Active | 4016779594264 | 200.88 | 1 | 1 | stuk | S200P | BE31330 | SA (Modulair+Plug&Socket) | stuk | Automaat S200P 3P+N Z4 25kA NA | Disjoncteur S200P 3P+N Z4 25kA NA | Sicherungsautomat S200P 3P+N Z4 25kA NA | MCB S200P 3P+N Z4 25kA NA |  | 5.14
2CDS283103R0377 | S203P-K6NA | Active | 4016779593304 | 189.06 | 1 | 1 | stuk | S200P | BE31330 | SA (Modulair+Plug&Socket) | stuk | Automaat S200P 3P+N K6 25kA NA | Disjoncteur S200P 3P+N K6 25kA NA | Sicherungsautomat S200P 3P+N K6 25kA NA | MCB S200P 3P+N K6 25kA NA |  | 5.14
2CDS283103R0378 | S203P-Z6NA | Active | 4016779594271 | 200.88 | 1 | 1 | stuk | S200P | BE31330 | SA (Modulair+Plug&Socket) | stuk | Automaat S200P 3P+N Z6 25kA NA | Disjoncteur S200P 3P+N Z6 25kA NA | Sicherungsautomat S200P 3P+N Z6 25kA NA | MCB S200P 3P+N Z6 25kA NA |  | 5.14
2CDS283103R0401 | S203P-D40NA | Active | 4016779592185 | 212.71 | 1 | 1 | stuk | S200P | BE31330 | SA (Modulair+Plug&Socket) | stuk | Automaat S200P 3P+N D40 25kA NA | Disjoncteur S200P 3P+N D40 25kA NA | Sicherungsautomat S200P 3P+N D40 25kA NA | MCB S200P 3P+N D40 25kA NA |  | 5.14
2CDS283103R0404 | S203P-C40NA | Active | 4016779591164 | 180.8 | 1 | 1 | stuk | S200P | BE31330 | SA (Modulair+Plug&Socket) | stuk | Automaat S200P 3P+N C40 25kA NA | Disjoncteur S200P 3P+N C40 25kA NA | Sicherungsautomat S200P 3P+N C40 25kA NA | MCB S200P 3P+N C40 25kA NA |  | 5.14
2CDS283103R0405 | S203P-B40NA | Active | 4016779590143 | 158.35 | 1 | 1 | stuk | S200P | BE31330 | SA (Modulair+Plug&Socket) | stuk | Automaat S200P 3P+N B40 25kA NA | Disjoncteur S200P 3P+N B40 25kA NA | Sicherungsautomat S200P 3P+N B40 25kA NA | MCB S200P 3P+N B40 25kA NA |  | 5.14
2CDS283103R0407 | S203P-K8NA | Active | 4016779593311 | 341.5 | 1 | 1 | stuk | S200P | BE31330 | SA (Modulair+Plug&Socket) | stuk | Automaat S200P 3P+N K8 25kA NA | Disjoncteur S200P 3P+N K8 25kA NA | Sicherungsautomat S200P 3P+N K8 25kA NA | MCB S200P 3P+N K8 25kA NA |  | 5.14
2CDS283103R0408 | S203P-Z8NA | Active | 4016779594288 | 200.88 | 1 | 1 | stuk | S200P | BE31330 | SA (Modulair+Plug&Socket) | stuk | Automaat S200P 3P+N Z8 25kA NA | Disjoncteur S200P 3P+N Z8 25kA NA | Sicherungsautomat S200P 3P+N Z8 25kA NA | MCB S200P 3P+N Z8 25kA NA |  | 5.14
2CDS283103R0427 | S203P-K10NA | Active | 4016779593328 | 159.54 | 1 | 1 | stuk | S200P | BE31330 | SA (Modulair+Plug&Socket) | stuk | Automaat S200P 3P+N K10 25kA NA | Disjoncteur S200P 3P+N K10 25kA NA | Sicherungsautomat S200P 3P+N K10 25kA NA | MCB S200P 3P+N K10 25kA NA |  | 5.14
2CDS283103R0428 | S203P-Z10NA | Active | 4016779594295 | 164.25 | 1 | 1 | stuk | S200P | BE31330 | SA (Modulair+Plug&Socket) | stuk | Automaat S200P 3P+N Z10 25kA NA | Disjoncteur S200P 3P+N Z10 25kA NA | Sicherungsautomat S200P 3P+N Z10 25kA NA | MCB S200P 3P+N Z10 25kA NA |  | 5.14
2CDS283103R0447 | S203P-K13NA | Active | 4016779593335 | 284.8 | 1 | 1 | stuk | S200P | BE31330 | SA (Modulair+Plug&Socket) | stuk | Automaat S200P 3P+N K13 25kA NA | Disjoncteur S200P 3P+N K13 25kA NA | Sicherungsautomat S200P 3P+N K13 25kA NA | MCB S200P 3P+N K13 25kA NA |  | 5.14
2CDS283103R0467 | S203P-K16NA | Active | 4016779593342 | 154.8 | 1 | 1 | stuk | S200P | BE31330 | SA (Modulair+Plug&Socket) | stuk | Automaat S200P 3P+N K16 25kA NA | Disjoncteur S200P 3P+N K16 25kA NA | Sicherungsautomat S200P 3P+N K16 25kA NA | MCB S200P 3P+N K16 25kA NA |  | 5.14
2CDS283103R0468 | S203P-Z16NA | Active | 4016779594301 | 164.25 | 1 | 1 | stuk | S200P | BE31330 | SA (Modulair+Plug&Socket) | stuk | Automaat S200P 3P+N Z16 25kA NA | Disjoncteur S200P 3P+N Z16 25kA NA | Sicherungsautomat S200P 3P+N Z16 25kA NA | MCB S200P 3P+N Z16 25kA NA |  | 5.14
2CDS283103R0487 | S203P-K20NA | Active | 4016779593359 | 181.98 | 1 | 1 | stuk | S200P | BE31330 | SA (Modulair+Plug&Socket) | stuk | Automaat S200P 3P+N K20 25kA NA | Disjoncteur S200P 3P+N K20 25kA NA | Sicherungsautomat S200P 3P+N K20 25kA NA | MCB S200P 3P+N K20 25kA NA |  | 5.14
2CDS283103R0488 | S203P-Z20NA | Active | 4016779594318 | 179.61 | 1 | 1 | stuk | S200P | BE31330 | SA (Modulair+Plug&Socket) | stuk | Automaat S200P 3P+N Z20 25kA NA | Disjoncteur S200P 3P+N Z20 25kA NA | Sicherungsautomat S200P 3P+N Z20 25kA NA | MCB S200P 3P+N Z20 25kA NA |  | 5.14
2CDS283103R0501 | S203P-D50NA | Active | 4016779592192 | 238.71 | 1 | 1 | stuk | S200P | BE31330 | SA (Modulair+Plug&Socket) | stuk | Automaat S200P 3P+N D50 25kA NA | Disjoncteur S200P 3P+N D50 25kA NA | Sicherungsautomat S200P 3P+N D50 25kA NA | MCB S200P 3P+N D50 25kA NA |  | 5.14
2CDS283103R0504 | S203P-C50NA | Active | 4016779591171 | 209.17 | 1 | 1 | stuk | S200P | BE31330 | SA (Modulair+Plug&Socket) | stuk | Automaat S200P 3P+N C50 25kA NA | Disjoncteur S200P 3P+N C50 25kA NA | Sicherungsautomat S200P 3P+N C50 25kA NA | MCB S200P 3P+N C50 25kA NA |  | 5.14
2CDS283103R0505 | S203P-B50NA | Active | 4016779590150 | 180.8 | 1 | 1 | stuk | S200P | BE31330 | SA (Modulair+Plug&Socket) | stuk | Automaat S200P 3P+N B50 25kA NA | Disjoncteur S200P 3P+N B50 25kA NA | Sicherungsautomat S200P 3P+N B50 25kA NA | MCB S200P 3P+N B50 25kA NA |  | 5.14
2CDS283103R0517 | S203P-K25NA | Active | 4016779593366 | 189.06 | 1 | 1 | stuk | S200P | BE31330 | SA (Modulair+Plug&Socket) | stuk | Automaat S200P 3P+N K25 25kA NA | Disjoncteur S200P 3P+N K25 25kA NA | Sicherungsautomat S200P 3P+N K25 25kA NA | MCB S200P 3P+N K25 25kA NA |  | 5.14
2CDS283103R0518 | S203P-Z25NA | Active | 4016779594325 | 183.16 | 1 | 1 | stuk | S200P | BE31330 | SA (Modulair+Plug&Socket) | stuk | Automaat S200P 3P+N Z25 25kA NA | Disjoncteur S200P 3P+N Z25 25kA NA | Sicherungsautomat S200P 3P+N Z25 25kA NA | MCB S200P 3P+N Z25 25kA NA |  | 5.14
2CDS283103R0537 | S203P-K32NA | Active | 4016779593373 | 198.51 | 1 | 1 | stuk | S200P | BE31330 | SA (Modulair+Plug&Socket) | stuk | Automaat S200P 3P+N K32 25kA NA | Disjoncteur S200P 3P+N K32 25kA NA | Sicherungsautomat S200P 3P+N K32 25kA NA | MCB S200P 3P+N K32 25kA NA |  | 5.14
2CDS283103R0538 | S203P-Z32NA | Active | 4016779594332 | 187.89 | 1 | 1 | stuk | S200P | BE31330 | SA (Modulair+Plug&Socket) | stuk | Automaat S200P 3P+N Z32 25kA NA | Disjoncteur S200P 3P+N Z32 25kA NA | Sicherungsautomat S200P 3P+N Z32 25kA NA | MCB S200P 3P+N Z32 25kA NA |  | 5.14
2CDS283103R0557 | S203P-K40NA | Active | 4016779593380 | 207.98 | 1 | 1 | stuk | S200P | BE31330 | SA (Modulair+Plug&Socket) | stuk | Automaat S200P 3P+N K40 25kA NA | Disjoncteur S200P 3P+N K40 25kA NA | Sicherungsautomat S200P 3P+N K40 25kA NA | MCB S200P 3P+N K40 25kA NA |  | 5.14
2CDS283103R0558 | S203P-Z40NA | Active | 4016779594349 | 207.98 | 1 | 1 | stuk | S200P | BE31330 | SA (Modulair+Plug&Socket) | stuk | Automaat S200P 3P+N Z40 25kA NA | Disjoncteur S200P 3P+N Z40 25kA NA | Sicherungsautomat S200P 3P+N Z40 25kA NA | MCB S200P 3P+N Z40 25kA NA |  | 5.14
2CDS283103R0577 | S203P-K50NA | Active | 4016779593397 | 238.71 | 1 | 1 | stuk | S200P | BE31330 | SA (Modulair+Plug&Socket) | stuk | Automaat S200P 3P+N K50 25kA NA | Disjoncteur S200P 3P+N K50 25kA NA | Sicherungsautomat S200P 3P+N K50 25kA NA | MCB S200P 3P+N K50 25kA NA |  | 5.14
2CDS283103R0578 | S203P-Z50NA | Active | 4016779594356 | 231.61 | 1 | 1 | stuk | S200P | BE31330 | SA (Modulair+Plug&Socket) | stuk | Automaat S200P 3P+N Z50 25kA NA | Disjoncteur S200P 3P+N Z50 25kA NA | Sicherungsautomat S200P 3P+N Z50 25kA NA | MCB S200P 3P+N Z50 25kA NA |  | 5.14
2CDS283103R0607 | S203P-K63NA | Active | 4016779593403 | 269.43 | 1 | 1 | stuk | S200P | BE31330 | SA (Modulair+Plug&Socket) | stuk | Automaat S200P 3P+N K63 25kA NA | Disjoncteur S200P 3P+N K63 25kA NA | Sicherungsautomat S200P 3P+N K63 25kA NA | MCB S200P 3P+N K63 25kA NA |  | 5.14
2CDS283103R0608 | S203P-Z63NA | Active | 4016779594363 | 263.51 | 1 | 1 | stuk | S200P | BE31330 | SA (Modulair+Plug&Socket) | stuk | Automaat S200P 3P+N Z63 25kA NA | Disjoncteur S200P 3P+N Z63 25kA NA | Sicherungsautomat S200P 3P+N Z63 25kA NA | MCB S200P 3P+N Z63 25kA NA |  | 5.14
2CDS283103R0631 | S203P-D63NA | Active | 4016779592208 | 269.43 | 1 | 1 | stuk | S200P | BE31330 | SA (Modulair+Plug&Socket) | stuk | Automaat S200P 3P+N D63 25kA NA | Disjoncteur S200P 3P+N D63 25kA NA | Sicherungsautomat S200P 3P+N D63 25kA NA | MCB S200P 3P+N D63 25kA NA |  | 5.14
2CDS283103R0634 | S203P-C63NA | Active | 4016779591188 | 236.33 | 1 | 1 | stuk | S200P | BE31330 | SA (Modulair+Plug&Socket) | stuk | Automaat S200P 3P+N C63 25kA NA | Disjoncteur S200P 3P+N C63 25kA NA | Sicherungsautomat S200P 3P+N C63 25kA NA | MCB S200P 3P+N C63 25kA NA |  | 5.14
2CDS283103R0635 | S203P-B63NA | Active | 4016779590167 | 206.81 | 1 | 1 | stuk | S200P | BE31330 | SA (Modulair+Plug&Socket) | stuk | Automaat S200P 3P+N B63 25kA NA | Disjoncteur S200P 3P+N B63 25kA NA | Sicherungsautomat S200P 3P+N B63 25kA NA | MCB S200P 3P+N B63 25kA NA |  | 5.14
2CDS283103R0971 | S203P-D1,6NA | Active | 4016779592062 | 341.5 | 1 | 1 | stuk | S200P | BE31330 | SA (Modulair+Plug&Socket) | stuk | Automaat S200P 3P+N D1 6 25kA NA | Disjoncteur S200P 3P+N D1 6 25kA NA | Sicherungsautomat S200P 3P+N D1 6 25kA NA | MCB S200P 3P+N D1 6 25kA NA |  | 5.14
2CDS283103R0974 | S203P-C1,6NA | Active | 4016779591041 | 176.07 | 1 | 1 | stuk | S200P | BE31330 | SA (Modulair+Plug&Socket) | stuk | Automaat S200P 3P+N C1 6 25kA NA | Disjoncteur S200P 3P+N C1 6 25kA NA | Sicherungsautomat S200P 3P+N C1 6 25kA NA | MCB S200P 3P+N C1 6 25kA NA |  | 5.14
2CDS283103R0981 | S203P-D0,5NA | Active | 4016779592048 | 341.5 | 1 | 1 | stuk | S200P | BE31330 | SA (Modulair+Plug&Socket) | stuk | Automaat S200P 3P+N D0 5 25kA NA | Disjoncteur S200P 3P+N D0 5 25kA NA | Sicherungsautomat S200P 3P+N D0 5 25kA NA | MCB S200P 3P+N D0 5 25kA NA |  | 5.14
2CDS283103R0984 | S203P-C0,5NA | Active | 4016779591027 | 176.07 | 1 | 1 | stuk | S200P | BE31330 | SA (Modulair+Plug&Socket) | stuk | Automaat S200P 3P+N C0 5 25kA NA | Disjoncteur S200P 3P+N C0 5 25kA NA | Sicherungsautomat S200P 3P+N C0 5 25kA NA | MCB S200P 3P+N C0 5 25kA NA |  | 5.14
2CDS284001R0011 | S204P-D1 | Active | 4016779591713 | 398.97 | 1 | 1 | stuk | S200P | BE31330 | SA (Modulair+Plug&Socket) | stuk | Automaat S200P 4P D1 25kA | Disjoncteur S200P 4P D1 25kA | Sicherungsautomat S200P 4P D1 25kA | MCB S200P 4P D1 25kA |  | 5.14
2CDS284001R0014 | S204P-C1 | Active | 4016779590693 | 169.95 | 1 | 1 | stuk | S200P | BE31330 | SA (Modulair+Plug&Socket) | stuk | Automaat S200P 4P C1 25kA | Disjoncteur S200P 4P C1 25kA | Sicherungsautomat S200P 4P C1 25kA | MCB S200P 4P C1 25kA |  | 5.14
2CDS284001R0021 | S204P-D2 | Active | 4016779591737 | 403.78 | 1 | 1 | stuk | S200P | BE31330 | SA (Modulair+Plug&Socket) | stuk | Automaat S200P 4P D2 25kA | Disjoncteur S200P 4P D2 25kA | Sicherungsautomat S200P 4P D2 25kA | MCB S200P 4P D2 25kA |  | 5.14
2CDS284001R0024 | S204P-C2 | Active | 4016779590716 | 169.95 | 1 | 1 | stuk | S200P | BE31330 | SA (Modulair+Plug&Socket) | stuk | Automaat S200P 4P C2 25kA | Disjoncteur S200P 4P C2 25kA | Sicherungsautomat S200P 4P C2 25kA | MCB S200P 4P C2 25kA |  | 5.14
2CDS284001R0031 | S204P-D3 | Active | 4016779591744 | 403.78 | 1 | 1 | stuk | S200P | BE31330 | SA (Modulair+Plug&Socket) | stuk | Automaat S200P 4P D3 25kA | Disjoncteur S200P 4P D3 25kA | Sicherungsautomat S200P 4P D3 25kA | MCB S200P 4P D3 25kA |  | 5.14
2CDS284001R0034 | S204P-C3 | Active | 4016779590723 | 169.95 | 1 | 1 | stuk | S200P | BE31330 | SA (Modulair+Plug&Socket) | stuk | Automaat S200P 4P C3 25kA | Disjoncteur S200P 4P C3 25kA | Sicherungsautomat S200P 4P C3 25kA | MCB S200P 4P C3 25kA |  | 5.14
2CDS284001R0041 | S204P-D4 | Active | 4016779591751 | 403.78 | 1 | 1 | stuk | S200P | BE31330 | SA (Modulair+Plug&Socket) | stuk | Automaat S200P 4P D4 25kA | Disjoncteur S200P 4P D4 25kA | Sicherungsautomat S200P 4P D4 25kA | MCB S200P 4P D4 25kA |  | 5.14
2CDS284001R0044 | S204P-C4 | Active | 4016779590730 | 169.95 | 1 | 1 | stuk | S200P | BE31330 | SA (Modulair+Plug&Socket) | stuk | Automaat S200P 4P C4 25kA | Disjoncteur S200P 4P C4 25kA | Sicherungsautomat S200P 4P C4 25kA | MCB S200P 4P C4 25kA |  | 5.14
2CDS284001R0061 | S204P-D6 | Active | 4016779591768 | 194.05 | 1 | 1 | stuk | S200P | BE31330 | SA (Modulair+Plug&Socket) | stuk | Automaat S200P 4P D6 25kA | Disjoncteur S200P 4P D6 25kA | Sicherungsautomat S200P 4P D6 25kA | MCB S200P 4P D6 25kA |  | 5.14
2CDS284001R0064 | S204P-C6 | Active | 4016779590747 | 169.95 | 1 | 1 | stuk | S200P | BE31330 | SA (Modulair+Plug&Socket) | stuk | Automaat S200P 4P C6 25kA | Disjoncteur S200P 4P C6 25kA | Sicherungsautomat S200P 4P C6 25kA | MCB S200P 4P C6 25kA |  | 5.14
2CDS284001R0065 | S204P-B6 | Active | 4016779589871 | 171.15 | 1 | 1 | stuk | S200P | BE31330 | SA (Modulair+Plug&Socket) | stuk | Automaat S200P 4P B6 25kA | Disjoncteur S200P 4P B6 25kA | Sicherungsautomat S200P 4P B6 25kA | MCB S200P 4P B6 25kA |  | 5.14
2CDS284001R0081 | S204P-D8 | Active | 4016779591775 | 403.78 | 1 | 1 | stuk | S200P | BE31330 | SA (Modulair+Plug&Socket) | stuk | Automaat S200P 4P D8 25kA | Disjoncteur S200P 4P D8 25kA | Sicherungsautomat S200P 4P D8 25kA | MCB S200P 4P D8 25kA |  | 5.14
2CDS284001R0084 | S204P-C8 | Active | 4016779590754 | 186.82 | 1 | 1 | stuk | S200P | BE31330 | SA (Modulair+Plug&Socket) | stuk | Automaat S200P 4P C8 25kA | Disjoncteur S200P 4P C8 25kA | Sicherungsautomat S200P 4P C8 25kA | MCB S200P 4P C8 25kA |  | 5.14
2CDS284001R0087 | S204P-K0,2 | Active | 4016779592819 | 403.78 | 1 | 1 | stuk | S200P | BE31330 | SA (Modulair+Plug&Socket) | stuk | Automaat S200P 4P K0 2 25kA | Disjoncteur S200P 4P K0 2 25kA | Sicherungsautomat S200P 4P K0 2 25kA | MCB S200P 4P K0 2 25kA |  | 5.14
2CDS284001R0101 | S204P-D10 | Active | 4016779591782 | 169.95 | 1 | 1 | stuk | S200P | BE31330 | SA (Modulair+Plug&Socket) | stuk | Automaat S200P 4P D10 25kA | Disjoncteur S200P 4P D10 25kA | Sicherungsautomat S200P 4P D10 25kA | MCB S200P 4P D10 25kA |  | 5.14
2CDS284001R0104 | S204P-C10 | Active | 4016779590761 | 141.03 | 1 | 1 | stuk | S200P | BE31330 | SA (Modulair+Plug&Socket) | stuk | Automaat S200P 4P C10 25kA | Disjoncteur S200P 4P C10 25kA | Sicherungsautomat S200P 4P C10 25kA | MCB S200P 4P C10 25kA |  | 5.14
2CDS284001R0105 | S204P-B10 | Active | 4016779589888 | 141.03 | 1 | 1 | stuk | S200P | BE31330 | SA (Modulair+Plug&Socket) | stuk | Automaat S200P 4P B10 25kA | Disjoncteur S200P 4P B10 25kA | Sicherungsautomat S200P 4P B10 25kA | MCB S200P 4P B10 25kA |  | 5.14
2CDS284001R0117 | S204P-K0,3 | Active | 4016779592826 | 403.78 | 1 | 1 | stuk | S200P | BE31330 | SA (Modulair+Plug&Socket) | stuk | Automaat S200P 4P K0 3 25kA | Disjoncteur S200P 4P K0 3 25kA | Sicherungsautomat S200P 4P K0 3 25kA | MCB S200P 4P K0 3 25kA |  | 5.14
2CDS284001R0131 | S204P-D13 | Active | 4016779591799 | 336.28 | 1 | 1 | stuk | S200P | BE31330 | SA (Modulair+Plug&Socket) | stuk | Automaat S200P 4P D13 25kA | Disjoncteur S200P 4P D13 25kA | Sicherungsautomat S200P 4P D13 25kA | MCB S200P 4P D13 25kA |  | 5.14
2CDS284001R0134 | S204P-C13 | Active | 4016779590778 | 155.49 | 1 | 1 | stuk | S200P | BE31330 | SA (Modulair+Plug&Socket) | stuk | Automaat S200P 4P C13 25kA | Disjoncteur S200P 4P C13 25kA | Sicherungsautomat S200P 4P C13 25kA | MCB S200P 4P C13 25kA |  | 5.14
2CDS284001R0135 | S204P-B13 | Active | 4016779589895 | 141.03 | 1 | 1 | stuk | S200P | BE31330 | SA (Modulair+Plug&Socket) | stuk | Automaat S200P 4P B13 25kA | Disjoncteur S200P 4P B13 25kA | Sicherungsautomat S200P 4P B13 25kA | MCB S200P 4P B13 25kA |  | 5.14
2CDS284001R0157 | S204P-K0,5 | Active | 4016779592833 | 403.78 | 1 | 1 | stuk | S200P | BE31330 | SA (Modulair+Plug&Socket) | stuk | Automaat S200P 4P K0 5 25kA | Disjoncteur S200P 4P K0 5 25kA | Sicherungsautomat S200P 4P K0 5 25kA | MCB S200P 4P K0 5 25kA |  | 5.14
2CDS284001R0158 | S204P-Z0,5 | Active | 4016779593892 | 433.92 | 1 | 1 | stuk | S200P | BE31330 | SA (Modulair+Plug&Socket) | stuk | Automaat S200P 4P Z0 5 25kA | Disjoncteur S200P 4P Z0 5 25kA | Sicherungsautomat S200P 4P Z0 5 25kA | MCB S200P 4P Z0 5 25kA |  | 5.14
2CDS284001R0161 | S204P-D16 | Active | 4016779591805 | 167.54 | 1 | 1 | stuk | S200P | BE31330 | SA (Modulair+Plug&Socket) | stuk | Automaat S200P 4P D16 25kA | Disjoncteur S200P 4P D16 25kA | Sicherungsautomat S200P 4P D16 25kA | MCB S200P 4P D16 25kA |  | 5.14
2CDS284001R0164 | S204P-C16 | Active | 4016779590785 | 141.03 | 1 | 1 | stuk | S200P | BE31330 | SA (Modulair+Plug&Socket) | stuk | Automaat S200P 4P C16 25kA | Disjoncteur S200P 4P C16 25kA | Sicherungsautomat S200P 4P C16 25kA | MCB S200P 4P C16 25kA |  | 5.14
2CDS284001R0165 | S204P-B16 | Active | 4016779589901 | 141.03 | 1 | 1 | stuk | S200P | BE31330 | SA (Modulair+Plug&Socket) | stuk | Automaat S200P 4P B16 25kA | Disjoncteur S200P 4P B16 25kA | Sicherungsautomat S200P 4P B16 25kA | MCB S200P 4P B16 25kA |  | 5.14
2CDS284001R0187 | S204P-K0,75 | Active | 4016779592840 | 403.78 | 1 | 1 | stuk | S200P | BE31330 | SA (Modulair+Plug&Socket) | stuk | Automaat S200P 4P K0 75 25kA | Disjoncteur S200P 4P K0 75 25kA | Sicherungsautomat S200P 4P K0 75 25kA | MCB S200P 4P K0 75 25kA |  | 5.14
2CDS284001R0201 | S204P-D20 | Active | 4016779591812 | 186.82 | 1 | 1 | stuk | S200P | BE31330 | SA (Modulair+Plug&Socket) | stuk | Automaat S200P 4P D20 25kA | Disjoncteur S200P 4P D20 25kA | Sicherungsautomat S200P 4P D20 25kA | MCB S200P 4P D20 25kA |  | 5.14
2CDS284001R0204 | S204P-C20 | Active | 4016779590792 | 162.72 | 1 | 1 | stuk | S200P | BE31330 | SA (Modulair+Plug&Socket) | stuk | Automaat S200P 4P C20 25kA | Disjoncteur S200P 4P C20 25kA | Sicherungsautomat S200P 4P C20 25kA | MCB S200P 4P C20 25kA |  | 5.14
2CDS284001R0205 | S204P-B20 | Active | 4016779589918 | 163.93 | 1 | 1 | stuk | S200P | BE31330 | SA (Modulair+Plug&Socket) | stuk | Automaat S200P 4P B20 25kA | Disjoncteur S200P 4P B20 25kA | Sicherungsautomat S200P 4P B20 25kA | MCB S200P 4P B20 25kA |  | 5.14
2CDS284001R0217 | S204P-K1 | Active | 4016779592857 | 194.05 | 1 | 1 | stuk | S200P | BE31330 | SA (Modulair+Plug&Socket) | stuk | Automaat S200P 4P K1 25kA | Disjoncteur S200P 4P K1 25kA | Sicherungsautomat S200P 4P K1 25kA | MCB S200P 4P K1 25kA |  | 5.14
2CDS284001R0218 | S204P-Z1 | Active | 4016779593908 | 210.95 | 1 | 1 | stuk | S200P | BE31330 | SA (Modulair+Plug&Socket) | stuk | Automaat S200P 4P Z1 25kA | Disjoncteur S200P 4P Z1 25kA | Sicherungsautomat S200P 4P Z1 25kA | MCB S200P 4P Z1 25kA |  | 5.14
2CDS284001R0251 | S204P-D25 | Active | 4016779591829 | 194.05 | 1 | 1 | stuk | S200P | BE31330 | SA (Modulair+Plug&Socket) | stuk | Automaat S200P 4P D25 25kA | Disjoncteur S200P 4P D25 25kA | Sicherungsautomat S200P 4P D25 25kA | MCB S200P 4P D25 25kA |  | 5.14
2CDS284001R0254 | S204P-C25 | Active | 4016779590808 | 169.95 | 1 | 1 | stuk | S200P | BE31330 | SA (Modulair+Plug&Socket) | stuk | Automaat S200P 4P C25 25kA | Disjoncteur S200P 4P C25 25kA | Sicherungsautomat S200P 4P C25 25kA | MCB S200P 4P C25 25kA |  | 5.14
2CDS284001R0255 | S204P-B25 | Active | 4016779589925 | 171.15 | 1 | 1 | stuk | S200P | BE31330 | SA (Modulair+Plug&Socket) | stuk | Automaat S200P 4P B25 25kA | Disjoncteur S200P 4P B25 25kA | Sicherungsautomat S200P 4P B25 25kA | MCB S200P 4P B25 25kA |  | 5.14
2CDS284001R0257 | S204P-K1,6 | Active | 4016779592864 | 194.05 | 1 | 1 | stuk | S200P | BE31330 | SA (Modulair+Plug&Socket) | stuk | Automaat S200P 4P K1 6 25kA | Disjoncteur S200P 4P K1 6 25kA | Sicherungsautomat S200P 4P K1 6 25kA | MCB S200P 4P K1 6 25kA |  | 5.14
2CDS284001R0258 | S204P-Z1,6 | Active | 4016779593915 | 210.95 | 1 | 1 | stuk | S200P | BE31330 | SA (Modulair+Plug&Socket) | stuk | Automaat S200P 4P Z1 6 25kA | Disjoncteur S200P 4P Z1 6 25kA | Sicherungsautomat S200P 4P Z1 6 25kA | MCB S200P 4P Z1 6 25kA |  | 5.14
2CDS284001R0277 | S204P-K2 | Active | 4016779592871 | 194.05 | 1 | 1 | stuk | S200P | BE31330 | SA (Modulair+Plug&Socket) | stuk | Automaat S200P 4P K2 25kA | Disjoncteur S200P 4P K2 25kA | Sicherungsautomat S200P 4P K2 25kA | MCB S200P 4P K2 25kA |  | 5.14
2CDS284001R0278 | S204P-Z2 | Active | 4016779593922 | 210.95 | 1 | 1 | stuk | S200P | BE31330 | SA (Modulair+Plug&Socket) | stuk | Automaat S200P 4P Z2 25kA | Disjoncteur S200P 4P Z2 25kA | Sicherungsautomat S200P 4P Z2 25kA | MCB S200P 4P Z2 25kA |  | 5.14
2CDS284001R0317 | S204P-K3 | Active | 4016779592888 | 194.05 | 1 | 1 | stuk | S200P | BE31330 | SA (Modulair+Plug&Socket) | stuk | Automaat S200P 4P K3 25kA | Disjoncteur S200P 4P K3 25kA | Sicherungsautomat S200P 4P K3 25kA | MCB S200P 4P K3 25kA |  | 5.14
2CDS284001R0318 | S204P-Z3 | Active | 4016779593939 | 210.95 | 1 | 1 | stuk | S200P | BE31330 | SA (Modulair+Plug&Socket) | stuk | Automaat S200P 4P Z3 25kA | Disjoncteur S200P 4P Z3 25kA | Sicherungsautomat S200P 4P Z3 25kA | MCB S200P 4P Z3 25kA |  | 5.14
2CDS284001R0321 | S204P-D32 | Active | 4016779591836 | 204.89 | 1 | 1 | stuk | S200P | BE31330 | SA (Modulair+Plug&Socket) | stuk | Automaat S200P 4P D32 25kA | Disjoncteur S200P 4P D32 25kA | Sicherungsautomat S200P 4P D32 25kA | MCB S200P 4P D32 25kA |  | 5.14
2CDS284001R0324 | S204P-C32 | Active | 4016779590815 | 175.98 | 1 | 1 | stuk | S200P | BE31330 | SA (Modulair+Plug&Socket) | stuk | Automaat S200P 4P C32 25kA | Disjoncteur S200P 4P C32 25kA | Sicherungsautomat S200P 4P C32 25kA | MCB S200P 4P C32 25kA |  | 5.14
2CDS284001R0325 | S204P-B32 | Active | 4016779589932 | 177.19 | 1 | 1 | stuk | S200P | BE31330 | SA (Modulair+Plug&Socket) | stuk | Automaat S200P 4P B32 25kA | Disjoncteur S200P 4P B32 25kA | Sicherungsautomat S200P 4P B32 25kA | MCB S200P 4P B32 25kA |  | 5.14
2CDS284001R0337 | S204P-K4 | Active | 4016779592895 | 194.05 | 1 | 1 | stuk | S200P | BE31330 | SA (Modulair+Plug&Socket) | stuk | Automaat S200P 4P K4 25kA | Disjoncteur S200P 4P K4 25kA | Sicherungsautomat S200P 4P K4 25kA | MCB S200P 4P K4 25kA |  | 5.14
2CDS284001R0338 | S204P-Z4 | Active | 4016779593946 | 210.95 | 1 | 1 | stuk | S200P | BE31330 | SA (Modulair+Plug&Socket) | stuk | Automaat S200P 4P Z4 25kA | Disjoncteur S200P 4P Z4 25kA | Sicherungsautomat S200P 4P Z4 25kA | MCB S200P 4P Z4 25kA |  | 5.14
2CDS284001R0377 | S204P-K6 | Active | 4016779592901 | 194.05 | 1 | 1 | stuk | S200P | BE31330 | SA (Modulair+Plug&Socket) | stuk | Automaat S200P 4P K6 25kA | Disjoncteur S200P 4P K6 25kA | Sicherungsautomat S200P 4P K6 25kA | MCB S200P 4P K6 25kA |  | 5.14
2CDS284001R0378 | S204P-Z6 | Active | 4016779593953 | 210.95 | 1 | 1 | stuk | S200P | BE31330 | SA (Modulair+Plug&Socket) | stuk | Automaat S200P 4P Z6 25kA | Disjoncteur S200P 4P Z6 25kA | Sicherungsautomat S200P 4P Z6 25kA | MCB S200P 4P Z6 25kA |  | 5.14
2CDS284001R0401 | S204P-D40 | Active | 4016779591843 | 215.76 | 1 | 1 | stuk | S200P | BE31330 | SA (Modulair+Plug&Socket) | stuk | Automaat S200P 4P D40 25kA | Disjoncteur S200P 4P D40 25kA | Sicherungsautomat S200P 4P D40 25kA | MCB S200P 4P D40 25kA |  | 5.14
2CDS284001R0404 | S204P-C40 | Active | 4016779590822 | 183.2 | 1 | 1 | stuk | S200P | BE31330 | SA (Modulair+Plug&Socket) | stuk | Automaat S200P 4P C40 25kA | Disjoncteur S200P 4P C40 25kA | Sicherungsautomat S200P 4P C40 25kA | MCB S200P 4P C40 25kA |  | 5.14
2CDS284001R0405 | S204P-B40 | Active | 4016779589949 | 183.2 | 1 | 1 | stuk | S200P | BE31330 | SA (Modulair+Plug&Socket) | stuk | Automaat S200P 4P B40 25kA | Disjoncteur S200P 4P B40 25kA | Sicherungsautomat S200P 4P B40 25kA | MCB S200P 4P B40 25kA |  | 5.14
2CDS284001R0407 | S204P-K8 | Active | 4016779592918 | 194.05 | 1 | 1 | stuk | S200P | BE31330 | SA (Modulair+Plug&Socket) | stuk | Automaat S200P 4P K8 25kA | Disjoncteur S200P 4P K8 25kA | Sicherungsautomat S200P 4P K8 25kA | MCB S200P 4P K8 25kA |  | 5.14
2CDS284001R0408 | S204P-Z8 | Active | 4016779593960 | 210.95 | 1 | 1 | stuk | S200P | BE31330 | SA (Modulair+Plug&Socket) | stuk | Automaat S200P 4P Z8 25kA | Disjoncteur S200P 4P Z8 25kA | Sicherungsautomat S200P 4P Z8 25kA | MCB S200P 4P Z8 25kA |  | 5.14
2CDS284001R0427 | S204P-K10 | Active | 4016779592925 | 162.72 | 1 | 1 | stuk | S200P | BE31330 | SA (Modulair+Plug&Socket) | stuk | Automaat S200P 4P K10 25kA | Disjoncteur S200P 4P K10 25kA | Sicherungsautomat S200P 4P K10 25kA | MCB S200P 4P K10 25kA |  | 5.14
2CDS284001R0428 | S204P-Z10 | Active | 4016779593977 | 174.78 | 1 | 1 | stuk | S200P | BE31330 | SA (Modulair+Plug&Socket) | stuk | Automaat S200P 4P Z10 25kA | Disjoncteur S200P 4P Z10 25kA | Sicherungsautomat S200P 4P Z10 25kA | MCB S200P 4P Z10 25kA |  | 5.14
2CDS284001R0447 | S204P-K13 | Active | 4016779592932 | 336.28 | 1 | 1 | stuk | S200P | BE31330 | SA (Modulair+Plug&Socket) | stuk | Automaat S200P 4P K13 25kA | Disjoncteur S200P 4P K13 25kA | Sicherungsautomat S200P 4P K13 25kA | MCB S200P 4P K13 25kA |  | 5.14
2CDS284001R0467 | S204P-K16 | Active | 4016779592949 | 162.72 | 1 | 1 | stuk | S200P | BE31330 | SA (Modulair+Plug&Socket) | stuk | Automaat S200P 4P K16 25kA | Disjoncteur S200P 4P K16 25kA | Sicherungsautomat S200P 4P K16 25kA | MCB S200P 4P K16 25kA |  | 5.14
2CDS284001R0468 | S204P-Z16 | Active | 4016779593984 | 174.78 | 1 | 1 | stuk | S200P | BE31330 | SA (Modulair+Plug&Socket) | stuk | Automaat S200P 4P Z16 25kA | Disjoncteur S200P 4P Z16 25kA | Sicherungsautomat S200P 4P Z16 25kA | MCB S200P 4P Z16 25kA |  | 5.14
2CDS284001R0487 | S204P-K20 | Active | 4016779592956 | 186.82 | 1 | 1 | stuk | S200P | BE31330 | SA (Modulair+Plug&Socket) | stuk | Automaat S200P 4P K20 25kA | Disjoncteur S200P 4P K20 25kA | Sicherungsautomat S200P 4P K20 25kA | MCB S200P 4P K20 25kA |  | 5.14
2CDS284001R0488 | S204P-Z20 | Active | 4016779593991 | 201.29 | 1 | 1 | stuk | S200P | BE31330 | SA (Modulair+Plug&Socket) | stuk | Automaat S200P 4P Z20 25kA | Disjoncteur S200P 4P Z20 25kA | Sicherungsautomat S200P 4P Z20 25kA | MCB S200P 4P Z20 25kA |  | 5.14
2CDS284001R0501 | S204P-D50 | Active | 4016779591850 | 282.05 | 1 | 1 | stuk | S200P | BE31330 | SA (Modulair+Plug&Socket) | stuk | Automaat S200P 4P D50 25kA | Disjoncteur S200P 4P D50 25kA | Sicherungsautomat S200P 4P D50 25kA | MCB S200P 4P D50 25kA |  | 5.14
2CDS284001R0504 | S204P-C50 | Active | 4016779590839 | 212.14 | 1 | 1 | stuk | S200P | BE31330 | SA (Modulair+Plug&Socket) | stuk | Automaat S200P 4P C50 25kA | Disjoncteur S200P 4P C50 25kA | Sicherungsautomat S200P 4P C50 25kA | MCB S200P 4P C50 25kA |  | 5.14
2CDS284001R0505 | S204P-B50 | Active | 4016779589956 | 218.16 | 1 | 1 | stuk | S200P | BE31330 | SA (Modulair+Plug&Socket) | stuk | Automaat S200P 4P B50 25kA | Disjoncteur S200P 4P B50 25kA | Sicherungsautomat S200P 4P B50 25kA | MCB S200P 4P B50 25kA |  | 5.14
2CDS284001R0517 | S204P-K25 | Active | 4016779592963 | 194.05 | 1 | 1 | stuk | S200P | BE31330 | SA (Modulair+Plug&Socket) | stuk | Automaat S200P 4P K25 25kA | Disjoncteur S200P 4P K25 25kA | Sicherungsautomat S200P 4P K25 25kA | MCB S200P 4P K25 25kA |  | 5.14
2CDS284001R0518 | S204P-Z25 | Active | 4016779594004 | 210.95 | 1 | 1 | stuk | S200P | BE31330 | SA (Modulair+Plug&Socket) | stuk | Automaat S200P 4P Z25 25kA | Disjoncteur S200P 4P Z25 25kA | Sicherungsautomat S200P 4P Z25 25kA | MCB S200P 4P Z25 25kA |  | 5.14
2CDS284001R0537 | S204P-K32 | Active | 4016779592970 | 204.89 | 1 | 1 | stuk | S200P | BE31330 | SA (Modulair+Plug&Socket) | stuk | Automaat S200P 4P K32 25kA | Disjoncteur S200P 4P K32 25kA | Sicherungsautomat S200P 4P K32 25kA | MCB S200P 4P K32 25kA |  | 5.14
2CDS284001R0538 | S204P-Z32 | Active | 4016779594011 | 218.16 | 1 | 1 | stuk | S200P | BE31330 | SA (Modulair+Plug&Socket) | stuk | Automaat S200P 4P Z32 25kA | Disjoncteur S200P 4P Z32 25kA | Sicherungsautomat S200P 4P Z32 25kA | MCB S200P 4P Z32 25kA |  | 5.14
2CDS284001R0557 | S204P-K40 | Active | 4016779592987 | 212.14 | 1 | 1 | stuk | S200P | BE31330 | SA (Modulair+Plug&Socket) | stuk | Automaat S200P 4P K40 25kA | Disjoncteur S200P 4P K40 25kA | Sicherungsautomat S200P 4P K40 25kA | MCB S200P 4P K40 25kA |  | 5.14
2CDS284001R0558 | S204P-Z40 | Active | 4016779594028 | 226.6 | 1 | 1 | stuk | S200P | BE31330 | SA (Modulair+Plug&Socket) | stuk | Automaat S200P 4P Z40 25kA | Disjoncteur S200P 4P Z40 25kA | Sicherungsautomat S200P 4P Z40 25kA | MCB S200P 4P Z40 25kA |  | 5.14
2CDS284001R0577 | S204P-K50 | Active | 4016779592994 | 278.43 | 1 | 1 | stuk | S200P | BE31330 | SA (Modulair+Plug&Socket) | stuk | Automaat S200P 4P K50 25kA | Disjoncteur S200P 4P K50 25kA | Sicherungsautomat S200P 4P K50 25kA | MCB S200P 4P K50 25kA |  | 5.14
2CDS284001R0578 | S204P-Z50 | Active | 4016779594035 | 542.4 | 1 | 1 | stuk | S200P | BE31330 | SA (Modulair+Plug&Socket) | stuk | Automaat S200P 4P Z50 25kA | Disjoncteur S200P 4P Z50 25kA | Sicherungsautomat S200P 4P Z50 25kA | MCB S200P 4P Z50 25kA |  | 5.14
2CDS284001R0607 | S204P-K63 | Active | 4016779593007 | 295.3 | 1 | 1 | stuk | S200P | BE31330 | SA (Modulair+Plug&Socket) | stuk | Automaat S200P 4P K63 25kA | Disjoncteur S200P 4P K63 25kA | Sicherungsautomat S200P 4P K63 25kA | MCB S200P 4P K63 25kA |  | 5.14
2CDS284001R0608 | S204P-Z63 | Active | 4016779594042 | 614.71 | 1 | 1 | stuk | S200P | BE31330 | SA (Modulair+Plug&Socket) | stuk | Automaat S200P 4P Z63 25kA | Disjoncteur S200P 4P Z63 25kA | Sicherungsautomat S200P 4P Z63 25kA | MCB S200P 4P Z63 25kA |  | 5.14
2CDS284001R0631 | S204P-D63 | Active | 4016779591867 | 308.55 | 1 | 1 | stuk | S200P | BE31330 | SA (Modulair+Plug&Socket) | stuk | Automaat S200P 4P D63 25kA | Disjoncteur S200P 4P D63 25kA | Sicherungsautomat S200P 4P D63 25kA | MCB S200P 4P D63 25kA |  | 5.14
2CDS284001R0634 | S204P-C63 | Active | 4016779590846 | 238.64 | 1 | 1 | stuk | S200P | BE31330 | SA (Modulair+Plug&Socket) | stuk | Automaat S200P 4P C63 25kA | Disjoncteur S200P 4P C63 25kA | Sicherungsautomat S200P 4P C63 25kA | MCB S200P 4P C63 25kA |  | 5.14
2CDS284001R0635 | S204P-B63 | Active | 4016779589963 | 247.09 | 1 | 1 | stuk | S200P | BE31330 | SA (Modulair+Plug&Socket) | stuk | Automaat S200P 4P B63 25kA | Disjoncteur S200P 4P B63 25kA | Sicherungsautomat S200P 4P B63 25kA | MCB S200P 4P B63 25kA |  | 5.14
2CDS284001R0971 | S204P-D1,6 | Active | 4016779591720 | 403.78 | 1 | 1 | stuk | S200P | BE31330 | SA (Modulair+Plug&Socket) | stuk | Automaat S200P 4P D1 6 25kA | Disjoncteur S200P 4P D1 6 25kA | Sicherungsautomat S200P 4P D1 6 25kA | MCB S200P 4P D1 6 25kA |  | 5.14
2CDS284001R0974 | S204P-C1,6 | Active | 4016779590709 | 186.82 | 1 | 1 | stuk | S200P | BE31330 | SA (Modulair+Plug&Socket) | stuk | Automaat S200P 4P C1 6 25kA | Disjoncteur S200P 4P C1 6 25kA | Sicherungsautomat S200P 4P C1 6 25kA | MCB S200P 4P C1 6 25kA |  | 5.14
2CDS284001R0981 | S204P-D0,5 | Active | 4016779591706 | 398.97 | 1 | 1 | stuk | S200P | BE31330 | SA (Modulair+Plug&Socket) | stuk | Automaat S200P 4P D0 5 25kA | Disjoncteur S200P 4P D0 5 25kA | Sicherungsautomat S200P 4P D0 5 25kA | MCB S200P 4P D0 5 25kA |  | 5.14
2CDS284001R0984 | S204P-C0,5 | Active | 4016779590686 | 169.95 | 1 | 1 | stuk | S200P | BE31330 | SA (Modulair+Plug&Socket) | stuk | Automaat S200P 4P C0 5 25kA | Disjoncteur S200P 4P C0 5 25kA | Sicherungsautomat S200P 4P C0 5 25kA | MCB S200P 4P C0 5 25kA |  | 5.14
2CMA103571R1000 | C11 110-101 MID | Active | 7392696035712 | 139.63 | 1 | 1 | stuk | C11 | BE31330 | SA (Modulair+Plug&Socket) | stuk | Energiemeter C11 1x230Vac 40A | Compteur d'énergie Série C 1x230Vac, 40A, 1xS0 pulse ou alarm | C11 110-101 Wechselstromzähler MID "Stahl", 1 Phase, Direktanschluss 40A | Active Energy Class ±1% (or B for MID meters).; |  | 5.14
2CMA103572R1000 | C11 110-301 IEC | Active | 7392696035729 | 108.38 | 1 | 1 | stuk | C11 | BE31330 | SA (Modulair+Plug&Socket) | stuk | Energiemeter C11 1x230Vac 40A | Compteur d'énergie Série C 1x230Vac, 40A, 1xS0 pulse ou alarm(CL.1) | C11 110-301 Wechselstromzähler "Stahl", 1 Phase, Direktanschluss 40A | Active Energy Class ±1% (or B for MID meters).; |  | 5.14
2CMA103574R1000 | C13 110-101 MID | Active | 7392696035743 | 395.06 | 1 | 1 | stuk | C13 | BE31330 | SA (Modulair+Plug&Socket) | stuk | Energiemeter C13 3x230/400Vac 40A | Compteur d'énergie Série C 3x230/400Vac, 40A, S0 pulse ou alarm, (c | C13 110-101 Drehstromzähler MID "Stahl", 3 Phasen, Direktanschluss 40A | Active Energy Class ±1% (or B for MID meters).; |  | 5.14
2CMA103575R1000 | C13 110-301 IEC | Active | 7392696035750 | 347.32 | 1 | 1 | stuk | C13 | BE31330 | SA (Modulair+Plug&Socket) | stuk | Active Energy Class ±1% (or BMIDMs).; | Compteur d'énergie Série C 3x230/400Vac, 40A, 1xS0 pulse ou alarm,(cl1) | C13 110-301 Drehstromzähler „Stahl", 3 Phasen, Direktanschluss 40A | Active Energy Class ±1% (or B for MID meters).; |  | 5.14
2CMA106054R1000 | B23 212-10M | Active | 7392696060547 | 248.26 | 1 | 10 | stuk | B23 | BE31330 | SA (Modulair+Plug&Socket) | stuk | Energiemeter B23 3x230/400Vac 65A Bronze | Active Energy Class ±1% (or B for MID meters). Reactive Energy Class ±2%.; | Energy meter B range 3x230/400Vac, 65A, pulse, B (cl 1), Bron | Active Energy Class ±1% (or B for MID meters). Reactive Energy Class ±2%.; |  | 5.14
2CMA217631R1000 | B23 112-10N | Active | 8012542176312 | 380.72 | 1 | 24 | stuk | B23 | BE31330 | SA (Modulair+Plug&Socket) | stuk | B23 112-10N | Energymeter 3 phase direct 65A, 230/400V class B, puls output, MID Modbus RS485 | Energymeter 3 phase direct 65A, 230/400V class B, puls output, MID Modbus RS485 | B23 112-10N |  | 5.14
2CSA255901R9404 | S-ARC1 C40 | Active | 8012542373919 | 260.91 | 1 | 1 | stuk | S-ARC | BE31330 | SB (MCB&RCD Cat.B) | stuk | S-ARC1 C40 Auto.M vlamboogdetectie | S-ARC1 C40 Arc fault detection device integrated with MCB | AFDD+LS S-ARC1-C40, 6kA, 1P+N, 2TE Fehlerlichtbogen-Schutzeinrichtung + LS | S-ARC1 C40 Arc fault detection device integrated with MCB |  | 5.14
2CSA275901R9204 | S-ARC1MC20 | Active | 8012542340317 | 223.8 | 1 | 1 | stuk | S-ARC | BE31330 | SB (MCB&RCD Cat.B) | stuk | S-ARC1MC20 | S-ARC1MC20 | S-ARC1MC20 | S-ARC1MC20 |  | 5.14
2CSB202001R0250 | DDA202 AC-25/0,01 | Active | 8012542791003 | 248.78 | 1 | 1 | stuk | DDA200 | BE31330 | SA (Modulair+Plug&Socket) | stuk | Diff-blok DDA200 2P 25A 0 01 AC | Bloc-diff DDA200 2P 25A 0 01 AC | RCD Block DDA200 2P 25A 0 01 AC | Add-on RCD DDA200 2P 25A 0 01 AC |  | 5.14
2CSB202001R1250 | DDA202 AC-25/0,03 | Active | 8012542791102 | 137.41 | 1 | 1 | stuk | DDA200 | BE31330 | SA (Modulair+Plug&Socket) | stuk | Diff-blok DDA200 2P 25A 0 03 AC | Bloc-diff DDA200 2P 25A 0 03 AC | RCD Block DDA200 2P 25A 0 03 AC | Add-on RCD DDA200 2P 25A 0 03 AC |  | 5.14
2CSB202001R1400 | DDA202 AC-40/0,03 | Active | 8012542791201 | 151.34 | 1 | 1 | stuk | DDA200 | BE31330 | SA (Modulair+Plug&Socket) | stuk | Diff-blok DDA200 2P 40A 0 03 AC | Bloc-diff DDA200 2P 40A 0 03 AC | RCD Block DDA200 2P 40A 0 03 AC | Add-on RCD DDA200 2P 40A 0 03 AC |  | 5.14
2CSB202001R1630 | DDA202 AC-63/0,03 | Active | 8012542791300 | 160.68 | 1 | 1 | stuk | DDA200 | BE31330 | SA (Modulair+Plug&Socket) | stuk | Diff-blok DDA200 2P 63A 0 03 AC | Bloc-diff DDA200 2P 63A 0 03 AC | RCD Block DDA200 2P 63A 0 03 AC | Add-on RCD DDA200 2P 63A 0 03 AC |  | 5.14
2CSB202001R2250 | DDA202 AC-25/0,1 | Active | 8012542791409 | 126.5 | 1 | 1 | stuk | DDA200 | BE31330 | SA (Modulair+Plug&Socket) | stuk | Diff-blok DDA200 2P 25A 0 1 AC | Bloc-diff DDA200 2P 25A 0 1 AC | RCD Block DDA200 2P 25A 0 1 AC | Add-on RCD DDA200 2P 25A 0 1 AC |  | 5.14
2CSB202001R2400 | DDA202 AC-40/0,1 | Active | 8012542791508 | 128.86 | 1 | 1 | stuk | DDA200 | BE31330 | SA (Modulair+Plug&Socket) | stuk | Diff-blok DDA200 2P 40A 0 1 AC | Bloc-diff DDA200 2P 40A 0 1 AC | RCD Block DDA200 2P 40A 0 1 AC | Add-on RCD DDA200 2P 40A 0 1 AC |  | 5.14
2CSB202001R2630 | DDA202 AC-63/0,1 | Active | 8012542791607 | 132.58 | 1 | 1 | stuk | DDA200 | BE31330 | SA (Modulair+Plug&Socket) | stuk | Diff-blok DDA200 2P 63A 0 1 AC | Bloc-diff DDA200 2P 63A 0 1 AC | RCD Block DDA200 2P 63A 0 1 AC | Add-on RCD DDA200 2P 63A 0 1 AC |  | 5.14
2CSB202001R3250 | DDA202 AC-25/0,3 | Active | 8012542791706 | 127.49 | 1 | 1 | stuk | DDA200 | BE31330 | SA (Modulair+Plug&Socket) | stuk | Diff-blok DDA200 2P 25A 0 3 AC | Bloc-diff DDA200 2P 25A 0 3 AC | RCD Block DDA200 2P 25A 0 3 AC | Add-on RCD DDA200 2P 25A 0 3 AC |  | 5.14
2CSB202001R3400 | DDA202 AC-40/0,3 | Active | 8012542791805 | 139.73 | 1 | 1 | stuk | DDA200 | BE31330 | SA (Modulair+Plug&Socket) | stuk | Diff-blok DDA200 2P 40A 0 3 AC | Bloc-diff DDA200 2P 40A 0 3 AC | RCD Block DDA200 2P 40A 0 3 AC | Add-on RCD DDA200 2P 40A 0 3 AC |  | 5.14
2CSB202001R3630 | DDA202 AC-63/0,3 | Active | 8012542791904 | 144.93 | 1 | 1 | stuk | DDA200 | BE31330 | SA (Modulair+Plug&Socket) | stuk | Diff-blok DDA200 2P 63A 0 3 AC | Bloc-diff DDA200 2P 63A 0 3 AC | RCD Block DDA200 2P 63A 0 3 AC | Add-on RCD DDA200 2P 63A 0 3 AC |  | 5.14
2CSB202001R4250 | DDA202 AC-25/0,5 | Active | 8012542792000 | 132.58 | 1 | 1 | stuk | DDA200 | BE31330 | SA (Modulair+Plug&Socket) | stuk | Diff-blok DDA200 2P 25A 0 5 AC | Bloc-diff DDA200 2P 25A 0 5 AC | RCD Block DDA200 2P 25A 0 5 AC | Add-on RCD DDA200 2P 25A 0 5 AC |  | 5.14
2CSB202001R4400 | DDA202 AC-40/0,5 | Active | 8012542792109 | 139.73 | 1 | 1 | stuk | DDA200 | BE31330 | SA (Modulair+Plug&Socket) | stuk | Diff-blok DDA200 2P 40A 0 5 AC | Bloc-diff DDA200 2P 40A 0 5 AC | RCD Block DDA200 2P 40A 0 5 AC | Add-on RCD DDA200 2P 40A 0 5 AC |  | 5.14
2CSB202001R4630 | DDA202 AC-63/0,5 | Active | 8012542792208 | 148.92 | 1 | 1 | stuk | DDA200 | BE31330 | SA (Modulair+Plug&Socket) | stuk | Diff-blok DDA200 2P 63A 0 5 AC | Bloc-diff DDA200 2P 63A 0 5 AC | RCD Block DDA200 2P 63A 0 5 AC | Add-on RCD DDA200 2P 63A 0 5 AC |  | 5.14
2CSB202001R5250 | DDA202 AC-25/1 | Active | 8012542808305 | 151.64 | 1 | 1 | stuk | DDA200 | BE31330 | SA (Modulair+Plug&Socket) | stuk | Diff-blok DDA200 2P 25A 1 AC | Bloc-diff DDA200 2P 25A 1 AC | RCD Block DDA200 2P 25A 1 AC | Add-on RCD DDA200 2P 25A 1 AC |  | 5.14
2CSB202001R5400 | DDA202 AC-40/1 | Active | 8012542808404 | 154.63 | 1 | 1 | stuk | DDA200 | BE31330 | SA (Modulair+Plug&Socket) | stuk | Diff-blok DDA200 2P 40A 1 AC | Bloc-diff DDA200 2P 40A 1 AC | RCD Block DDA200 2P 40A 1 AC | Add-on RCD DDA200 2P 40A 1 AC |  | 5.14
2CSB202001R5630 | DDA202 AC-63/1 | Active | 8012542792307 | 159.05 | 1 | 1 | stuk | DDA200 | BE31330 | SA (Modulair+Plug&Socket) | stuk | Diff-blok DDA200 2P 63A 1 AC | Bloc-diff DDA200 2P 63A 1 AC | RCD Block DDA200 2P 63A 1 AC | Add-on RCD DDA200 2P 63A 1 AC |  | 5.14
2CSB202001R6630 | DDA202 AC-63/2 | Active | 8012542792406 | 166.93 | 1 | 1 | stuk | DDA200 | BE31330 | SA (Modulair+Plug&Socket) | stuk | Diff-blok DDA200 2P 63A 2 AC | Bloc-diff DDA200 2P 63A 2 AC | RCD Block DDA200 2P 63A 2 AC | Add-on RCD DDA200 2P 63A 2 AC |  | 5.14
2CSB202401R1400 | DDA202 A-40/0,03 AP-R | Active | 8012542801207 | 238.8 | 1 | 1 | stuk | DDA200 | BE31330 | SA (Modulair+Plug&Socket) | stuk | Diff-blok DDA200 2P 40A 30mA A-PR | Bloc-diff DDA200 2P 40A 30mA A-PR | RCD Block DDA200 2P 40A 30mA A-PR | Add-on RCD DDA200 2P 40A 30mA A-PR |  | 5.14
2CSB202401R1630 | DDA202 A-63/0,03 AP-R | Active | 8012542801306 | 284.39 | 1 | 1 | stuk | DDA200 | BE31330 | SA (Modulair+Plug&Socket) | stuk | Diff-blok DDA200 2P 63A 30mA A-PR | Bloc-diff DDA200 2P 63A 30mA A-PR | RCD Block DDA200 2P 63A 30mA A-PR | Add-on RCD DDA200 2P 63A 30mA A-PR |  | 5.14
2CSB202592R1400 | DDA202 B-40/0,03 AP-R | Active | 8012542515128 | 594.42 | 1 | 1 | stuk | DDA200 | BE31330 | SA (Modulair+Plug&Socket) | stuk | Diff-blok DDA200 2P 40A 30mA B | Bloc-diff DDA200 2P 40A 30mA B | RCD Block DDA200 2P 40A 30mA B | Add-on RCD DDA200 2P 40A 30mA B |  | 5.14
2CSB202592R1630 | DDA202 B-63/0,03 AP-R | Active | 8012542610922 | 653.93 | 1 | 1 | stuk | DDA200 | BE31330 | SA (Modulair+Plug&Socket) | stuk | Diff-blok DDA200 2P 63A 30mA B | Bloc-diff DDA200 2P 63A 30mA B | RCD Block DDA200 2P 63A 30mA B | Add-on RCD DDA200 2P 63A 30mA B |  | 5.14
2CSB202592R3250 | DDA202 B-25/0,3 AP-R | Active | 8012542733324 | 567.41 | 1 | 1 | stuk | DDA200 | BE31330 | SA (Modulair+Plug&Socket) | stuk | Diff-blok DDA200 2P 25A 300mA B | Bloc-diff DDA200 2P 25A 300mA B | RCD Block DDA200 2P 25A 300mA B | Add-on RCD DDA200 2P 25A 300mA B |  | 5.14
2CSB202592R3630 | DDA202 B-63/0,3 AP-R | Active | 8012542732426 | 686.54 | 1 | 1 | stuk | DDA200 | BE31330 | SA (Modulair+Plug&Socket) | stuk | Diff-blok DDA200 2P 63A 300mA B | Bloc-diff DDA200 2P 63A 300mA B | RCD Block DDA200 2P 63A 300mA B | Add-on RCD DDA200 2P 63A 300mA B |  | 5.14
2CSB203001R1250 | DDA203 AC-25/0,03 | Active | 8012542792505 | 254.71 | 1 | 1 | stuk | DDA200 | BE31330 | SA (Modulair+Plug&Socket) | stuk | Diff-blok DDA200 3P 25A 30mA AC | Bloc-diff DDA200 3P 25A 30mA AC | RCD Block DDA200 3P 25A 30mA AC | Add-on RCD DDA200 3P 25A 30mA AC |  | 5.14
2CSB203001R1400 | DDA203 AC-40/0,03 | Active | 8012542792604 | 267.23 | 1 | 1 | stuk | DDA200 | BE31330 | SA (Modulair+Plug&Socket) | stuk | Diff-blok DDA200 3P 40A 30mA AC | Bloc-diff DDA200 3P 40A 30mA AC | RCD Block DDA200 3P 40A 30mA AC | Add-on RCD DDA200 3P 40A 30mA AC |  | 5.14
2CSB203001R1630 | DDA203 AC-63/0,03 | Active | 8012542792703 | 277.31 | 1 | 1 | stuk | DDA200 | BE31330 | SA (Modulair+Plug&Socket) | stuk | Diff-blok DDA200 3P 63A 30mA AC | Bloc-diff DDA200 3P 63A 30mA AC | RCD Block DDA200 3P 63A 30mA AC | Add-on RCD DDA200 3P 63A 30mA AC |  | 5.14
2CSB203001R2250 | DDA203 AC-25/0,1 | Active | 8012542792802 | 161.25 | 1 | 1 | stuk | DDA200 | BE31330 | SA (Modulair+Plug&Socket) | stuk | Diff-blok DDA200 3P 25A 100mA AC | Bloc-diff DDA200 3P 25A 100mA AC | RCD Block DDA200 3P 25A 100mA AC | Add-on RCD DDA200 3P 25A 100mA AC |  | 5.14
2CSB203001R2400 | DDA203 AC-40/0,1 | Active | 8012542792901 | 167.45 | 1 | 1 | stuk | DDA200 | BE31330 | SA (Modulair+Plug&Socket) | stuk | Diff-blok DDA200 3P 40A 100mA AC | Bloc-diff DDA200 3P 40A 100mA AC | RCD Block DDA200 3P 40A 100mA AC | Add-on RCD DDA200 3P 40A 100mA AC |  | 5.14
2CSB203001R2630 | DDA203 AC-63/0,1 | Active | 8012542793007 | 173.95 | 1 | 1 | stuk | DDA200 | BE31330 | SA (Modulair+Plug&Socket) | stuk | Diff-blok DDA200 3P 63A 100mA AC | Bloc-diff DDA200 3P 63A 100mA AC | RCD Block DDA200 3P 63A 100mA AC | Add-on RCD DDA200 3P 63A 100mA AC |  | 5.14
2CSB203001R3250 | DDA203 AC-25/0,3 | Active | 8012542793106 | 173.95 | 1 | 1 | stuk | DDA200 | BE31330 | SA (Modulair+Plug&Socket) | stuk | Diff-blok DDA200 3P 25A 300mA AC | Bloc-diff DDA200 3P 25A 300mA AC | RCD Block DDA200 3P 25A 300mA AC | Add-on RCD DDA200 3P 25A 300mA AC |  | 5.14
2CSB203001R3400 | DDA203 AC-40/0,3 | Active | 8012542793205 | 184.46 | 1 | 1 | stuk | DDA200 | BE31330 | SA (Modulair+Plug&Socket) | stuk | Diff-blok DDA200 3P 40A 300mA AC | Bloc-diff DDA200 3P 40A 300mA AC | RCD Block DDA200 3P 40A 300mA AC | Add-on RCD DDA200 3P 40A 300mA AC |  | 5.14
2CSB203001R3630 | DDA203 AC-63/0,3 | Active | 8012542793304 | 191.55 | 1 | 1 | stuk | DDA200 | BE31330 | SA (Modulair+Plug&Socket) | stuk | Diff-blok DDA200 3P 63A 300mA AC | Bloc-diff DDA200 3P 63A 300mA AC | RCD Block DDA200 3P 63A 300mA AC | Add-on RCD DDA200 3P 63A 300mA AC |  | 5.14
2CSB203001R4250 | DDA203 AC-25/0,5 | Active | 8012542793403 | 173.95 | 1 | 1 | stuk | DDA200 | BE31330 | SA (Modulair+Plug&Socket) | stuk | Diff-blok DDA200 3P 25A 500mA AC | Bloc-diff DDA200 3P 25A 500mA AC | RCD Block DDA200 3P 25A 500mA AC | Add-on RCD DDA200 3P 25A 500mA AC |  | 5.14
2CSB203001R4400 | DDA203 AC-40/0,5 | Active | 8012542793502 | 183.3 | 1 | 1 | stuk | DDA200 | BE31330 | SA (Modulair+Plug&Socket) | stuk | Diff-blok DDA200 3P 40A 500mA AC | Bloc-diff DDA200 3P 40A 500mA AC | RCD Block DDA200 3P 40A 500mA AC | Add-on RCD DDA200 3P 40A 500mA AC |  | 5.14
2CSB203001R4630 | DDA203 AC-63/0,5 | Active | 8012542793601 | 194.87 | 1 | 1 | stuk | DDA200 | BE31330 | SA (Modulair+Plug&Socket) | stuk | Diff-blok DDA200 3P 63A 500mA AC | Bloc-diff DDA200 3P 63A 500mA AC | RCD Block DDA200 3P 63A 500mA AC | Add-on RCD DDA200 3P 63A 500mA AC |  | 5.14
2CSB203001R5250 | DDA203 AC-25/1 | Active | 8012542808503 | 172.22 | 1 | 1 | stuk | DDA200 | BE31330 | SA (Modulair+Plug&Socket) | stuk | Diff-blok DDA200 3P 25A 1000mA AC | Bloc-diff DDA200 3P 25A 1000mA AC | RCD Block DDA200 3P 25A 1000mA AC | Add-on RCD DDA200 3P 25A 1000mA AC |  | 5.14
2CSB203001R5400 | DDA203 AC-40/1 | Active | 8012542808602 | 183.26 | 1 | 1 | stuk | DDA200 | BE31330 | SA (Modulair+Plug&Socket) | stuk | Diff-blok DDA200 3P 40A 1000mA AC | Bloc-diff DDA200 3P 40A 1000mA AC | RCD Block DDA200 3P 40A 1000mA AC | Add-on RCD DDA200 3P 40A 1000mA AC |  | 5.14
2CSB203001R5630 | DDA203 AC-63/1 | Active | 8012542793700 | 191.39 | 1 | 1 | stuk | DDA200 | BE31330 | SA (Modulair+Plug&Socket) | stuk | Diff-blok DDA200 3P 63A 1000mA AC | Bloc-diff DDA200 3P 63A 1000mA AC | RCD Block DDA200 3P 63A 1000mA AC | Add-on RCD DDA200 3P 63A 1000mA AC |  | 5.14
2CSB203001R6630 | DDA203 AC-63/2 | Active | 8012542793809 | 201.16 | 1 | 1 | stuk | DDA200 | BE31330 | SA (Modulair+Plug&Socket) | stuk | Diff-blok DDA200 3P 63A 2000mA AC | Bloc-diff DDA200 3P 63A 2000mA AC | RCD Block DDA200 3P 63A 2000mA AC | Add-on RCD DDA200 3P 63A 2000mA AC |  | 5.14
2CSB203199R1630 | DDA203 A-63/0,03 110V | Active | 8012542811800 | 328.95 | 1 | 1 | stuk | DDA200 | BE31330 | SA (Modulair+Plug&Socket) | stuk | Diff-blok DDA203A-63/0 03 110V | Bloc-diff DDA203A-63/0 03 110V | RCD Block DDA203A-63/0 03 110V | Add-on RCD DDA203A-63/0 03 110V |  | 5.14
2CSB203401R1250 | DDA203 A-25/0,03 AP-R | Active | 8012542811008 | 321.63 | 1 | 1 | stuk | DDA200 | BE31330 | SA (Modulair+Plug&Socket) | stuk | Diff-blok DDA200 3P 25A 30mA A-PR | Bloc-diff DDA200 3P 25A 30mA A-PR | RCD Block DDA200 3P 25A 30mA A-PR | Add-on RCD DDA200 3P 25A 30mA A-PR |  | 5.14
2CSB203401R1400 | DDA203 A-40/0,03 AP-R | Active | 8012542811107 | 294.01 | 1 | 1 | stuk | DDA200 | BE31330 | SA (Modulair+Plug&Socket) | stuk | Diff-blok DDA200 3P 40A 30mA A-PR | Bloc-diff DDA200 3P 40A 30mA A-PR | RCD Block DDA200 3P 40A 30mA A-PR | Add-on RCD DDA200 3P 40A 30mA A-PR |  | 5.14
2CSB203401R1630 | DDA203 A-63/0,03 AP-R | Active | 8012542811206 | 343.98 | 1 | 1 | stuk | DDA200 | BE31330 | SA (Modulair+Plug&Socket) | stuk | Diff-blok DDA200 3P 63A 30mA A-PR | Bloc-diff DDA200 3P 63A 30mA A-PR | RCD Block DDA200 3P 63A 30mA A-PR | Add-on RCD DDA200 3P 63A 30mA A-PR |  | 5.14
2CSB204001R1250 | DDA204 AC-25/0,03 | Active | 8012542793908 | 261.7 | 1 | 1 | stuk | DDA200 | BE31330 | SA (Modulair+Plug&Socket) | stuk | Diff-blok DDA200 4P 25A 30mA AC | Bloc-diff DDA200 4P 25A 30mA AC | RCD Block DDA200 4P 25A 30mA AC | Add-on RCD DDA200 4P 25A 30mA AC |  | 5.14
2CSB204001R1400 | DDA204 AC-40/0,03 | Active | 8012542794004 | 274.47 | 1 | 1 | stuk | DDA200 | BE31330 | SA (Modulair+Plug&Socket) | stuk | Diff-blok DDA200 4P 40A 30mA AC | Bloc-diff DDA200 4P 40A 30mA AC | RCD Block DDA200 4P 40A 30mA AC | Add-on RCD DDA200 4P 40A 30mA AC |  | 5.14
2CSB204001R1630 | DDA204 AC-63/0,03 | Active | 8012542794103 | 284.64 | 1 | 1 | stuk | DDA200 | BE31330 | SA (Modulair+Plug&Socket) | stuk | Diff-blok DDA200 4P 63A 30mA AC | Bloc-diff DDA200 4P 63A 30mA AC | RCD Block DDA200 4P 63A 30mA AC | Add-on RCD DDA200 4P 63A 30mA AC |  | 5.14
2CSB204001R2250 | DDA204 AC-25/0,1 | Active | 8012542794202 | 177.7 | 1 | 1 | stuk | DDA200 | BE31330 | SA (Modulair+Plug&Socket) | stuk | Diff-blok DDA200 4P 25A 100mA AC | Bloc-diff DDA200 4P 25A 100mA AC | RCD Block DDA200 4P 25A 100mA AC | Add-on RCD DDA200 4P 25A 100mA AC |  | 5.14
2CSB204001R2400 | DDA204 AC-40/0,1 | Active | 8012542794301 | 184.57 | 1 | 1 | stuk | DDA200 | BE31330 | SA (Modulair+Plug&Socket) | stuk | Diff-blok DDA200 4P 40A 100mA AC | Bloc-diff DDA200 4P 40A 100mA AC | RCD Block DDA200 4P 40A 100mA AC | Add-on RCD DDA200 4P 40A 100mA AC |  | 5.14
2CSB204001R2630 | DDA204 AC-63/0,1 | Active | 8012542794400 | 189.87 | 1 | 1 | stuk | DDA200 | BE31330 | SA (Modulair+Plug&Socket) | stuk | Diff-blok DDA200 4P 63A 100mA AC | Bloc-diff DDA200 4P 63A 100mA AC | RCD Block DDA200 4P 63A 100mA AC | Add-on RCD DDA200 4P 63A 100mA AC |  | 5.14
2CSB204001R3250 | DDA204 AC-25/0,3 | Active | 8012542794509 | 182.52 | 1 | 1 | stuk | DDA200 | BE31330 | SA (Modulair+Plug&Socket) | stuk | Diff-blok DDA200 4P 25A 300mA AC | Bloc-diff DDA200 4P 25A 300mA AC | RCD Block DDA200 4P 25A 300mA AC | Add-on RCD DDA200 4P 25A 300mA AC |  | 5.14
2CSB204001R3630 | DDA204 AC-63/0,3 | Active | 8012542794707 | 188.8 | 1 | 1 | stuk | DDA200 | BE31330 | SA (Modulair+Plug&Socket) | stuk | Diff-blok DDA200 4P 63A 300mA AC | Bloc-diff DDA200 4P 63A 300mA AC | RCD Block DDA200 4P 63A 300mA AC | Add-on RCD DDA200 4P 63A 300mA AC |  | 5.14
2CSB204001R4250 | DDA204 AC-25/0,5 | Active | 8012542794806 | 189.87 | 1 | 1 | stuk | DDA200 | BE31330 | SA (Modulair+Plug&Socket) | stuk | Diff-blok DDA200 4P 25A 500mA AC | Bloc-diff DDA200 4P 25A 500mA AC | RCD Block DDA200 4P 25A 500mA AC | Add-on RCD DDA200 4P 25A 500mA AC |  | 5.14
2CSB204001R4400 | DDA204 AC-40/0,5 | Active | 8012542794905 | 196.95 | 1 | 1 | stuk | DDA200 | BE31330 | SA (Modulair+Plug&Socket) | stuk | Diff-blok DDA200 4P 40A 500mA AC | Bloc-diff DDA200 4P 40A 500mA AC | RCD Block DDA200 4P 40A 500mA AC | Add-on RCD DDA200 4P 40A 500mA AC |  | 5.14
2CSB204001R4630 | DDA204 AC-63/0,5 | Active | 8012542795001 | 205 | 1 | 1 | stuk | DDA200 | BE31330 | SA (Modulair+Plug&Socket) | stuk | Diff-blok DDA200 4P 63A 500mA AC | Bloc-diff DDA200 4P 63A 500mA AC | RCD Block DDA200 4P 63A 500mA AC | Add-on RCD DDA200 4P 63A 500mA AC |  | 5.14
2CSB204001R5250 | DDA204 AC-25/1 | Active | 8012542808701 | 208.73 | 1 | 1 | stuk | DDA200 | BE31330 | SA (Modulair+Plug&Socket) | stuk | Diff-blok DDA200 4P 25A 1000mA AC | Bloc-diff DDA200 4P 25A 1000mA AC | RCD Block DDA200 4P 25A 1000mA AC | Add-on RCD DDA200 4P 25A 1000mA AC |  | 5.14
2CSB204001R5400 | DDA204 AC-40/1 | Active | 8012542808800 | 216.7 | 1 | 1 | stuk | DDA200 | BE31330 | SA (Modulair+Plug&Socket) | stuk | Diff-blok DDA200 4P 40A 1000mA AC | Bloc-diff DDA200 4P 40A 1000mA AC | RCD Block DDA200 4P 40A 1000mA AC | Add-on RCD DDA200 4P 40A 1000mA AC |  | 5.14
2CSB204001R5630 | DDA204 AC-63/1 | Active | 8012542795100 | 225.11 | 1 | 1 | stuk | DDA200 | BE31330 | SA (Modulair+Plug&Socket) | stuk | Diff-blok DDA200 4P 63A 1000mA AC | Bloc-diff DDA200 4P 63A 1000mA AC | RCD Block DDA200 4P 63A 1000mA AC | Add-on RCD DDA200 4P 63A 1000mA AC |  | 5.14
2CSB204001R6630 | DDA204 AC-63/2 | Active | 8012542795209 | 236.5 | 1 | 1 | stuk | DDA200 | BE31330 | SA (Modulair+Plug&Socket) | stuk | Diff-blok DDA200 4P 63A 2000mA AC | Bloc-diff DDA200 4P 63A 2000mA AC | RCD Block DDA200 4P 63A 2000mA AC | Add-on RCD DDA200 4P 63A 2000mA AC |  | 5.14
2CSB204401R1250 | DDA204 A-25/0,03 AP-R | Active | 8012542801405 | 351.24 | 1 | 1 | stuk | DDA200 | BE31330 | SA (Modulair+Plug&Socket) | stuk | Diff-blok DDA200 4P 25A 30mA A-PR | Bloc-diff DDA200 4P 25A 30mA A-PR | RCD Block DDA200 4P 25A 30mA A-PR | Add-on RCD DDA200 4P 25A 30mA A-PR |  | 5.14
2CSB204592R1250 | DDA204 B-25/0,03 AP-R | Active | 8012542732228 | 913.05 | 1 | 1 | stuk | DDA200 | BE31330 | SA (Modulair+Plug&Socket) | stuk | Diff-blok DDA200 4P 25A 30mA B | Bloc-diff DDA200 4P 25A 30mA B | RCD Block DDA200 4P 25A 30mA B | Add-on RCD DDA200 4P 25A 30mA B |  | 5.14
2CSB204592R4630 | DDA204 B-63/0,5 AP-R | Active | 8012542732020 | 1215.33 | 1 | 1 | stuk | DDA200 | BE31330 | SA (Modulair+Plug&Socket) | stuk | Diff-blok DDA200 4P 63A 500mA A-PR | Bloc-diff DDA200 4P 63A 500mA A-PR | RCD Block DDA200 4P 63A 500mA A-PR | Add-on RCD DDA200 4P 63A 500mA A-PR |  | 5.14
2CSB204892R3630 | DDA204 B S-63/0,3 | Active | 8012542732822 | 1305.12 | 1 | 1 | stuk | DDA200 | BE31330 | SA (Modulair+Plug&Socket) | stuk | Diff-blok DDA200 4P 63A 300mA Bs | Bloc-diff DDA200 4P 63A 300mA Bs | RCD Block DDA200 4P 63A 300mA Bs | Add-on RCD DDA200 4P 63A 300mA Bs |  | 5.14
2CSB802001R3630 | DDA802AC-63/0,3 | Active | 8012542919902 | 277.78 | 1 | 1 | stuk | DDA800 | BE31330 | SA (Modulair+Plug&Socket) | stuk | Diff-blok DDA800 2P 63A 300mA AC | Bloc-diff DDA800 2P 63A 300mA AC | RCD Block DDA800 2P 63A 300mA AC | Add-on RCD DDA800 2P 63A 300mA AC |  | 5.14
2CSB803001R1630 | DDA803AC-63/0,03 | Active | 8012542922001 | 625.91 | 1 | 1 | stuk | DDA800 | BE31330 | SA (Modulair+Plug&Socket) | stuk | Diff-blok DDA800 3P 63A 30mA AC | Bloc-diff DDA800 3P 63A 30mA AC | RCD Block DDA800 3P 63A 30mA AC | Add-on RCD DDA800 3P 63A 30mA AC |  | 5.14
2CSB803001R3630 | DDA803AC-63/0,3 | Active | 8012542922209 | 313.7 | 1 | 1 | stuk | DDA800 | BE31330 | SA (Modulair+Plug&Socket) | stuk | Diff-blok DDA800 3P 63A 300mA AC | Bloc-diff DDA800 3P 63A 300mA AC | RCD Block DDA800 3P 63A 300mA AC | Add-on RCD DDA800 3P 63A 300mA AC |  | 5.14
2CSB804001R1630 | DDA804AC-63/0,03 | Active | 8012542924401 | 657.14 | 1 | 1 | stuk | DDA800 | BE31330 | SA (Modulair+Plug&Socket) | stuk | Diff-blok DDA800 4P 63A 30mA AC | Bloc-diff DDA800 4P 63A 30mA AC | RCD Block DDA800 4P 63A 30mA AC | Add-on RCD DDA800 4P 63A 30mA AC |  | 5.14
2CSB804001R3630 | DDA804AC-63/0,3 | Active | 8012542924609 | 329.39 | 1 | 1 | stuk | DDA800 | BE31330 | SA (Modulair+Plug&Socket) | stuk | Diff-blok DDA800 4P 63A 300mA AC | Bloc-diff DDA800 4P 63A 300mA AC | RCD Block DDA800 4P 63A 300mA AC | Add-on RCD DDA800 4P 63A 300mA AC |  | 5.14
2CSF200922R0001 | F2 125A-B S/H | Active | 8012542600527 | 86.46 | 1 | 1 | stuk | Others RCD Accessories | BE31330 | SA (Modulair+Plug&Socket) | stuk | F2 125A-B S/H Signal/Auxiliary cont. | F2 125A-B S/H Signal / Auxiliary contact | F2-125A-B-S/H SK/HS1 W + 1 Ö f.F200 125A,F200B/B+ blauerKnebel links | F2 125A-B S/H Signal / Auxiliary contact |  | 5.14
2CSF200990R0005 | F2C-ARH100 | Active | 8012542658535 | 292.34 | 1 | 1 | stuk | Autoreclosing unit, AR | BE31330 | SA (Modulair+Plug&Socket) | stuk | F2C-ARH100 Auto-reclosing unit | F2C-ARH100 Auto-reclosing unit | F2C-ARH100 Auto-reclosing unit | F2C-ARH100 Auto-reclosing unit |  | 5.14
2CSF200995R0013 | F2C-ARI30 | Active | 8012542064350 | 574.57 | 1 | 1 | stuk | Autoreclosing unit, AR | BE31330 | SA (Modulair+Plug&Socket) | stuk | F2C-ARI30 Auto-reclosing unit | F2C-ARI30 Auto-reclosing unit | F2C-ARI30 Auto-reclosing unit | F2C-ARI30 Auto-reclosing unit |  | 5.14
2CSF202001R0160 | F202 AC-16/0,01 | Active | 8012542779902 | 180.39 | 1 | 1 | stuk | F200 | BE31330 | SB (MCB&RCD Cat.B) | stuk | Differentieel F200 2P 16A 10mA AC | Différentiel F200 2P 16A 10mA AC | FI-Schutzschalter F200 2P 16A 10mA AC | RCD F200 2P 16A 10mA AC |  | 5.14
2CSF202001R1400 | F202 AC-40/0,03 | Active | 8012542780106 | 162.9 | 1 | 1 | stuk | F200 | BE31330 | SB (MCB&RCD Cat.B) | stuk | Differentieel F200 2P 40A 30mA AC | Différentiel F200 2P 40A 30mA AC | FI-Schutzschalter F200 2P 40A 30mA AC | RCD F200 2P 40A 30mA AC |  | 5.14
2CSF202001R1800 | F202 AC-80/0,03 | Active | 8012542914204 | 298.26 | 1 | 1 | stuk | F200 | BE31330 | SB (MCB&RCD Cat.B) | stuk | Differentieel F200 2P 80A 30mA AC | Différentiel F200 2P 80A 30mA AC | FI-Schutzschalter F200 2P 80A 30mA AC | RCD F200 2P 80A 30mA AC |  | 5.14
2CSF202001R1900 | F202 AC-100/0,03 | Active | 8012542914303 | 430.69 | 1 | 1 | stuk | F200 | BE31330 | SB (MCB&RCD Cat.B) | stuk | Differentieel F200 2P 100A 30mA AC | Différentiel F200 2P 100A 30mA AC | FI-Schutzschalter F200 2P 100A 30mA AC | RCD F200 2P 100A 30mA AC |  | 5.14
2CSF202001R2250 | F202 AC-25/0,1 | Active | 8012542780304 | 143.33 | 1 | 1 | stuk | F200 | BE31330 | SB (MCB&RCD Cat.B) | stuk | Differentieel F200 2P 25A 100mA AC | Différentiel F200 2P 25A 100mA AC | FI-Schutzschalter F200 2P 25A 100mA AC | RCD F200 2P 25A 100mA AC |  | 5.14
2CSF202001R2400 | F202 AC-40/0,1 | Active | 8012542780403 | 185.2 | 1 | 1 | stuk | F200 | BE31330 | SB (MCB&RCD Cat.B) | stuk | Differentieel F200 2P 40A 100mA AC | Différentiel F200 2P 40A 100mA AC | FI-Schutzschalter F200 2P 40A 100mA AC | RCD F200 2P 40A 100mA AC |  | 5.14
2CSF202001R2630 | F202 AC-63/0,1 | Active | 8012542780502 | 250.47 | 1 | 1 | stuk | F200 | BE31330 | SB (MCB&RCD Cat.B) | stuk | Differentieel F200 2P 63A 100mA AC | Différentiel F200 2P 63A 100mA AC | FI-Schutzschalter F200 2P 63A 100mA AC | RCD F200 2P 63A 100mA AC |  | 5.14
2CSF202001R2800 | F202 AC-80/0,1 | Active | 8012542914402 | 317.91 | 1 | 1 | stuk | F200 | BE31330 | SB (MCB&RCD Cat.B) | stuk | Differentieel F200 2P 80A 100mA AC | Différentiel F200 2P 80A 100mA AC | FI-Schutzschalter F200 2P 80A 100mA AC | RCD F200 2P 80A 100mA AC |  | 5.14
2CSF202001R2900 | F202 AC-100/0,1 | Active | 8012542914501 | 503.76 | 1 | 1 | stuk | F200 | BE31330 | SB (MCB&RCD Cat.B) | stuk | Differentieel F200 2P 100A 100mA AC | Différentiel F200 2P 100A 100mA AC | FI-Schutzschalter F200 2P 100A 100mA AC | RCD F200 2P 100A 100mA AC |  | 5.14
2CSF202001R3250 | F202 AC-25/0,3 | Active | 8012542780601 | 130.12 | 1 | 1 | stuk | F200 | BE31330 | SB (MCB&RCD Cat.B) | stuk | Differentieel F200 2P 25A 300mA AC | Différentiel F200 2P 25A 300mA AC | FI-Schutzschalter F200 2P 25A 300mA AC | RCD F200 2P 25A 300mA AC |  | 5.14
2CSF202001R3400 | F202 AC-40/0,3 | Active | 8012542780700 | 156.89 | 1 | 1 | stuk | F200 | BE31330 | SB (MCB&RCD Cat.B) | stuk | Differentieel F200 2P 40A 300mA AC | Différentiel F200 2P 40A 300mA AC | FI-Schutzschalter F200 2P 40A 300mA AC | RCD F200 2P 40A 300mA AC |  | 5.14
2CSF202001R3630 | F202 AC-63/0,3 | Active | 8012542780809 | 227.67 | 1 | 1 | stuk | F200 | BE31330 | SB (MCB&RCD Cat.B) | stuk | Differentieel F200 2P 63A 300mA AC | Différentiel F200 2P 63A 300mA AC | FI-Schutzschalter F200 2P 63A 300mA AC | RCD F200 2P 63A 300mA AC |  | 5.14
2CSF202001R3800 | F202 AC-80/0,3 | Active | 8012542914600 | 286.35 | 1 | 1 | stuk | F200 | BE31330 | SB (MCB&RCD Cat.B) | stuk | Differentieel F200 2P 80A 300mA AC | Différentiel F200 2P 80A 300mA AC | FI-Schutzschalter F200 2P 80A 300mA AC | RCD F200 2P 80A 300mA AC |  | 5.14
2CSF202001R3900 | F202 AC-100/0,3 | Active | 8012542914709 | 368.13 | 1 | 1 | stuk | F200 | BE31330 | SB (MCB&RCD Cat.B) | stuk | Differentieel F200 2P 100A 300mA AC | Différentiel F200 2P 100A 300mA AC | FI-Schutzschalter F200 2P 100A 300mA AC | RCD F200 2P 100A 300mA AC |  | 5.14
2CSF202001R4250 | F202 AC-25/0,5 | Active | 8012542780908 | 130.12 | 1 | 1 | stuk | F200 | BE31330 | SB (MCB&RCD Cat.B) | stuk | Differentieel F200 2P 25A 500mA AC | Différentiel F200 2P 25A 500mA AC | FI-Schutzschalter F200 2P 25A 500mA AC | RCD F200 2P 25A 500mA AC |  | 5.14
2CSF202001R4400 | F202 AC-40/0,5 | Active | 8012542781004 | 156.89 | 1 | 1 | stuk | F200 | BE31330 | SB (MCB&RCD Cat.B) | stuk | Differentieel F200 2P 40A 500mA AC | Différentiel F200 2P 40A 500mA AC | FI-Schutzschalter F200 2P 40A 500mA AC | RCD F200 2P 40A 500mA AC |  | 5.14
2CSF202001R4630 | F202 AC-63/0,5 | Active | 8012542781103 | 227.67 | 1 | 1 | stuk | F200 | BE31330 | SB (MCB&RCD Cat.B) | stuk | Differentieel F200 2P 63A 500mA AC | Différentiel F200 2P 63A 500mA AC | FI-Schutzschalter F200 2P 63A 500mA AC | RCD F200 2P 63A 500mA AC |  | 5.14
2CSF202001R4800 | F202 AC-80/0,5 | Active | 8012542914808 | 286.35 | 1 | 1 | stuk | F200 | BE31330 | SB (MCB&RCD Cat.B) | stuk | Differentieel F200 2P 80A 500mA AC | Différentiel F200 2P 80A 500mA AC | FI-Schutzschalter F200 2P 80A 500mA AC | RCD F200 2P 80A 500mA AC |  | 5.14
2CSF202001R4900 | F202 AC-100/0,5 | Active | 8012542914907 | 368.13 | 1 | 1 | stuk | F200 | BE31330 | SB (MCB&RCD Cat.B) | stuk | Differentieel F200 2P 100A 500mA AC | Différentiel F200 2P 100A 500mA AC | FI-Schutzschalter F200 2P 100A 500mA AC | RCD F200 2P 100A 500mA AC |  | 5.14
2CSF202101R1630 | F202 A-63/0,03 | Active | 8012542782704 | 294.87 | 1 | 1 | stuk | F200 | BE31330 | SB (MCB&RCD Cat.B) | stuk | Differentieel F200 2P 63A 30mA A | Différentiel F200 2P 63A 30mA A | FI-Schutzschalter F200 2P 63A 30mA A | RCD F200 2P 63A 30mA A |  | 5.14
2CSF202101R3250 | F202 A-25/0,3 | Active | 8012542782803 | 162.71 | 1 | 1 | stuk | F200 | BE31330 | SB (MCB&RCD Cat.B) | stuk | Differentieel F200 2P 25A 300mA A | Différentiel F200 2P 25A 300mA A | FI-Schutzschalter F200 2P 25A 300mA A | RCD F200 2P 25A 300mA A |  | 5.14
2CSF202101R3400 | F202 A-40/0,3 | Active | 8012542782902 | 183.41 | 1 | 1 | stuk | F200 | BE31330 | SB (MCB&RCD Cat.B) | stuk | Differentieel F200 2P 40A 300mA A | Différentiel F200 2P 40A 300mA A | FI-Schutzschalter F200 2P 40A 300mA A | RCD F200 2P 40A 300mA A |  | 5.14
2CSF202101R3630 | F202 A-63/0,3 | Active | 8012542783008 | 269.1 | 1 | 1 | stuk | F200 | BE31330 | SB (MCB&RCD Cat.B) | stuk | Differentieel F200 2P 63A 300mA A | Différentiel F200 2P 63A 300mA A | FI-Schutzschalter F200 2P 63A 300mA A | RCD F200 2P 63A 300mA A |  | 5.14
2CSF202199R1400 | F202 A-40/0,03 110V | Active | 8012542343233 | 145.97 | 1 | 1 | stuk | F200 | BE31330 | SA (Modulair+Plug&Socket) | stuk | Differentieel F200 2P 40A 30mA 110V A | Différentiel F200 2P 40A 30mA 110V A | FI-Schutzschalter F200 2P 40A 30mA 110V A | RCD F200 2P 40A 30mA 110V A |  | 5.14
2CSF202325R1250 | F202F-25/0,03 | Active | 8012542992738 | 121.28 | 1 | 1 | stuk | F200 | BE31330 | SB (MCB&RCD Cat.B) | stuk | Differentieel 2 polig, 25A, 30mA F type | Différentiel 2 polig, 25A, 30mA F type | FI-Schutzschalter 2 polig, 25A, 30mA F type | RCD 2 polig, 25A, 30mA F type |  | 5.14
2CSF202325R1400 | F202F-40/0,03 | Active | 8012542992837 | 122.59 | 1 | 1 | stuk | F200 | BE31330 | SB (MCB&RCD Cat.B) | stuk | Differentieel 2 polig, 40A, 30mA F type | Différentiel 2 polig, 40A, 30mA F type | FI-Schutzschalter 2 polig, 40A, 30mA F type | RCD 2 polig, 40A, 30mA F type |  | 5.14
2CSF202325R1630 | F202F-63/0,03 | Active | 8012542992936 | 297.63 | 1 | 1 | stuk | F200 | BE31330 | SB (MCB&RCD Cat.B) | stuk | Differentieel 2 polig, 63A, 30mA F type | Différentiel 2 polig, 63A, 30mA F type | FI-Schutzschalter 2 polig, 63A, 30mA F type | RCD 2 polig, 63A, 30mA F type |  | 5.14
2CSF204001R1250 | F204 AC-25/0,03 | Active | 8012542781202 | 212.31 | 1 | 1 | stuk | F200 | BE31330 | SB (MCB&RCD Cat.B) | stuk | Differentieel F200 4P 25A 30mA AC | Différentiel F200 4P 25A 30mA AC | FI-Schutzschalter F200 4P 25A 30mA AC | RCD F200 4P 25A 30mA AC |  | 5.14
2CSF204001R1400 | F204 AC-40/0,03 | Active | 8012542781301 | 226.04 | 1 | 1 | stuk | F200 | BE31330 | SB (MCB&RCD Cat.B) | stuk | Differentieel F200 4P 40A 30mA AC | Différentiel F200 4P 40A 30mA AC | FI-Schutzschalter F200 4P 40A 30mA AC | RCD F200 4P 40A 30mA AC |  | 5.14
2CSF204001R1630 | F204 AC-63/0,03 | Active | 8012542781400 | 401.59 | 1 | 1 | stuk | F200 | BE31330 | SB (MCB&RCD Cat.B) | stuk | Differentieel F200 4P 63A 30mA AC | Différentiel F200 4P 63A 30mA AC | FI-Schutzschalter F200 4P 63A 30mA AC | RCD F200 4P 63A 30mA AC |  | 5.14
2CSF204001R1800 | F204 AC-80/0,03 | Active | 8012542916604 | 673.66 | 1 | 1 | stuk | F200 | BE31330 | SB (MCB&RCD Cat.B) | stuk | Differentieel F200 4P 80A 30mA AC | Différentiel F200 4P 80A 30mA AC | FI-Schutzschalter F200 4P 80A 30mA AC | RCD F200 4P 80A 30mA AC |  | 5.14
2CSF204001R1900 | F204 AC-100/0,03 | Active | 8012542916703 | 830.01 | 1 | 1 | stuk | F200 | BE31330 | SB (MCB&RCD Cat.B) | stuk | Differentieel F200 4P 100A 30mA AC | Différentiel F200 4P 100A 30mA AC | FI-Schutzschalter F200 4P 100A 30mA AC | RCD F200 4P 100A 30mA AC |  | 5.14
2CSF204001R1950 | F204 AC-125/0,03 | Active | 8012542941507 | 1594.77 | 1 | 1 | stuk | F200 | BE31330 | SB (MCB&RCD Cat.B) | stuk | Differentieel F200 4P 125A 30mA AC | Différentiel F200 4P 125A 30mA AC | FI-Schutzschalter F200 4P 125A 30mA AC | RCD F200 4P 125A 30mA AC |  | 5.14
2CSF204001R2250 | F204 AC-25/0,1 | Active | 8012542781509 | 187.13 | 1 | 1 | stuk | F200 | BE31330 | SB (MCB&RCD Cat.B) | stuk | Differentieel F200 4P 25A 100mA AC | Différentiel F200 4P 25A 100mA AC | FI-Schutzschalter F200 4P 25A 100mA AC | RCD F200 4P 25A 100mA AC |  | 5.14
2CSF204001R2400 | F204 AC-40/0,1 | Active | 8012542781608 | 219.91 | 1 | 1 | stuk | F200 | BE31330 | SB (MCB&RCD Cat.B) | stuk | Differentieel F200 4P 40A 100mA AC | Différentiel F200 4P 40A 100mA AC | FI-Schutzschalter F200 4P 40A 100mA AC | RCD F200 4P 40A 100mA AC |  | 5.14
2CSF204001R2630 | F204 AC-63/0,1 | Active | 8012542781707 | 252.69 | 1 | 1 | stuk | F200 | BE31330 | SB (MCB&RCD Cat.B) | stuk | Differentieel F200 4P 63A 100mA AC | Différentiel F200 4P 63A 100mA AC | FI-Schutzschalter F200 4P 63A 100mA AC | RCD F200 4P 63A 100mA AC |  | 5.14
2CSF204001R2800 | F204 AC-80/0,1 | Active | 8012542916802 | 487.35 | 1 | 1 | stuk | F200 | BE31330 | SB (MCB&RCD Cat.B) | stuk | Differentieel F200 4P 80A 100mA AC | Différentiel F200 4P 80A 100mA AC | FI-Schutzschalter F200 4P 80A 100mA AC | RCD F200 4P 80A 100mA AC |  | 5.14
2CSF204001R2900 | F204 AC-100/0,1 | Active | 8012542916901 | 585.01 | 1 | 1 | stuk | F200 | BE31330 | SB (MCB&RCD Cat.B) | stuk | Differentieel F200 4P 100A 100mA AC | Différentiel F200 4P 100A 100mA AC | FI-Schutzschalter F200 4P 100A 100mA AC | RCD F200 4P 100A 100mA AC |  | 5.14
2CSF204001R2950 | F204 AC-125/0,1 | Active | 8012542941606 | 1594.77 | 1 | 1 | stuk | F200 | BE31330 | SB (MCB&RCD Cat.B) | stuk | Differentieel F200 4P 125A 100mA AC | Différentiel F200 4P 125A 100mA AC | FI-Schutzschalter F200 4P 125A 100mA AC | RCD F200 4P 125A 100mA AC |  | 5.14
2CSF204001R3250 | F204 AC-25/0,3 | Active | 8012542781806 | 171.16 | 1 | 1 | stuk | F200 | BE31330 | SB (MCB&RCD Cat.B) | stuk | Differentieel F200 4P 25A 300mA AC | Différentiel F200 4P 25A 300mA AC | FI-Schutzschalter F200 4P 25A 300mA AC | RCD F200 4P 25A 300mA AC |  | 5.14
2CSF204001R3400 | F204 AC-40/0,3 | Active | 8012542781905 | 199.66 | 1 | 1 | stuk | F200 | BE31330 | SB (MCB&RCD Cat.B) | stuk | Differentieel F200 4P 40A 300mA AC | Différentiel F200 4P 40A 300mA AC | FI-Schutzschalter F200 4P 40A 300mA AC | RCD F200 4P 40A 300mA AC |  | 5.14
2CSF204001R3630 | F204 AC-63/0,3 | Active | 8012542782001 | 252.69 | 1 | 1 | stuk | F200 | BE31330 | SB (MCB&RCD Cat.B) | stuk | Differentieel F200 4P 63A 300mA AC | Différentiel F200 4P 63A 300mA AC | FI-Schutzschalter F200 4P 63A 300mA AC | RCD F200 4P 63A 300mA AC |  | 5.14
2CSF204001R3800 | F204 AC-80/0,3 | Active | 8012542917007 | 478.79 | 1 | 1 | stuk | F200 | BE31330 | SB (MCB&RCD Cat.B) | stuk | Differentieel F200 4P 80A 300mA AC | Différentiel F200 4P 80A 300mA AC | FI-Schutzschalter F200 4P 80A 300mA AC | RCD F200 4P 80A 300mA AC |  | 5.14
2CSF204001R3900 | F204 AC-100/0,3 | Active | 8012542917106 | 550.95 | 1 | 1 | stuk | F200 | BE31330 | SB (MCB&RCD Cat.B) | stuk | Differentieel F200 4P 100A 300mA AC | Différentiel F200 4P 100A 300mA AC | FI-Schutzschalter F200 4P 100A 300mA AC | RCD F200 4P 100A 300mA AC |  | 5.14
2CSF204001R3950 | F204 AC-125/0,3 | Active | 8012542941705 | 1435.23 | 1 | 1 | stuk | F200 | BE31330 | SB (MCB&RCD Cat.B) | stuk | Differentieel F200 4P 125A 300mA AC | Différentiel F200 4P 125A 300mA AC | FI-Schutzschalter F200 4P 125A 300mA AC | RCD F200 4P 125A 300mA AC |  | 5.14
2CSF204001R4250 | F204 AC-25/0,5 | Active | 8012542782100 | 174.67 | 1 | 1 | stuk | F200 | BE31330 | SB (MCB&RCD Cat.B) | stuk | Differentieel F200 4P 25A 500mA AC | Différentiel F200 4P 25A 500mA AC | FI-Schutzschalter F200 4P 25A 500mA AC | RCD F200 4P 25A 500mA AC |  | 5.14
2CSF204001R4400 | F204 AC-40/0,5 | Active | 8012542782209 | 203.63 | 1 | 1 | stuk | F200 | BE31330 | SB (MCB&RCD Cat.B) | stuk | Differentieel F200 4P 40A 500mA AC | Différentiel F200 4P 40A 500mA AC | FI-Schutzschalter F200 4P 40A 500mA AC | RCD F200 4P 40A 500mA AC |  | 5.14
2CSF204001R4630 | F204 AC-63/0,5 | Active | 8012542782308 | 252.69 | 1 | 1 | stuk | F200 | BE31330 | SB (MCB&RCD Cat.B) | stuk | Differentieel F200 4P 63A 500mA AC | Différentiel F200 4P 63A 500mA AC | FI-Schutzschalter F200 4P 63A 500mA AC | RCD F200 4P 63A 500mA AC |  | 5.14
2CSF204001R4800 | F204 AC-80/0,5 | Active | 8012542917205 | 488.55 | 1 | 1 | stuk | F200 | BE31330 | SB (MCB&RCD Cat.B) | stuk | Differentieel F200 4P 80A 500mA AC | Différentiel F200 4P 80A 500mA AC | FI-Schutzschalter F200 4P 80A 500mA AC | RCD F200 4P 80A 500mA AC |  | 5.14
2CSF204001R4900 | F204 AC-100/0,5 | Active | 8012542917304 | 562.26 | 1 | 1 | stuk | F200 | BE31330 | SB (MCB&RCD Cat.B) | stuk | Differentieel F200 4P 100A 500mA AC | Différentiel F200 4P 100A 500mA AC | FI-Schutzschalter F200 4P 100A 500mA AC | RCD F200 4P 100A 500mA AC |  | 5.14
2CSF204001R4950 | F204 AC-125/0,5 | Active | 8012542941804 | 1435.23 | 1 | 1 | stuk | F200 | BE31330 | SB (MCB&RCD Cat.B) | stuk | Differentieel F200 4P 125A 500mA AC | Différentiel F200 4P 125A 500mA AC | FI-Schutzschalter F200 4P 125A 500mA AC | RCD F200 4P 125A 500mA AC |  | 5.14
2CSF204101R1630 | F204 A-63/0,03 | Active | 8012542783602 | 449.84 | 1 | 1 | stuk | F200 | BE31330 | SB (MCB&RCD Cat.B) | stuk | Differentieel F200 4P 63A 30mA A | Différentiel F200 4P 63A 30mA A | FI-Schutzschalter F200 4P 63A 30mA A | RCD F200 4P 63A 30mA A |  | 5.14
2CSF204101R3250 | F204 A-25/0,3 | Active | 8012542783701 | 203.57 | 1 | 1 | stuk | F200 | BE31330 | SB (MCB&RCD Cat.B) | stuk | Differentieel F200 4P 25A 300mA A | Différentiel F200 4P 25A 300mA A | FI-Schutzschalter F200 4P 25A 300mA A | RCD F200 4P 25A 300mA A |  | 5.14
2CSF204101R3400 | F204 A-40/0,3 | Active | 8012542783800 | 241.2 | 1 | 1 | stuk | F200 | BE31330 | SB (MCB&RCD Cat.B) | stuk | Differentieel F200 4P 40A 300mA A | Différentiel F200 4P 40A 300mA A | FI-Schutzschalter F200 4P 40A 300mA A | RCD F200 4P 40A 300mA A |  | 5.14
2CSF204101R3630 | F204 A-63/0,3 | Active | 8012542783909 | 290.55 | 1 | 1 | stuk | F200 | BE31330 | SB (MCB&RCD Cat.B) | stuk | Differentieel F200 4P 63A 300mA A | Différentiel F200 4P 63A 300mA A | FI-Schutzschalter F200 4P 63A 300mA A | RCD F200 4P 63A 300mA A |  | 5.14
2CSF204325R1250 | F204F-25/0,03 | Active | 8012542993032 | 220.42 | 1 | 1 | stuk | F200 | BE31330 | SB (MCB&RCD Cat.B) | stuk | Differentieel 4 polig, 25A, 30mA F type | Différentiel 4 polig, 25A, 30mA F type | FI-Schutzschalter 4 polig, 25A, 30mA F type | RCD 4 polig, 25A, 30mA F type |  | 5.14
2CSF204325R1400 | F204F-40/0,03 | Active | 8012542993131 | 232.46 | 1 | 1 | stuk | F200 | BE31330 | SB (MCB&RCD Cat.B) | stuk | Differentieel 4 polig, 40A, 30mA F type | Différentiel 4 polig, 40A, 30mA F type | FI-Schutzschalter 4 polig, 40A, 30mA F type | RCD 4 polig, 40A, 30mA F type |  | 5.14
2CSF204325R1630 | F204F-63/0,03 | Active | 8012542993230 | 364.88 | 1 | 1 | stuk | F200 | BE31330 | SB (MCB&RCD Cat.B) | stuk | Differentieel 4 polig, 63A, 30mA F type | Différentiel 4 polig, 63A, 30mA F type | FI-Schutzschalter 4 polig, 63A, 30mA F type | RCD 4 polig, 63A, 30mA F type |  | 5.14
2CSF204501R3800 | FI F204B-80/0,3 | Active | 8012542989103 | 4836.04 | 1 | 1 | stuk | F200 | BE31330 | SB (MCB&RCD Cat.B) | stuk | Differentieel F200 4P 80A 300mA B | Différentiel F200 4P 80A 300mA B | FI-Schutzschalter F200 4P 80A 300mA B | RCD F200 4P 80A 300mA B |  | 5.14
2CSF204823R3950 | F204 B S-125/0.3-L | Active | 8012542989509 | 7061.62 | 1 | 1 | stuk | F200 | BE31330 | SB (MCB&RCD Cat.B) | stuk | Differentieel F200 4P 125A 300mA BS | Différentiel F200 4P 125A 300mA BS | FI-Schutzschalter F200 4P 125A 300mA BS | RCD F200 4P 125A 300mA BS |  | 5.14
2CSF204823R4950 | F204 B S-125/0.5-L | Active | 8012542731238 | 7061.62 | 1 | 1 | stuk | F200 | BE31330 | SB (MCB&RCD Cat.B) | stuk | Differentieel F200 4P 125A 500mA BS | Différentiel F200 4P 125A 500mA BS | FI-Schutzschalter F200 4P 125A 500mA BS | RCD F200 4P 125A 500mA BS |  | 5.14
2CSF502110R0250 | F402 25 A10 | Active | 8012542037033 | 206.1 | 1 | 1 | stuk | F400 | BE31330 | SB (MCB&RCD Cat.B) | stuk | Differentieel F400 2P 25A 10mA A | Différentiel F400 2P 25A 10mA A | FI-Schutzschalter F400 2P 25A 10mA A | RCD F400 2P 25A 10mA A |  | 5.14
2CSF502110R1250 | F402 25 A30 | Active | 8012542034339 | 185.62 | 1 | 1 | stuk | F400 | BE31330 | SB (MCB&RCD Cat.B) | stuk | Differentieel F400 2P 25A 30mA A | Différentiel F400 2P 25A 30mA A | FI-Schutzschalter F400 2P 25A 30mA A | RCD F400 2P 25A 30mA A |  | 5.14
2CSF502110R1400 | F402 40 A30 | Active | 8012542036937 | 209.73 | 1 | 1 | stuk | F400 | BE31330 | SB (MCB&RCD Cat.B) | stuk | Differentieel F400 2P 40A 30mA A | Différentiel F400 2P 40A 30mA A | FI-Schutzschalter F400 2P 40A 30mA A | RCD F400 2P 40A 30mA A |  | 5.14
2CSF502110R2400 | F402 40 A100 | Active | 8012542034230 | 261.54 | 1 | 1 | stuk | F400 | BE31330 | SB (MCB&RCD Cat.B) | stuk | Differentieel F400 2P 40A 100mA A | Différentiel F400 2P 40A 100mA A | FI-Schutzschalter F400 2P 40A 100mA A | RCD F400 2P 40A 100mA A |  | 5.14
2CSF502410R1400 | F402 40 APR30 | Active | 8012542036838 | 262.75 | 1 | 1 | stuk | F400 | BE31330 | SB (MCB&RCD Cat.B) | stuk | Differentieel F400 2P 40A 30mA A-PR | Différentiel F400 2P 40A 30mA A-PR | FI-Schutzschalter F400 2P 40A 30mA A-PR | RCD F400 2P 40A 30mA A-PR |  | 5.14
2CSG101100R1101 | CT-30/100 | Active | 8012542887805 | 730.35 | 1 | 1 | stuk | CT.., TRFM | BE31330 | SA (Modulair+Plug&Socket) | stuk | Deelbare stroomtransformator 100/5 A Klasse 3, 1.5VA | Split Transformateur de courant 100/5 A Class 3, 1.5VA | Split core Stromwandler 100/5 A Class 3, 1.5VA | Split core current transformer 100/5 A Class 3, 1.5VA |  | 5.14
2CSG132030R4022 | DMTME-72 | Active | 8012542046554 | 1913.64 | 1 | 1 | stuk | DMTME | BE31330 | SA (Modulair+Plug&Socket) | stuk | DMTME digitale 72x72 multimeter 3x230/400Vac 5A(CT) | DMTME-72 Digital multimeter | DMTME-72 Digital multimeter | DMTME-72 Digital multimeter |  | 5.14
2CSG152424R1202 | ELR72P | Active | 8012542734727 | 886.12 | 1 | 1 | stuk | ELR | BE31330 | SA (Modulair+Plug&Socket) | stuk | ELR72P-Residual CurrentMonitor | ELR72P - Residual Current Monitor | ELR72P - Residual Current Monitor | ELR72P - Residual Current Monitor |  | 5.14
2CSG152434R1202 | ELR96P | Active | 8012542734529 | 869.44 | 1 | 1 | stuk | ELR | BE31330 | SA (Modulair+Plug&Socket) | stuk | ELR96P-Residual CurrentMonitor | ELR96P - Residual Current Monitor | ELR96P - Residual Current Monitor | ELR96P - Residual Current Monitor |  | 5.14
2CSG152435R1202 | ELR96PF | Active | 8012542734420 | 1047.67 | 1 | 1 | stuk | ELR | BE31330 | SA (Modulair+Plug&Socket) | stuk | ELR96PF-Residual CurrentMonitor | ELR96PF - Residual Current Monitor | ELR96PF - Residual Current Monitor | ELR96PF - Residual Current Monitor |  | 5.14
2CSG152436R1202 | ELR96PD | Active | 8012542733522 | 1144.61 | 1 | 1 | stuk | ELR | BE31330 | SA (Modulair+Plug&Socket) | stuk | ELR96PD-Residual CurrentMonitor | ELR96PD - Residual Current Monitor | ELR96PD - Residual Current Monitor | ELR96PD - Residual Current Monitor |  | 5.14
2CSG162030R4022 | DMTME-I-485-72 | Active | 8012542046653 | 2385.97 | 1 | 1 | stuk | DMTME | BE31330 | SA (Modulair+Plug&Socket) | stuk | DMTME digitale 72x72 multimeter 3x230/400Vac 5A(CT) met comm | DMTME-I-485-72 Digital multimeter | Einbaumessgerät f. den Fronteinbau 72x72 | DMTME-I-485-72 Digital multimeter |  | 5.14
2CSG202150R1101 | R4M-200 | Active | 8012542021506 | 238.71 | 1 | 1 | stuk | R4M | BE31330 | SA (Modulair+Plug&Socket) | stuk | TIR4M 200 Rogowski coil flexible | R4M-200 Rogowski coil | R4M-200 Rogowski coil flexible current transformer | R4M-200 Rogowski coil |  | 5.14
2CSG202160R1101 | R4M-80 | Active | 8012542021605 | 218.16 | 1 | 1 | stuk | R4M | BE31330 | SA (Modulair+Plug&Socket) | stuk | TIR4M 80 Rogowski coil flexibele | R4M-80 Rogowski coil | R4M-80 Rogowski coil flexible current transformer | R4M-80 Rogowski coil |  | 5.14
2CSG202451R4051 | M4M 30 BACNET | Active | 8012542024514 | 654.49 | 1 | 1 | stuk | M4M | BE31330 | SA (Modulair+Plug&Socket) | stuk | M4M 30 BACNET Network analyzer | M4M 30 BACNET Network analyzer | M4M 30 BACNET Netzanalysegerät | M4M 30 BACNET Network analyzer |  | 5.14
2CSG202461R4051 | M4M 30 ROGOWSKI | Active | 8012542024613 | 1070.22 | 1 | 1 | stuk | M4M | BE31330 | SA (Modulair+Plug&Socket) | stuk | M4M 30 ROGOWSKI Network analyzer | M4M 30 ROGOWSKI Network analyzer | M4M 30 ROGOWSKI Netzanalysegerät | M4M 30 ROGOWSKI Network analyzer |  | 5.14
2CSG202471R4051 | M4M 30 I/O | Active | 8012542024712 | 754.54 | 1 | 1 | stuk | M4M | BE31330 | SA (Modulair+Plug&Socket) | stuk | M4M 30 I/O Network analyzer | M4M 30 I/O Network analyzer | M4M 30 I/O Netzanalysegerät | M4M 30 I/O Network analyzer |  | 5.14
2CSG204471R4051 | M4M 20 ETHERNET | Active | 8012542044710 | 492.99 | 1 | 1 | stuk | M4M | BE31330 | SA (Modulair+Plug&Socket) | stuk | M4M 20 ETHERNET Network analyzer | M4M 20 ETHERNET Network analyzer | M4M 20 ETHERNET Netzanalysegerät | M4M 20 ETHERNET Network analyzer |  | 5.14
2CSG207081R4051 | M4M 20 ROGOWSKI | Active | 8012542070818 | 605.06 | 1 | 1 | stuk | M4M | BE31330 | SA (Modulair+Plug&Socket) | stuk | M4M 20 ROGOWSKI Network analyzer | M4M 20 ROGOWSKI Network analyzer | M4M 20 ROGOWSKI Netzanalysegerät | M4M 20 ROGOWSKI Network analyzer |  | 5.14
2CSG213605R4011 | VLMD P | Active | 8012542136057 | 296.09 | 1 | 1 | stuk | Digital instruments AMTD, VLMD, FRZ, TMD | BE31330 | SA (Modulair+Plug&Socket) | stuk | VLMD P Digitale V-meter | VLMD P Digital Voltmeter | VLMD P Digital Voltmeter | VLMD P Digital Voltmeter |  | 5.14
2CSG213615R4011 | AMTD-1 P | Active | 8012542136156 | 316.72 | 1 | 1 | stuk | Digital instruments AMTD, VLMD, FRZ, TMD | BE31330 | SA (Modulair+Plug&Socket) | stuk | AMTD-1 P Digitale A-meter | AMTD-1 P Digital Ammeter | AMTD-1 P Digital Ammeter | AMTD-1 P Digital Ammeter |  | 5.14
2CSG213645R4011 | AMTD-1-R P | Active | 8012542136453 | 585.03 | 1 | 1 | stuk | Digital instruments AMTD, VLMD, FRZ, TMD | BE31330 | SA (Modulair+Plug&Socket) | stuk | AMTD-1-R P Digitale A-meter | AMTD-1-R P Digital Ammeter | AMTD-1-R P Digital Ammeter | AMTD-1-R P Digital Ammeter |  | 5.14
2CSG236791R4051 | M4M 30 PROFIBUS | Active | 8012542367918 | 754.54 | 1 | 1 | stuk | M4M | BE31330 | SA (Modulair+Plug&Socket) | stuk | M4M 30 PROFIBUS Network analyzer | M4M 30 PROFIBUS Network analyzer | M4M 30 PROFIBUS Netzanalysegerät | M4M 30 PROFIBUS Network analyzer |  | 5.14
2CSG236831R4051 | M4M 20 BACNET | Active | 8012542368311 | 492.99 | 1 | 1 | stuk | M4M | BE31330 | SA (Modulair+Plug&Socket) | stuk | M4M 20 BACNET Network analyzer | M4M 20 BACNET Network analyzer | M4M 20 BACNET Netzanalysegerät | M4M 20 BACNET Network analyzer |  | 5.14
2CSG251131R4051 | M4M 20 PROFIBUS | Active | 8012542511311 | 605.06 | 1 | 1 | stuk | M4M | BE31330 | SA (Modulair+Plug&Socket) | stuk | M4M 20 PROFIBUS Network analyzer | M4M 20 PROFIBUS Network analyzer | M4M 20 PROFIBUS Netzanalysegerät | M4M 20 PROFIBUS Network analyzer |  | 5.14
2CSG251141R4051 | M4M 20 MODBUS | Active | 8012542511410 | 430.29 | 1 | 1 | stuk | M4M | BE31330 | SA (Modulair+Plug&Socket) | stuk | M4M 20 MODBUS Network analyzer | M4M 20 MODBUS Network analyzer | M4M 20 MODBUS Netzanalysegerät | M4M 20 MODBUS Network analyzer |  | 5.14
2CSG251151R4051 | M4M 20 | Active | 8012542511519 | 404.99 | 1 | 1 | stuk | M4M | BE31330 | SA (Modulair+Plug&Socket) | stuk | M4M 20 Network analyzer | M4M 20 Network analyzer | M4M 20 Netzanalysegerät | M4M 20 Network analyzer |  | 5.14
2CSG251161R4051 | M4M 20 I/O | Active | 8012542511618 | 605.06 | 1 | 1 | stuk | M4M | BE31330 | SA (Modulair+Plug&Socket) | stuk | M4M 20 I/O Network analyzer | M4M 20 I/O Network analyzer | M4M 20 I/O Netzanalysegerät | M4M 20 I/O Network analyzer |  | 5.14
2CSG252211R1202 | ELR48P | Active | 8012542748229 | 474.97 | 1 | 1 | stuk | ELR | BE31330 | SA (Modulair+Plug&Socket) | stuk | Dif.relais ELR 48x48mm 2 wisselcont. | ELR48P Residual Current Monitor | Residual Current Monitor, front panel 48x48mm, 2CO | ELR48P Residual Current Monitor |  | 5.14
2CSG258563R4051 | CUS 485 TCP/IP | Limited | 8012542585633 | 1835.24 | 1 | 1 | stuk | TV, SNT, COP, CUS | BE31330 | SB (MCB&RCD Cat.B) | stuk | CUS 485 TCP/IP | CUS 485 TCP/IP | CUS 485 TCP/IP | CUS 485 TCP/IP |  | 5.14
2CSG274681R4051 | M4M 30 ETHERNET | Active | 8012542746812 | 579.76 | 1 | 1 | stuk | M4M | BE31330 | SA (Modulair+Plug&Socket) | stuk | M4M 30 ETHERNET Network analyzer | M4M 30 ETHERNET Network analyzer | M4M 30 ETHERNET Netzanalysegerät | M4M 30 ETHERNET Network analyzer |  | 5.14
2CSG274761R4051 | M4M 30 MODBUS | Active | 8012542747611 | 530.34 | 1 | 1 | stuk | M4M | BE31330 | SA (Modulair+Plug&Socket) | stuk | M4M 30 MODBUS Network analyzer | M4M 30 MODBUS Network analyzer | M4M 30 MODBUS Netzanalysegerät | M4M 30 MODBUS Network analyzer |  | 5.14
2CSG313050R4001 | AMT1-A1-15/96 | Active | 8012542548409 | 73.38 | 1 | 1 | stuk | Analogue instruments AMT, VLM, FRZ, SCL | BE31330 | SA (Modulair+Plug&Socket) | stuk | Analoge Ameter Directe 15A 96mm | AMT1-A1-15/96 Analogue ammeter | Analogue ammeter Direct connection, scale 15A AC, 96mm | AMT1-A1-15/96 Analogue ammeter |  | 5.14
2CSG322260R4001 | AMT1 A5/72 | Active | 8012542546603 | 64.32 | 1 | 1 | stuk | Analogue instruments AMT, VLM, FRZ, SCL | BE31330 | SA (Modulair+Plug&Socket) | stuk | AMT1 Amperemeter SCL-A5 | AMT1 Ampèremetre SCL-A5 | AMT1 Amperemeter SCL-A5 | AMT1-A5/72 Analogue Ammeter
2CSG452130R1202 | ELR96V24 | Active | 8012542733720 | 592.48 | 1 | 1 | stuk | ELR | BE31330 | SA (Modulair+Plug&Socket) | stuk | ELR96V24-Residual CurrentMonitor | ELR96V24 - Residual Current Monitor | ELR96V24 - Residual Current Monitor | ELR96V24 - Residual Current Monitor |  | 5.14
2CSG521170R1101 | CT8/600 | Active | 8012542606901 | 159.6 | 1 | 1 | stuk | CT.., TRFM | BE31330 | SA (Modulair+Plug&Socket) | stuk | CT8/600 Current transformer | Transformateur de courant classe 0,5/ 10 CT8 600/5A | CT8/600 .../5A Stromwandler 10VA Klasse 0,5 | CT8/600 Current transformer |  | 5.14
2CSG524000R2021 | TMD-T4/96 | Active | 8012542560203 | 2915.65 | 1 | 1 | stuk | Digital instruments AMTD, VLMD, FRZ, TMD | BE31330 | SA (Modulair+Plug&Socket) | stuk | TMD Temperatuurscontrole Deurmontage | TMD-T4/96 Temperature control unit | TMD-4/96 Temperaturüberwachungseinheit Schaltschranktürmontage | TMD-T4/96 Temperature control unit |  | 5.14
2CSL910001R1012 | BS9 1/12 | Active | 8012542047650 | 10.9 | 1 | 1 | stuk | Accessories for MCB SN201 | BE31330 | SA (Modulair+Plug&Socket) | stuk | Verbind.rail BS9 L1-L1-..12 pin 10mm² | Jeux de barres L1-L1-..., 12 broches, 10mm² | Busbar for S9 and DS9 serie L1-L1-..., 12 pins, 10mm² | BS9 1/12 - Busbar |  | 5.14
2CSL910001R1056 | BS9 1/56 | Active | 8012542047353 | 37.97 | 1 | 1 | stuk | Accessories for MCB SN201 | BE31330 | SA (Modulair+Plug&Socket) | stuk | Verbind.rail BS9 L1-L1-..56 pin 10mm² | Jeux de barres S9.. et DS9.. série L1-L1-..., 56 broches, 10mm2 | Busbar S9.. and DS9.. series L1-L1-..., 56 pins, 10mm2 | BS9 1/56 - Busbar
2CSL910011R1012 | BS9 1/12 NA | Active | 8012542047759 | 10.9 | 1 | 1 | stuk | Accessories for MCB SN201 | BE31330 | SA (Modulair+Plug&Socket) | stuk | Verbind.rail BS9 N-N-..12 pin 10mm² | Jeux de barres S9.. et DS9.. série N-N-..., 12 broches, 10mm² | Busbar S9.. and DS9.. series N-N-..., 12 pins, 10mm² | BS9 1/12 NA - Busbar |  | 5.14
2CSL910011R1056 | BS9 1/56 NA | Active | 8012542047452 | 37.97 | 1 | 1 | stuk | Accessories for MCB SN201 | BE31330 | SA (Modulair+Plug&Socket) | stuk | Verbind.rail BS9 N-N-..56 pin 10mm² | Jeux de barres S9.. et DS9.. série N-N-..., 56 broches, 10mm² | Busbar S9.. and DS9.. series N-N-..., 56 pins, 10mm² | BS9 1/56 NA - Busbar
2CSL920009R1012 | BF2-S9 UP 1N/12 | Active | 8012542046950 | 34.11 | 1 | 1 | stuk | Accessories for MCB SN201 | BE31330 | SA (Modulair+Plug&Socket) | stuk | Verbind.rail BF2 2P+10x(1P+N) | Jeux de barres S9.. et DS9.. série 2P+10x(1P+N) | Busbar S9.. and DS9.. series 2P+10x(1P+N) | BF2-S9 UP 1N/12 - Busbar |  | 5.14
2CSL930001R1012 | BS9 3/12 | Active | 8012542047551 | 19.94 | 1 | 1 | stuk | Accessories for MCB SN201 | BE31330 | SA (Modulair+Plug&Socket) | stuk | Verbind.rail BS9 L123-..12 pin 10mm² | Jeux de barres S9.. et DS9.. série L1-L2-L3-..., 12 broches, 10mm² | Busbar S9.. and DS9.. series L1-L2-L3-..., 12 pins, 10mm² | BS9 3/12 - Busbar |  | 5.14
2CSL930001R1057 | BS9 3/57 | Active | 8012542047858 | 65.08 | 1 | 1 | stuk | Accessories for MCB SN201 | BE31330 | SA (Modulair+Plug&Socket) | stuk | Verbind.rail BS9 L123-..57 pin 10mm² | Jeux de barres S9.. et DS9.. séries L1-L2-L3-...,57 broches, 10mm2 | Busbar S9.. and DS9.. series L1-L2-L3-...,57 pins, 10mm2 | BS9 3/57 - Busbar
2CSL980001R0001 | BS9-END 3P | Active | 8012542064251 | 1.39 | 1 | 1 | stuk | Accessories for MCB SN201 | BE31330 | SA (Modulair+Plug&Socket) | stuk | Sluitkap BS9 BS9 3P | Courverture final S9 et DS9 Pour BS9 3P | End cap S9 and DS9 Dor BS9 3P | BS9-END 3P - End cap |  | 5.14
2CSL980001R2515 | FEED-IN 25/15 1P | Active | 8012542047957 | 7.23 | 1 | 1 | stuk | Accessories for MCB SN201 | BE31330 | SA (Modulair+Plug&Socket) | stuk | aansluitklem FEED-IN 25mm² 15mm | Borne de raccordement, S9.. et DS9.. série, 25mm², 15mm | Terminal FEED-IN 25mm2-15mm for S900-DS 900 | FEED-IN 25/15 1P - Terminal |  | 5.14
2CSL980001R2530 | FEED-IN 25/30 3P | Active | 8012542048053 | 8.66 | 1 | 1 | stuk | Accessories for MCB SN201 | BE31330 | SA (Modulair+Plug&Socket) | stuk | aansluitklem FEED-IN 25mm² 30mm | Borne de raccordement S9.. et DS9.. série 25mm², 30mm | Terminal S9.. and DS9.. series 25mm², 30mm | FEED-IN 25/30 3P - Terminal |  | 5.14
2CSM100100R1111 | TRFM/150 | Active | 8012542047209 | 74.25 | 1 | 1 | stuk | CT.., TRFM | BE31330 | SA (Modulair+Plug&Socket) | stuk | TITRF 150A 29mm 2VA Klasse 0 5 | Transformateur modulaire TRFM/150 | TRFM/150 modularer Stromwandler…/5A Hutschienenmontage | TRFM/150 Current modular transformer |  | 5.14
2CSM100120R1111 | TRFM/250 | Active | 8012542047308 | 69.25 | 1 | 1 | stuk | CT.., TRFM | BE31330 | SA (Modulair+Plug&Socket) | stuk | TITRF 250A 29mm 4VA Klasse 0 5 | Transformateur de courant TRF 250A, 29mm, 4VA, 0,5 | TRFM/250 modularer Stromwandler…/5A Hutschienenmontage | TRFM/250 Current modular transformer |  | 5.14
2CSM208131R1000 | AD1-R-15m-72 | Active | 8012542081319 | 87.79 | 1 | 1 | stuk | AG time switches | BE31330 | SA (Modulair+Plug&Socket) | stuk | Analoge tijdklok AD1-R-15m-72 reserve | AD1-R-15m-72 Analog timer | AD1-R-15m-72 Analoge Zeitschaltuhr Tagesprogramm 15-min-Takt, | AD1-R-15m-72 Analog timer | B208022113 | 5.14
2CSM208141R1000 | AW1CO-R-120m | Active | 8012542081418 | 189.38 | 1 | 1 | stuk | AG time switches | BE31330 | SA (Modulair+Plug&Socket) | stuk | Analoge tijdklok AW1CO-R-120m reserve | AW1CO-R-120m Analog timer | Weekly timer 1 ch - 120 min + reserve | AW1CO-R-120m Analog timer | B208022113 | 5.14
2CSM208151R1000 | AD1CO-R-15m | Active | 8012542081517 | 149.8 | 1 | 1 | stuk | AG time switches | BE31330 | SA (Modulair+Plug&Socket) | stuk | Analoge tijdklok AD1CO-R-15m reserve | AD1CO-R-15m Analog timer | AD1CO-R-15m Analoge Zeitschaltuhr Tagesprogramm 15-min-Takt, 1 Wechsler | AD1CO-R-15m Analog timer | B208022113 | 5.14
2CSM213456R1801 | E 9F1 PV | Active | 8012542134565 | 26.03 | 1 | 10 | stuk | E9F PV | BE31330 | SA (Modulair+Plug&Socket) | stuk | E9F PV zekering 1A 1000Vdc 10x38mm | E9F fusible PV 1A 1000Vcc 10x38mm | E9F sicherung PV 1A 1000Vcc 10x38mm | E9F fuse PV 1A 1000Vcc 10x38mm |  | 5.14
2CSM213466R1801 | E 9F2 PV | Active | 8012542134664 | 26.03 | 1 | 10 | stuk | E9F PV | BE31330 | SA (Modulair+Plug&Socket) | stuk | E9F PV zekering 2A 1000Vdc 10x38mm | E9F fusible PV 2A 1000Vcc 10x38mm | E9F sicherung PV 2A 1000Vcc 10x38mm | E9F fuse PV 2A 1000Vcc 10x38mm |  | 5.14
2CSM213476R1801 | E 9F3 PV | Active | 8012542134763 | 26.03 | 1 | 10 | stuk | E9F PV | BE31330 | SA (Modulair+Plug&Socket) | stuk | E9F PV zekering 3A 1000Vdc 10x38mm | E9F fusible PV 3A 1000Vcc 10x38mm | E9F sicherung PV 3A 1000Vcc 10x38mm | E9F fuse PV 3A 1000Vcc 10x38mm |  | 5.14
2CSM213486R1801 | E 9F4 PV | Active | 8012542134862 | 26.03 | 1 | 10 | stuk | E9F PV | BE31330 | SA (Modulair+Plug&Socket) | stuk | E9F PV zekering 4A 1000Vdc 10x38mm | E9F fusible PV 4A 1000Vcc 10x38mm | E9F sicherung PV 4A 1000Vcc 10x38mm | E9F fuse PV 4A 1000Vcc 10x38mm |  | 5.14
2CSM213496R1801 | E 9F5 PV | Active | 8012542134961 | 26.03 | 1 | 10 | stuk | E9F PV | BE31330 | SA (Modulair+Plug&Socket) | stuk | E9F PV zekering 5A 1000Vdc 10x38mm | E9F fusible PV 5A 1000Vcc 10x38mm | E9F sicherung PV 5A 1000Vcc 10x38mm | E9F fuse PV 5A 1000Vcc 10x38mm |  | 5.14
2CSM213506R1801 | E 9F6 PV | Active | 8012542135067 | 26.03 | 1 | 10 | stuk | E9F PV | BE31330 | SA (Modulair+Plug&Socket) | stuk | E9F PV zekering 6A 1000Vdc 10x38mm | E9F fusible PV 6A 1000Vcc 10x38mm | E9F sicherung PV 6A 1000Vcc 10x38mm | E9F fuse PV 6A 1000Vcc 10x38mm |  | 5.14
2CSM213516R1801 | E 9F7 PV | Active | 8012542135166 | 26.03 | 1 | 10 | stuk | E9F PV | BE31330 | SA (Modulair+Plug&Socket) | stuk | E9F PV zekering 7A 1000Vdc 10x38mm | E9F fusible PV 7A 1000Vcc 10x38mm | E9F sicherung PV 7A 1000Vcc 10x38mm | E9F fuse PV 7A 1000Vcc 10x38mm |  | 5.14
2CSM213526R1801 | E 9F8 PV | Active | 8012542135265 | 26.03 | 1 | 10 | stuk | E9F PV | BE31330 | SA (Modulair+Plug&Socket) | stuk | E9F PV zekering 8A 1000Vdc 10x38mm | E9F fusible PV 8A 1000Vcc 10x38mm | E9F sicherung PV 8A 1000Vcc 10x38mm | E9F fuse PV 8A 1000Vcc 10x38mm |  | 5.14
2CSM213546R1801 | E 9F12 PV | Active | 8012542135463 | 26.03 | 1 | 10 | stuk | E9F PV | BE31330 | SA (Modulair+Plug&Socket) | stuk | E9F PV zekering 12A 1000Vdc 10x38mm | E9F fusible PV 12A 1000Vcc 10x38mm | E9F sicherung PV 12A 1000Vcc 10x38mm | E9F fuse PV 12A 1000Vcc 10x38mm |  | 5.14
2CSM213556R1801 | E 9F15 PV | Active | 8012542135562 | 26.03 | 1 | 10 | stuk | E9F PV | BE31330 | SA (Modulair+Plug&Socket) | stuk | E9F PV zekering 15A 1000Vdc 10x38mm | E9F fusible PV 15A 1000Vcc 10x38mm | E9F sicherung PV 15A 1000Vcc 10x38mm | E9F fuse PV 15A 1000Vcc 10x38mm |  | 5.14
2CSM213566R1801 | E 9F20 PV | Active | 8012542135661 | 26.03 | 1 | 10 | stuk | E9F PV | BE31330 | SA (Modulair+Plug&Socket) | stuk | E9F PV zekering 20A 1000Vdc 10x38mm | E9F fusible PV 20A 1000Vcc 10x38mm | E9F sicherung PV 20A 1000Vcc 10x38mm | E9F fuse PV 20A 1000Vcc 10x38mm |  | 5.14
2CSM213576R1801 | E 9F25 PV | Active | 8012542135760 | 26.03 | 1 | 10 | stuk | E9F PV | BE31330 | SA (Modulair+Plug&Socket) | stuk | E9F PV zekering 25A 1000Vdc 10x38mm | E9F fusible PV 25A 1000Vcc 10x38mm | E9F sicherung PV 25A 1000Vcc 10x38mm | E9F fuse PV 25A 1000Vcc 10x38mm |  | 5.14
2CSM213586R1801 | E 9F30 PV | Active | 8012542135869 | 26.03 | 1 | 10 | stuk | E9F PV | BE31330 | SA (Modulair+Plug&Socket) | stuk | E9F PV zekering 30A 1000Vdc 10x38mm | E9F fusible PV 30A 1000Vcc 10x38mm | E9F sicherung PV 30A 1000Vcc 10x38mm | E9F fuse PV 30A 1000Vcc 10x38mm |  | 5.14
2CSM221181R1000 | DY365 4CE | Active | 8012542211815 | 369.9 | 1 | 1 | stuk | DBT time switches | BE31330 | SA (Modulair+Plug&Socket) | stuk | DY 4 kanaal uitbreidingsmodule BT | DY365 4CE Digital timer | DY365 4CE Kanalerweiterung 4 K Bluetooth Programmierung per App | DY365 4CE Digital timer |  | 5.14
2CSM221191R1000 | DY365 2CE | Active | 8012542211914 | 269.79 | 1 | 1 | stuk | DBT time switches | BE31330 | SA (Modulair+Plug&Socket) | stuk | DY 2 kanaal uitbreidingsmodule BT | DY365 2CE Digital timer | DY365 2CE Kanalerweiterung 2 K Bluetooth Programmierung per App | DY365 2CE Digital timer |  | 5.14
2CSM221201R1000 | DY365 | Active | 8012542212010 | 629.42 | 1 | 1 | stuk | DBT time switches | BE31330 | SA (Modulair+Plug&Socket) | stuk | DY digitale 2 kanaal jaarschakelklok BT | DY365 Digital timer | DY365 Jahreszeitschaltuhr 2 K Integriertes Bluetooth | DY365 Digital timer | B106020960 | 5.14
2CSM222421R1000 | AD1CO-15m | Active | 8012542224211 | 95.29 | 1 | 1 | stuk | AG time switches | BE31330 | SA (Modulair+Plug&Socket) | stuk | Analoge tijdklok AD1CO-15m geen reserve | AD1CO-15m Analog timer | AD1CO-15m Analoge Zeitschaltuhr Tagesprogramm 15-min-Takt, 1 Wechsler | AD1CO-15m Analog timer | B208022113 | 5.14
2CSM222431R1000 | AW1CO-R-210m | Active | 8012542224310 | 167.73 | 1 | 1 | stuk | AG time switches | BE31330 | SA (Modulair+Plug&Socket) | stuk | Analoge tijdklok AW1CO-R-210m | AW1CO-R-210m Analog timer | Weekly timer 1 ch- 210 min + reserve | AW1CO-R-210m Analog timer | B208022113 | 5.14
2CSM222441R1000 | AD1CO-R-30m | Active | 8012542224419 | 129.97 | 1 | 1 | stuk | AG time switches | BE31330 | SA (Modulair+Plug&Socket) | stuk | Analoge tijdklok AD1CO-R-30m | AD1CO-R-30m Analog timer | Daily timer 1 ch - 30 min + reserve | AD1CO-R-30m Analog timer | B208022113 | 5.14
2CSM222451R1000 | AD1CO-30m | Active | 8012542224518 | 98.32 | 1 | 1 | stuk | AG time switches | BE31330 | SA (Modulair+Plug&Socket) | stuk | Analoge tijdklok AD1CO-30m | AD1CO-30m Analog timer | Daily timer 1 ch - 30 min | AD1CO-30m Analog timer | B208022113 | 5.14
2CSM222461R1000 | AD1NO-R-15m | Active | 8012542224617 | 134.14 | 1 | 1 | stuk | AG time switches | BE31330 | SA (Modulair+Plug&Socket) | stuk | Analoge tijdklok AD1NO-R-15m reserve | AD1NO-R-15m Analog timer | AD1NO-R-15m Analoge Zeitschaltuhr Tagesprogramm 15-min-Takt, 1 Schließer | AD1NO-R-15m Analog timer | B208022113 | 5.14
2CSM222471R1000 | AD1NO-15m | Active | 8012542224716 | 81.88 | 1 | 1 | stuk | AG time switches | BE31330 | SA (Modulair+Plug&Socket) | stuk | Analoge tijdklok AD1NO-15m geen reserve | AD1NO-15m Analog timer | AD1NO-15m Analoge Zeitschaltuhr Tagesprogramm 15-min-Takt, 1 Schließer | AD1NO-15m Analog timer |  | 5.14
2CSM222481R1000 | DWS | Active | 8012542224815 | 85.13 | 1 | 1 | stuk | DBT time switches | BE31330 | SA (Modulair+Plug&Socket) | stuk | DWS Lichtsensor voor DWTL1 | DWSensor Digital timer | DWS Lichtsensor Schaltuhr für Zeitschaltuhr DWTL1 | DWSensor Digital timer |  | 5.14
2CSM222491R1000 | DWTL1 | Active | 8012542224914 | 567.63 | 1 | 1 | stuk | DBT time switches | BE31330 | SA (Modulair+Plug&Socket) | stuk | DW digitale 1 kanaal week-schemerschakelklok BT | DWTL1 Digital timer | DWTL1 Wochenzeitschaltuhr 1 Kanal Bluetooth Programmierung per App | DWTL1 Digital timer | B106020960 | 5.14
2CSM222501R1000 | DWA2 | Active | 8012542225010 | 331.47 | 1 | 1 | stuk | DBT time switches | BE31330 | SA (Modulair+Plug&Socket) | stuk | DW digitale 2 kanaal astro schakelklok BT | DWA2 Digital timer | DWA2 Dig. Astroschaltuhr 2 Kanäle Bluetooth Programmierung per App | DWA2 Digital timer | B106020960 | 5.14
2CSM222511R1000 | DWA1 | Active | 8012542225119 | 454.71 | 1 | 1 | stuk | DBT time switches | BE31330 | SA (Modulair+Plug&Socket) | stuk | DW digitale 1 kanaal astro schakelklok BT | DWA1 Digital timer | DWA1 Dig. Astroschaltuhr 1 Kanal Bluetooth Programmierung per App | DWA1 Digital timer | B106020960 | 5.14
2CSM222521R1000 | DW2 | Active | 8012542225218 | 272.96 | 1 | 1 | stuk | DBT time switches | BE31330 | SA (Modulair+Plug&Socket) | stuk | DW digitale 2 kanaal weekschakelklok BT | DW2 Digital timer | DW2 Wochenzeitschaltuhr 2 Kanäle Bluetooth Programmierung per App | DW2 Digital timer | B106020960 | 5.14
2CSM222531R1000 | DW1 | Active | 8012542225317 | 207.07 | 1 | 1 | stuk | DBT time switches | BE31330 | SA (Modulair+Plug&Socket) | stuk | DW digitale 1 kanaal weekschakelklok BT | DW1 Digital timer | DW1 Wochenzeitschaltuhr 1 Kanal Bluetooth Programmierung per App | DW1 Digital timer | B106020960 | 5.14
2CSM229911R1341 | TL1 POLE | Active | 8012542299110 | 120.65 | 1 | 1 | stuk | TL Line | BE31330 | SA (Modulair+Plug&Socket) | stuk | Schemerschak.TL1 paal/w,Mont. | TL1 POLE Twilight switch | TL1 POLE Dämmerungsschalter zur Mastmontage | TL1 POLE Twilight switch |  | 5.14
2CSM229921R1341 | TL1 | Active | 8012542299219 | 147.02 | 1 | 1 | stuk | TL Line | BE31330 | SA (Modulair+Plug&Socket) | stuk | Schemerschak.TL1 | TL1 Twilight switch | TL1 Dämmerungsschalter 2-200 lux, 110-230V AC, 16 A | TL1 Twilight switch |  | 5.14
2CSM229931R1341 | TLs | Active | 8012542299318 | 50.93 | 1 | 1 | stuk | TL Line | BE31330 | SA (Modulair+Plug&Socket) | stuk | Schemerschak.TLs | TLs Twilight Switch | TLs Lichtsensor Dämmerungsschalter Zubehör für TL1 Dämmerungsschalter | TLs Twilight Switch |  | 5.14
2CSM250411R1000 | DY GPS | Active | 8012542504115 | 359.68 | 1 | 1 | stuk | DBT time switches | BE31330 | SA (Modulair+Plug&Socket) | stuk | DY GPS antenne voor DW en DY | DY GPS Digital timer | DY GPS Antenne für Zeitschaltuhren DW und DY | DY GPS Digital timer |  | 5.14
2CSM250421R1000 | DY DCF77 | Active | 8012542504214 | 359.68 | 1 | 1 | stuk | DBT time switches | BE31330 | SA (Modulair+Plug&Socket) | stuk | DY DCF77 antenne voor DW en DY | DY DCF77 Digital timer | DY DCF77 Antenne für Zeitschaltuhren DW und DY | DY DCF77 Digital timer |  | 5.14
2CSR245080R1104 | DS201 L C10 AC30 - RCBO | Active | 8012542043416 | 168.8 | 1 | 1 | stuk | DS201 L | BE31330 | SB (MCB&RCD Cat.B) | stuk | DS201 L C10 AC30 - RCBO | DS201 L C10 AC30 - RCBO | DS201 L C10 AC30 - RCBO | DS201 L C10 AC30 - RCBO
2CSR245180R0064 | DS201 L C6 A10 | Active | 8012542637318 | 170.67 | 1 | 1 | stuk | DS201 L (2019) | BE31330 | SB (MCB&RCD Cat.B) | stuk | Diff-auto DS201 L 1P+N C6 10mA 4 5kA A | Disj. différentiel DS201 L 1P+N C6 10mA 4 5kA A | FI/LS-Kombination DS201 L 1P+N C6 10mA 4 5kA A | RCBO DS201 L 1P+N C6 10mA 4 5kA A |  | 5.14
2CSR245180R0104 | DS201 L C10 A10 | Active | 8012542637011 | 174.24 | 1 | 1 | stuk | DS201 L (2019) | BE31330 | SB (MCB&RCD Cat.B) | stuk | Diff-auto DS201 L 1P+N C10 10mA 4 5kA A | Disj. différentiel DS201 L 1P+N C10 10mA 4 5kA A | FI/LS-Kombination DS201 L 1P+N C10 10mA 4 5kA A | RCBO DS201 L 1P+N C10 10mA 4 5kA A |  | 5.14
2CSR245180R0164 | DS201 L C16 A10 | Active | 8012542637110 | 174.24 | 1 | 1 | stuk | DS201 L (2019) | BE31330 | SB (MCB&RCD Cat.B) | stuk | Diff-auto DS201 L 1P+N C16 10mA 4 5kA A | Disj. différentiel DS201 L 1P+N C16 10mA 4 5kA A | FI/LS-Kombination DS201 L 1P+N C16 10mA 4 5kA A | RCBO DS201 L 1P+N C16 10mA 4 5kA A |  | 5.14
2CSR245180R1064 | DS201 L C6 A30 | Active | 8012542636717 | 133.65 | 1 | 1 | stuk | DS201 L (2019) | BE31330 | SB (MCB&RCD Cat.B) | stuk | Diff-auto DS201 L 1P+N C6 30mA 4 5kA A | Disj. différentiel DS201 L 1P+N C6 30mA 4 5kA A | FI/LS-Kombination DS201 L 1P+N C6 30mA 4 5kA A | RCBO DS201 L 1P+N C6 30mA 4 5kA A |  | 5.14
2CSR245180R1104 | DS201 L C10 A30 | Active | 8012542636816 | 133.65 | 1 | 1 | stuk | DS201 L (2019) | BE31330 | SB (MCB&RCD Cat.B) | stuk | Diff-auto DS201 L 1P+N C10 30mA 4 5kA A | Disj. différentiel DS201 L 1P+N C10 30mA 4 5kA A | FI/LS-Kombination DS201 L 1P+N C10 30mA 4 5kA A | RCBO DS201 L 1P+N C10 30mA 4 5kA A |  | 5.14
2CSR245180R1164 | DS201 L C16 A30 | Active | 8012542636915 | 133.65 | 1 | 1 | stuk | DS201 L (2019) | BE31330 | SB (MCB&RCD Cat.B) | stuk | Diff-auto DS201 L 1P+N C16 30mA 4 5kA A | Disj. différentiel DS201 L 1P+N C16 30mA 4 5kA A | FI/LS-Kombination DS201 L 1P+N C16 30mA 4 5kA A | RCBO DS201 L 1P+N C16 30mA 4 5kA A |  | 5.14
2CSR245180R1204 | DS201 L C20 A30 | Active | 8012542638216 | 133.65 | 1 | 1 | stuk | DS201 L (2019) | BE31330 | SB (MCB&RCD Cat.B) | stuk | Diff-auto DS201 L 1P+N C20 30mA 4 5kA A | Disj. différentiel DS201 L 1P+N C20 30mA 4 5kA A | FI/LS-Kombination DS201 L 1P+N C20 30mA 4 5kA A | RCBO DS201 L 1P+N C20 30mA 4 5kA A |  | 5.14
2CSR245180R1254 | DS201 L C25 A30 | Active | 8012542638315 | 133.65 | 1 | 1 | stuk | DS201 L (2019) | BE31330 | SB (MCB&RCD Cat.B) | stuk | Diff-auto DS201 L 1P+N C25 30mA 4 5kA A | Disj. différentiel DS201 L 1P+N C25 30mA 4 5kA A | FI/LS-Kombination DS201 L 1P+N C25 30mA 4 5kA A | RCBO DS201 L 1P+N C25 30mA 4 5kA A |  | 5.14
2CSR245180R1324 | DS201 L C32 A30 | Active | 8012542638018 | 133.65 | 1 | 1 | stuk | DS201 L (2019) | BE31330 | SB (MCB&RCD Cat.B) | stuk | Diff-auto DS201 L 1P+N C32 30mA 4 5kA A | Disj. différentiel DS201 L 1P+N C32 30mA 4 5kA A | FI/LS-Kombination DS201 L 1P+N C32 30mA 4 5kA A | RCBO DS201 L 1P+N C32 30mA 4 5kA A |  | 5.14
2CSR245180R3064 | DS201 L C6 A300 | Active | 8012542638117 | 127.69 | 1 | 1 | stuk | DS201 L (2019) | BE31330 | SB (MCB&RCD Cat.B) | stuk | Diff-auto DS201 L 1P+N C6 300mA 4 5kA A | Disj. différentiel DS201 L 1P+N C6 300mA 4 5kA A | FI/LS-Kombination DS201 L 1P+N C6 300mA 4 5kA A | RCBO DS201 L 1P+N C6 300mA 4 5kA A |  | 5.14
2CSR245180R3104 | DS201 L C10 A300 | Active | 8012542638919 | 127.69 | 1 | 1 | stuk | DS201 L (2019) | BE31330 | SB (MCB&RCD Cat.B) | stuk | Diff-auto DS201 L 1P+N C10 300mA 4 5kA A | Disj. différentiel DS201 L 1P+N C10 300mA 4 5kA A | FI/LS-Kombination DS201 L 1P+N C10 300mA 4 5kA A | RCBO DS201 L 1P+N C10 300mA 4 5kA A |  | 5.14
2CSR245180R3164 | DS201 L C16 A300 | Active | 8012542639114 | 127.69 | 1 | 1 | stuk | DS201 L (2019) | BE31330 | SB (MCB&RCD Cat.B) | stuk | Diff-auto DS201 L 1P+N C16 300mA 4 5kA A | Disj. différentiel DS201 L 1P+N C16 300mA 4 5kA A | FI/LS-Kombination DS201 L 1P+N C16 300mA 4 5kA A | RCBO DS201 L 1P+N C16 300mA 4 5kA A |  | 5.14
2CSR245180R3204 | DS201 L C20 A300 | Active | 8012542638810 | 127.69 | 1 | 1 | stuk | DS201 L (2019) | BE31330 | SB (MCB&RCD Cat.B) | stuk | Diff-auto DS201 L 1P+N C20 300mA 4 5kA A | Disj. différentiel DS201 L 1P+N C20 300mA 4 5kA A | FI/LS-Kombination DS201 L 1P+N C20 300mA 4 5kA A | RCBO DS201 L 1P+N C20 300mA 4 5kA A |  | 5.14
2CSR245180R3254 | DS201 L C25 A300 | Active | 8012542638612 | 127.69 | 1 | 1 | stuk | DS201 L (2019) | BE31330 | SB (MCB&RCD Cat.B) | stuk | Diff-auto DS201 L 1P+N C25 300mA 4 5kA A | Disj. différentiel DS201 L 1P+N C25 300mA 4 5kA A | FI/LS-Kombination DS201 L 1P+N C25 300mA 4 5kA A | RCBO DS201 L 1P+N C25 300mA 4 5kA A |  | 5.14
2CSR245180R3324 | DS201 L C32 A300 | Active | 8012542639312 | 127.69 | 1 | 1 | stuk | DS201 L (2019) | BE31330 | SB (MCB&RCD Cat.B) | stuk | Diff-auto DS201 L 1P+N C32 300mA 4 5kA A | Disj. différentiel DS201 L 1P+N C32 300mA 4 5kA A | FI/LS-Kombination DS201 L 1P+N C32 300mA 4 5kA A | RCBO DS201 L 1P+N C32 300mA 4 5kA A |  | 5.14
2CSR245480R1064 | DS201 L C6 APR30 | Active | 8012542639411 | 161.11 | 1 | 1 | stuk | DS201 L (2019) | BE31330 | SB (MCB&RCD Cat.B) | stuk | Diff-auto DS201 L 1P+N C6 30mA 4 5kA A-PR | Disj. différentiel DS201 L 1P+N C6 30mA 4 5kA A-PR | FI/LS-Kombination DS201 L 1P+N C6 30mA 4 5kA A-PR | RCBO DS201 L 1P+N C6 30mA 4 5kA A-PR |  | 5.14
2CSR245480R1104 | DS201 L C10 APR30 | Active | 8012542638711 | 161.11 | 1 | 1 | stuk | DS201 L (2019) | BE31330 | SB (MCB&RCD Cat.B) | stuk | Diff-auto DS201L 1P+N C10 30mA 4 5kA A-PR | Disj. différentiel DS201L 1P+N C10 30mA 4 5kA A-PR | FI/LS-Kombination DS201L 1P+N C10 30mA 4 5kA A-PR | RCBO DS201L 1P+N C10 30mA 4 5kA A-PR |  | 5.14
2CSR245480R1164 | DS201 L C16 APR30 | Active | 8012542639619 | 161.11 | 1 | 1 | stuk | DS201 L (2019) | BE31330 | SB (MCB&RCD Cat.B) | stuk | Diff-auto DS201L 1P+N C16 30mA 4 5kA A-PR | Disj. différentiel DS201L 1P+N C16 30mA 4 5kA A-PR | FI/LS-Kombination DS201L 1P+N C16 30mA 4 5kA A-PR | RCBO DS201L 1P+N C16 30mA 4 5kA A-PR |  | 5.14
2CSR245480R1204 | DS201 L C20 APR30 | Active | 8012542639213 | 161.11 | 1 | 1 | stuk | DS201 L (2019) | BE31330 | SB (MCB&RCD Cat.B) | stuk | Diff-auto DS201L 1P+N C20 30mA 4 5kA A-PR | Disj. différentiel DS201L 1P+N C20 30mA 4 5kA A-PR | FI/LS-Kombination DS201L 1P+N C20 30mA 4 5kA A-PR | RCBO DS201L 1P+N C20 30mA 4 5kA A-PR |  | 5.14
2CSR245480R1254 | DS201 L C25 APR30 | Active | 8012542639510 | 161.11 | 1 | 1 | stuk | DS201 L (2019) | BE31330 | SB (MCB&RCD Cat.B) | stuk | Diff-auto DS201L 1P+N C25 30mA 4 5kA A-PR | Disj. différentiel DS201L 1P+N C25 30mA 4 5kA A-PR | FI/LS-Kombination DS201L 1P+N C25 30mA 4 5kA A-PR | RCBO DS201L 1P+N C25 30mA 4 5kA A-PR |  | 5.14
2CSR245480R1324 | DS201 L C32 APR30 | Active | 8012542639015 | 161.11 | 1 | 1 | stuk | DS201 L (2019) | BE31330 | SB (MCB&RCD Cat.B) | stuk | Diff-auto DS201L 1P+N C32 30mA 4 5kA A-PR | Disj. différentiel DS201L 1P+N C32 30mA 4 5kA A-PR | FI/LS-Kombination DS201L 1P+N C32 30mA 4 5kA A-PR | RCBO DS201L 1P+N C32 30mA 4 5kA A-PR |  | 5.14
2CSR252001R1064 | DS202 AC-C6/0,03 | Active | 8012542869504 | 189.49 | 1 | 1 | stuk | DS200 | BE31330 | SB (MCB&RCD Cat.B) | stuk | Diff-auto DS202 AC-C6 30mA | Disj. différentiel DS202 AC-C6 30mA | FI/LS-kombination DS202 AC-C6 30mA | RCBO DS202 AC-C6 30mA |  | 5.14
2CSR252001R1065 | DS202 AC-B6/0,03 | Active | 8012542863502 | 210.76 | 1 | 1 | stuk | DS200 | BE31330 | SB (MCB&RCD Cat.B) | stuk | Diff-auto DS202 AC-B6 30mA | Disj. différentiel DS202 AC-B6 30mA | FI/LS-kombination DS202 AC-B6 30mA | RCBO DS202 AC-B6 30mA |  | 5.14
2CSR252001R1104 | DS202 AC-C10/0,03 | Active | 8012542869603 | 179.63 | 1 | 1 | stuk | DS200 | BE31330 | SB (MCB&RCD Cat.B) | stuk | Diff-auto DS202 AC-C10 30mA | Disj. différentiel DS202 AC-C10 30mA | FI/LS-kombination DS202 AC-C10 30mA | RCBO DS202 AC-C10 30mA |  | 5.14
2CSR252001R1105 | DS202 AC-B10/0,03 | Active | 8012542863601 | 208.67 | 1 | 1 | stuk | DS200 | BE31330 | SB (MCB&RCD Cat.B) | stuk | Diff-auto DS202 AC-B10 30mA | Disj. différentiel DS202 AC-B10 30mA | FI/LS-kombination DS202 AC-B10 30mA | RCBO DS202 AC-B10 30mA |  | 5.14
2CSR252001R1164 | DS202 AC-C16/0,03 | Active | 8012542869801 | 179.63 | 1 | 1 | stuk | DS200 | BE31330 | SB (MCB&RCD Cat.B) | stuk | Diff-auto DS202 AC-C16 30mA | Disj. différentiel DS202 AC-C16 30mA | FI/LS-kombination DS202 AC-C16 30mA | RCBO DS202 AC-C16 30mA |  | 5.14
2CSR252001R1165 | DS202 AC-B16/0,03 | Active | 8012542863809 | 208.67 | 1 | 1 | stuk | DS200 | BE31330 | SB (MCB&RCD Cat.B) | stuk | Diff-auto DS202 AC-B16 30mA | Disj. différentiel DS202 AC-B16 30mA | FI/LS-kombination DS202 AC-B16 30mA | RCBO DS202 AC-B16 30mA |  | 5.14
2CSR252001R1204 | DS202 AC-C20/0,03 | Active | 8012542869900 | 179.63 | 1 | 1 | stuk | DS200 | BE31330 | SB (MCB&RCD Cat.B) | stuk | Diff-auto DS202 AC-C20 30mA | Disj. différentiel DS202 AC-C20 30mA | FI/LS-kombination DS202 AC-C20 30mA | RCBO DS202 AC-C20 30mA |  | 5.14
2CSR252001R1205 | DS202 AC-B20/0,03 | Active | 8012542863908 | 208.67 | 1 | 1 | stuk | DS200 | BE31330 | SB (MCB&RCD Cat.B) | stuk | Diff-auto DS202 AC-B20 30mA | Disj. différentiel DS202 AC-B20 30mA | FI/LS-kombination DS202 AC-B20 30mA | RCBO DS202 AC-B20 30mA |  | 5.14
2CSR252001R1254 | DS202 AC-C25/0,03 | Active | 8012542870005 | 179.63 | 1 | 1 | stuk | DS200 | BE31330 | SB (MCB&RCD Cat.B) | stuk | Diff-auto DS202 AC-C25 30mA | Disj. différentiel DS202 AC-C25 30mA | FI/LS-kombination DS202 AC-C25 30mA | RCBO DS202 AC-C25 30mA |  | 5.14
2CSR252001R1255 | DS202 AC-B25/0,03 | Active | 8012542864004 | 208.67 | 1 | 1 | stuk | DS200 | BE31330 | SB (MCB&RCD Cat.B) | stuk | Diff-auto DS202 AC-B25 30mA | Disj. différentiel DS202 AC-B25 30mA | FI/LS-kombination DS202 AC-B25 30mA | RCBO DS202 AC-B25 30mA |  | 5.14
2CSR252001R1324 | DS202 AC-C32/0,03 | Active | 8012542870104 | 179.63 | 1 | 1 | stuk | DS200 | BE31330 | SB (MCB&RCD Cat.B) | stuk | Diff-auto DS202 AC-C32 30mA | Disj. différentiel DS202 AC-C32 30mA | FI/LS-kombination DS202 AC-C32 30mA | RCBO DS202 AC-C32 30mA |  | 5.14
2CSR252001R1325 | DS202 AC-B32/0,03 | Active | 8012542864103 | 208.99 | 1 | 1 | stuk | DS200 | BE31330 | SB (MCB&RCD Cat.B) | stuk | Diff-auto DS202 AC-B32 30mA | Disj. différentiel DS202 AC-B32 30mA | FI/LS-kombination DS202 AC-B32 30mA | RCBO DS202 AC-B32 30mA |  | 5.14
2CSR252001R1404 | DS202 AC-C40/0,03 | Active | 8012542870203 | 260.77 | 1 | 1 | stuk | DS200 | BE31330 | SB (MCB&RCD Cat.B) | stuk | Diff-auto DS202 AC-C40 30mA | Disj. différentiel DS202 AC-C40 30mA | FI/LS-kombination DS202 AC-C40 30mA | RCBO DS202 AC-C40 30mA |  | 5.14
2CSR252001R1405 | DS202 AC-B40/0,03 | Active | 8012542864202 | 237.34 | 1 | 1 | stuk | DS200 | BE31330 | SB (MCB&RCD Cat.B) | stuk | Diff-auto DS202 AC-B40 30mA | Disj. différentiel DS202 AC-B40 30mA | FI/LS-kombination DS202 AC-B40 30mA | RCBO DS202 AC-B40 30mA |  | 5.14
2CSR252001R1504 | DS202 AC-C50/0,03 | Active | 8012542870302 | 260.77 | 1 | 1 | stuk | DS200 | BE31330 | SB (MCB&RCD Cat.B) | stuk | Diff-auto DS202 AC-C50 30mA | Disj. différentiel DS202 AC-C50 30mA | FI/LS-kombination DS202 AC-C50 30mA | RCBO DS202 AC-C50 30mA |  | 5.14
2CSR252001R1505 | DS202 AC-B50/0,03 | Active | 8012542864301 | 245.27 | 1 | 1 | stuk | DS200 | BE31330 | SB (MCB&RCD Cat.B) | stuk | Diff-auto DS202 AC-B50 30mA | Disj. différentiel DS202 AC-B50 30mA | FI/LS-kombination DS202 AC-B50 30mA | RCBO DS202 AC-B50 30mA |  | 5.14
2CSR252001R1634 | DS202 AC-C63/0,03 | Active | 8012542870401 | 260.77 | 1 | 1 | stuk | DS200 | BE31330 | SB (MCB&RCD Cat.B) | stuk | Diff-auto DS202 AC-C63 30mA | Disj. différentiel DS202 AC-C63 30mA | FI/LS-kombination DS202 AC-C63 30mA | RCBO DS202 AC-C63 30mA |  | 5.14
2CSR252001R1635 | DS202 AC-B63/0,03 | Active | 8012542864400 | 245.27 | 1 | 1 | stuk | DS200 | BE31330 | SB (MCB&RCD Cat.B) | stuk | Diff-auto DS202 AC-B63 30mA | Disj. différentiel DS202 AC-B63 30mA | FI/LS-kombination DS202 AC-B63 30mA | RCBO DS202 AC-B63 30mA |  | 5.14
2CSR252101R1067 | DS202 A-K6/0,03 | Active | 8012542930303 | 332.19 | 1 | 1 | stuk | DS200 | BE31330 | SB (MCB&RCD Cat.B) | stuk | Diff-auto DS202 A-K6 30mA | Disj. différentiel DS202 A-K6 30mA | FI/LS-kombination DS202 A-K6 30mA | RCBO DS202 A-K6 30mA |  | 5.14
2CSR252101R1107 | DS202 A-K10/0,03 | Active | 8012542900702 | 332.19 | 1 | 1 | stuk | DS200 | BE31330 | SB (MCB&RCD Cat.B) | stuk | Diff-auto DS202 A-K10 30mA | Disj. différentiel DS202 A-K10 30mA | FI/LS-kombination DS202 A-K10 30mA | RCBO DS202 A-K10 30mA |  | 5.14
2CSR252101R1167 | DS202 A-K16/0,03 | Active | 8012542930501 | 332.19 | 1 | 1 | stuk | DS200 | BE31330 | SB (MCB&RCD Cat.B) | stuk | Diff-auto DS202 A-K16 30mA | Disj. différentiel DS202 A-K16 30mA | FI/LS-kombination DS202 A-K16 30mA | RCBO DS202 A-K16 30mA |  | 5.14
2CSR252101R1207 | DS202 A-K20/0,03 | Active | 8012542930600 | 332.19 | 1 | 1 | stuk | DS200 | BE31330 | SB (MCB&RCD Cat.B) | stuk | Diff-auto DS202 A-K20 30mA | Disj. différentiel DS202 A-K20 30mA | FI/LS-kombination DS202 A-K20 30mA | RCBO DS202 A-K20 30mA |  | 5.14
2CSR252101R1257 | DS202 A-K25/0,03 | Active | 8012542930709 | 332.19 | 1 | 1 | stuk | DS200 | BE31330 | SB (MCB&RCD Cat.B) | stuk | Diff-auto DS202 A-K25 30mA | Disj. différentiel DS202 A-K25 30mA | FI/LS-kombination DS202 A-K25 30mA | RCBO DS202 A-K25 30mA |  | 5.14
2CSR252101R1327 | DS202 A-K32/0,03 | Active | 8012542930808 | 332.19 | 1 | 1 | stuk | DS200 | BE31330 | SB (MCB&RCD Cat.B) | stuk | Diff-auto DS202 A-K32 30mA | Disj. différentiel DS202 A-K32 30mA | FI/LS-kombination DS202 A-K32 30mA | RCBO DS202 A-K32 30mA |  | 5.14
2CSR252101R1404 | DS202 A-C40/0,03 | Active | 8012542861201 | 276.29 | 1 | 1 | stuk | DS200 | BE31330 | SB (MCB&RCD Cat.B) | stuk | Diff-auto DS202 A-C40 30mA | Disj. différentiel DS202 A-C40 30mA | FI/LS-kombination DS202 A-C40 30mA | RCBO DS202 A-C40 30mA |  | 5.14
2CSR252101R1405 | DS202 A-B40/0,03 | Active | 8012542858201 | 286.16 | 1 | 1 | stuk | DS200 | BE31330 | SB (MCB&RCD Cat.B) | stuk | Diff-auto DS202 A-B40 30mA | Disj. différentiel DS202 A-B40 30mA | FI/LS-kombination DS202 A-B40 30mA | RCBO DS202 A-B40 30mA |  | 5.14
2CSR252101R1407 | DS202 A-K40/0,03 | Active | 8012542930907 | 346.24 | 1 | 1 | stuk | DS200 | BE31330 | SB (MCB&RCD Cat.B) | stuk | Diff-auto DS202 A-K40 30mA | Disj. différentiel DS202 A-K40 30mA | FI/LS-kombination DS202 A-K40 30mA | RCBO DS202 A-K40 30mA |  | 5.14
2CSR252101R1504 | DS202 A-C50/0,03 | Active | 8012542861300 | 310.19 | 1 | 1 | stuk | DS200 | BE31330 | SB (MCB&RCD Cat.B) | stuk | Diff-auto DS202 A-C50 30mA | Disj. différentiel DS202 A-C50 30mA | FI/LS-kombination DS202 A-C50 30mA | RCBO DS202 A-C50 30mA |  | 5.14
2CSR252101R1505 | DS202 A-B50/0,03 | Active | 8012542858300 | 319.99 | 1 | 1 | stuk | DS200 | BE31330 | SB (MCB&RCD Cat.B) | stuk | Diff-auto DS202 A-B50 30mA | Disj. différentiel DS202 A-B50 30mA | FI/LS-kombination DS202 A-B50 30mA | RCBO DS202 A-B50 30mA |  | 5.14
2CSR252101R1507 | DS202 A-K50/0,03 | Active | 8012542931003 | 386.88 | 1 | 1 | stuk | DS200 | BE31330 | SB (MCB&RCD Cat.B) | stuk | Diff-auto DS202 A-K50 30mA | Disj. différentiel DS202 A-K50 30mA | FI/LS-kombination DS202 A-K50 30mA | RCBO DS202 A-K50 30mA |  | 5.14
2CSR252101R1634 | DS202 A-C63/0,03 | Active | 8012542861409 | 310.19 | 1 | 1 | stuk | DS200 | BE31330 | SB (MCB&RCD Cat.B) | stuk | Diff-auto DS202 A-C63 30mA | Disj. différentiel DS202 A-C63 30mA | FI/LS-kombination DS202 A-C63 30mA | RCBO DS202 A-C63 30mA |  | 5.14
2CSR252101R1635 | DS202 A-B63/0,03 | Active | 8012542858409 | 319.99 | 1 | 1 | stuk | DS200 | BE31330 | SB (MCB&RCD Cat.B) | stuk | Diff-auto DS202 A-B63 30mA | Disj. différentiel DS202 A-B63 30mA | FI/LS-kombination DS202 A-B63 30mA | RCBO DS202 A-B63 30mA |  | 5.14
2CSR252101R1637 | DS202 A-K63/0,03 | Active | 8012542931102 | 386.88 | 1 | 1 | stuk | DS200 | BE31330 | SB (MCB&RCD Cat.B) | stuk | Diff-auto DS202 A-K63 30mA | Disj. différentiel DS202 A-K63 30mA | FI/LS-kombination DS202 A-K63 30mA | RCBO DS202 A-K63 30mA |  | 5.14
2CSR253001R1064 | DS203 AC-C6/0,03 | Active | 8012542871507 | 332.29 | 1 | 1 | stuk | DS200 | BE31330 | SB (MCB&RCD Cat.B) | stuk | Diff-auto DS203 AC-C6 30mA | Disj. différentiel DS203 AC-C6 30mA | FI/LS-kombination DS203 AC-C6 30mA | RCBO DS203 AC-C6 30mA |  | 5.14
2CSR253001R1065 | DS203 AC-B6/0,03 | Active | 8012542865506 | 347.59 | 1 | 1 | stuk | DS200 | BE31330 | SB (MCB&RCD Cat.B) | stuk | Diff-auto DS203 AC-B6 30mA | Disj. différentiel DS203 AC-B6 30mA | FI/LS-kombination DS203 AC-B6 30mA | RCBO DS203 AC-B6 30mA |  | 5.14
2CSR253001R1104 | DS203 AC-C10/0,03 | Active | 8012542871606 | 316.02 | 1 | 1 | stuk | DS200 | BE31330 | SB (MCB&RCD Cat.B) | stuk | Diff-auto DS203 AC-C10 30mA | Disj. différentiel DS203 AC-C10 30mA | FI/LS-kombination DS203 AC-C10 30mA | RCBO DS203 AC-C10 30mA |  | 5.14
2CSR253001R1105 | DS203 AC-B10/0,03 | Active | 8012542865605 | 331.66 | 1 | 1 | stuk | DS200 | BE31330 | SB (MCB&RCD Cat.B) | stuk | Diff-auto DS203 AC-B10 30mA | Disj. différentiel DS203 AC-B10 30mA | FI/LS-kombination DS203 AC-B10 30mA | RCBO DS203 AC-B10 30mA |  | 5.14
2CSR253001R1164 | DS203 AC-C16/0,03 | Active | 8012542871804 | 316.02 | 1 | 1 | stuk | DS200 | BE31330 | SB (MCB&RCD Cat.B) | stuk | Diff-auto DS203 AC-C16 30mA | Disj. différentiel DS203 AC-C16 30mA | FI/LS-kombination DS203 AC-C16 30mA | RCBO DS203 AC-C16 30mA |  | 5.14
2CSR253001R1165 | DS203 AC-B16/0,03 | Active | 8012542865803 | 331.66 | 1 | 1 | stuk | DS200 | BE31330 | SB (MCB&RCD Cat.B) | stuk | Diff-auto DS203 AC-B16 30mA | Disj. différentiel DS203 AC-B16 30mA | FI/LS-kombination DS203 AC-B16 30mA | RCBO DS203 AC-B16 30mA |  | 5.14
2CSR253001R1204 | DS203 AC-C20/0,03 | Active | 8012542871903 | 318.18 | 1 | 1 | stuk | DS200 | BE31330 | SB (MCB&RCD Cat.B) | stuk | Diff-auto DS203 AC-C20 30mA | Disj. différentiel DS203 AC-C20 30mA | FI/LS-kombination DS203 AC-C20 30mA | RCBO DS203 AC-C20 30mA |  | 5.14
2CSR253001R1205 | DS203 AC-B20/0,03 | Active | 8012542865902 | 331.66 | 1 | 1 | stuk | DS200 | BE31330 | SB (MCB&RCD Cat.B) | stuk | Diff-auto DS203 AC-B20 30mA | Disj. différentiel DS203 AC-B20 30mA | FI/LS-kombination DS203 AC-B20 30mA | RCBO DS203 AC-B20 30mA |  | 5.14
2CSR253001R1254 | DS203 AC-C25/0,03 | Active | 8012542872009 | 316.02 | 1 | 1 | stuk | DS200 | BE31330 | SB (MCB&RCD Cat.B) | stuk | Diff-auto DS203 AC-C25 30mA | Disj. différentiel DS203 AC-C25 30mA | FI/LS-kombination DS203 AC-C25 30mA | RCBO DS203 AC-C25 30mA |  | 5.14
2CSR253001R1255 | DS203 AC-B25/0,03 | Active | 8012542866008 | 331.66 | 1 | 1 | stuk | DS200 | BE31330 | SB (MCB&RCD Cat.B) | stuk | Diff-auto DS203 AC-B25 30mA | Disj. différentiel DS203 AC-B25 30mA | FI/LS-kombination DS203 AC-B25 30mA | RCBO DS203 AC-B25 30mA |  | 5.14
2CSR253001R1324 | DS203 AC-C32/0,03 | Active | 8012542872108 | 328.61 | 1 | 1 | stuk | DS200 | BE31330 | SB (MCB&RCD Cat.B) | stuk | Diff-auto DS203 AC-C32 30mA | Disj. différentiel DS203 AC-C32 30mA | FI/LS-kombination DS203 AC-C32 30mA | RCBO DS203 AC-C32 30mA |  | 5.14
2CSR253001R1325 | DS203 AC-B32/0,03 | Active | 8012542866107 | 341.93 | 1 | 1 | stuk | DS200 | BE31330 | SB (MCB&RCD Cat.B) | stuk | Diff-auto DS203 AC-B32 30mA | Disj. différentiel DS203 AC-B32 30mA | FI/LS-kombination DS203 AC-B32 30mA | RCBO DS203 AC-B32 30mA |  | 5.14
2CSR253001R1404 | DS203 AC-C40/0,03 | Active | 8012542872207 | 372.93 | 1 | 1 | stuk | DS200 | BE31330 | SB (MCB&RCD Cat.B) | stuk | Diff-auto DS203 AC-C40 30mA | Disj. différentiel DS203 AC-C40 30mA | FI/LS-kombination DS203 AC-C40 30mA | RCBO DS203 AC-C40 30mA |  | 5.14
2CSR253001R1405 | DS203 AC-B40/0,03 | Active | 8012542866206 | 391.64 | 1 | 1 | stuk | DS200 | BE31330 | SB (MCB&RCD Cat.B) | stuk | Diff-auto DS203 AC-B40 30mA | Disj. différentiel DS203 AC-B40 30mA | FI/LS-kombination DS203 AC-B40 30mA | RCBO DS203 AC-B40 30mA |  | 5.14
2CSR253001R1504 | DS203 AC-C50/0,03 | Active | 8012542872306 | 381.32 | 1 | 1 | stuk | DS200 | BE31330 | SB (MCB&RCD Cat.B) | stuk | Diff-auto DS203 AC-C50 30mA | Disj. différentiel DS203 AC-C50 30mA | FI/LS-kombination DS203 AC-C50 30mA | RCBO DS203 AC-C50 30mA |  | 5.14
2CSR253001R1505 | DS203 AC-B50/0,03 | Active | 8012542866305 | 399.97 | 1 | 1 | stuk | DS200 | BE31330 | SB (MCB&RCD Cat.B) | stuk | Diff-auto DS203 AC-B50 30mA | Disj. différentiel DS203 AC-B50 30mA | FI/LS-kombination DS203 AC-B50 30mA | RCBO DS203 AC-B50 30mA |  | 5.14
2CSR253001R1634 | DS203 AC-C63/0,03 | Active | 8012542872405 | 384.38 | 1 | 1 | stuk | DS200 | BE31330 | SB (MCB&RCD Cat.B) | stuk | Diff-auto DS203 AC-C63 30mA | Disj. différentiel DS203 AC-C63 30mA | FI/LS-kombination DS203 AC-C63 30mA | RCBO DS203 AC-C63 30mA |  | 5.14
2CSR253001R1635 | DS203 AC-B63/0,03 | Active | 8012542866404 | 399.97 | 1 | 1 | stuk | DS200 | BE31330 | SB (MCB&RCD Cat.B) | stuk | Diff-auto DS203 AC-B63 30mA | Disj. différentiel DS203 AC-B63 30mA | FI/LS-kombination DS203 AC-B63 30mA | RCBO DS203 AC-B63 30mA |  | 5.14
2CSR253101R1064 | DS203 A-C6/0,03 | Active | 8012542861508 | 363.14 | 1 | 1 | stuk | DS200 | BE31330 | SB (MCB&RCD Cat.B) | stuk | Diff-auto DS203 A-C6 30mA | Disj. différentiel DS203 A-C6 30mA | FI/LS-kombination DS203 A-C6 30mA | RCBO DS203 A-C6 30mA |  | 5.14
2CSR253101R1065 | DS203 A-B6/0,03 | Active | 8012542858508 | 378.43 | 1 | 1 | stuk | DS200 | BE31330 | SB (MCB&RCD Cat.B) | stuk | Diff-auto DS203 A-B6 30mA | Disj. différentiel DS203 A-B6 30mA | FI/LS-kombination DS203 A-B6 30mA | RCBO DS203 A-B6 30mA |  | 5.14
2CSR253101R1104 | DS203 A-C10/0,03 | Active | 8012542861607 | 346.82 | 1 | 1 | stuk | DS200 | BE31330 | SB (MCB&RCD Cat.B) | stuk | Diff-auto DS203 A-C10 30mA | Disj. différentiel DS203 A-C10 30mA | FI/LS-kombination DS203 A-C10 30mA | RCBO DS203 A-C10 30mA |  | 5.14
2CSR253101R1105 | DS203 A-B10/0,03 | Active | 8012542858607 | 362.46 | 1 | 1 | stuk | DS200 | BE31330 | SB (MCB&RCD Cat.B) | stuk | Diff-auto DS203 A-B10 30mA | Disj. différentiel DS203 A-B10 30mA | FI/LS-kombination DS203 A-B10 30mA | RCBO DS203 A-B10 30mA |  | 5.14
2CSR253101R1164 | DS203 A-C16/0,03 | Active | 8012542861805 | 346.82 | 1 | 1 | stuk | DS200 | BE31330 | SB (MCB&RCD Cat.B) | stuk | Diff-auto DS203 A-C16 30mA | Disj. différentiel DS203 A-C16 30mA | FI/LS-kombination DS203 A-C16 30mA | RCBO DS203 A-C16 30mA |  | 5.14
2CSR253101R1165 | DS203 A-B16/0,03 | Active | 8012542858805 | 362.46 | 1 | 1 | stuk | DS200 | BE31330 | SB (MCB&RCD Cat.B) | stuk | Diff-auto DS203 A-B16 30mA | Disj. différentiel DS203 A-B16 30mA | FI/LS-kombination DS203 A-B16 30mA | RCBO DS203 A-B16 30mA |  | 5.14
2CSR253101R1204 | DS203 A-C20/0,03 | Active | 8012542861904 | 348.97 | 1 | 1 | stuk | DS200 | BE31330 | SB (MCB&RCD Cat.B) | stuk | Diff-auto DS203 A-C20 30mA | Disj. différentiel DS203 A-C20 30mA | FI/LS-kombination DS203 A-C20 30mA | RCBO DS203 A-C20 30mA |  | 5.14
2CSR253101R1205 | DS203 A-B20/0,03 | Active | 8012542858904 | 362.46 | 1 | 1 | stuk | DS200 | BE31330 | SB (MCB&RCD Cat.B) | stuk | Diff-auto DS203 A-B20 30mA | Disj. différentiel DS203 A-B20 30mA | FI/LS-kombination DS203 A-B20 30mA | RCBO DS203 A-B20 30mA |  | 5.14
2CSR253101R1254 | DS203 A-C25/0,03 | Active | 8012542862000 | 346.82 | 1 | 1 | stuk | DS200 | BE31330 | SB (MCB&RCD Cat.B) | stuk | Diff-auto DS203 A-C25 30mA | Disj. différentiel DS203 A-C25 30mA | FI/LS-kombination DS203 A-C25 30mA | RCBO DS203 A-C25 30mA |  | 5.14
2CSR253101R1255 | DS203 A-B25/0,03 | Active | 8012542859000 | 362.46 | 1 | 1 | stuk | DS200 | BE31330 | SB (MCB&RCD Cat.B) | stuk | Diff-auto DS203 A-B25 30mA | Disj. différentiel DS203 A-B25 30mA | FI/LS-kombination DS203 A-B25 30mA | RCBO DS203 A-B25 30mA |  | 5.14
2CSR253101R1324 | DS203 A-C32/0,03 | Active | 8012542862109 | 328.61 | 1 | 1 | stuk | DS200 | BE31330 | SB (MCB&RCD Cat.B) | stuk | Diff-auto DS203 A-C32 30mA | Disj. différentiel DS203 A-C32 30mA | FI/LS-kombination DS203 A-C32 30mA | RCBO DS203 A-C32 30mA |  | 5.14
2CSR253101R1325 | DS203 A-B32/0,03 | Active | 8012542859109 | 341.93 | 1 | 1 | stuk | DS200 | BE31330 | SB (MCB&RCD Cat.B) | stuk | Diff-auto DS203 A-B32 30mA | Disj. différentiel DS203 A-B32 30mA | FI/LS-kombination DS203 A-B32 30mA | RCBO DS203 A-B32 30mA |  | 5.14
2CSR253101R1404 | DS203 A-C40/0,03 | Active | 8012542862208 | 372.93 | 1 | 1 | stuk | DS200 | BE31330 | SB (MCB&RCD Cat.B) | stuk | Diff-auto DS203 A-C40 30mA | Disj. différentiel DS203 A-C40 30mA | FI/LS-kombination DS203 A-C40 30mA | RCBO DS203 A-C40 30mA |  | 5.14
2CSR253101R1405 | DS203 A-B40/0,03 | Active | 8012542859208 | 391.64 | 1 | 1 | stuk | DS200 | BE31330 | SB (MCB&RCD Cat.B) | stuk | Diff-auto DS203 A-B40 30mA | Disj. différentiel DS203 A-B40 30mA | FI/LS-kombination DS203 A-B40 30mA | RCBO DS203 A-B40 30mA |  | 5.14
2CSR253101R1504 | DS203 A-C50/0,03 | Active | 8012542862307 | 410 | 1 | 1 | stuk | DS200 | BE31330 | SB (MCB&RCD Cat.B) | stuk | Diff-auto DS203 A-C50 30mA | Disj. différentiel DS203 A-C50 30mA | FI/LS-kombination DS203 A-C50 30mA | RCBO DS203 A-C50 30mA |  | 5.14
2CSR253101R1505 | DS203 A-B50/0,03 | Active | 8012542859307 | 428.79 | 1 | 1 | stuk | DS200 | BE31330 | SB (MCB&RCD Cat.B) | stuk | Diff-auto DS203 A-B50 30mA | Disj. différentiel DS203 A-B50 30mA | FI/LS-kombination DS203 A-B50 30mA | RCBO DS203 A-B50 30mA |  | 5.14
2CSR253101R1634 | DS203 A-C63/0,03 | Active | 8012542862406 | 413.18 | 1 | 1 | stuk | DS200 | BE31330 | SB (MCB&RCD Cat.B) | stuk | Diff-auto DS203 A-C63 30mA | Disj. différentiel DS203 A-C63 30mA | FI/LS-kombination DS203 A-C63 30mA | RCBO DS203 A-C63 30mA |  | 5.14
2CSR253101R1635 | DS203 A-B63/0,03 | Active | 8012542859406 | 428.79 | 1 | 1 | stuk | DS200 | BE31330 | SB (MCB&RCD Cat.B) | stuk | Diff-auto DS203 A-B63 30mA | Disj. différentiel DS203 A-B63 30mA | FI/LS-kombination DS203 A-B63 30mA | RCBO DS203 A-B63 30mA |  | 5.14
2CSR254001R1064 | DS204 AC-C6/0,03 | Active | 8012542873501 | 351.05 | 1 | 1 | stuk | DS200 | BE31330 | SB (MCB&RCD Cat.B) | stuk | Diff-auto DS204 AC-C6 30mA | Disj. différentiel DS204 AC-C6 30mA | FI/LS-kombination DS204 AC-C6 30mA | RCBO DS204 AC-C6 30mA |  | 5.14
2CSR254001R1065 | DS204 AC-B6/0,03 | Active | 8012542867500 | 373.79 | 1 | 1 | stuk | DS200 | BE31330 | SB (MCB&RCD Cat.B) | stuk | Diff-auto DS204 AC-B6 30mA | Disj. différentiel DS204 AC-B6 30mA | FI/LS-kombination DS204 AC-B6 30mA | RCBO DS204 AC-B6 30mA |  | 5.14
2CSR254001R1104 | DS204 AC-C10/0,03 | Active | 8012542873600 | 351.05 | 1 | 1 | stuk | DS200 | BE31330 | SB (MCB&RCD Cat.B) | stuk | Diff-auto DS204 AC-C10 30mA | Disj. différentiel DS204 AC-C10 30mA | FI/LS-kombination DS204 AC-C10 30mA | RCBO DS204 AC-C10 30mA |  | 5.14
2CSR254001R1105 | DS204 AC-B10/0,03 | Active | 8012542867609 | 332.98 | 1 | 1 | stuk | DS200 | BE31330 | SB (MCB&RCD Cat.B) | stuk | Diff-auto DS204 AC-B10 30mA | Disj. différentiel DS204 AC-B10 30mA | FI/LS-kombination DS204 AC-B10 30mA | RCBO DS204 AC-B10 30mA |  | 5.14
2CSR254001R1164 | DS204 AC-C16/0,03 | Active | 8012542873808 | 344.03 | 1 | 1 | stuk | DS200 | BE31330 | SB (MCB&RCD Cat.B) | stuk | Diff-auto DS204 AC-C16 30mA | Disj. différentiel DS204 AC-C16 30mA | FI/LS-kombination DS204 AC-C16 30mA | RCBO DS204 AC-C16 30mA |  | 5.14
2CSR254001R1165 | DS204 AC-B16/0,03 | Active | 8012542867807 | 332.98 | 1 | 1 | stuk | DS200 | BE31330 | SB (MCB&RCD Cat.B) | stuk | Diff-auto DS204 AC-B16 30mA | Disj. différentiel DS204 AC-B16 30mA | FI/LS-kombination DS204 AC-B16 30mA | RCBO DS204 AC-B16 30mA |  | 5.14
2CSR254001R1204 | DS204 AC-C20/0,03 | Active | 8012542873907 | 344.03 | 1 | 1 | stuk | DS200 | BE31330 | SB (MCB&RCD Cat.B) | stuk | Diff-auto DS204 AC-C20 30mA | Disj. différentiel DS204 AC-C20 30mA | FI/LS-kombination DS204 AC-C20 30mA | RCBO DS204 AC-C20 30mA |  | 5.14
2CSR254001R1205 | DS204 AC-B20/0,03 | Active | 8012542867906 | 332.98 | 1 | 1 | stuk | DS200 | BE31330 | SB (MCB&RCD Cat.B) | stuk | Diff-auto DS204 AC-B20 30mA | Disj. différentiel DS204 AC-B20 30mA | FI/LS-kombination DS204 AC-B20 30mA | RCBO DS204 AC-B20 30mA |  | 5.14
2CSR254001R1254 | DS204 AC-C25/0,03 | Active | 8012542874003 | 344.03 | 1 | 1 | stuk | DS200 | BE31330 | SB (MCB&RCD Cat.B) | stuk | Diff-auto DS204 AC-C25 30mA | Disj. différentiel DS204 AC-C25 30mA | FI/LS-kombination DS204 AC-C25 30mA | RCBO DS204 AC-C25 30mA |  | 5.14
2CSR254001R1255 | DS204 AC-B25/0,03 | Active | 8012542868002 | 332.98 | 1 | 1 | stuk | DS200 | BE31330 | SB (MCB&RCD Cat.B) | stuk | Diff-auto DS204 AC-B25 30mA | Disj. différentiel DS204 AC-B25 30mA | FI/LS-kombination DS204 AC-B25 30mA | RCBO DS204 AC-B25 30mA |  | 5.14
2CSR254001R1325 | DS204 AC-B32/0,03 | Active | 8012542868101 | 379.72 | 1 | 1 | stuk | DS200 | BE31330 | SB (MCB&RCD Cat.B) | stuk | Diff-auto DS204 AC-B32 30mA | Disj. différentiel DS204 AC-B32 30mA | FI/LS-kombination DS204 AC-B32 30mA | RCBO DS204 AC-B32 30mA |  | 5.14
2CSR254001R1404 | DS204 AC-C40/0,03 | Active | 8012542874201 | 491.52 | 1 | 1 | stuk | DS200 | BE31330 | SB (MCB&RCD Cat.B) | stuk | Diff-auto DS204 AC-C40 30mA | Disj. différentiel DS204 AC-C40 30mA | FI/LS-kombination DS204 AC-C40 30mA | RCBO DS204 AC-C40 30mA |  | 5.14
2CSR254001R1405 | DS204 AC-B40/0,03 | Active | 8012542868200 | 447.65 | 1 | 1 | stuk | DS200 | BE31330 | SB (MCB&RCD Cat.B) | stuk | Diff-auto DS204 AC-B40 30mA | Disj. différentiel DS204 AC-B40 30mA | FI/LS-kombination DS204 AC-B40 30mA | RCBO DS204 AC-B40 30mA |  | 5.14
2CSR254001R1504 | DS204 AC-C50/0,03 | Active | 8012542874300 | 491.52 | 1 | 1 | stuk | DS200 | BE31330 | SB (MCB&RCD Cat.B) | stuk | Diff-auto DS204 AC-C50 30mA | Disj. différentiel DS204 AC-C50 30mA | FI/LS-kombination DS204 AC-C50 30mA | RCBO DS204 AC-C50 30mA |  | 5.14
2CSR254001R1505 | DS204 AC-B50/0,03 | Active | 8012542868309 | 453.83 | 1 | 1 | stuk | DS200 | BE31330 | SB (MCB&RCD Cat.B) | stuk | Diff-auto DS204 AC-B50 30mA | Disj. différentiel DS204 AC-B50 30mA | FI/LS-kombination DS204 AC-B50 30mA | RCBO DS204 AC-B50 30mA |  | 5.14
2CSR254001R1634 | DS204 AC-C63/0,03 | Active | 8012542874409 | 491.52 | 1 | 1 | stuk | DS200 | BE31330 | SB (MCB&RCD Cat.B) | stuk | Diff-auto DS204 AC-C63 30mA | Disj. différentiel DS204 AC-C63 30mA | FI/LS-kombination DS204 AC-C63 30mA | RCBO DS204 AC-C63 30mA |  | 5.14
2CSR254001R1635 | DS204 AC-B63/0,03 | Active | 8012542868408 | 453.83 | 1 | 1 | stuk | DS200 | BE31330 | SB (MCB&RCD Cat.B) | stuk | Diff-auto DS204 AC-B63 30mA | Disj. différentiel DS204 AC-B63 30mA | FI/LS-kombination DS204 AC-B63 30mA | RCBO DS204 AC-B63 30mA |  | 5.14
2CSR254101R1064 | DS204 A-C6/0,03 | Active | 8012542862505 | 429.16 | 1 | 1 | stuk | DS200 | BE31330 | SB (MCB&RCD Cat.B) | stuk | Diff-auto DS204 A-C6 30mA | Disj. différentiel DS204 A-C6 30mA | FI/LS-kombination DS204 A-C6 30mA | RCBO DS204 A-C6 30mA |  | 5.14
2CSR254101R1065 | DS204 A-B6/0,03 | Active | 8012542859505 | 445.56 | 1 | 1 | stuk | DS200 | BE31330 | SB (MCB&RCD Cat.B) | stuk | Diff-auto DS204 A-B6 30mA | Disj. différentiel DS204 A-B6 30mA | FI/LS-kombination DS204 A-B6 30mA | RCBO DS204 A-B6 30mA |  | 5.14
2CSR254101R1067 | DS204 A-K6/0,03 | Active | 8012542931201 | 537.44 | 1 | 1 | stuk | DS200 | BE31330 | SB (MCB&RCD Cat.B) | stuk | Diff-auto DS204 A-K6 30mA | Disj. différentiel DS204 A-K6 30mA | FI/LS-kombination DS204 A-K6 30mA | RCBO DS204 A-K6 30mA |  | 5.14
2CSR254101R1104 | DS204 A-C10/0,03 | Active | 8012542862604 | 392.44 | 1 | 1 | stuk | DS200 | BE31330 | SB (MCB&RCD Cat.B) | stuk | Diff-auto DS204 A-C10 30mA | Disj. différentiel DS204 A-C10 30mA | FI/LS-kombination DS204 A-C10 30mA | RCBO DS204 A-C10 30mA |  | 5.14
2CSR254101R1105 | DS204 A-B10/0,03 | Active | 8012542859604 | 411.93 | 1 | 1 | stuk | DS200 | BE31330 | SB (MCB&RCD Cat.B) | stuk | Diff-auto DS204 A-B10 30mA | Disj. différentiel DS204 A-B10 30mA | FI/LS-kombination DS204 A-B10 30mA | RCBO DS204 A-B10 30mA |  | 5.14
2CSR254101R1107 | DS204 A-K10/0,03 | Active | 8012542931300 | 496 | 1 | 1 | stuk | DS200 | BE31330 | SB (MCB&RCD Cat.B) | stuk | Diff-auto DS204 A-K10 30mA | Disj. différentiel DS204 A-K10 30mA | FI/LS-kombination DS204 A-K10 30mA | RCBO DS204 A-K10 30mA |  | 5.14
2CSR254101R1164 | DS204 A-C16/0,03 | Active | 8012542862802 | 392.44 | 1 | 1 | stuk | DS200 | BE31330 | SB (MCB&RCD Cat.B) | stuk | Diff-auto DS204 A-C16 30mA | Disj. différentiel DS204 A-C16 30mA | FI/LS-kombination DS204 A-C16 30mA | RCBO DS204 A-C16 30mA |  | 5.14
2CSR254101R1165 | DS204 A-B16/0,03 | Active | 8012542859802 | 411.93 | 1 | 1 | stuk | DS200 | BE31330 | SB (MCB&RCD Cat.B) | stuk | Diff-auto DS204 A-B16 30mA | Disj. différentiel DS204 A-B16 30mA | FI/LS-kombination DS204 A-B16 30mA | RCBO DS204 A-B16 30mA |  | 5.14
2CSR254101R1167 | DS204 A-K16/0,03 | Active | 8012542931508 | 496 | 1 | 1 | stuk | DS200 | BE31330 | SB (MCB&RCD Cat.B) | stuk | Diff-auto DS204 A-K16 30mA | Disj. différentiel DS204 A-K16 30mA | FI/LS-kombination DS204 A-K16 30mA | RCBO DS204 A-K16 30mA |  | 5.14
2CSR254101R1204 | DS204 A-C20/0,03 | Active | 8012542862901 | 392.44 | 1 | 1 | stuk | DS200 | BE31330 | SB (MCB&RCD Cat.B) | stuk | Diff-auto DS204 A-C20 30mA | Disj. différentiel DS204 A-C20 30mA | FI/LS-kombination DS204 A-C20 30mA | RCBO DS204 A-C20 30mA |  | 5.14
2CSR254101R1205 | DS204 A-B20/0,03 | Active | 8012542859901 | 411.93 | 1 | 1 | stuk | DS200 | BE31330 | SB (MCB&RCD Cat.B) | stuk | Diff-auto DS204 A-B20 30mA | Disj. différentiel DS204 A-B20 30mA | FI/LS-kombination DS204 A-B20 30mA | RCBO DS204 A-B20 30mA |  | 5.14
2CSR254101R1207 | DS204 A-K20/0,03 | Active | 8012542931607 | 496 | 1 | 1 | stuk | DS200 | BE31330 | SB (MCB&RCD Cat.B) | stuk | Diff-auto DS204 A-K20 30mA | Disj. différentiel DS204 A-K20 30mA | FI/LS-kombination DS204 A-K20 30mA | RCBO DS204 A-K20 30mA |  | 5.14
2CSR254101R1254 | DS204 A-C25/0,03 | Active | 8012542863007 | 392.44 | 1 | 1 | stuk | DS200 | BE31330 | SB (MCB&RCD Cat.B) | stuk | Diff-auto DS204 A-C25 30mA | Disj. différentiel DS204 A-C25 30mA | FI/LS-kombination DS204 A-C25 30mA | RCBO DS204 A-C25 30mA |  | 5.14
2CSR254101R1255 | DS204 A-B25/0,03 | Active | 8012542860006 | 411.93 | 1 | 1 | stuk | DS200 | BE31330 | SB (MCB&RCD Cat.B) | stuk | Diff-auto DS204 A-B25 30mA | Disj. différentiel DS204 A-B25 30mA | FI/LS-kombination DS204 A-B25 30mA | RCBO DS204 A-B25 30mA |  | 5.14
2CSR254101R1257 | DS204 A-K25/0,03 | Active | 8012542931706 | 496 | 1 | 1 | stuk | DS200 | BE31330 | SB (MCB&RCD Cat.B) | stuk | Diff-auto DS204 A-K25 30mA | Disj. différentiel DS204 A-K25 30mA | FI/LS-kombination DS204 A-K25 30mA | RCBO DS204 A-K25 30mA |  | 5.14
2CSR254101R1324 | DS204 A-C32/0,03 | Active | 8012542863106 | 399.46 | 1 | 1 | stuk | DS200 | BE31330 | SB (MCB&RCD Cat.B) | stuk | Diff-auto DS204 A-C32 30mA | Disj. différentiel DS204 A-C32 30mA | FI/LS-kombination DS204 A-C32 30mA | RCBO DS204 A-C32 30mA |  | 5.14
2CSR254101R1325 | DS204 A-B32/0,03 | Active | 8012542860105 | 418.86 | 1 | 1 | stuk | DS200 | BE31330 | SB (MCB&RCD Cat.B) | stuk | Diff-auto DS204 A-B32 30mA | Disj. différentiel DS204 A-B32 30mA | FI/LS-kombination DS204 A-B32 30mA | RCBO DS204 A-B32 30mA |  | 5.14
2CSR254101R1327 | DS204 A-K32/0,03 | Active | 8012542931805 | 504.44 | 1 | 1 | stuk | DS200 | BE31330 | SB (MCB&RCD Cat.B) | stuk | Diff-auto DS204 A-K32 30mA | Disj. différentiel DS204 A-K32 30mA | FI/LS-kombination DS204 A-K32 30mA | RCBO DS204 A-K32 30mA |  | 5.14
2CSR254101R1404 | DS204 A-C40/0,03 | Active | 8012542863205 | 459.08 | 1 | 1 | stuk | DS200 | BE31330 | SB (MCB&RCD Cat.B) | stuk | Diff-auto DS204 A-C40 30mA | Disj. différentiel DS204 A-C40 30mA | FI/LS-kombination DS204 A-C40 30mA | RCBO DS204 A-C40 30mA |  | 5.14
2CSR254101R1405 | DS204 A-B40/0,03 | Active | 8012542860204 | 486.72 | 1 | 1 | stuk | DS200 | BE31330 | SB (MCB&RCD Cat.B) | stuk | Diff-auto DS204 A-B40 30mA | Disj. différentiel DS204 A-B40 30mA | FI/LS-kombination DS204 A-B40 30mA | RCBO DS204 A-B40 30mA |  | 5.14
2CSR254101R1407 | DS204 A-K40/0,03 | Active | 8012542931904 | 586.65 | 1 | 1 | stuk | DS200 | BE31330 | SB (MCB&RCD Cat.B) | stuk | Diff-auto DS204 A-K40 30mA | Disj. différentiel DS204 A-K40 30mA | FI/LS-kombination DS204 A-K40 30mA | RCBO DS204 A-K40 30mA |  | 5.14
2CSR254101R1504 | DS204 A-C50/0,03 | Active | 8012542863304 | 513.35 | 1 | 1 | stuk | DS200 | BE31330 | SB (MCB&RCD Cat.B) | stuk | Diff-auto DS204 A-C50 30mA | Disj. différentiel DS204 A-C50 30mA | FI/LS-kombination DS204 A-C50 30mA | RCBO DS204 A-C50 30mA |  | 5.14
2CSR254101R1505 | DS204 A-B50/0,03 | Active | 8012542860303 | 540.91 | 1 | 1 | stuk | DS200 | BE31330 | SB (MCB&RCD Cat.B) | stuk | Diff-auto DS204 A-B50 30mA | Disj. différentiel DS204 A-B50 30mA | FI/LS-kombination DS204 A-B50 30mA | RCBO DS204 A-B50 30mA |  | 5.14
2CSR254101R1507 | DS204 A-K50/0,03 | Active | 8012542932000 | 651.65 | 1 | 1 | stuk | DS200 | BE31330 | SB (MCB&RCD Cat.B) | stuk | Diff-auto DS204 A-K50 30mA | Disj. différentiel DS204 A-K50 30mA | FI/LS-kombination DS204 A-K50 30mA | RCBO DS204 A-K50 30mA |  | 5.14
2CSR254101R1634 | DS204 A-C63/0,03 | Active | 8012542863403 | 513.35 | 1 | 1 | stuk | DS200 | BE31330 | SB (MCB&RCD Cat.B) | stuk | Diff-auto DS204 A-C63 30mA | Disj. différentiel DS204 A-C63 30mA | FI/LS-kombination DS204 A-C63 30mA | RCBO DS204 A-C63 30mA |  | 5.14
2CSR254101R1635 | DS204 A-B63/0,03 | Active | 8012542860402 | 540.91 | 1 | 1 | stuk | DS200 | BE31330 | SB (MCB&RCD Cat.B) | stuk | Diff-auto DS204 A-B63 30mA | Disj. différentiel DS204 A-B63 30mA | FI/LS-kombination DS204 A-B63 30mA | RCBO DS204 A-B63 30mA |  | 5.14
2CSR254101R1637 | DS204 A-K63/0,03 | Active | 8012542932109 | 651.65 | 1 | 1 | stuk | DS200 | BE31330 | SB (MCB&RCD Cat.B) | stuk | Diff-auto DS204 A-K63 30mA | Disj. différentiel DS204 A-K63 30mA | FI/LS-kombination DS204 A-K63 30mA | RCBO DS204 A-K63 30mA |  | 5.14
2CSR255080R1064 | DS201 C6 AC30 | Active | 8012542896319 | 104.81 | 1 | 1 | stuk | DS201 (2019) | BE31330 | SB (MCB&RCD Cat.B) | stuk | Diff-auto DS201 C6 AC30 | Disj. différentiel DS201 C6 AC30 | FI/LS-kombination DS201 C6 AC30 | RCBO DS201 C6 AC30 |  | 5.14
2CSR255080R1065 | DS201 B6 AC30 | Active | 8012542274315 | 115.15 | 1 | 1 | stuk | DS201 (2019) | BE31330 | SB (MCB&RCD Cat.B) | stuk | Diff-auto DS201 B6 AC30 | Disj. différentiel DS201 B6 AC30 | FI/LS-kombination DS201 B6 AC30 | RCBO DS201 B6 AC30 |  | 5.14
2CSR255080R1104 | DS201 C10 AC30 | Active | 8012542049418 | 96.66 | 1 | 1 | stuk | DS201 (2019) | BE31330 | SB (MCB&RCD Cat.B) | stuk | Diff-auto DS201 C10 AC30 | Disj. différentiel DS201 C10 AC30 | FI/LS-kombination DS201 C10 AC30 | RCBO DS201 C10 AC30 |  | 5.14
2CSR255080R1105 | DS201 B10 AC30 | Active | 8012542333913 | 115.15 | 1 | 1 | stuk | DS201 (2019) | BE31330 | SB (MCB&RCD Cat.B) | stuk | Diff-auto DS201 B10 AC30 | Disj. différentiel DS201 B10 AC30 | FI/LS-kombination DS201 B10 AC30 | RCBO DS201 B10 AC30 |  | 5.14
2CSR255080R1135 | DS201 B13 AC30 | Active | 8012542508014 | 115.15 | 1 | 1 | stuk | DS201 (2019) | BE31330 | SB (MCB&RCD Cat.B) | stuk | Diff-auto DS201 B13 AC30 | Disj. différentiel DS201 B13 AC30 | FI/LS-kombination DS201 B13 AC30 | RCBO DS201 B13 AC30 |  | 5.14
2CSR255080R1164 | DS201 C16 AC30 | Active | 8012542049210 | 96.66 | 1 | 1 | stuk | DS201 (2019) | BE31330 | SB (MCB&RCD Cat.B) | stuk | Diff-auto DS201 C16 AC30 | Disj. différentiel DS201 C16 AC30 | FI/LS-kombination DS201 C16 AC30 | RCBO DS201 C16 AC30 |  | 5.14
2CSR255080R1165 | DS201 B16 AC30 | Active | 8012542295815 | 115.15 | 1 | 1 | stuk | DS201 (2019) | BE31330 | SB (MCB&RCD Cat.B) | stuk | Diff-auto DS201 B16 AC30 | Disj. différentiel DS201 B16 AC30 | FI/LS-kombination DS201 B16 AC30 | RCBO DS201 B16 AC30 |  | 5.14
2CSR255080R1204 | DS201 C20 AC30 | Active | 8012542049111 | 104.81 | 1 | 1 | stuk | DS201 (2019) | BE31330 | SB (MCB&RCD Cat.B) | stuk | Diff-auto DS201 C20 AC30 | Disj. différentiel DS201 C20 AC30 | FI/LS-kombination DS201 C20 AC30 | RCBO DS201 C20 AC30 |  | 5.14
2CSR255080R1205 | DS201 B20 AC30 | Active | 8012542295617 | 115.15 | 1 | 1 | stuk | DS201 (2019) | BE31330 | SB (MCB&RCD Cat.B) | stuk | Diff-auto DS201 B20 AC30 | Disj. différentiel DS201 B20 AC30 | FI/LS-kombination DS201 B20 AC30 | RCBO DS201 B20 AC30 |  | 5.14
2CSR255080R1254 | DS201 C25 AC30 | Active | 8012542049012 | 104.81 | 1 | 1 | stuk | DS201 (2019) | BE31330 | SB (MCB&RCD Cat.B) | stuk | Diff-auto DS201 C25 AC30 | Disj. différentiel DS201 C25 AC30 | FI/LS-kombination DS201 C25 AC30 | RCBO DS201 C25 AC30 |  | 5.14
2CSR255080R1255 | DS201 B25 AC30 | Active | 8012542965213 | 115.15 | 1 | 1 | stuk | DS201 (2019) | BE31330 | SB (MCB&RCD Cat.B) | stuk | Diff-auto DS201 B25 AC30 | Disj. différentiel DS201 B25 AC30 | FI/LS-kombination DS201 B25 AC30 | RCBO DS201 B25 AC30 |  | 5.14
2CSR255080R1324 | DS201 C32 AC30 | Active | 8012542048916 | 104.81 | 1 | 1 | stuk | DS201 (2019) | BE31330 | SB (MCB&RCD Cat.B) | stuk | Diff-auto DS201 C32 AC30 | Disj. différentiel DS201 C32 AC30 | FI/LS-kombination DS201 C32 AC30 | RCBO DS201 C32 AC30 |  | 5.14
2CSR255080R1325 | DS201 B32 AC30 | Active | 8012542963011 | 115.15 | 1 | 1 | stuk | DS201 (2019) | BE31330 | SB (MCB&RCD Cat.B) | stuk | Diff-auto DS201 B32 AC30 | Disj. différentiel DS201 B32 AC30 | FI/LS-kombination DS201 B32 AC30 | RCBO DS201 B32 AC30 |  | 5.14
2CSR255080R1404 | DS201 C40 AC30 | Active | 8012542048817 | 121.81 | 1 | 1 | stuk | DS201 (2019) | BE31330 | SB (MCB&RCD Cat.B) | stuk | Diff-auto DS201 C40 AC30 | Disj. différentiel DS201 C40 AC30 | FI/LS-kombination DS201 C40 AC30 | RCBO DS201 C40 AC30 |  | 5.14
2CSR255080R1405 | DS201 B40 AC30 | Active | 8012542964919 | 115.11 | 1 | 1 | stuk | DS201 (2019) | BE31330 | SB (MCB&RCD Cat.B) | stuk | Diff-auto DS201 B40 AC30 | Disj. différentiel DS201 B40 AC30 | FI/LS-kombination DS201 B40 AC30 | RCBO DS201 B40 AC30 |  | 5.14
2CSR255080R2064 | DS201 C6 AC100 | Active | 8012542048718 | 94.75 | 1 | 1 | stuk | DS201 (2019) | BE31330 | SB (MCB&RCD Cat.B) | stuk | Diff-auto DS201 C6 AC100 | Disj. différentiel DS201 C6 AC100 | FI/LS-kombination DS201 C6 AC100 | RCBO DS201 C6 AC100 |  | 5.14
2CSR255080R2065 | DS201 B6 AC100 | Active | 8012542965114 | 102.03 | 1 | 1 | stuk | DS201 (2019) | BE31330 | SB (MCB&RCD Cat.B) | stuk | Diff-auto DS201 B6 AC100 | Disj. différentiel DS201 B6 AC100 | FI/LS-kombination DS201 B6 AC100 | RCBO DS201 B6 AC100 |  | 5.14
2CSR255080R2104 | DS201 C10 AC100 | Active | 8012542048619 | 94.75 | 1 | 1 | stuk | DS201 (2019) | BE31330 | SB (MCB&RCD Cat.B) | stuk | Diff-auto DS201 C10 AC100 | Disj. différentiel DS201 C10 AC100 | FI/LS-kombination DS201 C10 AC100 | RCBO DS201 C10 AC100 |  | 5.14
2CSR255080R2105 | DS201 B10 AC100 | Active | 8012542295716 | 94.11 | 1 | 1 | stuk | DS201 (2019) | BE31330 | SB (MCB&RCD Cat.B) | stuk | Diff-auto DS201 B10 AC100 | Disj. différentiel DS201 B10 AC100 | FI/LS-kombination DS201 B10 AC100 | RCBO DS201 B10 AC100 |  | 5.14
2CSR255080R2135 | DS201 B13 AC100 | Active | 8012542649410 | 94.11 | 1 | 1 | stuk | DS201 (2019) | BE31330 | SB (MCB&RCD Cat.B) | stuk | Diff-auto DS201 B13 AC100 | Disj. différentiel DS201 B13 AC100 | FI/LS-kombination DS201 B13 AC100 | RCBO DS201 B13 AC100 |  | 5.14
2CSR255080R2164 | DS201 C16 AC100 | Active | 8012542048411 | 94.75 | 1 | 1 | stuk | DS201 (2019) | BE31330 | SB (MCB&RCD Cat.B) | stuk | Diff-auto DS201 C16 AC100 | Disj. différentiel DS201 C16 AC100 | FI/LS-kombination DS201 C16 AC100 | RCBO DS201 C16 AC100 |  | 5.14
2CSR255080R2165 | DS201 B16 AC100 | Active | 8012542649311 | 94.11 | 1 | 1 | stuk | DS201 (2019) | BE31330 | SB (MCB&RCD Cat.B) | stuk | Diff-auto DS201 B16 AC100 | Disj. différentiel DS201 B16 AC100 | FI/LS-kombination DS201 B16 AC100 | RCBO DS201 B16 AC100 |  | 5.14
2CSR255080R2204 | DS201 C20 AC100 | Active | 8012542048312 | 94.75 | 1 | 1 | stuk | DS201 (2019) | BE31330 | SB (MCB&RCD Cat.B) | stuk | Diff-auto DS201 C20 AC100 | Disj. différentiel DS201 C20 AC100 | FI/LS-kombination DS201 C20 AC100 | RCBO DS201 C20 AC100 |  | 5.14
2CSR255080R2205 | DS201 B20 AC100 | Active | 8012542649212 | 102.03 | 1 | 1 | stuk | DS201 (2019) | BE31330 | SB (MCB&RCD Cat.B) | stuk | Diff-auto DS201 B20 AC100 | Disj. différentiel DS201 B20 AC100 | FI/LS-kombination DS201 B20 AC100 | RCBO DS201 B20 AC100 |  | 5.14
2CSR255080R2254 | DS201 C25 AC100 | Active | 8012542048213 | 94.75 | 1 | 1 | stuk | DS201 (2019) | BE31330 | SB (MCB&RCD Cat.B) | stuk | Diff-auto DS201 C25 AC100 | Disj. différentiel DS201 C25 AC100 | FI/LS-kombination DS201 C25 AC100 | RCBO DS201 C25 AC100 |  | 5.14
2CSR255080R2255 | DS201 B25 AC100 | Active | 8012542649113 | 102.03 | 1 | 1 | stuk | DS201 (2019) | BE31330 | SB (MCB&RCD Cat.B) | stuk | Diff-auto DS201 B25 AC100 | Disj. différentiel DS201 B25 AC100 | FI/LS-kombination DS201 B25 AC100 | RCBO DS201 B25 AC100 |  | 5.14
2CSR255080R2324 | DS201 C32 AC100 | Active | 8012542048114 | 94.75 | 1 | 1 | stuk | DS201 (2019) | BE31330 | SB (MCB&RCD Cat.B) | stuk | Diff-auto DS201 C32 AC100 | Disj. différentiel DS201 C32 AC100 | FI/LS-kombination DS201 C32 AC100 | RCBO DS201 C32 AC100 |  | 5.14
2CSR255080R2325 | DS201 B32 AC100 | Active | 8012542649519 | 102.03 | 1 | 1 | stuk | DS201 (2019) | BE31330 | SB (MCB&RCD Cat.B) | stuk | Diff-auto DS201 B32 AC100 | Disj. différentiel DS201 B32 AC100 | FI/LS-kombination DS201 B32 AC100 | RCBO DS201 B32 AC100 |  | 5.14
2CSR255080R2404 | DS201 C40 AC100 | Active | 8012542048015 | 107 | 1 | 1 | stuk | DS201 (2019) | BE31330 | SB (MCB&RCD Cat.B) | stuk | Diff-auto DS201 C40 AC100 | Disj. différentiel DS201 C40 AC100 | FI/LS-kombination DS201 C40 AC100 | RCBO DS201 C40 AC100 |  | 5.14
2CSR255080R2405 | DS201 B40 AC100 | Active | 8012542027911 | 104.95 | 1 | 1 | stuk | DS201 (2019) | BE31330 | SB (MCB&RCD Cat.B) | stuk | Diff-auto DS201 B40 AC100 | Disj. différentiel DS201 B40 AC100 | FI/LS-kombination DS201 B40 AC100 | RCBO DS201 B40 AC100 |  | 5.14
2CSR255080R3064 | DS201 C6 AC300 | Active | 8012542047919 | 94.75 | 1 | 1 | stuk | DS201 (2019) | BE31330 | SB (MCB&RCD Cat.B) | stuk | Diff-auto DS201 C6 AC300 | Disj. différentiel DS201 C6 AC300 | FI/LS-kombination DS201 C6 AC300 | RCBO DS201 C6 AC300 |  | 5.14
2CSR255080R3065 | DS201 B6 AC300 | Active | 8012542027812 | 102.03 | 1 | 1 | stuk | DS201 (2019) | BE31330 | SB (MCB&RCD Cat.B) | stuk | Diff-auto DS201 B6 AC300 | Disj. différentiel DS201 B6 AC300 | FI/LS-kombination DS201 B6 AC300 | RCBO DS201 B6 AC300 |  | 5.14
2CSR255080R3104 | DS201 C10 AC300 | Active | 8012542047810 | 94.75 | 1 | 1 | stuk | DS201 (2019) | BE31330 | SB (MCB&RCD Cat.B) | stuk | Diff-auto DS201 C10 AC300 | Disj. différentiel DS201 C10 AC300 | FI/LS-kombination DS201 C10 AC300 | RCBO DS201 C10 AC300 |  | 5.14
2CSR255080R3105 | DS201 B10 AC300 | Active | 8012542007210 | 94.11 | 1 | 1 | stuk | DS201 (2019) | BE31330 | SB (MCB&RCD Cat.B) | stuk | Diff-auto DS201 B10 AC300 | Disj. différentiel DS201 B10 AC300 | FI/LS-kombination DS201 B10 AC300 | RCBO DS201 B10 AC300 |  | 5.14
2CSR255080R3135 | DS201 B13 AC300 | Active | 8012542007111 | 94.11 | 1 | 1 | stuk | DS201 (2019) | BE31330 | SB (MCB&RCD Cat.B) | stuk | Diff-auto DS201 B13 AC300 | Disj. différentiel DS201 B13 AC300 | FI/LS-kombination DS201 B13 AC300 | RCBO DS201 B13 AC300 |  | 5.14
2CSR255080R3164 | DS201 C16 AC300 | Active | 8012542047612 | 94.75 | 1 | 1 | stuk | DS201 (2019) | BE31330 | SB (MCB&RCD Cat.B) | stuk | Diff-auto DS201 C16 AC300 | Disj. différentiel DS201 C16 AC300 | FI/LS-kombination DS201 C16 AC300 | RCBO DS201 C16 AC300 |  | 5.14
2CSR255080R3165 | DS201 B16 AC300 | Active | 8012542644118 | 94.11 | 1 | 1 | stuk | DS201 (2019) | BE31330 | SB (MCB&RCD Cat.B) | stuk | Diff-auto DS201 B16 AC300 | Disj. différentiel DS201 B16 AC300 | FI/LS-kombination DS201 B16 AC300 | RCBO DS201 B16 AC300 |  | 5.14
2CSR255080R3204 | DS201 C20 AC300 | Active | 8012542049814 | 94.75 | 1 | 1 | stuk | DS201 (2019) | BE31330 | SB (MCB&RCD Cat.B) | stuk | Diff-auto DS201 C20 AC300 | Disj. différentiel DS201 C20 AC300 | FI/LS-kombination DS201 C20 AC300 | RCBO DS201 C20 AC300 |  | 5.14
2CSR255080R3205 | DS201 B20 AC300 | Active | 8012542644019 | 102.03 | 1 | 1 | stuk | DS201 (2019) | BE31330 | SB (MCB&RCD Cat.B) | stuk | Diff-auto DS201 B20 AC300 | Disj. différentiel DS201 B20 AC300 | FI/LS-kombination DS201 B20 AC300 | RCBO DS201 B20 AC300 |  | 5.14
2CSR255080R3254 | DS201 C25 AC300 | Active | 8012542049715 | 94.75 | 1 | 1 | stuk | DS201 (2019) | BE31330 | SB (MCB&RCD Cat.B) | stuk | Diff-auto DS201 C25 AC300 | Disj. différentiel DS201 C25 AC300 | FI/LS-kombination DS201 C25 AC300 | RCBO DS201 C25 AC300 |  | 5.14
2CSR255080R3255 | DS201 B25 AC300 | Active | 8012542644316 | 102.03 | 1 | 1 | stuk | DS201 (2019) | BE31330 | SB (MCB&RCD Cat.B) | stuk | Diff-auto DS201 B25 AC300 | Disj. différentiel DS201 B25 AC300 | FI/LS-kombination DS201 B25 AC300 | RCBO DS201 B25 AC300 |  | 5.14
2CSR255080R3324 | DS201 C32 AC300 | Active | 8012542049616 | 94.75 | 1 | 1 | stuk | DS201 (2019) | BE31330 | SB (MCB&RCD Cat.B) | stuk | Diff-auto DS201 C32 AC300 | Disj. différentiel DS201 C32 AC300 | FI/LS-kombination DS201 C32 AC300 | RCBO DS201 C32 AC300 |  | 5.14
2CSR255080R3325 | DS201 B32 AC300 | Active | 8012542644217 | 102.03 | 1 | 1 | stuk | DS201 (2019) | BE31330 | SB (MCB&RCD Cat.B) | stuk | Diff-auto DS201 B32 AC300 | Disj. différentiel DS201 B32 AC300 | FI/LS-kombination DS201 B32 AC300 | RCBO DS201 B32 AC300 |  | 5.14
2CSR255080R3404 | DS201 C40 AC300 | Active | 8012542049517 | 107 | 1 | 1 | stuk | DS201 (2019) | BE31330 | SB (MCB&RCD Cat.B) | stuk | Diff-auto DS201 C40 AC300 | Disj. différentiel DS201 C40 AC300 | FI/LS-kombination DS201 C40 AC300 | RCBO DS201 C40 AC300 |  | 5.14
2CSR255080R3405 | DS201 B40 AC300 | Active | 8012542066019 | 104.95 | 1 | 1 | stuk | DS201 (2019) | BE31330 | SB (MCB&RCD Cat.B) | stuk | Diff-auto DS201 B40 AC300 | Disj. différentiel DS201 B40 AC300 | FI/LS-kombination DS201 B40 AC300 | RCBO DS201 B40 AC300 |  | 5.14
2CSR255180R0104 | DS201 C10 A10 | Active | 8012542738817 | 205.26 | 1 | 1 | stuk | DS201 (2019) | BE31330 | SB (MCB&RCD Cat.B) | stuk | Diff-auto DS201 1P+N C10 10mA 6kA A | Disj. différentiel DS201 1P+N C10 10mA 6kA A | FI/LS-Kombination DS201 1P+N C10 10mA 6kA A | RCBO DS201 1P+N C10 10mA 6kA A |  | 5.14
2CSR255180R0105 | DS201 B10 A10 | Active | 8012542065913 | 223.16 | 1 | 1 | stuk | DS201 (2019) | BE31330 | SB (MCB&RCD Cat.B) | stuk | Diff-auto DS201 1P+N B10 10mA 6kA A | Disj. différentiel DS201 1P+N B10 10mA 6kA A | FI/LS-Kombination DS201 1P+N B10 10mA 6kA A | RCBO DS201 1P+N B10 10mA 6kA A |  | 5.14
2CSR255180R0107 | DS201 K10 A10 | Active | 8012542647515 | 245.84 | 1 | 1 | stuk | DS201 (2019) | BE31330 | SB (MCB&RCD Cat.B) | stuk | Diff-auto DS201 1P+N K10 10mA 6kA A | Disj. différentiel DS201 1P+N K10 10mA 6kA A | FI/LS-Kombination DS201 1P+N K10 10mA 6kA A | RCBO DS201 1P+N K10 10mA 6kA A |  | 5.14
2CSR255180R0134 | DS201 C13 A10 | Active | 8012542738015 | 205.26 | 1 | 1 | stuk | DS201 (2019) | BE31330 | SB (MCB&RCD Cat.B) | stuk | Diff-auto DS201 1P+N C13 10mA 6kA A | Disj. différentiel DS201 1P+N C13 10mA 6kA A | FI/LS-Kombination DS201 1P+N C13 10mA 6kA A | RCBO DS201 1P+N C13 10mA 6kA A |  | 5.14
2CSR255180R0135 | DS201 B13 A10 | Active | 8012542065814 | 223.16 | 1 | 1 | stuk | DS201 (2019) | BE31330 | SB (MCB&RCD Cat.B) | stuk | Diff-auto DS201 1P+N B13 10mA 6kA A | Disj. différentiel DS201 1P+N B13 10mA 6kA A | FI/LS-Kombination DS201 1P+N B13 10mA 6kA A | RCBO DS201 1P+N B13 10mA 6kA A |  | 5.14
2CSR255180R0137 | DS201 K13 A10 | Active | 8012542061717 | 245.84 | 1 | 1 | stuk | DS201 (2019) | BE31330 | SB (MCB&RCD Cat.B) | stuk | Diff-auto DS201 1P+N K13 10mA 6kA A | Disj. différentiel DS201 1P+N K13 10mA 6kA A | FI/LS-Kombination DS201 1P+N K13 10mA 6kA A | RCBO DS201 1P+N K13 10mA 6kA A |  | 5.14
2CSR255180R0164 | DS201 C16 A10 | Active | 8012542739418 | 205.26 | 1 | 1 | stuk | DS201 (2019) | BE31330 | SB (MCB&RCD Cat.B) | stuk | Diff-auto DS201 1P+N C16 10mA 6kA A | Disj. différentiel DS201 1P+N C16 10mA 6kA A | FI/LS-Kombination DS201 1P+N C16 10mA 6kA A | RCBO DS201 1P+N C16 10mA 6kA A |  | 5.14
2CSR255180R0165 | DS201 B16 A10 | Active | 8012542066316 | 223.16 | 1 | 1 | stuk | DS201 (2019) | BE31330 | SB (MCB&RCD Cat.B) | stuk | Diff-auto DS201 1P+N B16 10mA 6kA A | Disj. différentiel DS201 1P+N B16 10mA 6kA A | FI/LS-Kombination DS201 1P+N B16 10mA 6kA A | RCBO DS201 1P+N B16 10mA 6kA A |  | 5.14
2CSR255180R0167 | DS201 K16 A10 | Active | 8012542295419 | 245.84 | 1 | 1 | stuk | DS201 (2019) | BE31330 | SB (MCB&RCD Cat.B) | stuk | Diff-auto DS201 1P+N K16 10mA 6kA A | Disj. différentiel DS201 1P+N K16 10mA 6kA A | FI/LS-Kombination DS201 1P+N K16 10mA 6kA A | RCBO DS201 1P+N K16 10mA 6kA A |  | 5.14
2CSR255180R1017 | DS201 K1 A30 | Active | 8012542295310 | 245.84 | 1 | 1 | stuk | DS201 (2019) | BE31330 | SB (MCB&RCD Cat.B) | stuk | Diff-auto DS201 1P+N K1 30mA 6kA A | Disj. différentiel DS201 1P+N K1 30mA 6kA A | FI/LS-Kombination DS201 1P+N K1 30mA 6kA A | RCBO DS201 1P+N K1 30mA 6kA A |  | 5.14
2CSR255180R1024 | DS201 C2 A30 | Active | 8012542738718 | 156.33 | 1 | 1 | stuk | DS201 (2019) | BE31330 | SB (MCB&RCD Cat.B) | stuk | Diff-auto DS201 1P+N C2 30mA 6kA A | Disj. différentiel DS201 1P+N C2 30mA 6kA A | FI/LS-Kombination DS201 1P+N C2 30mA 6kA A | RCBO DS201 1P+N C2 30mA 6kA A |  | 5.14
2CSR255180R1027 | DS201 K2 A30 | Active | 8012542498513 | 187.36 | 1 | 1 | stuk | DS201 (2019) | BE31330 | SB (MCB&RCD Cat.B) | stuk | Diff-auto DS201 1P+N K2 30mA 6kA A | Disj. différentiel DS201 1P+N K2 30mA 6kA A | FI/LS-Kombination DS201 1P+N K2 30mA 6kA A | RCBO DS201 1P+N K2 30mA 6kA A |  | 5.14
2CSR255180R1044 | DS201 C4 A30 | Active | 8012542737919 | 156.33 | 1 | 1 | stuk | DS201 (2019) | BE31330 | SB (MCB&RCD Cat.B) | stuk | Diff-auto DS201 1P+N C4 30mA 6kA A | Disj. différentiel DS201 1P+N C4 30mA 6kA A | FI/LS-Kombination DS201 1P+N C4 30mA 6kA A | RCBO DS201 1P+N C4 30mA 6kA A |  | 5.14
2CSR255180R1047 | DS201 K4 A30 | Active | 8012542305415 | 187.36 | 1 | 1 | stuk | DS201 (2019) | BE31330 | SB (MCB&RCD Cat.B) | stuk | Diff-auto DS201 1P+N K4 30mA 6kA A | Disj. différentiel DS201 1P+N K4 30mA 6kA A | FI/LS-Kombination DS201 1P+N K4 30mA 6kA A | RCBO DS201 1P+N K4 30mA 6kA A |  | 5.14
2CSR255180R1064 | DS201 C6 A30 | Active | 8012542737117 | 156.33 | 1 | 1 | stuk | DS201 (2019) | BE31330 | SB (MCB&RCD Cat.B) | stuk | Diff-auto DS201 1P+N C6 30mA 6kA A | Disj. différentiel DS201 1P+N C6 30mA 6kA A | FI/LS-Kombination DS201 1P+N C6 30mA 6kA A | RCBO DS201 1P+N C6 30mA 6kA A |  | 5.14
2CSR255180R1065 | DS201 B6 A30 | Active | 8012542066217 | 173.05 | 1 | 1 | stuk | DS201 (2019) | BE31330 | SB (MCB&RCD Cat.B) | stuk | Diff-auto DS201 1P+N B6 30mA 6kA A | Disj. différentiel DS201 1P+N B6 30mA 6kA A | FI/LS-Kombination DS201 1P+N B6 30mA 6kA A | RCBO DS201 1P+N B6 30mA 6kA A |  | 5.14
2CSR255180R1067 | DS201 K6 A30 | Active | 8012542647614 | 187.36 | 1 | 1 | stuk | DS201 (2019) | BE31330 | SB (MCB&RCD Cat.B) | stuk | Diff-auto DS201 1P+N K6 30mA 6kA A | Disj. différentiel DS201 1P+N K6 30mA 6kA A | FI/LS-Kombination DS201 1P+N K6 30mA 6kA A | RCBO DS201 1P+N K6 30mA 6kA A |  | 5.14
2CSR255180R1084 | DS201 C8 A30 | Active | 8012542738619 | 156.33 | 1 | 1 | stuk | DS201 (2019) | BE31330 | SB (MCB&RCD Cat.B) | stuk | Diff-auto DS201 1P+N C8 30mA 6kA A | Disj. différentiel DS201 1P+N C8 30mA 6kA A | FI/LS-Kombination DS201 1P+N C8 30mA 6kA A | RCBO DS201 1P+N C8 30mA 6kA A |  | 5.14
2CSR255180R1087 | DS201 K8 A30 | Active | 8012542643913 | 187.36 | 1 | 1 | stuk | DS201 (2019) | BE31330 | SB (MCB&RCD Cat.B) | stuk | Diff-auto DS201 1P+N K8 30mA 6kA A | Disj. différentiel DS201 1P+N K8 30mA 6kA A | FI/LS-Kombination DS201 1P+N K8 30mA 6kA A | RCBO DS201 1P+N K8 30mA 6kA A |  | 5.14
2CSR255180R1104 | DS201 C10 A30 | Active | 8012542737810 | 156.33 | 1 | 1 | stuk | DS201 (2019) | BE31330 | SB (MCB&RCD Cat.B) | stuk | Diff-auto DS201 1P+N C10 30mA 6kA A | Disj. différentiel DS201 1P+N C10 30mA 6kA A | FI/LS-Kombination DS201 1P+N C10 30mA 6kA A | RCBO DS201 1P+N C10 30mA 6kA A |  | 5.14
2CSR255180R1105 | DS201 B10 A30 | Active | 8012542066118 | 173.05 | 1 | 1 | stuk | DS201 (2019) | BE31330 | SB (MCB&RCD Cat.B) | stuk | Diff-auto DS201 1P+N B10 30mA 6kA A | Disj. différentiel DS201 1P+N B10 30mA 6kA A | FI/LS-Kombination DS201 1P+N B10 30mA 6kA A | RCBO DS201 1P+N B10 30mA 6kA A |  | 5.14
2CSR255180R1107 | DS201 K10 A30 | Active | 8012542587712 | 187.36 | 1 | 1 | stuk | DS201 (2019) | BE31330 | SB (MCB&RCD Cat.B) | stuk | Diff-auto DS201 1P+N K10 30mA 6kA A | Disj. différentiel DS201 1P+N K10 30mA 6kA A | FI/LS-Kombination DS201 1P+N K10 30mA 6kA A | RCBO DS201 1P+N K10 30mA 6kA A |  | 5.14
2CSR255180R1134 | DS201 C13 A30 | Active | 8012542737018 | 156.33 | 1 | 1 | stuk | DS201 (2019) | BE31330 | SB (MCB&RCD Cat.B) | stuk | Diff-auto DS201 1P+N C13 30mA 6kA A | Disj. différentiel DS201 1P+N C13 30mA 6kA A | FI/LS-Kombination DS201 1P+N C13 30mA 6kA A | RCBO DS201 1P+N C13 30mA 6kA A |  | 5.14
2CSR255180R1135 | DS201 B13 A30 | Active | 8012542058113 | 173.05 | 1 | 1 | stuk | DS201 (2019) | BE31330 | SB (MCB&RCD Cat.B) | stuk | Diff-auto DS201 1P+N B13 30mA 6kA A | Disj. différentiel DS201 1P+N B13 30mA 6kA A | FI/LS-Kombination DS201 1P+N B13 30mA 6kA A | RCBO DS201 1P+N B13 30mA 6kA A |  | 5.14
2CSR255180R1137 | DS201 K13 A30 | Active | 8012542575917 | 187.36 | 1 | 1 | stuk | DS201 (2019) | BE31330 | SB (MCB&RCD Cat.B) | stuk | Diff-auto DS201 1P+N K13 30mA 6kA A | Disj. différentiel DS201 1P+N K13 30mA 6kA A | FI/LS-Kombination DS201 1P+N K13 30mA 6kA A | RCBO DS201 1P+N K13 30mA 6kA A |  | 5.14
2CSR255180R1164 | DS201 C16 A30 | Active | 8012542739319 | 156.33 | 1 | 1 | stuk | DS201 (2019) | BE31330 | SB (MCB&RCD Cat.B) | stuk | Diff-auto DS201 1P+N C16 30mA 6kA A | Disj. différentiel DS201 1P+N C16 30mA 6kA A | FI/LS-Kombination DS201 1P+N C16 30mA 6kA A | RCBO DS201 1P+N C16 30mA 6kA A |  | 5.14
2CSR255180R1165 | DS201 B16 A30 | Active | 8012542058519 | 173.05 | 1 | 1 | stuk | DS201 (2019) | BE31330 | SB (MCB&RCD Cat.B) | stuk | Diff-auto DS201 1P+N B16 30mA 6kA A | Disj. différentiel DS201 1P+N B16 30mA 6kA A | FI/LS-Kombination DS201 1P+N B16 30mA 6kA A | RCBO DS201 1P+N B16 30mA 6kA A |  | 5.14
2CSR255180R1167 | DS201 K16 A30 | Active | 8012542564119 | 187.36 | 1 | 1 | stuk | DS201 (2019) | BE31330 | SB (MCB&RCD Cat.B) | stuk | Diff-auto DS201 1P+N K16 30mA 6kA A | Disj. différentiel DS201 1P+N K16 30mA 6kA A | FI/LS-Kombination DS201 1P+N K16 30mA 6kA A | RCBO DS201 1P+N K16 30mA 6kA A |  | 5.14
2CSR255180R1204 | DS201 C20 A30 | Active | 8012542738510 | 156.33 | 1 | 1 | stuk | DS201 (2019) | BE31330 | SB (MCB&RCD Cat.B) | stuk | Diff-auto DS201 1P+N C20 30mA 6kA A | Disj. différentiel DS201 1P+N C20 30mA 6kA A | FI/LS-Kombination DS201 1P+N C20 30mA 6kA A | RCBO DS201 1P+N C20 30mA 6kA A |  | 5.14
2CSR255180R1205 | DS201 B20 A30 | Active | 8012542969815 | 173.05 | 1 | 1 | stuk | DS201 (2019) | BE31330 | SB (MCB&RCD Cat.B) | stuk | Diff-auto DS201 1P+N B20 30mA 6kA A | Disj. différentiel DS201 1P+N B20 30mA 6kA A | FI/LS-Kombination DS201 1P+N B20 30mA 6kA A | RCBO DS201 1P+N B20 30mA 6kA A |  | 5.14
2CSR255180R1207 | DS201 K20 A30 | Active | 8012542586814 | 187.36 | 1 | 1 | stuk | DS201 (2019) | BE31330 | SB (MCB&RCD Cat.B) | stuk | Diff-auto DS201 1P+N K20 30mA 6kA A | Disj. différentiel DS201 1P+N K20 30mA 6kA A | FI/LS-Kombination DS201 1P+N K20 30mA 6kA A | RCBO DS201 1P+N K20 30mA 6kA A |  | 5.14
2CSR255180R1254 | DS201 C25 A30 | Active | 8012542737711 | 156.33 | 1 | 1 | stuk | DS201 (2019) | BE31330 | SB (MCB&RCD Cat.B) | stuk | Diff-auto DS201 1P+N C25 30mA 6kA A | Disj. différentiel DS201 1P+N C25 30mA 6kA A | FI/LS-Kombination DS201 1P+N C25 30mA 6kA A | RCBO DS201 1P+N C25 30mA 6kA A |  | 5.14
2CSR255180R1255 | DS201 B25 A30 | Active | 8012542969716 | 173.05 | 1 | 1 | stuk | DS201 (2019) | BE31330 | SB (MCB&RCD Cat.B) | stuk | Diff-auto DS201 1P+N B25 30mA 6kA A | Disj. différentiel DS201 1P+N B25 30mA 6kA A | FI/LS-Kombination DS201 1P+N B25 30mA 6kA A | RCBO DS201 1P+N B25 30mA 6kA A |  | 5.14
2CSR255180R1257 | DS201 K25 A30 | Active | 8012542575016 | 187.36 | 1 | 1 | stuk | DS201 (2019) | BE31330 | SB (MCB&RCD Cat.B) | stuk | Diff-auto DS201 1P+N K25 30mA 6kA A | Disj. différentiel DS201 1P+N K25 30mA 6kA A | FI/LS-Kombination DS201 1P+N K25 30mA 6kA A | RCBO DS201 1P+N K25 30mA 6kA A |  | 5.14
2CSR255180R1324 | DS201 C32 A30 | Active | 8012542737612 | 156.33 | 1 | 1 | stuk | DS201 (2019) | BE31330 | SB (MCB&RCD Cat.B) | stuk | Diff-auto DS201 1P+N C32 30mA 6kA A | Disj. différentiel DS201 1P+N C32 30mA 6kA A | FI/LS-Kombination DS201 1P+N C32 30mA 6kA A | RCBO DS201 1P+N C32 30mA 6kA A |  | 5.14
2CSR255180R1325 | DS201 B32 A30 | Active | 8012542970019 | 173.05 | 1 | 1 | stuk | DS201 (2019) | BE31330 | SB (MCB&RCD Cat.B) | stuk | Diff-auto DS201 1P+N B32 30mA 6kA A | Disj. différentiel DS201 1P+N B32 30mA 6kA A | FI/LS-Kombination DS201 1P+N B32 30mA 6kA A | RCBO DS201 1P+N B32 30mA 6kA A |  | 5.14
2CSR255180R1327 | DS201 K32 A30 | Active | 8012542563211 | 187.36 | 1 | 1 | stuk | DS201 (2019) | BE31330 | SB (MCB&RCD Cat.B) | stuk | Diff-auto DS201 1P+N K32 30mA 6kA A | Disj. différentiel DS201 1P+N K32 30mA 6kA A | FI/LS-Kombination DS201 1P+N K32 30mA 6kA A | RCBO DS201 1P+N K32 30mA 6kA A |  | 5.14
2CSR255180R1404 | DS201 C40 A30 | Active | 8012542738411 | 156.33 | 1 | 1 | stuk | DS201 (2019) | BE31330 | SB (MCB&RCD Cat.B) | stuk | Diff-auto DS201 1P+N C40 30mA 6kA A | Disj. différentiel DS201 1P+N C40 30mA 6kA A | FI/LS-Kombination DS201 1P+N C40 30mA 6kA A | RCBO DS201 1P+N C40 30mA 6kA A |  | 5.14
2CSR255180R1405 | DS201 B40 A30 | Active | 8012542969914 | 173.05 | 1 | 1 | stuk | DS201 (2019) | BE31330 | SB (MCB&RCD Cat.B) | stuk | Diff-auto DS201 1P+N B40 30mA 6kA A | Disj. différentiel DS201 1P+N B40 30mA 6kA A | FI/LS-Kombination DS201 1P+N B40 30mA 6kA A | RCBO DS201 1P+N B40 30mA 6kA A |  | 5.14
2CSR255180R1407 | DS201 K40 A30 | Active | 8012542775911 | 187.36 | 1 | 1 | stuk | DS201 (2019) | BE31330 | SB (MCB&RCD Cat.B) | stuk | Diff-auto DS201 1P+N K40 30mA 6kA A | Disj. différentiel DS201 1P+N K40 30mA 6kA A | FI/LS-Kombination DS201 1P+N K40 30mA 6kA A | RCBO DS201 1P+N K40 30mA 6kA A |  | 5.14
2CSR255180R2064 | DS201 C6 A100 | Active | 8012542739012 | 149.17 | 1 | 1 | stuk | DS201 (2019) | BE31330 | SB (MCB&RCD Cat.B) | stuk | Diff-auto DS201 1P+N C6 100mA 6kA A | Disj. différentiel DS201 1P+N C6 100mA 6kA A | FI/LS-Kombination DS201 1P+N C6 100mA 6kA A | RCBO DS201 1P+N C6 100mA 6kA A |  | 5.14
2CSR255180R2065 | DS201 B6 A100 | Active | 8012542779414 | 165.88 | 1 | 1 | stuk | DS201 (2019) | BE31330 | SB (MCB&RCD Cat.B) | stuk | Diff-auto DS201 1P+N B6 100mA 6kA A | Disj. différentiel DS201 1P+N B6 100mA 6kA A | FI/LS-Kombination DS201 1P+N B6 100mA 6kA A | RCBO DS201 1P+N B6 100mA 6kA A |  | 5.14
2CSR255180R2104 | DS201 C10 A100 | Active | 8012542738213 | 149.17 | 1 | 1 | stuk | DS201 (2019) | BE31330 | SB (MCB&RCD Cat.B) | stuk | Diff-auto DS201 1P+N C10 100mA 6kA A | Disj. différentiel DS201 1P+N C10 100mA 6kA A | FI/LS-Kombination DS201 1P+N C10 100mA 6kA A | RCBO DS201 1P+N C10 100mA 6kA A |  | 5.14
2CSR255180R2105 | DS201 B10 A100 | Active | 8012542790211 | 165.88 | 1 | 1 | stuk | DS201 (2019) | BE31330 | SB (MCB&RCD Cat.B) | stuk | Diff-auto DS201 1P+N B10 100mA 6kA A | Disj. différentiel DS201 1P+N B10 100mA 6kA A | FI/LS-Kombination DS201 1P+N B10 100mA 6kA A | RCBO DS201 1P+N B10 100mA 6kA A |  | 5.14
2CSR255180R2134 | DS201 C13 A100 | Active | 8012542737315 | 149.17 | 1 | 1 | stuk | DS201 (2019) | BE31330 | SB (MCB&RCD Cat.B) | stuk | Diff-auto DS201 1P+N C13 100mA 6kA A | Disj. différentiel DS201 1P+N C13 100mA 6kA A | FI/LS-Kombination DS201 1P+N C13 100mA 6kA A | RCBO DS201 1P+N C13 100mA 6kA A |  | 5.14
2CSR255180R2135 | DS201 B13 A100 | Active | 8012542779810 | 165.88 | 1 | 1 | stuk | DS201 (2019) | BE31330 | SB (MCB&RCD Cat.B) | stuk | Diff-auto DS201 1P+N B13 100mA 6kA A | Disj. différentiel DS201 1P+N B13 100mA 6kA A | FI/LS-Kombination DS201 1P+N B13 100mA 6kA A | RCBO DS201 1P+N B13 100mA 6kA A |  | 5.14
2CSR255180R2164 | DS201 C16 A100 | Active | 8012542738916 | 149.17 | 1 | 1 | stuk | DS201 (2019) | BE31330 | SB (MCB&RCD Cat.B) | stuk | Diff-auto DS201 1P+N C16 100mA 6kA A | Disj. différentiel DS201 1P+N C16 100mA 6kA A | FI/LS-Kombination DS201 1P+N C16 100mA 6kA A | RCBO DS201 1P+N C16 100mA 6kA A |  | 5.14
2CSR255180R2165 | DS201 B16 A100 | Active | 8012542779711 | 165.88 | 1 | 1 | stuk | DS201 (2019) | BE31330 | SB (MCB&RCD Cat.B) | stuk | Diff-auto DS201 1P+N B16 100mA 6kA A | Disj. différentiel DS201 1P+N B16 100mA 6kA A | FI/LS-Kombination DS201 1P+N B16 100mA 6kA A | RCBO DS201 1P+N B16 100mA 6kA A |  | 5.14
2CSR255180R2204 | DS201 C20 A100 | Active | 8012542738114 | 149.17 | 1 | 1 | stuk | DS201 (2019) | BE31330 | SB (MCB&RCD Cat.B) | stuk | Diff-auto DS201 1P+N C20 100mA 6kA A | Disj. différentiel DS201 1P+N C20 100mA 6kA A | FI/LS-Kombination DS201 1P+N C20 100mA 6kA A | RCBO DS201 1P+N C20 100mA 6kA A |  | 5.14
2CSR255180R2205 | DS201 B20 A100 | Active | 8012542779612 | 165.88 | 1 | 1 | stuk | DS201 (2019) | BE31330 | SB (MCB&RCD Cat.B) | stuk | Diff-auto DS201 1P+N B20 100mA 6kA A | Disj. différentiel DS201 1P+N B20 100mA 6kA A | FI/LS-Kombination DS201 1P+N B20 100mA 6kA A | RCBO DS201 1P+N B20 100mA 6kA A |  | 5.14
2CSR255180R2254 | DS201 C25 A100 | Active | 8012542737216 | 149.17 | 1 | 1 | stuk | DS201 (2019) | BE31330 | SB (MCB&RCD Cat.B) | stuk | Diff-auto DS201 1P+N C25 100mA 6kA A | Disj. différentiel DS201 1P+N C25 100mA 6kA A | FI/LS-Kombination DS201 1P+N C25 100mA 6kA A | RCBO DS201 1P+N C25 100mA 6kA A |  | 5.14
2CSR255180R2255 | DS201 B25 A100 | Active | 8012542779513 | 165.88 | 1 | 1 | stuk | DS201 (2019) | BE31330 | SB (MCB&RCD Cat.B) | stuk | Diff-auto DS201 1P+N B25 100mA 6kA A | Disj. différentiel DS201 1P+N B25 100mA 6kA A | FI/LS-Kombination DS201 1P+N B25 100mA 6kA A | RCBO DS201 1P+N B25 100mA 6kA A |  | 5.14
2CSR255180R2324 | DS201 C32 A100 | Active | 8012542747215 | 149.17 | 1 | 1 | stuk | DS201 (2019) | BE31330 | SB (MCB&RCD Cat.B) | stuk | Diff-auto DS201 1P+N C32 100mA 6kA A | Disj. différentiel DS201 1P+N C32 100mA 6kA A | FI/LS-Kombination DS201 1P+N C32 100mA 6kA A | RCBO DS201 1P+N C32 100mA 6kA A |  | 5.14
2CSR255180R2325 | DS201 B32 A100 | Active | 8012542372011 | 165.88 | 1 | 1 | stuk | DS201 (2019) | BE31330 | SB (MCB&RCD Cat.B) | stuk | Diff-auto DS201 1P+N B32 100mA 6kA A | Disj. différentiel DS201 1P+N B32 100mA 6kA A | FI/LS-Kombination DS201 1P+N B32 100mA 6kA A | RCBO DS201 1P+N B32 100mA 6kA A |  | 5.14
2CSR255180R2404 | DS201 C40 A100 | Active | 8012542747116 | 149.17 | 1 | 1 | stuk | DS201 (2019) | BE31330 | SB (MCB&RCD Cat.B) | stuk | Diff-auto DS201 1P+N C40 100mA 6kA A | Disj. différentiel DS201 1P+N C40 100mA 6kA A | FI/LS-Kombination DS201 1P+N C40 100mA 6kA A | RCBO DS201 1P+N C40 100mA 6kA A |  | 5.14
2CSR255180R2405 | DS201 B40 A100 | Active | 8012542023913 | 165.88 | 1 | 1 | stuk | DS201 (2019) | BE31330 | SB (MCB&RCD Cat.B) | stuk | Diff-auto DS201 1P+N B40 100mA 6kA A | Disj. différentiel DS201 1P+N B40 100mA 6kA A | FI/LS-Kombination DS201 1P+N B40 100mA 6kA A | RCBO DS201 1P+N B40 100mA 6kA A |  | 5.14
2CSR255180R3017 | DS201 K1 A300 | Active | 8012542773719 | 187.36 | 1 | 1 | stuk | DS201 (2019) | BE31330 | SB (MCB&RCD Cat.B) | stuk | Diff-auto DS201 1P+N K1 300mA 6kA A | Disj. différentiel DS201 1P+N K1 300mA 6kA A | FI/LS-Kombination DS201 1P+N K1 300mA 6kA A | RCBO DS201 1P+N K1 300mA 6kA A |  | 5.14
2CSR255180R3024 | DS201 C2 A300 | Active | 8012542739210 | 149.17 | 1 | 1 | stuk | DS201 (2019) | BE31330 | SB (MCB&RCD Cat.B) | stuk | Diff-auto DS201 1P+N C2 300mA 6kA A | Disj. différentiel DS201 1P+N C2 300mA 6kA A | FI/LS-Kombination DS201 1P+N C2 300mA 6kA A | RCBO DS201 1P+N C2 300mA 6kA A |  | 5.14
2CSR255180R3027 | DS201 K2 A300 | Active | 8012542771517 | 179 | 1 | 1 | stuk | DS201 (2019) | BE31330 | SB (MCB&RCD Cat.B) | stuk | Diff-auto DS201 1P+N K2 300mA 6kA A | Disj. différentiel DS201 1P+N K2 300mA 6kA A | FI/LS-Kombination DS201 1P+N K2 300mA 6kA A | RCBO DS201 1P+N K2 300mA 6kA A |  | 5.14
2CSR255180R3044 | DS201 C4 A300 | Active | 8012542062714 | 149.17 | 1 | 1 | stuk | DS201 (2019) | BE31330 | SB (MCB&RCD Cat.B) | stuk | Diff-auto DS201 1P+N C4 300mA 6kA A | Disj. différentiel DS201 1P+N C4 300mA 6kA A | FI/LS-Kombination DS201 1P+N C4 300mA 6kA A | RCBO DS201 1P+N C4 300mA 6kA A |  | 5.14
2CSR255180R3047 | DS201 K4 A300 | Active | 8012542587613 | 179 | 1 | 1 | stuk | DS201 (2019) | BE31330 | SB (MCB&RCD Cat.B) | stuk | Diff-auto DS201 1P+N K4 300mA 6kA A | Disj. différentiel DS201 1P+N K4 300mA 6kA A | FI/LS-Kombination DS201 1P+N K4 300mA 6kA A | RCBO DS201 1P+N K4 300mA 6kA A |  | 5.14
2CSR255180R3064 | DS201 C6 A300 | Active | 8012542007814 | 149.17 | 1 | 1 | stuk | DS201 (2019) | BE31330 | SB (MCB&RCD Cat.B) | stuk | Diff-auto DS201 1P+N C6 300mA 6kA A | Disj. différentiel DS201 1P+N C6 300mA 6kA A | FI/LS-Kombination DS201 1P+N C6 300mA 6kA A | RCBO DS201 1P+N C6 300mA 6kA A |  | 5.14
2CSR255180R3065 | DS201 B6 A300 | Active | 8012542070313 | 165.88 | 1 | 1 | stuk | DS201 (2019) | BE31330 | SB (MCB&RCD Cat.B) | stuk | Diff-auto DS201 1P+N B6 300mA 6kA A | Disj. différentiel DS201 1P+N B6 300mA 6kA A | FI/LS-Kombination DS201 1P+N B6 300mA 6kA A | RCBO DS201 1P+N B6 300mA 6kA A |  | 5.14
2CSR255180R3067 | DS201 K6 A300 | Active | 8012542575818 | 179 | 1 | 1 | stuk | DS201 (2019) | BE31330 | SB (MCB&RCD Cat.B) | stuk | Diff-auto DS201 1P+N K6 300mA 6kA A | Disj. différentiel DS201 1P+N K6 300mA 6kA A | FI/LS-Kombination DS201 1P+N K6 300mA 6kA A | RCBO DS201 1P+N K6 300mA 6kA A |  | 5.14
2CSR255180R3084 | DS201 C8 A300 | Active | 8012542007715 | 149.17 | 1 | 1 | stuk | DS201 (2019) | BE31330 | SB (MCB&RCD Cat.B) | stuk | Diff-auto DS201 1P+N C8 300mA 6kA A | Disj. différentiel DS201 1P+N C8 300mA 6kA A | FI/LS-Kombination DS201 1P+N C8 300mA 6kA A | RCBO DS201 1P+N C8 300mA 6kA A |  | 5.14
2CSR255180R3087 | DS201 K8 A300 | Active | 8012542564010 | 179 | 1 | 1 | stuk | DS201 (2019) | BE31330 | SB (MCB&RCD Cat.B) | stuk | Diff-auto DS201 1P+N K8 300mA 6kA A | Disj. différentiel DS201 1P+N K8 300mA 6kA A | FI/LS-Kombination DS201 1P+N K8 300mA 6kA A | RCBO DS201 1P+N K8 300mA 6kA A |  | 5.14
2CSR255180R3104 | DS201 C10 A300 | Active | 8012542062615 | 149.17 | 1 | 1 | stuk | DS201 (2019) | BE31330 | SB (MCB&RCD Cat.B) | stuk | Diff-auto DS201 1P+N C10 300mA 6kA A | Disj. différentiel DS201 1P+N C10 300mA 6kA A | FI/LS-Kombination DS201 1P+N C10 300mA 6kA A | RCBO DS201 1P+N C10 300mA 6kA A |  | 5.14
2CSR255180R3105 | DS201 B10 A300 | Active | 8012542643616 | 165.88 | 1 | 1 | stuk | DS201 (2019) | BE31330 | SB (MCB&RCD Cat.B) | stuk | Diff-auto DS201 1P+N B10 300mA 6kA A | Disj. différentiel DS201 1P+N B10 300mA 6kA A | FI/LS-Kombination DS201 1P+N B10 300mA 6kA A | RCBO DS201 1P+N B10 300mA 6kA A |  | 5.14
2CSR255180R3107 | DS201 K10 A300 | Active | 8012542586715 | 179 | 1 | 1 | stuk | DS201 (2019) | BE31330 | SB (MCB&RCD Cat.B) | stuk | Diff-auto DS201 1P+N K10 300mA 6kA A | Disj. différentiel DS201 1P+N K10 300mA 6kA A | FI/LS-Kombination DS201 1P+N K10 300mA 6kA A | RCBO DS201 1P+N K10 300mA 6kA A |  | 5.14
2CSR255180R3134 | DS201 C13 A300 | Active | 8012542886716 | 149.17 | 1 | 1 | stuk | DS201 (2019) | BE31330 | SB (MCB&RCD Cat.B) | stuk | Diff-auto DS201 1P+N C13 300mA 6kA A | Disj. différentiel DS201 1P+N C13 300mA 6kA A | FI/LS-Kombination DS201 1P+N C13 300mA 6kA A | RCBO DS201 1P+N C13 300mA 6kA A |  | 5.14
2CSR255180R3135 | DS201 B13 A300 | Active | 8012542643418 | 165.88 | 1 | 1 | stuk | DS201 (2019) | BE31330 | SB (MCB&RCD Cat.B) | stuk | Diff-auto DS201 1P+N B13 300mA 6kA A | Disj. différentiel DS201 1P+N B13 300mA 6kA A | FI/LS-Kombination DS201 1P+N B13 300mA 6kA A | RCBO DS201 1P+N B13 300mA 6kA A |  | 5.14
2CSR255180R3137 | DS201 K13 A300 | Active | 8012542574910 | 179 | 1 | 1 | stuk | DS201 (2019) | BE31330 | SB (MCB&RCD Cat.B) | stuk | Diff-auto DS201 1P+N K13 300mA 6kA A | Disj. différentiel DS201 1P+N K13 300mA 6kA A | FI/LS-Kombination DS201 1P+N K13 300mA 6kA A | RCBO DS201 1P+N K13 300mA 6kA A |  | 5.14
2CSR255180R3164 | DS201 C16 A300 | Active | 8012542886815 | 149.17 | 1 | 1 | stuk | DS201 (2019) | BE31330 | SB (MCB&RCD Cat.B) | stuk | Diff-auto DS201 1P+N C16 300mA 6kA A | Disj. différentiel DS201 1P+N C16 300mA 6kA A | FI/LS-Kombination DS201 1P+N C16 300mA 6kA A | RCBO DS201 1P+N C16 300mA 6kA A |  | 5.14
2CSR255180R3165 | DS201 B16 A300 | Active | 8012542643517 | 165.88 | 1 | 1 | stuk | DS201 (2019) | BE31330 | SB (MCB&RCD Cat.B) | stuk | Diff-auto DS201 1P+N B16 300mA 6kA A | Disj. différentiel DS201 1P+N B16 300mA 6kA A | FI/LS-Kombination DS201 1P+N B16 300mA 6kA A | RCBO DS201 1P+N B16 300mA 6kA A |  | 5.14
2CSR255180R3167 | DS201 K16 A300 | Active | 8012542563112 | 179 | 1 | 1 | stuk | DS201 (2019) | BE31330 | SB (MCB&RCD Cat.B) | stuk | Diff-auto DS201 1P+N K16 300mA 6kA A | Disj. différentiel DS201 1P+N K16 300mA 6kA A | FI/LS-Kombination DS201 1P+N K16 300mA 6kA A | RCBO DS201 1P+N K16 300mA 6kA A |  | 5.14
2CSR255180R3204 | DS201 C20 A300 | Active | 8012542886617 | 149.17 | 1 | 1 | stuk | DS201 (2019) | BE31330 | SB (MCB&RCD Cat.B) | stuk | Diff-auto DS201 1P+N C20 300mA 6kA A | Disj. différentiel DS201 1P+N C20 300mA 6kA A | FI/LS-Kombination DS201 1P+N C20 300mA 6kA A | RCBO DS201 1P+N C20 300mA 6kA A |  | 5.14
2CSR255180R3205 | DS201 B20 A300 | Active | 8012542643814 | 165.88 | 1 | 1 | stuk | DS201 (2019) | BE31330 | SB (MCB&RCD Cat.B) | stuk | Diff-auto DS201 1P+N B20 300mA 6kA A | Disj. différentiel DS201 1P+N B20 300mA 6kA A | FI/LS-Kombination DS201 1P+N B20 300mA 6kA A | RCBO DS201 1P+N B20 300mA 6kA A |  | 5.14
2CSR255180R3207 | DS201 K20 A300 | Active | 8012542775812 | 179 | 1 | 1 | stuk | DS201 (2019) | BE31330 | SB (MCB&RCD Cat.B) | stuk | Diff-auto DS201 1P+N K20 300mA 6kA A | Disj. différentiel DS201 1P+N K20 300mA 6kA A | FI/LS-Kombination DS201 1P+N K20 300mA 6kA A | RCBO DS201 1P+N K20 300mA 6kA A |  | 5.14
2CSR255180R3254 | DS201 C25 A300 | Active | 8012542886310 | 149.17 | 1 | 1 | stuk | DS201 (2019) | BE31330 | SB (MCB&RCD Cat.B) | stuk | Diff-auto DS201 1P+N C25 300mA 6kA A | Disj. différentiel DS201 1P+N C25 300mA 6kA A | FI/LS-Kombination DS201 1P+N C25 300mA 6kA A | RCBO DS201 1P+N C25 300mA 6kA A |  | 5.14
2CSR255180R3255 | DS201 B25 A300 | Active | 8012542643715 | 165.88 | 1 | 1 | stuk | DS201 (2019) | BE31330 | SB (MCB&RCD Cat.B) | stuk | Diff-auto DS201 1P+N B25 300mA 6kA A | Disj. différentiel DS201 1P+N B25 300mA 6kA A | FI/LS-Kombination DS201 1P+N B25 300mA 6kA A | RCBO DS201 1P+N B25 300mA 6kA A |  | 5.14
2CSR255180R3257 | DS201 K25 A300 | Active | 8012542773610 | 179 | 1 | 1 | stuk | DS201 (2019) | BE31330 | SB (MCB&RCD Cat.B) | stuk | Diff-auto DS201 1P+N K25 300mA 6kA A | Disj. différentiel DS201 1P+N K25 300mA 6kA A | FI/LS-Kombination DS201 1P+N K25 300mA 6kA A | RCBO DS201 1P+N K25 300mA 6kA A |  | 5.14
2CSR255180R3324 | DS201 C32 A300 | Active | 8012542886211 | 149.17 | 1 | 1 | stuk | DS201 (2019) | BE31330 | SB (MCB&RCD Cat.B) | stuk | Diff-auto DS201 1P+N C32 300mA 6kA A | Disj. différentiel DS201 1P+N C32 300mA 6kA A | FI/LS-Kombination DS201 1P+N C32 300mA 6kA A | RCBO DS201 1P+N C32 300mA 6kA A |  | 5.14
2CSR255180R3325 | DS201 B32 A300 | Active | 8012542643319 | 165.88 | 1 | 1 | stuk | DS201 (2019) | BE31330 | SB (MCB&RCD Cat.B) | stuk | Diff-auto DS201 1P+N B32 300mA 6kA A | Disj. différentiel DS201 1P+N B32 300mA 6kA A | FI/LS-Kombination DS201 1P+N B32 300mA 6kA A | RCBO DS201 1P+N B32 300mA 6kA A |  | 5.14
2CSR255180R3327 | DS201 K32 A300 | Active | 8012542771418 | 179 | 1 | 1 | stuk | DS201 (2019) | BE31330 | SB (MCB&RCD Cat.B) | stuk | Diff-auto DS201 1P+N K32 300mA 6kA A | Disj. différentiel DS201 1P+N K32 300mA 6kA A | FI/LS-Kombination DS201 1P+N K32 300mA 6kA A | RCBO DS201 1P+N K32 300mA 6kA A |  | 5.14
2CSR255180R3404 | DS201 C40 A300 | Active | 8012542326311 | 149.17 | 1 | 1 | stuk | DS201 (2019) | BE31330 | SB (MCB&RCD Cat.B) | stuk | Diff-auto DS201 1P+N C40 300mA 6kA A | Disj. différentiel DS201 1P+N C40 300mA 6kA A | FI/LS-Kombination DS201 1P+N C40 300mA 6kA A | RCBO DS201 1P+N C40 300mA 6kA A |  | 5.14
2CSR255180R3405 | DS201 B40 A300 | Active | 8012542965312 | 165.88 | 1 | 1 | stuk | DS201 (2019) | BE31330 | SB (MCB&RCD Cat.B) | stuk | Diff-auto DS201 1P+N B40 300mA 6kA A | Disj. différentiel DS201 1P+N B40 300mA 6kA A | FI/LS-Kombination DS201 1P+N B40 300mA 6kA A | RCBO DS201 1P+N B40 300mA 6kA A |  | 5.14
2CSR255180R3407 | DS201 K40 A300 | Active | 8012542587514 | 179 | 1 | 1 | stuk | DS201 (2019) | BE31330 | SB (MCB&RCD Cat.B) | stuk | Diff-auto DS201 1P+N K40 300mA 6kA A | Disj. différentiel DS201 1P+N K40 300mA 6kA A | FI/LS-Kombination DS201 1P+N K40 300mA 6kA A | RCBO DS201 1P+N K40 300mA 6kA A |  | 5.14
2CSR255480R1064 | DS201 C6 APR30 | Active | 8012542326212 | 187.36 | 1 | 1 | stuk | DS201 (2019) | BE31330 | SB (MCB&RCD Cat.B) | stuk | Diff-auto DS201 1P+N C6 30mA 6kA A-PR | Disj. différentiel DS201 1P+N C6 30mA 6kA A-PR | FI/LS-Kombination DS201 1P+N C6 30mA 6kA A-PR | RCBO DS201 1P+N C6 30mA 6kA A-PR |  | 5.14
2CSR255480R1104 | DS201 C10 APR30 | Active | 8012542399612 | 187.36 | 1 | 1 | stuk | DS201 (2019) | BE31330 | SB (MCB&RCD Cat.B) | stuk | Diff-auto DS201 1P+N C10 30mA 6kA A-PR | Disj. différentiel DS201 1P+N C10 30mA 6kA A-PR | FI/LS-Kombination DS201 1P+N C10 30mA 6kA A-PR | RCBO DS201 1P+N C10 30mA 6kA A-PR |  | 5.14
2CSR255480R1134 | DS201 C13 APR30 | Active | 8012542399711 | 187.36 | 1 | 1 | stuk | DS201 (2019) | BE31330 | SB (MCB&RCD Cat.B) | stuk | Diff-auto DS201 1P+N C13 30mA 6kA A-PR | Disj. différentiel DS201 1P+N C13 30mA 6kA A-PR | FI/LS-Kombination DS201 1P+N C13 30mA 6kA A-PR | RCBO DS201 1P+N C13 30mA 6kA A-PR |  | 5.14
2CSR255480R1164 | DS201 C16 APR30 | Active | 8012542658917 | 187.36 | 1 | 1 | stuk | DS201 (2019) | BE31330 | SB (MCB&RCD Cat.B) | stuk | Diff-auto DS201 1P+N C16 30mA 6kA A-PR | Disj. différentiel DS201 1P+N C16 30mA 6kA A-PR | FI/LS-Kombination DS201 1P+N C16 30mA 6kA A-PR | RCBO DS201 1P+N C16 30mA 6kA A-PR |  | 5.14
2CSR255480R1204 | DS201 C20 APR30 | Active | 8012542658412 | 187.36 | 1 | 1 | stuk | DS201 (2019) | BE31330 | SB (MCB&RCD Cat.B) | stuk | Diff-auto DS201 1P+N C20 30mA 6kA A-PR | Disj. différentiel DS201 1P+N C20 30mA 6kA A-PR | FI/LS-Kombination DS201 1P+N C20 30mA 6kA A-PR | RCBO DS201 1P+N C20 30mA 6kA A-PR |  | 5.14
2CSR255480R1254 | DS201 C25 APR30 | Active | 8012542659914 | 187.36 | 1 | 1 | stuk | DS201 (2019) | BE31330 | SB (MCB&RCD Cat.B) | stuk | Diff-auto DS201 1P+N C25 30mA 6kA A-PR | Disj. différentiel DS201 1P+N C25 30mA 6kA A-PR | FI/LS-Kombination DS201 1P+N C25 30mA 6kA A-PR | RCBO DS201 1P+N C25 30mA 6kA A-PR |  | 5.14
2CSR255480R1324 | DS201 C32 APR30 | Active | 8012542659419 | 187.36 | 1 | 1 | stuk | DS201 (2019) | BE31330 | SB (MCB&RCD Cat.B) | stuk | Diff-auto DS201 1P+N C32 30mA 6kA A-PR | Disj. différentiel DS201 1P+N C32 30mA 6kA A-PR | FI/LS-Kombination DS201 1P+N C32 30mA 6kA A-PR | RCBO DS201 1P+N C32 30mA 6kA A-PR |  | 5.14
2CSR255480R1404 | DS201 C40 APR30 | Active | 8012542658610 | 187.36 | 1 | 1 | stuk | DS201 (2019) | BE31330 | SB (MCB&RCD Cat.B) | stuk | Diff-auto DS201 1P+N C40 30mA 6kA A-PR | Disj. différentiel DS201 1P+N C40 30mA 6kA A-PR | FI/LS-Kombination DS201 1P+N C40 30mA 6kA A-PR | RCBO DS201 1P+N C40 30mA 6kA A-PR |  | 5.14
2CSR255480R2064 | DS201 C6 APR100 | Active | 8012542658115 | 179 | 1 | 1 | stuk | DS201 (2019) | BE31330 | SB (MCB&RCD Cat.B) | stuk | Diff-auto DS201 1P+N C6 100mA 6kA A-PR | Disj. différentiel DS201 1P+N C6 100mA 6kA A-PR | FI/LS-Kombination DS201 1P+N C6 100mA 6kA A-PR | RCBO DS201 1P+N C6 100mA 6kA A-PR |  | 5.14
2CSR255480R2104 | DS201 C10 APR100 | Active | 8012542659617 | 179 | 1 | 1 | stuk | DS201 (2019) | BE31330 | SB (MCB&RCD Cat.B) | stuk | Diff-auto DS201 1P+N C10 100mA 6kA A-PR | Disj. différentiel DS201 1P+N C10 100mA 6kA A-PR | FI/LS-Kombination DS201 1P+N C10 100mA 6kA A-PR | RCBO DS201 1P+N C10 100mA 6kA A-PR |  | 5.14
2CSR255480R2134 | DS201 C13 APR100 | Active | 8012542910916 | 179 | 1 | 1 | stuk | DS201 (2019) | BE31330 | SB (MCB&RCD Cat.B) | stuk | Diff-auto DS201 1P+N C13 100mA 6kA A-PR | Disj. différentiel DS201 1P+N C13 100mA 6kA A-PR | FI/LS-Kombination DS201 1P+N C13 100mA 6kA A-PR | RCBO DS201 1P+N C13 100mA 6kA A-PR |  | 5.14
2CSR255480R2164 | DS201 C16 APR100 | Active | 8012542659112 | 179 | 1 | 1 | stuk | DS201 (2019) | BE31330 | SB (MCB&RCD Cat.B) | stuk | Diff-auto DS201 1P+N C16 100mA 6kA A-PR | Disj. différentiel DS201 1P+N C16 100mA 6kA A-PR | FI/LS-Kombination DS201 1P+N C16 100mA 6kA A-PR | RCBO DS201 1P+N C16 100mA 6kA A-PR |  | 5.14
2CSR255480R2204 | DS201 C20 APR100 | Active | 8012542658719 | 179 | 1 | 1 | stuk | DS201 (2019) | BE31330 | SB (MCB&RCD Cat.B) | stuk | Diff-auto DS201 1P+N C20 100mA 6kA A-PR | Disj. différentiel DS201 1P+N C20 100mA 6kA A-PR | FI/LS-Kombination DS201 1P+N C20 100mA 6kA A-PR | RCBO DS201 1P+N C20 100mA 6kA A-PR |  | 5.14
2CSR255480R2254 | DS201 C25 APR100 | Active | 8012542658214 | 179 | 1 | 1 | stuk | DS201 (2019) | BE31330 | SB (MCB&RCD Cat.B) | stuk | Diff-auto DS201 1P+N C25 100mA 6kA A-PR | Disj. différentiel DS201 1P+N C25 100mA 6kA A-PR | FI/LS-Kombination DS201 1P+N C25 100mA 6kA A-PR | RCBO DS201 1P+N C25 100mA 6kA A-PR |  | 5.14
2CSR255480R2324 | DS201 C32 APR100 | Active | 8012542659716 | 179 | 1 | 1 | stuk | DS201 (2019) | BE31330 | SB (MCB&RCD Cat.B) | stuk | Diff-auto DS201 1P+N C32 100mA 6kA A-PR | Disj. différentiel DS201 1P+N C32 100mA 6kA A-PR | FI/LS-Kombination DS201 1P+N C32 100mA 6kA A-PR | RCBO DS201 1P+N C32 100mA 6kA A-PR |  | 5.14
2CSR255480R2404 | DS201 C40 APR100 | Active | 8012542659211 | 179 | 1 | 1 | stuk | DS201 (2019) | BE31330 | SB (MCB&RCD Cat.B) | stuk | Diff-auto DS201 1P+N C40 100mA 6kA A-PR | Disj. différentiel DS201 1P+N C40 100mA 6kA A-PR | FI/LS-Kombination DS201 1P+N C40 100mA 6kA A-PR | RCBO DS201 1P+N C40 100mA 6kA A-PR |  | 5.14
2CSR255480R3064 | DS201 C6 APR300 | Active | 8012542658818 | 179 | 1 | 1 | stuk | DS201 (2019) | BE31330 | SB (MCB&RCD Cat.B) | stuk | Diff-auto DS201 1P+N C6 300mA 6kA A-PR | Disj. différentiel DS201 1P+N C6 300mA 6kA A-PR | FI/LS-Kombination DS201 1P+N C6 300mA 6kA A-PR | RCBO DS201 1P+N C6 300mA 6kA A-PR |  | 5.14
2CSR255480R3104 | DS201 C10 APR300 | Active | 8012542658313 | 179 | 1 | 1 | stuk | DS201 (2019) | BE31330 | SB (MCB&RCD Cat.B) | stuk | Diff-auto DS201 1P+N C10 300mA 6kA A-PR | Disj. différentiel DS201 1P+N C10 300mA 6kA A-PR | FI/LS-Kombination DS201 1P+N C10 300mA 6kA A-PR | RCBO DS201 1P+N C10 300mA 6kA A-PR |  | 5.14
2CSR255480R3134 | DS201 C13 APR300 | Active | 8012542659815 | 179 | 1 | 1 | stuk | DS201 (2019) | BE31330 | SB (MCB&RCD Cat.B) | stuk | Diff-auto DS201 1P+N C13 300mA 6kA A-PR | Disj. différentiel DS201 1P+N C13 300mA 6kA A-PR | FI/LS-Kombination DS201 1P+N C13 300mA 6kA A-PR | RCBO DS201 1P+N C13 300mA 6kA A-PR |  | 5.14
2CSR255480R3164 | DS201 C16 APR300 | Active | 8012542659310 | 179 | 1 | 1 | stuk | DS201 (2019) | BE31330 | SB (MCB&RCD Cat.B) | stuk | Diff-auto DS201 1P+N C16 300mA 6kA A-PR | Disj. différentiel DS201 1P+N C16 300mA 6kA A-PR | FI/LS-Kombination DS201 1P+N C16 300mA 6kA A-PR | RCBO DS201 1P+N C16 300mA 6kA A-PR |  | 5.14
2CSR255480R3204 | DS201 C20 APR300 | Active | 8012542658511 | 179 | 1 | 1 | stuk | DS201 (2019) | BE31330 | SB (MCB&RCD Cat.B) | stuk | Diff-auto DS201 1P+N C20 300mA 6kA A-PR | Disj. différentiel DS201 1P+N C20 300mA 6kA A-PR | FI/LS-Kombination DS201 1P+N C20 300mA 6kA A-PR | RCBO DS201 1P+N C20 300mA 6kA A-PR |  | 5.14
2CSR255480R3254 | DS201 C25 APR300 | Active | 8012542658016 | 179 | 1 | 1 | stuk | DS201 (2019) | BE31330 | SB (MCB&RCD Cat.B) | stuk | Diff-auto DS201 1P+N C25 300mA 6kA A-PR | Disj. différentiel DS201 1P+N C25 300mA 6kA A-PR | FI/LS-Kombination DS201 1P+N C25 300mA 6kA A-PR | RCBO DS201 1P+N C25 300mA 6kA A-PR |  | 5.14
2CSR255480R3324 | DS201 C32 APR300 | Active | 8012542659518 | 179 | 1 | 1 | stuk | DS201 (2019) | BE31330 | SB (MCB&RCD Cat.B) | stuk | Diff-auto DS201 1P+N C32 300mA 6kA A-PR | Disj. différentiel DS201 1P+N C32 300mA 6kA A-PR | FI/LS-Kombination DS201 1P+N C32 300mA 6kA A-PR | RCBO DS201 1P+N C32 300mA 6kA A-PR |  | 5.14
2CSR255480R3404 | DS201 C40 APR300 | Active | 8012542910817 | 179 | 1 | 1 | stuk | DS201 (2019) | BE31330 | SB (MCB&RCD Cat.B) | stuk | Diff-auto DS201 1P+N C40 300mA 6kA A-PR | Disj. différentiel DS201 1P+N C40 300mA 6kA A-PR | FI/LS-Kombination DS201 1P+N C40 300mA 6kA A-PR | RCBO DS201 1P+N C40 300mA 6kA A-PR |  | 5.14
2CSR272001R1064 | DS202 M AC-C6/0,03 | Active | 8012542851509 | 243.13 | 1 | 1 | stuk | DS200 M | BE31330 | SB (MCB&RCD Cat.B) | stuk | Diff-auto DS202M AC-C6 30mA | Disj. différentiel DS202M AC-C6 30mA | FI/LS-kombination DS202M AC-C6 30mA | RCBO DS202M AC-C6 30mA |  | 5.14
2CSR272001R1065 | DS202 M AC-B6/0,03 | Active | 8012542932208 | 272.37 | 1 | 1 | stuk | DS200 M | BE31330 | SB (MCB&RCD Cat.B) | stuk | Diff-auto DS202M AC-B6 30mA | Disj. différentiel DS202M AC-B6 30mA | FI/LS-kombination DS202M AC-B6 30mA | RCBO DS202M AC-B6 30mA |  | 5.14
2CSR272001R1104 | DS202 M AC-C10/0,03 | Active | 8012542851608 | 230.76 | 1 | 1 | stuk | DS200 M | BE31330 | SB (MCB&RCD Cat.B) | stuk | Diff-auto DS202M AC-C10 30mA | Disj. différentiel DS202M AC-C10 30mA | FI/LS-kombination DS202M AC-C10 30mA | RCBO DS202M AC-C10 30mA |  | 5.14
2CSR272001R1105 | DS202 M AC-B10/0,03 | Active | 8012542932307 | 254.86 | 1 | 1 | stuk | DS200 M | BE31330 | SB (MCB&RCD Cat.B) | stuk | Diff-auto DS202M AC-B10 30mA | Disj. différentiel DS202M AC-B10 30mA | FI/LS-kombination DS202M AC-B10 30mA | RCBO DS202M AC-B10 30mA |  | 5.14
2CSR272001R1164 | DS202 M AC-C16/0,03 | Active | 8012542851806 | 230.76 | 1 | 1 | stuk | DS200 M | BE31330 | SB (MCB&RCD Cat.B) | stuk | Diff-auto DS202M AC-C16 30mA | Disj. différentiel DS202M AC-C16 30mA | FI/LS-kombination DS202M AC-C16 30mA | RCBO DS202M AC-C16 30mA |  | 5.14
2CSR272001R1165 | DS202 M AC-B16/0,03 | Active | 8012542932505 | 254.86 | 1 | 1 | stuk | DS200 M | BE31330 | SB (MCB&RCD Cat.B) | stuk | Diff-auto DS202M AC-B16 30mA | Disj. différentiel DS202M AC-B16 30mA | FI/LS-kombination DS202M AC-B16 30mA | RCBO DS202M AC-B16 30mA |  | 5.14
2CSR272001R1204 | DS202 M AC-C20/0,03 | Active | 8012542851905 | 235.7 | 1 | 1 | stuk | DS200 M | BE31330 | SB (MCB&RCD Cat.B) | stuk | Diff-auto DS202M AC-C20 30mA | Disj. différentiel DS202M AC-C20 30mA | FI/LS-kombination DS202M AC-C20 30mA | RCBO DS202M AC-C20 30mA |  | 5.14
2CSR272001R1205 | DS202 M AC-B20/0,03 | Active | 8012542932604 | 254.86 | 1 | 1 | stuk | DS200 M | BE31330 | SB (MCB&RCD Cat.B) | stuk | Diff-auto DS202M AC-B20 30mA | Disj. différentiel DS202M AC-B20 30mA | FI/LS-kombination DS202M AC-B20 30mA | RCBO DS202M AC-B20 30mA |  | 5.14
2CSR272001R1254 | DS202 M AC-C25/0,03 | Active | 8012542852001 | 235.7 | 1 | 1 | stuk | DS200 M | BE31330 | SB (MCB&RCD Cat.B) | stuk | Diff-auto DS202M AC-C25 30mA | Disj. différentiel DS202M AC-C25 30mA | FI/LS-kombination DS202M AC-C25 30mA | RCBO DS202M AC-C25 30mA |  | 5.14
2CSR272001R1255 | DS202 M AC-B25/0,03 | Active | 8012542932703 | 254.86 | 1 | 1 | stuk | DS200 M | BE31330 | SB (MCB&RCD Cat.B) | stuk | Diff-auto DS202M AC-B25 30mA | Disj. différentiel DS202M AC-B25 30mA | FI/LS-kombination DS202M AC-B25 30mA | RCBO DS202M AC-B25 30mA |  | 5.14
2CSR272001R1324 | DS202 M AC-C32/0,03 | Active | 8012542852100 | 240.47 | 1 | 1 | stuk | DS200 M | BE31330 | SB (MCB&RCD Cat.B) | stuk | Diff-auto DS202M AC-C32 30mA | Disj. différentiel DS202M AC-C32 30mA | FI/LS-kombination DS202M AC-C32 30mA | RCBO DS202M AC-C32 30mA |  | 5.14
2CSR272001R1325 | DS202 M AC-B32/0,03 | Active | 8012542932802 | 263.25 | 1 | 1 | stuk | DS200 M | BE31330 | SB (MCB&RCD Cat.B) | stuk | Diff-auto DS202M AC-B32 30mA | Disj. différentiel DS202M AC-B32 30mA | FI/LS-kombination DS202M AC-B32 30mA | RCBO DS202M AC-B32 30mA |  | 5.14
2CSR272001R1404 | DS202 M AC-C40/0,03 | Active | 8012542852209 | 329.82 | 1 | 1 | stuk | DS200 M | BE31330 | SB (MCB&RCD Cat.B) | stuk | Diff-auto DS202M AC-C40 30mA | Disj. différentiel DS202M AC-C40 30mA | FI/LS-kombination DS202M AC-C40 30mA | RCBO DS202M AC-C40 30mA |  | 5.14
2CSR272001R1405 | DS202 M AC-B40/0,03 | Active | 8012542932901 | 298.23 | 1 | 1 | stuk | DS200 M | BE31330 | SB (MCB&RCD Cat.B) | stuk | Diff-auto DS202M AC-B40 30mA | Disj. différentiel DS202M AC-B40 30mA | FI/LS-kombination DS202M AC-B40 30mA | RCBO DS202M AC-B40 30mA |  | 5.14
2CSR272001R1504 | DS202 M AC-C50/0,03 | Active | 8012542852308 | 329.82 | 1 | 1 | stuk | DS200 M | BE31330 | SB (MCB&RCD Cat.B) | stuk | Diff-auto DS202M AC-C50 30mA | Disj. différentiel DS202M AC-C50 30mA | FI/LS-kombination DS202M AC-C50 30mA | RCBO DS202M AC-C50 30mA |  | 5.14
2CSR272001R1505 | DS202 M AC-B50/0,03 | Active | 8012542933007 | 307.76 | 1 | 1 | stuk | DS200 M | BE31330 | SB (MCB&RCD Cat.B) | stuk | Diff-auto DS202M AC-B50 30mA | Disj. différentiel DS202M AC-B50 30mA | FI/LS-kombination DS202M AC-B50 30mA | RCBO DS202M AC-B50 30mA |  | 5.14
2CSR272001R1634 | DS202 M AC-C63/0,03 | Active | 8012542852407 | 329.82 | 1 | 1 | stuk | DS200 M | BE31330 | SB (MCB&RCD Cat.B) | stuk | Diff-auto DS202M AC-C63 30mA | Disj. différentiel DS202M AC-C63 30mA | FI/LS-kombination DS202M AC-C63 30mA | RCBO DS202M AC-C63 30mA |  | 5.14
2CSR272001R1635 | DS202 M AC-B63/0,03 | Active | 8012542933106 | 307.76 | 1 | 1 | stuk | DS200 M | BE31330 | SB (MCB&RCD Cat.B) | stuk | Diff-auto DS202M AC-B63 30mA | Disj. différentiel DS202M AC-B63 30mA | FI/LS-kombination DS202M AC-B63 30mA | RCBO DS202M AC-B63 30mA |  | 5.14
2CSR272101R1404 | DS202 M A-C40/0,03 | Active | 8012542849209 | 343.92 | 1 | 1 | stuk | DS200 M | BE31330 | SB (MCB&RCD Cat.B) | stuk | Diff-auto DS202M A-C40 30mA | Disj. différentiel DS202M A-C40 30mA | FI/LS-kombination DS202M A-C40 30mA | RCBO DS202M A-C40 30mA |  | 5.14
2CSR272101R1405 | DS202 M A-B40/0,03 | Active | 8012542846208 | 356.73 | 1 | 1 | stuk | DS200 M | BE31330 | SB (MCB&RCD Cat.B) | stuk | Diff-auto DS202M A-B40 30mA | Disj. différentiel DS202M A-B40 30mA | FI/LS-kombination DS202M A-B40 30mA | RCBO DS202M A-B40 30mA |  | 5.14
2CSR272101R1504 | DS202 M A-C50/0,03 | Active | 8012542849308 | 384.62 | 1 | 1 | stuk | DS200 M | BE31330 | SB (MCB&RCD Cat.B) | stuk | Diff-auto DS202M A-C50 30mA | Disj. différentiel DS202M A-C50 30mA | FI/LS-kombination DS202M A-C50 30mA | RCBO DS202M A-C50 30mA |  | 5.14
2CSR272101R1505 | DS202 M A-B50/0,03 | Active | 8012542846307 | 397.41 | 1 | 1 | stuk | DS200 M | BE31330 | SB (MCB&RCD Cat.B) | stuk | Diff-auto DS202M A-B50 30mA | Disj. différentiel DS202M A-B50 30mA | FI/LS-kombination DS202M A-B50 30mA | RCBO DS202M A-B50 30mA |  | 5.14
2CSR272101R1634 | DS202 M A-C63/0,03 | Active | 8012542849407 | 384.62 | 1 | 1 | stuk | DS200 M | BE31330 | SB (MCB&RCD Cat.B) | stuk | Diff-auto DS202M A-C63 30mA | Disj. différentiel DS202M A-C63 30mA | FI/LS-kombination DS202M A-C63 30mA | RCBO DS202M A-C63 30mA |  | 5.14
2CSR272101R1635 | DS202 M A-B63/0,03 | Active | 8012542846406 | 397.41 | 1 | 1 | stuk | DS200 M | BE31330 | SB (MCB&RCD Cat.B) | stuk | Diff-auto DS202M A-B63 30mA | Disj. différentiel DS202M A-B63 30mA | FI/LS-kombination DS202M A-B63 30mA | RCBO DS202M A-B63 30mA |  | 5.14
2CSR272199R1064 | DS202C M C 6 A30 110V | Limited | 8012542079934 | 318.78 | 1 | 1 | stuk | DS202C M | BE31330 | SB (MCB&RCD Cat.B) | stuk | DS202C M C 6 A30 110V | DS202C M C 6 A30 110V | DS202C M C 6 A30 110V | DS202C M C 6 A30 110V |  | 5.14
2CSR273001R1064 | DS203 M AC-C6/0,03 | Active | 8012542852506 | 427.93 | 1 | 1 | stuk | DS200 M | BE31330 | SB (MCB&RCD Cat.B) | stuk | Diff-auto DS203M AC-C6 30mA | Disj. différentiel DS203M AC-C6 30mA | FI/LS-kombination DS203M AC-C6 30mA | RCBO DS203M AC-C6 30mA |  | 5.14
2CSR273001R1065 | DS203 M AC-B6/0,03 | Active | 8012542933205 | 448.27 | 1 | 1 | stuk | DS200 M | BE31330 | SB (MCB&RCD Cat.B) | stuk | Diff-auto DS203M AC-B6 30mA | Disj. différentiel DS203M AC-B6 30mA | FI/LS-kombination DS203M AC-B6 30mA | RCBO DS203M AC-B6 30mA |  | 5.14
2CSR273001R1104 | DS203 M AC-C10/0,03 | Active | 8012542852605 | 405.98 | 1 | 1 | stuk | DS200 M | BE31330 | SB (MCB&RCD Cat.B) | stuk | Diff-auto DS203M AC-C10 30mA | Disj. différentiel DS203M AC-C10 30mA | FI/LS-kombination DS203M AC-C10 30mA | RCBO DS203M AC-C10 30mA |  | 5.14
2CSR273001R1105 | DS203 M AC-B10/0,03 | Active | 8012542933304 | 423.78 | 1 | 1 | stuk | DS200 M | BE31330 | SB (MCB&RCD Cat.B) | stuk | Diff-auto DS203M AC-B10 30mA | Disj. différentiel DS203M AC-B10 30mA | FI/LS-kombination DS203M AC-B10 30mA | RCBO DS203M AC-B10 30mA |  | 5.14
2CSR273001R1164 | DS203 M AC-C16/0,03 | Active | 8012542852803 | 405.98 | 1 | 1 | stuk | DS200 M | BE31330 | SB (MCB&RCD Cat.B) | stuk | Diff-auto DS203M AC-C16 30mA | Disj. différentiel DS203M AC-C16 30mA | FI/LS-kombination DS203M AC-C16 30mA | RCBO DS203M AC-C16 30mA |  | 5.14
2CSR273001R1165 | DS203 M AC-B16/0,03 | Active | 8012542933502 | 423.78 | 1 | 1 | stuk | DS200 M | BE31330 | SB (MCB&RCD Cat.B) | stuk | Diff-auto DS203M AC-B16 30mA | Disj. différentiel DS203M AC-B16 30mA | FI/LS-kombination DS203M AC-B16 30mA | RCBO DS203M AC-B16 30mA |  | 5.14
2CSR273001R1204 | DS203 M AC-C20/0,03 | Active | 8012542852902 | 405.98 | 1 | 1 | stuk | DS200 M | BE31330 | SB (MCB&RCD Cat.B) | stuk | Diff-auto DS203M AC-C20 30mA | Disj. différentiel DS203M AC-C20 30mA | FI/LS-kombination DS203M AC-C20 30mA | RCBO DS203M AC-C20 30mA |  | 5.14
2CSR273001R1205 | DS203 M AC-B20/0,03 | Active | 8012542933601 | 423.78 | 1 | 1 | stuk | DS200 M | BE31330 | SB (MCB&RCD Cat.B) | stuk | Diff-auto DS203M AC-B20 30mA | Disj. différentiel DS203M AC-B20 30mA | FI/LS-kombination DS203M AC-B20 30mA | RCBO DS203M AC-B20 30mA |  | 5.14
2CSR273001R1254 | DS203 M AC-C25/0,03 | Active | 8012542853008 | 405.98 | 1 | 1 | stuk | DS200 M | BE31330 | SB (MCB&RCD Cat.B) | stuk | Diff-auto DS203M AC-C25 30mA | Disj. différentiel DS203M AC-C25 30mA | FI/LS-kombination DS203M AC-C25 30mA | RCBO DS203M AC-C25 30mA |  | 5.14
2CSR273001R1255 | DS203 M AC-B25/0,03 | Active | 8012542933700 | 423.78 | 1 | 1 | stuk | DS200 M | BE31330 | SB (MCB&RCD Cat.B) | stuk | Diff-auto DS203M AC-B25 30mA | Disj. différentiel DS203M AC-B25 30mA | FI/LS-kombination DS203M AC-B25 30mA | RCBO DS203M AC-B25 30mA |  | 5.14
2CSR273001R1324 | DS203 M AC-C32/0,03 | Active | 8012542853107 | 418.28 | 1 | 1 | stuk | DS200 M | BE31330 | SB (MCB&RCD Cat.B) | stuk | Diff-auto DS203M AC-C32 30mA | Disj. différentiel DS203M AC-C32 30mA | FI/LS-kombination DS203M AC-C32 30mA | RCBO DS203M AC-C32 30mA |  | 5.14
2CSR273001R1325 | DS203 M AC-B32/0,03 | Active | 8012542933809 | 436.09 | 1 | 1 | stuk | DS200 M | BE31330 | SB (MCB&RCD Cat.B) | stuk | Diff-auto DS203M AC-B32 30mA | Disj. différentiel DS203M AC-B32 30mA | FI/LS-kombination DS203M AC-B32 30mA | RCBO DS203M AC-B32 30mA |  | 5.14
2CSR273001R1404 | DS203 M AC-C40/0,03 | Active | 8012542853206 | 473.67 | 1 | 1 | stuk | DS200 M | BE31330 | SB (MCB&RCD Cat.B) | stuk | Diff-auto DS203M AC-C40 30mA | Disj. différentiel DS203M AC-C40 30mA | FI/LS-kombination DS203M AC-C40 30mA | RCBO DS203M AC-C40 30mA |  | 5.14
2CSR273001R1405 | DS203 M AC-B40/0,03 | Active | 8012542933908 | 497.47 | 1 | 1 | stuk | DS200 M | BE31330 | SB (MCB&RCD Cat.B) | stuk | Diff-auto DS203M AC-B40 30mA | Disj. différentiel DS203M AC-B40 30mA | FI/LS-kombination DS203M AC-B40 30mA | RCBO DS203M AC-B40 30mA |  | 5.14
2CSR273001R1504 | DS203 M AC-C50/0,03 | Active | 8012542853305 | 483.64 | 1 | 1 | stuk | DS200 M | BE31330 | SB (MCB&RCD Cat.B) | stuk | Diff-auto DS203M AC-C50 30mA | Disj. différentiel DS203M AC-C50 30mA | FI/LS-kombination DS203M AC-C50 30mA | RCBO DS203M AC-C50 30mA |  | 5.14
2CSR273001R1505 | DS203 M AC-B50/0,03 | Active | 8012542934004 | 507.34 | 1 | 1 | stuk | DS200 M | BE31330 | SB (MCB&RCD Cat.B) | stuk | Diff-auto DS203M AC-B50 30mA | Disj. différentiel DS203M AC-B50 30mA | FI/LS-kombination DS203M AC-B50 30mA | RCBO DS203M AC-B50 30mA |  | 5.14
2CSR273001R1634 | DS203 M AC-C63/0,03 | Active | 8012542853404 | 483.64 | 1 | 1 | stuk | DS200 M | BE31330 | SB (MCB&RCD Cat.B) | stuk | Diff-auto DS203M AC-C63 30mA | Disj. différentiel DS203M AC-C63 30mA | FI/LS-kombination DS203M AC-C63 30mA | RCBO DS203M AC-C63 30mA |  | 5.14
2CSR273001R1635 | DS203 M AC-B63/0,03 | Active | 8012542934103 | 507.34 | 1 | 1 | stuk | DS200 M | BE31330 | SB (MCB&RCD Cat.B) | stuk | Diff-auto DS203M AC-B63 30mA | Disj. différentiel DS203M AC-B63 30mA | FI/LS-kombination DS203M AC-B63 30mA | RCBO DS203M AC-B63 30mA |  | 5.14
2CSR273101R1064 | DS203 M A-C6/0,03 | Active | 8012542849506 | 464.82 | 1 | 1 | stuk | DS200 M | BE31330 | SB (MCB&RCD Cat.B) | stuk | Diff-auto DS203M A-C6 30mA | Disj. différentiel DS203M A-C6 30mA | FI/LS-kombination DS203M A-C6 30mA | RCBO DS203M A-C6 30mA |  | 5.14
2CSR273101R1065 | DS203 M A-B6/0,03 | Active | 8012542846505 | 485.29 | 1 | 1 | stuk | DS200 M | BE31330 | SB (MCB&RCD Cat.B) | stuk | Diff-auto DS203M A-B6 30mA | Disj. différentiel DS203M A-B6 30mA | FI/LS-kombination DS203M A-B6 30mA | RCBO DS203M A-B6 30mA |  | 5.14
2CSR273101R1104 | DS203 M A-C10/0,03 | Active | 8012542849605 | 442.94 | 1 | 1 | stuk | DS200 M | BE31330 | SB (MCB&RCD Cat.B) | stuk | Diff-auto DS203M A-C10 30mA | Disj. différentiel DS203M A-C10 30mA | FI/LS-kombination DS203M A-C10 30mA | RCBO DS203M A-C10 30mA |  | 5.14
2CSR273101R1105 | DS203 M A-B10/0,03 | Active | 8012542846604 | 460.68 | 1 | 1 | stuk | DS200 M | BE31330 | SB (MCB&RCD Cat.B) | stuk | Diff-auto DS203M A-B10 30mA | Disj. différentiel DS203M A-B10 30mA | FI/LS-kombination DS203M A-B10 30mA | RCBO DS203M A-B10 30mA |  | 5.14
2CSR273101R1164 | DS203 M A-C16/0,03 | Active | 8012542849803 | 442.94 | 1 | 1 | stuk | DS200 M | BE31330 | SB (MCB&RCD Cat.B) | stuk | Diff-auto DS203M A-C16 30mA | Disj. différentiel DS203M A-C16 30mA | FI/LS-kombination DS203M A-C16 30mA | RCBO DS203M A-C16 30mA |  | 5.14
2CSR273101R1165 | DS203 M A-B16/0,03 | Active | 8012542846802 | 460.68 | 1 | 1 | stuk | DS200 M | BE31330 | SB (MCB&RCD Cat.B) | stuk | Diff-auto DS203M A-B16 30mA | Disj. différentiel DS203M A-B16 30mA | FI/LS-kombination DS203M A-B16 30mA | RCBO DS203M A-B16 30mA |  | 5.14
2CSR273101R1204 | DS203 M A-C20/0,03 | Active | 8012542849902 | 442.94 | 1 | 1 | stuk | DS200 M | BE31330 | SB (MCB&RCD Cat.B) | stuk | Diff-auto DS203M A-C20 30mA | Disj. différentiel DS203M A-C20 30mA | FI/LS-kombination DS203M A-C20 30mA | RCBO DS203M A-C20 30mA |  | 5.14
2CSR273101R1205 | DS203 M A-B20/0,03 | Active | 8012542846901 | 460.68 | 1 | 1 | stuk | DS200 M | BE31330 | SB (MCB&RCD Cat.B) | stuk | Diff-auto DS203M A-B20 30mA | Disj. différentiel DS203M A-B20 30mA | FI/LS-kombination DS203M A-B20 30mA | RCBO DS203M A-B20 30mA |  | 5.14
2CSR273101R1254 | DS203 M A-C25/0,03 | Active | 8012542850007 | 442.94 | 1 | 1 | stuk | DS200 M | BE31330 | SB (MCB&RCD Cat.B) | stuk | Diff-auto DS203M A-C25 30mA | Disj. différentiel DS203M A-C25 30mA | FI/LS-kombination DS203M A-C25 30mA | RCBO DS203M A-C25 30mA |  | 5.14
2CSR273101R1255 | DS203 M A-B25/0,03 | Active | 8012542847007 | 460.68 | 1 | 1 | stuk | DS200 M | BE31330 | SB (MCB&RCD Cat.B) | stuk | Diff-auto DS203M A-B25 30mA | Disj. différentiel DS203M A-B25 30mA | FI/LS-kombination DS203M A-B25 30mA | RCBO DS203M A-B25 30mA |  | 5.14
2CSR273101R1324 | DS203 M A-C32/0,03 | Active | 8012542850106 | 418.28 | 1 | 1 | stuk | DS200 M | BE31330 | SB (MCB&RCD Cat.B) | stuk | Diff-auto DS203M A-C32 30mA | Disj. différentiel DS203M A-C32 30mA | FI/LS-kombination DS203M A-C32 30mA | RCBO DS203M A-C32 30mA |  | 5.14
2CSR273101R1325 | DS203 M A-B32/0,03 | Active | 8012542847106 | 436.09 | 1 | 1 | stuk | DS200 M | BE31330 | SB (MCB&RCD Cat.B) | stuk | Diff-auto DS203M A-B32 30mA | Disj. différentiel DS203M A-B32 30mA | FI/LS-kombination DS203M A-B32 30mA | RCBO DS203M A-B32 30mA |  | 5.14
2CSR273101R1404 | DS203 M A-C40/0,03 | Active | 8012542850205 | 473.67 | 1 | 1 | stuk | DS200 M | BE31330 | SB (MCB&RCD Cat.B) | stuk | Diff-auto DS203M A-C40 30mA | Disj. différentiel DS203M A-C40 30mA | FI/LS-kombination DS203M A-C40 30mA | RCBO DS203M A-C40 30mA |  | 5.14
2CSR273101R1405 | DS203 M A-B40/0,03 | Active | 8012542847205 | 497.47 | 1 | 1 | stuk | DS200 M | BE31330 | SB (MCB&RCD Cat.B) | stuk | Diff-auto DS203M A-B40 30mA | Disj. différentiel DS203M A-B40 30mA | FI/LS-kombination DS203M A-B40 30mA | RCBO DS203M A-B40 30mA |  | 5.14
2CSR273101R1504 | DS203 M A-C50/0,03 | Active | 8012542850304 | 518.16 | 1 | 1 | stuk | DS200 M | BE31330 | SB (MCB&RCD Cat.B) | stuk | Diff-auto DS203M A-C50 30mA | Disj. différentiel DS203M A-C50 30mA | FI/LS-kombination DS203M A-C50 30mA | RCBO DS203M A-C50 30mA |  | 5.14
2CSR273101R1505 | DS203 M A-B50/0,03 | Active | 8012542847304 | 541.92 | 1 | 1 | stuk | DS200 M | BE31330 | SB (MCB&RCD Cat.B) | stuk | Diff-auto DS203M A-B50 30mA | Disj. différentiel DS203M A-B50 30mA | FI/LS-kombination DS203M A-B50 30mA | RCBO DS203M A-B50 30mA |  | 5.14
2CSR273101R1634 | DS203 M A-C63/0,03 | Active | 8012542850403 | 518.16 | 1 | 1 | stuk | DS200 M | BE31330 | SB (MCB&RCD Cat.B) | stuk | Diff-auto DS203M A-C63 30mA | Disj. différentiel DS203M A-C63 30mA | FI/LS-kombination DS203M A-C63 30mA | RCBO DS203M A-C63 30mA |  | 5.14
2CSR273101R1635 | DS203 M A-B63/0,03 | Active | 8012542847403 | 541.92 | 1 | 1 | stuk | DS200 M | BE31330 | SB (MCB&RCD Cat.B) | stuk | Diff-auto DS203M A-B63 30mA | Disj. différentiel DS203M A-B63 30mA | FI/LS-kombination DS203M A-B63 30mA | RCBO DS203M A-B63 30mA |  | 5.14
2CSR274001R1064 | DS204 M AC-C6/0,03 | Active | 8012542853503 | 486.26 | 1 | 1 | stuk | DS200 M | BE31330 | SB (MCB&RCD Cat.B) | stuk | Diff-auto DS204M AC-C6 30mA | Disj. différentiel DS204M AC-C6 30mA | FI/LS-kombination DS204M AC-C6 30mA | RCBO DS204M AC-C6 30mA |  | 5.14
2CSR274001R1065 | DS204 M AC-B6/0,03 | Active | 8012542934202 | 524 | 1 | 1 | stuk | DS200 M | BE31330 | SB (MCB&RCD Cat.B) | stuk | Diff-auto DS204M AC-B6 30mA | Disj. différentiel DS204M AC-B6 30mA | FI/LS-kombination DS204M AC-B6 30mA | RCBO DS204M AC-B6 30mA |  | 5.14
2CSR274001R1104 | DS204 M AC-C10/0,03 | Active | 8012542853602 | 474.3 | 1 | 1 | stuk | DS200 M | BE31330 | SB (MCB&RCD Cat.B) | stuk | Diff-auto DS204M AC-C10 30mA | Disj. différentiel DS204M AC-C10 30mA | FI/LS-kombination DS204M AC-C10 30mA | RCBO DS204M AC-C10 30mA |  | 5.14
2CSR274001R1105 | DS204 M AC-B10/0,03 | Active | 8012542934301 | 484.61 | 1 | 1 | stuk | DS200 M | BE31330 | SB (MCB&RCD Cat.B) | stuk | Diff-auto DS204M AC-B10 30mA | Disj. différentiel DS204M AC-B10 30mA | FI/LS-kombination DS204M AC-B10 30mA | RCBO DS204M AC-B10 30mA |  | 5.14
2CSR274001R1164 | DS204 M AC-C16/0,03 | Active | 8012542853800 | 464.65 | 1 | 1 | stuk | DS200 M | BE31330 | SB (MCB&RCD Cat.B) | stuk | Diff-auto DS204M AC-C16 30mA | Disj. différentiel DS204M AC-C16 30mA | FI/LS-kombination DS204M AC-C16 30mA | RCBO DS204M AC-C16 30mA |  | 5.14
2CSR274001R1165 | DS204 M AC-B16/0,03 | Active | 8012542934509 | 484.61 | 1 | 1 | stuk | DS200 M | BE31330 | SB (MCB&RCD Cat.B) | stuk | Diff-auto DS204M AC-B16 30mA | Disj. différentiel DS204M AC-B16 30mA | FI/LS-kombination DS204M AC-B16 30mA | RCBO DS204M AC-B16 30mA |  | 5.14
2CSR274001R1204 | DS204 M AC-C20/0,03 | Active | 8012542853909 | 464.65 | 1 | 1 | stuk | DS200 M | BE31330 | SB (MCB&RCD Cat.B) | stuk | Diff-auto DS204M AC-C20 30mA | Disj. différentiel DS204M AC-C20 30mA | FI/LS-kombination DS204M AC-C20 30mA | RCBO DS204M AC-C20 30mA |  | 5.14
2CSR274001R1205 | DS204 M AC-B20/0,03 | Active | 8012542934608 | 484.61 | 1 | 1 | stuk | DS200 M | BE31330 | SB (MCB&RCD Cat.B) | stuk | Diff-auto DS204M AC-B20 30mA | Disj. différentiel DS204M AC-B20 30mA | FI/LS-kombination DS204M AC-B20 30mA | RCBO DS204M AC-B20 30mA |  | 5.14
2CSR274001R1254 | DS204 M AC-C25/0,03 | Active | 8012542854005 | 464.65 | 1 | 1 | stuk | DS200 M | BE31330 | SB (MCB&RCD Cat.B) | stuk | Diff-auto DS204M AC-C25 30mA | Disj. différentiel DS204M AC-C25 30mA | FI/LS-kombination DS204M AC-C25 30mA | RCBO DS204M AC-C25 30mA |  | 5.14
2CSR274001R1255 | DS204 M AC-B25/0,03 | Active | 8012542934707 | 484.61 | 1 | 1 | stuk | DS200 M | BE31330 | SB (MCB&RCD Cat.B) | stuk | Diff-auto DS204M AC-B25 30mA | Disj. différentiel DS204M AC-B25 30mA | FI/LS-kombination DS204M AC-B25 30mA | RCBO DS204M AC-B25 30mA |  | 5.14
2CSR274001R1324 | DS204 M AC-C32/0,03 | Active | 8012542854104 | 471.68 | 1 | 1 | stuk | DS200 M | BE31330 | SB (MCB&RCD Cat.B) | stuk | Diff-auto DS204M AC-C32 30mA | Disj. différentiel DS204M AC-C32 30mA | FI/LS-kombination DS204M AC-C32 30mA | RCBO DS204M AC-C32 30mA |  | 5.14
2CSR274001R1325 | DS204 M AC-B32/0,03 | Active | 8012542934806 | 492.03 | 1 | 1 | stuk | DS200 M | BE31330 | SB (MCB&RCD Cat.B) | stuk | Diff-auto DS204M AC-B32 30mA | Disj. différentiel DS204M AC-B32 30mA | FI/LS-kombination DS204M AC-B32 30mA | RCBO DS204M AC-B32 30mA |  | 5.14
2CSR274001R1404 | DS204 M AC-C40/0,03 | Active | 8012542854203 | 608.62 | 1 | 1 | stuk | DS200 M | BE31330 | SB (MCB&RCD Cat.B) | stuk | Diff-auto DS204M AC-C40 30mA | Disj. différentiel DS204M AC-C40 30mA | FI/LS-kombination DS204M AC-C40 30mA | RCBO DS204M AC-C40 30mA |  | 5.14
2CSR274001R1405 | DS204 M AC-B40/0,03 | Active | 8012542934905 | 578.32 | 1 | 1 | stuk | DS200 M | BE31330 | SB (MCB&RCD Cat.B) | stuk | Diff-auto DS204M AC-B40 30mA | Disj. différentiel DS204M AC-B40 30mA | FI/LS-kombination DS204M AC-B40 30mA | RCBO DS204M AC-B40 30mA |  | 5.14
2CSR274001R1504 | DS204 M AC-C50/0,03 | Active | 8012542854302 | 621.12 | 1 | 1 | stuk | DS200 M | BE31330 | SB (MCB&RCD Cat.B) | stuk | Diff-auto DS204M AC-C50 30mA | Disj. différentiel DS204M AC-C50 30mA | FI/LS-kombination DS204M AC-C50 30mA | RCBO DS204M AC-C50 30mA |  | 5.14
2CSR274001R1505 | DS204 M AC-B50/0,03 | Active | 8012542935001 | 585.73 | 1 | 1 | stuk | DS200 M | BE31330 | SB (MCB&RCD Cat.B) | stuk | Diff-auto DS204M AC-B50 30mA | Disj. différentiel DS204M AC-B50 30mA | FI/LS-kombination DS204M AC-B50 30mA | RCBO DS204M AC-B50 30mA |  | 5.14
2CSR274001R1634 | DS204 M AC-C63/0,03 | Active | 8012542854401 | 608.62 | 1 | 1 | stuk | DS200 M | BE31330 | SB (MCB&RCD Cat.B) | stuk | Diff-auto DS204M AC-C63 30mA | Disj. différentiel DS204M AC-C63 30mA | FI/LS-kombination DS204M AC-C63 30mA | RCBO DS204M AC-C63 30mA |  | 5.14
2CSR274001R1635 | DS204 M AC-B63/0,03 | Active | 8012542935100 | 585.73 | 1 | 1 | stuk | DS200 M | BE31330 | SB (MCB&RCD Cat.B) | stuk | Diff-auto DS204M AC-B63 30mA | Disj. différentiel DS204M AC-B63 30mA | FI/LS-kombination DS204M AC-B63 30mA | RCBO DS204M AC-B63 30mA |  | 5.14
2CSR274101R1064 | DS204 M A-C6/0,03 | Active | 8012542850502 | 546.3 | 1 | 1 | stuk | DS200 M | BE31330 | SB (MCB&RCD Cat.B) | stuk | Diff-auto DS204M A-C6 30mA | Disj. différentiel DS204M A-C6 30mA | FI/LS-kombination DS204M A-C6 30mA | RCBO DS204M A-C6 30mA |  | 5.14
2CSR274101R1065 | DS204 M A-B6/0,03 | Active | 8012542847502 | 569.97 | 1 | 1 | stuk | DS200 M | BE31330 | SB (MCB&RCD Cat.B) | stuk | Diff-auto DS204M A-B6 30mA | Disj. différentiel DS204M A-B6 30mA | FI/LS-kombination DS204M A-B6 30mA | RCBO DS204M A-B6 30mA |  | 5.14
2CSR274101R1104 | DS204 M A-C10/0,03 | Active | 8012542850601 | 507 | 1 | 1 | stuk | DS200 M | BE31330 | SB (MCB&RCD Cat.B) | stuk | Diff-auto DS204M A-C10 30mA | Disj. différentiel DS204M A-C10 30mA | FI/LS-kombination DS204M A-C10 30mA | RCBO DS204M A-C10 30mA |  | 5.14
2CSR274101R1105 | DS204 M A-B10/0,03 | Active | 8012542847601 | 530.58 | 1 | 1 | stuk | DS200 M | BE31330 | SB (MCB&RCD Cat.B) | stuk | Diff-auto DS204M A-B10 30mA | Disj. différentiel DS204M A-B10 30mA | FI/LS-kombination DS204M A-B10 30mA | RCBO DS204M A-B10 30mA |  | 5.14
2CSR274101R1164 | DS204 M A-C16/0,03 | Active | 8012542850809 | 507 | 1 | 1 | stuk | DS200 M | BE31330 | SB (MCB&RCD Cat.B) | stuk | Diff-auto DS204M A-C16 30mA | Disj. différentiel DS204M A-C16 30mA | FI/LS-kombination DS204M A-C16 30mA | RCBO DS204M A-C16 30mA |  | 5.14
2CSR274101R1165 | DS204 M A-B16/0,03 | Active | 8012542847809 | 530.58 | 1 | 1 | stuk | DS200 M | BE31330 | SB (MCB&RCD Cat.B) | stuk | Diff-auto DS204M A-B16 30mA | Disj. différentiel DS204M A-B16 30mA | FI/LS-kombination DS204M A-B16 30mA | RCBO DS204M A-B16 30mA |  | 5.14
2CSR274101R1204 | DS204 M A-C20/0,03 | Active | 8012542850908 | 507 | 1 | 1 | stuk | DS200 M | BE31330 | SB (MCB&RCD Cat.B) | stuk | Diff-auto DS204M A-C20 30mA | Disj. différentiel DS204M A-C20 30mA | FI/LS-kombination DS204M A-C20 30mA | RCBO DS204M A-C20 30mA |  | 5.14
2CSR274101R1205 | DS204 M A-B20/0,03 | Active | 8012542847908 | 530.58 | 1 | 1 | stuk | DS200 M | BE31330 | SB (MCB&RCD Cat.B) | stuk | Diff-auto DS204M A-B20 30mA | Disj. différentiel DS204M A-B20 30mA | FI/LS-kombination DS204M A-B20 30mA | RCBO DS204M A-B20 30mA |  | 5.14
2CSR274101R1254 | DS204 M A-C25/0,03 | Active | 8012542851004 | 507 | 1 | 1 | stuk | DS200 M | BE31330 | SB (MCB&RCD Cat.B) | stuk | Diff-auto DS204M A-C25 30mA | Disj. différentiel DS204M A-C25 30mA | FI/LS-kombination DS204M A-C25 30mA | RCBO DS204M A-C25 30mA |  | 5.14
2CSR274101R1255 | DS204 M A-B25/0,03 | Active | 8012542848004 | 530.58 | 1 | 1 | stuk | DS200 M | BE31330 | SB (MCB&RCD Cat.B) | stuk | Diff-auto DS204M A-B25 30mA | Disj. différentiel DS204M A-B25 30mA | FI/LS-kombination DS204M A-B25 30mA | RCBO DS204M A-B25 30mA |  | 5.14
2CSR274101R1325 | DS204 M A-B32/0,03 | Active | 8012542848103 | 538.97 | 1 | 1 | stuk | DS200 M | BE31330 | SB (MCB&RCD Cat.B) | stuk | Diff-auto DS204M A-B32 30mA | Disj. différentiel DS204M A-B32 30mA | FI/LS-kombination DS204M A-B32 30mA | RCBO DS204M A-B32 30mA |  | 5.14
2CSR274101R1404 | DS204 M A-C40/0,03 | Active | 8012542851202 | 599.06 | 1 | 1 | stuk | DS200 M | BE31330 | SB (MCB&RCD Cat.B) | stuk | Diff-auto DS204M A-C40 30mA | Disj. différentiel DS204M A-C40 30mA | FI/LS-kombination DS204M A-C40 30mA | RCBO DS204M A-C40 30mA |  | 5.14
2CSR274101R1405 | DS204 M A-B40/0,03 | Active | 8012542848202 | 625.25 | 1 | 1 | stuk | DS200 M | BE31330 | SB (MCB&RCD Cat.B) | stuk | Diff-auto DS204M A-B40 30mA | Disj. différentiel DS204M A-B40 30mA | FI/LS-kombination DS204M A-B40 30mA | RCBO DS204M A-B40 30mA |  | 5.14
2CSR274101R1504 | DS204 M A-C50/0,03 | Active | 8012542851301 | 664.02 | 1 | 1 | stuk | DS200 M | BE31330 | SB (MCB&RCD Cat.B) | stuk | Diff-auto DS204M A-C50 30mA | Disj. différentiel DS204M A-C50 30mA | FI/LS-kombination DS204M A-C50 30mA | RCBO DS204M A-C50 30mA |  | 5.14
2CSR274101R1505 | DS204 M A-B50/0,03 | Active | 8012542848301 | 690.28 | 1 | 1 | stuk | DS200 M | BE31330 | SB (MCB&RCD Cat.B) | stuk | Diff-auto DS204M A-B50 30mA | Disj. différentiel DS204M A-B50 30mA | FI/LS-kombination DS204M A-B50 30mA | RCBO DS204M A-B50 30mA |  | 5.14
2CSR274101R1634 | DS204 M A-C63/0,03 | Active | 8012542851400 | 664.02 | 1 | 1 | stuk | DS200 M | BE31330 | SB (MCB&RCD Cat.B) | stuk | Diff-auto DS204M A-C63 30mA | Disj. différentiel DS204M A-C63 30mA | FI/LS-kombination DS204M A-C63 30mA | RCBO DS204M A-C63 30mA |  | 5.14
2CSR274101R1635 | DS204 M A-B63/0,03 | Active | 8012542848400 | 690.28 | 1 | 1 | stuk | DS200 M | BE31330 | SB (MCB&RCD Cat.B) | stuk | Diff-auto DS204M A-B63 30mA | Disj. différentiel DS204M A-B63 30mA | FI/LS-kombination DS204M A-B63 30mA | RCBO DS204M A-B63 30mA |  | 5.14
2CSR275080R1064 | DS201 M C6 AC30 | Active | 8012542586111 | 181.28 | 1 | 1 | stuk | DS201 M (2019) | BE31330 | SB (MCB&RCD Cat.B) | stuk | Diff-auto DS201M C6 AC30 | Disj. différentiel DS201M C6 AC30 | FI/LS-Kombination DS201M C6 AC30 | RCBO DS201M C6 AC30 |  | 5.14
2CSR275080R1065 | DS201 M B6 AC30 | Active | 8012542575719 | 153.69 | 1 | 1 | stuk | DS201 M (2019) | BE31330 | SB (MCB&RCD Cat.B) | stuk | Diff-auto DS201M B6 AC30 | Disj. différentiel DS201M B6 AC30 | FI/LS-Kombination DS201M B6 AC30 | RCBO DS201M B6 AC30 |  | 5.14
2CSR275080R1104 | DS201 M C10 AC30 | Active | 8012542574316 | 135.6 | 1 | 1 | stuk | DS201 M (2019) | BE31330 | SB (MCB&RCD Cat.B) | stuk | Diff-auto DS201M C10 AC30 | Disj. différentiel DS201M C10 AC30 | FI/LS-Kombination DS201M C10 AC30 | RCBO DS201M C10 AC30 |  | 5.14
2CSR275080R1105 | DS201 M B10 AC30 | Active | 8012542563914 | 145.58 | 1 | 1 | stuk | DS201 M (2019) | BE31330 | SB (MCB&RCD Cat.B) | stuk | Diff-auto DS201M B10 AC30 | Disj. différentiel DS201M B10 AC30 | FI/LS-Kombination DS201M B10 AC30 | RCBO DS201M B10 AC30 |  | 5.14
2CSR275080R1164 | DS201 M C16 AC30 | Active | 8012542775218 | 153.86 | 1 | 1 | stuk | DS201 M (2019) | BE31330 | SB (MCB&RCD Cat.B) | stuk | Diff-auto DS201M C16 AC30 | Disj. différentiel DS201M C16 AC30 | FI/LS-Kombination DS201M C16 AC30 | RCBO DS201M C16 AC30 |  | 5.14
2CSR275080R1165 | DS201 M B16 AC30 | Active | 8012542574811 | 132.65 | 1 | 1 | stuk | DS201 M (2019) | BE31330 | SB (MCB&RCD Cat.B) | stuk | Diff-auto DS201M B16 AC30 | Disj. différentiel DS201M B16 AC30 | FI/LS-Kombination DS201M B16 AC30 | RCBO DS201M B16 AC30 |  | 5.14
2CSR275080R1204 | DS201 M C20 AC30 | Active | 8012542773016 | 166.99 | 1 | 1 | stuk | DS201 M (2019) | BE31330 | SB (MCB&RCD Cat.B) | stuk | Diff-auto DS201M C20 AC30 | Disj. différentiel DS201M C20 AC30 | FI/LS-Kombination DS201M C20 AC30 | RCBO DS201M C20 AC30 |  | 5.14
2CSR275080R1205 | DS201 M B20 AC30 | Active | 8012542563013 | 141.55 | 1 | 1 | stuk | DS201 M (2019) | BE31330 | SB (MCB&RCD Cat.B) | stuk | Diff-auto DS201M B20 AC30 | Disj. différentiel DS201M B20 AC30 | FI/LS-Kombination DS201M B20 AC30 | RCBO DS201M B20 AC30 |  | 5.14
2CSR275080R1254 | DS201 M C25 AC30 | Active | 8012542770817 | 176.58 | 1 | 1 | stuk | DS201 M (2019) | BE31330 | SB (MCB&RCD Cat.B) | stuk | Diff-auto DS201M C25 AC30 | Disj. différentiel DS201M C25 AC30 | FI/LS-Kombination DS201M C25 AC30 | RCBO DS201M C25 AC30 |  | 5.14
2CSR275080R1255 | DS201 M B25 AC30 | Active | 8012542775713 | 149.66 | 1 | 1 | stuk | DS201 M (2019) | BE31330 | SB (MCB&RCD Cat.B) | stuk | Diff-auto DS201M B25 AC30 | Disj. différentiel DS201M B25 AC30 | FI/LS-Kombination DS201M B25 AC30 | RCBO DS201M B25 AC30 |  | 5.14
2CSR275080R1324 | DS201 M C32 AC30 | Active | 8012542910015 | 186.09 | 1 | 1 | stuk | DS201 M (2019) | BE31330 | SB (MCB&RCD Cat.B) | stuk | Diff-auto DS201M C32 AC30 | Disj. différentiel DS201M C32 AC30 | FI/LS-Kombination DS201M C32 AC30 | RCBO DS201M C32 AC30 |  | 5.14
2CSR275080R1325 | DS201 M B32 AC30 | Active | 8012542773511 | 157.75 | 1 | 1 | stuk | DS201 M (2019) | BE31330 | SB (MCB&RCD Cat.B) | stuk | Diff-auto DS201M B32 AC30 | Disj. différentiel DS201M B32 AC30 | FI/LS-Kombination DS201M B32 AC30 | RCBO DS201M B32 AC30 |  | 5.14
2CSR275080R1404 | DS201 M C40 AC30 | Active | 8012542909811 | 195.68 | 1 | 1 | stuk | DS201 M (2019) | BE31330 | SB (MCB&RCD Cat.B) | stuk | Diff-auto DS201M C40 AC30 | Disj. différentiel DS201M C40 AC30 | FI/LS-Kombination DS201M C40 AC30 | RCBO DS201M C40 AC30 |  | 5.14
2CSR275080R1405 | DS201 M B40 AC30 | Active | 8012542771319 | 165.86 | 1 | 1 | stuk | DS201 M (2019) | BE31330 | SB (MCB&RCD Cat.B) | stuk | Diff-auto DS201M B40 AC30 | Disj. différentiel DS201M B40 AC30 | FI/LS-Kombination DS201M B40 AC30 | RCBO DS201M B40 AC30 |  | 5.14
2CSR275080R2064 | DS201 M C6 AC100 | Active | 8012542909613 | 237.92 | 1 | 1 | stuk | DS201 M (2019) | BE31330 | SB (MCB&RCD Cat.B) | stuk | Diff-auto DS201M C6 AC100 | Disj. différentiel DS201M C6 AC100 | FI/LS-Kombination DS201M C6 AC100 | RCBO DS201M C6 AC100 |  | 5.14
2CSR275080R2065 | DS201 M B6 AC100 | Active | 8012542775010 | 184.47 | 1 | 1 | stuk | DS201 M (2019) | BE31330 | SB (MCB&RCD Cat.B) | stuk | Diff-auto DS201M B6 AC100 | Disj. différentiel DS201M B6 AC100 | FI/LS-Kombination DS201M B6 AC100 | RCBO DS201M B6 AC100 |  | 5.14
2CSR275080R2104 | DS201 M C10 AC100 | Active | 8012542587811 | 177.98 | 1 | 1 | stuk | DS201 M (2019) | BE31330 | SB (MCB&RCD Cat.B) | stuk | Diff-auto DS201M C10 AC100 | Disj. différentiel DS201M C10 AC100 | FI/LS-Kombination DS201M C10 AC100 | RCBO DS201M C10 AC100 |  | 5.14
2CSR275080R2105 | DS201 M B10 AC100 | Active | 8012542772811 | 174.72 | 1 | 1 | stuk | DS201 M (2019) | BE31330 | SB (MCB&RCD Cat.B) | stuk | Diff-auto DS201M B10 AC100 | Disj. différentiel DS201M B10 AC100 | FI/LS-Kombination DS201M B10 AC100 | RCBO DS201M B10 AC100 |  | 5.14
2CSR275080R2164 | DS201 M C16 AC100 | Active | 8012542564218 | 153.5 | 1 | 1 | stuk | DS201 M (2019) | BE31330 | SB (MCB&RCD Cat.B) | stuk | Diff-auto DS201M C16 AC100 | Disj. différentiel DS201M C16 AC100 | FI/LS-Kombination DS201M C16 AC100 | RCBO DS201M C16 AC100 |  | 5.14
2CSR275080R2165 | DS201 M B16 AC100 | Active | 8012542587415 | 124.59 | 1 | 1 | stuk | DS201 M (2019) | BE31330 | SB (MCB&RCD Cat.B) | stuk | Diff-auto DS201M B16 AC100 | Disj. différentiel DS201M B16 AC100 | FI/LS-Kombination DS201M B16 AC100 | RCBO DS201M B16 AC100 |  | 5.14
2CSR275080R2204 | DS201 M C20 AC100 | Active | 8012542586913 | 219.2 | 1 | 1 | stuk | DS201 M (2019) | BE31330 | SB (MCB&RCD Cat.B) | stuk | Diff-auto DS201M C20 AC100 | Disj. différentiel DS201M C20 AC100 | FI/LS-Kombination DS201M C20 AC100 | RCBO DS201M C20 AC100 |  | 5.14
2CSR275080R2205 | DS201 M B20 AC100 | Active | 8012542575610 | 169.83 | 1 | 1 | stuk | DS201 M (2019) | BE31330 | SB (MCB&RCD Cat.B) | stuk | Diff-auto DS201M B20 AC100 | Disj. différentiel DS201M B20 AC100 | FI/LS-Kombination DS201M B20 AC100 | RCBO DS201M B20 AC100 |  | 5.14
2CSR275080R2254 | DS201 M C25 AC100 | Active | 8012542575115 | 231.67 | 1 | 1 | stuk | DS201 M (2019) | BE31330 | SB (MCB&RCD Cat.B) | stuk | Diff-auto DS201M C25 AC100 | Disj. différentiel DS201M C25 AC100 | FI/LS-Kombination DS201M C25 AC100 | RCBO DS201M C25 AC100 |  | 5.14
2CSR275080R2255 | DS201 M B25 AC100 | Active | 8012542563815 | 179.54 | 1 | 1 | stuk | DS201 M (2019) | BE31330 | SB (MCB&RCD Cat.B) | stuk | Diff-auto DS201M B25 AC100 | Disj. différentiel DS201M B25 AC100 | FI/LS-Kombination DS201M B25 AC100 | RCBO DS201M B25 AC100 |  | 5.14
2CSR275080R2324 | DS201 M C32 AC100 | Active | 8012542563310 | 244.19 | 1 | 1 | stuk | DS201 M (2019) | BE31330 | SB (MCB&RCD Cat.B) | stuk | Diff-auto DS201M C32 AC100 | Disj. différentiel DS201M C32 AC100 | FI/LS-Kombination DS201M C32 AC100 | RCBO DS201M C32 AC100 |  | 5.14
2CSR275080R2325 | DS201 M B32 AC100 | Active | 8012542586517 | 189.26 | 1 | 1 | stuk | DS201 M (2019) | BE31330 | SB (MCB&RCD Cat.B) | stuk | Diff-auto DS201M B32 AC100 | Disj. différentiel DS201M B32 AC100 | FI/LS-Kombination DS201M B32 AC100 | RCBO DS201M B32 AC100 |  | 5.14
2CSR275080R2404 | DS201 M C40 AC100 | Active | 8012542586012 | 256.74 | 1 | 1 | stuk | DS201 M (2019) | BE31330 | SB (MCB&RCD Cat.B) | stuk | Diff-auto DS201M C40 AC100 | Disj. différentiel DS201M C40 AC100 | FI/LS-Kombination DS201M C40 AC100 | RCBO DS201M C40 AC100 |  | 5.14
2CSR275080R2405 | DS201 M B40 AC100 | Active | 8012542574712 | 198.96 | 1 | 1 | stuk | DS201 M (2019) | BE31330 | SB (MCB&RCD Cat.B) | stuk | Diff-auto DS201M B40 AC100 | Disj. différentiel DS201M B40 AC100 | FI/LS-Kombination DS201M B40 AC100 | RCBO DS201M B40 AC100 |  | 5.14
2CSR275080R3064 | DS201 M C6 AC300 | Active | 8012542574217 | 250.45 | 1 | 1 | stuk | DS201 M (2019) | BE31330 | SB (MCB&RCD Cat.B) | stuk | Diff-auto DS201M C6 AC300 | Disj. différentiel DS201M C6 AC300 | FI/LS-Kombination DS201M C6 AC300 | RCBO DS201M C6 AC300 |  | 5.14
2CSR275080R3065 | DS201 M B6 AC300 | Active | 8012542562917 | 194.13 | 1 | 1 | stuk | DS201 M (2019) | BE31330 | SB (MCB&RCD Cat.B) | stuk | Diff-auto DS201M B6 AC300 | Disj. différentiel DS201M B6 AC300 | FI/LS-Kombination DS201M B6 AC300 | RCBO DS201M B6 AC300 |  | 5.14
2CSR275080R3104 | DS201 M C10 AC300 | Active | 8012542562412 | 237.92 | 1 | 1 | stuk | DS201 M (2019) | BE31330 | SB (MCB&RCD Cat.B) | stuk | Diff-auto DS201M C10 AC300 | Disj. différentiel DS201M C10 AC300 | FI/LS-Kombination DS201M C10 AC300 | RCBO DS201M C10 AC300 |  | 5.14
2CSR275080R3105 | DS201 M B10 AC300 | Active | 8012542775614 | 184.47 | 1 | 1 | stuk | DS201 M (2019) | BE31330 | SB (MCB&RCD Cat.B) | stuk | Diff-auto DS201M B10 AC300 | Disj. différentiel DS201M B10 AC300 | FI/LS-Kombination DS201M B10 AC300 | RCBO DS201M B10 AC300 |  | 5.14
2CSR275080R3164 | DS201 M C16 AC300 | Active | 8012542772910 | 151.41 | 1 | 1 | stuk | DS201 M (2019) | BE31330 | SB (MCB&RCD Cat.B) | stuk | Diff-auto DS201M C16 AC300 | Disj. différentiel DS201M C16 AC300 | FI/LS-Kombination DS201M C16 AC300 | RCBO DS201M C16 AC300 |  | 5.14
2CSR275080R3165 | DS201 M B16 AC300 | Active | 8012542771210 | 140.57 | 1 | 1 | stuk | DS201 M (2019) | BE31330 | SB (MCB&RCD Cat.B) | stuk | Diff-auto DS201M B16 AC300 | Disj. différentiel DS201M B16 AC300 | FI/LS-Kombination DS201M B16 AC300 | RCBO DS201M B16 AC300 |  | 5.14
2CSR275080R3204 | DS201 M C20 AC300 | Active | 8012542770718 | 231.67 | 1 | 1 | stuk | DS201 M (2019) | BE31330 | SB (MCB&RCD Cat.B) | stuk | Diff-auto DS201M C20 AC300 | Disj. différentiel DS201M C20 AC300 | FI/LS-Kombination DS201M C20 AC300 | RCBO DS201M C20 AC300 |  | 5.14
2CSR275080R3205 | DS201 M B20 AC300 | Active | 8012542587316 | 179.54 | 1 | 1 | stuk | DS201 M (2019) | BE31330 | SB (MCB&RCD Cat.B) | stuk | Diff-auto DS201M B20 AC300 | Disj. différentiel DS201M B20 AC300 | FI/LS-Kombination DS201M B20 AC300 | RCBO DS201M B20 AC300 |  | 5.14
2CSR275080R3254 | DS201 M C25 AC300 | Active | 8012542774914 | 244.19 | 1 | 1 | stuk | DS201 M (2019) | BE31330 | SB (MCB&RCD Cat.B) | stuk | Diff-auto DS201M C25 AC300 | Disj. différentiel DS201M C25 AC300 | FI/LS-Kombination DS201M C25 AC300 | RCBO DS201M C25 AC300 |  | 5.14
2CSR275080R3255 | DS201 M B25 AC300 | Active | 8012542575511 | 189.26 | 1 | 1 | stuk | DS201 M (2019) | BE31330 | SB (MCB&RCD Cat.B) | stuk | Diff-auto DS201M B25 AC300 | Disj. différentiel DS201M B25 AC300 | FI/LS-Kombination DS201M B25 AC300 | RCBO DS201M B25 AC300 |  | 5.14
2CSR275080R3324 | DS201 M C32 AC300 | Active | 8012542772712 | 250.45 | 1 | 1 | stuk | DS201 M (2019) | BE31330 | SB (MCB&RCD Cat.B) | stuk | Diff-auto DS201M C32 AC300 | Disj. différentiel DS201M C32 AC300 | FI/LS-Kombination DS201M C32 AC300 | RCBO DS201M C32 AC300 |  | 5.14
2CSR275080R3325 | DS201 M B32 AC300 | Active | 8012542563716 | 198.96 | 1 | 1 | stuk | DS201 M (2019) | BE31330 | SB (MCB&RCD Cat.B) | stuk | Diff-auto DS201M B32 AC300 | Disj. différentiel DS201M B32 AC300 | FI/LS-Kombination DS201M B32 AC300 | RCBO DS201M B32 AC300 |  | 5.14
2CSR275080R3404 | DS201 M C40 AC300 | Active | 8012542770510 | 269.2 | 1 | 1 | stuk | DS201 M (2019) | BE31330 | SB (MCB&RCD Cat.B) | stuk | Diff-auto DS201M C40 AC300 | Disj. différentiel DS201M C40 AC300 | FI/LS-Kombination DS201M C40 AC300 | RCBO DS201M C40 AC300 |  | 5.14
2CSR275080R3405 | DS201 M B40 AC300 | Active | 8012542586418 | 208.65 | 1 | 1 | stuk | DS201 M (2019) | BE31330 | SB (MCB&RCD Cat.B) | stuk | Diff-auto DS201M B40 AC300 | Disj. différentiel DS201M B40 AC300 | FI/LS-Kombination DS201M B40 AC300 | RCBO DS201M B40 AC300 |  | 5.14
2CSR275180R0104 | DS201 M C10 A10 | Active | 8012542594116 | 238.67 | 1 | 1 | stuk | DS201 M (2019) | BE31330 | SB (MCB&RCD Cat.B) | stuk | Diff-auto DS201M 1P+N C10 10mA 10kA A | Disj. différentiel DS201M 1P+N C10 10mA 10kA A | FI/LS-Kombination DS201M 1P+N C10 10mA 10kA A | RCBO DS201M 1P+N C10 10mA 10kA A |  | 5.14
2CSR275180R0105 | DS201 M B10 A10 | Active | 8012542574613 | 279.25 | 1 | 1 | stuk | DS201 M (2019) | BE31330 | SB (MCB&RCD Cat.B) | stuk | Diff-auto DS201M 1P+N B10 10mA 10kA A | Disj. différentiel DS201M 1P+N B10 10mA 10kA A | FI/LS-Kombination DS201M 1P+N B10 10mA 10kA A | RCBO DS201M 1P+N B10 10mA 10kA A |  | 5.14
2CSR275180R0164 | DS201 M C16 A10 | Active | 8012542582311 | 238.67 | 1 | 1 | stuk | DS201 M (2019) | BE31330 | SB (MCB&RCD Cat.B) | stuk | Diff-auto DS201M 1P+N C16 10mA 10kA A | Disj. différentiel DS201M 1P+N C16 10mA 10kA A | FI/LS-Kombination DS201M 1P+N C16 10mA 10kA A | RCBO DS201M 1P+N C16 10mA 10kA A |  | 5.14
2CSR275180R0165 | DS201 M B16 A10 | Active | 8012542562818 | 261.36 | 1 | 1 | stuk | DS201 M (2019) | BE31330 | SB (MCB&RCD Cat.B) | stuk | Diff-auto DS201M 1P+N B16 10mA 10kA A | Disj. différentiel DS201M 1P+N B16 10mA 10kA A | FI/LS-Kombination DS201M 1P+N B16 10mA 10kA A | RCBO DS201M 1P+N B16 10mA 10kA A |  | 5.14
2CSR275180R1044 | DS201 M C4 A30 | Active | 8012542570516 | 182.58 | 1 | 1 | stuk | DS201 M (2019) | BE31330 | SB (MCB&RCD Cat.B) | stuk | Diff-auto DS201M 1P+N C4 30mA 10kA A | Disj. différentiel DS201M 1P+N C4 30mA 10kA A | FI/LS-Kombination DS201M 1P+N C4 30mA 10kA A | RCBO DS201M 1P+N C4 30mA 10kA A |  | 5.14
2CSR275180R1064 | DS201 M C6 A30 | Active | 8012542595410 | 182.58 | 1 | 1 | stuk | DS201 M (2019) | BE31330 | SB (MCB&RCD Cat.B) | stuk | Diff-auto DS201M 1P+N C6 30mA 10kA A | Disj. différentiel DS201M 1P+N C6 30mA 10kA A | FI/LS-Kombination DS201M 1P+N C6 30mA 10kA A | RCBO DS201M 1P+N C6 30mA 10kA A |  | 5.14
2CSR275180R1065 | DS201 M B6 A30 | Active | 8012542775515 | 202.88 | 1 | 1 | stuk | DS201 M (2019) | BE31330 | SB (MCB&RCD Cat.B) | stuk | Diff-auto DS201M 1P+N B6 30mA 10kA A | Disj. différentiel DS201M 1P+N B6 30mA 10kA A | FI/LS-Kombination DS201M 1P+N B6 30mA 10kA A | RCBO DS201M 1P+N B6 30mA 10kA A |  | 5.14
2CSR275180R1104 | DS201 M C10 A30 | Active | 8012542583615 | 182.58 | 1 | 1 | stuk | DS201 M (2019) | BE31330 | SB (MCB&RCD Cat.B) | stuk | Diff-auto DS201M 1P+N C10 30mA 10kA A | Disj. différentiel DS201M 1P+N C10 30mA 10kA A | FI/LS-Kombination DS201M 1P+N C10 30mA 10kA A | RCBO DS201M 1P+N C10 30mA 10kA A |  | 5.14
2CSR275180R1105 | DS201 M B10 A30 | Active | 8012542773313 | 202.88 | 1 | 1 | stuk | DS201 M (2019) | BE31330 | SB (MCB&RCD Cat.B) | stuk | Diff-auto DS201M 1P+N B10 30mA 10kA A | Disj. différentiel DS201M 1P+N B10 30mA 10kA A | FI/LS-Kombination DS201M 1P+N B10 30mA 10kA A | RCBO DS201M 1P+N B10 30mA 10kA A |  | 5.14
2CSR275180R1134 | DS201 M C13 A30 | Active | 8012542571810 | 182.58 | 1 | 1 | stuk | DS201 M (2019) | BE31330 | SB (MCB&RCD Cat.B) | stuk | Diff-auto DS201M 1P+N C13 30mA 10kA A | Disj. différentiel DS201M 1P+N C13 30mA 10kA A | FI/LS-Kombination DS201M 1P+N C13 30mA 10kA A | RCBO DS201M 1P+N C13 30mA 10kA A |  | 5.14
2CSR275180R1135 | DS201 M B13 A30 | Active | 8012542771111 | 202.88 | 1 | 1 | stuk | DS201 M (2019) | BE31330 | SB (MCB&RCD Cat.B) | stuk | Diff-auto DS201M 1P+N B13 30mA 10kA A | Disj. différentiel DS201M 1P+N B13 30mA 10kA A | FI/LS-Kombination DS201M 1P+N B13 30mA 10kA A | RCBO DS201M 1P+N B13 30mA 10kA A |  | 5.14
2CSR275180R1164 | DS201 M C16 A30 | Active | 8012542592815 | 182.58 | 1 | 1 | stuk | DS201 M (2019) | BE31330 | SB (MCB&RCD Cat.B) | stuk | Diff-auto DS201M 1P+N C16 30mA 10kA A | Disj. différentiel DS201M 1P+N C16 30mA 10kA A | FI/LS-Kombination DS201M 1P+N C16 30mA 10kA A | RCBO DS201M 1P+N C16 30mA 10kA A |  | 5.14
2CSR275180R1165 | DS201 M B16 A30 | Active | 8012542587217 | 202.88 | 1 | 1 | stuk | DS201 M (2019) | BE31330 | SB (MCB&RCD Cat.B) | stuk | Diff-auto DS201M 1P+N B16 30mA 10kA A | Disj. différentiel DS201M 1P+N B16 30mA 10kA A | FI/LS-Kombination DS201M 1P+N B16 30mA 10kA A | RCBO DS201M 1P+N B16 30mA 10kA A |  | 5.14
2CSR275180R1204 | DS201 M C20 A30 | Active | 8012542581017 | 182.58 | 1 | 1 | stuk | DS201 M (2019) | BE31330 | SB (MCB&RCD Cat.B) | stuk | Diff-auto DS201M 1P+N C20 30mA 10kA A | Disj. différentiel DS201M 1P+N C20 30mA 10kA A | FI/LS-Kombination DS201M 1P+N C20 30mA 10kA A | RCBO DS201M 1P+N C20 30mA 10kA A |  | 5.14
2CSR275180R1205 | DS201 M B20 A30 | Active | 8012542575412 | 202.88 | 1 | 1 | stuk | DS201 M (2019) | BE31330 | SB (MCB&RCD Cat.B) | stuk | Diff-auto DS201M 1P+N B20 30mA 10kA A | Disj. différentiel DS201M 1P+N B20 30mA 10kA A | FI/LS-Kombination DS201M 1P+N B20 30mA 10kA A | RCBO DS201M 1P+N B20 30mA 10kA A |  | 5.14
2CSR275180R1254 | DS201 M C25 A30 | Active | 8012542569213 | 182.58 | 1 | 1 | stuk | DS201 M (2019) | BE31330 | SB (MCB&RCD Cat.B) | stuk | Diff-auto DS201M 1P+N C25 30mA 10kA A | Disj. différentiel DS201M 1P+N C25 30mA 10kA A | FI/LS-Kombination DS201M 1P+N C25 30mA 10kA A | RCBO DS201M 1P+N C25 30mA 10kA A |  | 5.14
2CSR275180R1255 | DS201 M B25 A30 | Active | 8012542563617 | 202.88 | 1 | 1 | stuk | DS201 M (2019) | BE31330 | SB (MCB&RCD Cat.B) | stuk | Diff-auto DS201M 1P+N B25 30mA 10kA A | Disj. différentiel DS201M 1P+N B25 30mA 10kA A | FI/LS-Kombination DS201M 1P+N B25 30mA 10kA A | RCBO DS201M 1P+N B25 30mA 10kA A |  | 5.14
2CSR275180R1324 | DS201 M C32 A30 | Active | 8012542594017 | 182.58 | 1 | 1 | stuk | DS201 M (2019) | BE31330 | SB (MCB&RCD Cat.B) | stuk | Diff-auto DS201M 1P+N C32 30mA 10kA A | Disj. différentiel DS201M 1P+N C32 30mA 10kA A | FI/LS-Kombination DS201M 1P+N C32 30mA 10kA A | RCBO DS201M 1P+N C32 30mA 10kA A |  | 5.14
2CSR275180R1325 | DS201 M B32 A30 | Active | 8012542586319 | 202.88 | 1 | 1 | stuk | DS201 M (2019) | BE31330 | SB (MCB&RCD Cat.B) | stuk | Diff-auto DS201M 1P+N B32 30mA 10kA A | Disj. différentiel DS201M 1P+N B32 30mA 10kA A | FI/LS-Kombination DS201M 1P+N B32 30mA 10kA A | RCBO DS201M 1P+N B32 30mA 10kA A |  | 5.14
2CSR275180R1404 | DS201 M C40 A30 | Active | 8012542582212 | 182.58 | 1 | 1 | stuk | DS201 M (2019) | BE31330 | SB (MCB&RCD Cat.B) | stuk | Diff-auto DS201M 1P+N C40 30mA 10kA A | Disj. différentiel DS201M 1P+N C40 30mA 10kA A | FI/LS-Kombination DS201M 1P+N C40 30mA 10kA A | RCBO DS201M 1P+N C40 30mA 10kA A |  | 5.14
2CSR275180R1405 | DS201 M B40 A30 | Active | 8012542574514 | 202.88 | 1 | 1 | stuk | DS201 M (2019) | BE31330 | SB (MCB&RCD Cat.B) | stuk | Diff-auto DS201M 1P+N B40 30mA 10kA A | Disj. différentiel DS201M 1P+N B40 30mA 10kA A | FI/LS-Kombination DS201M 1P+N B40 30mA 10kA A | RCBO DS201M 1P+N B40 30mA 10kA A |  | 5.14
2CSR275180R2064 | DS201 M C6 A100 | Active | 8012542570417 | 171.85 | 1 | 1 | stuk | DS201 M (2019) | BE31330 | SB (MCB&RCD Cat.B) | stuk | Diff-auto DS201M 1P+N C6 100mA 10kA A | Disj. différentiel DS201M 1P+N C6 100mA 10kA A | FI/LS-Kombination DS201M 1P+N C6 100mA 10kA A | RCBO DS201M 1P+N C6 100mA 10kA A |  | 5.14
2CSR275180R2065 | DS201 M B6 A100 | Active | 8012542562719 | 188.55 | 1 | 1 | stuk | DS201 M (2019) | BE31330 | SB (MCB&RCD Cat.B) | stuk | Diff-auto DS201M 1P+N B6 100mA 10kA A | Disj. différentiel DS201M 1P+N B6 100mA 10kA A | FI/LS-Kombination DS201M 1P+N B6 100mA 10kA A | RCBO DS201M 1P+N B6 100mA 10kA A |  | 5.14
2CSR275180R2067 | DS201 M K6 A100 | Active | 8012542568919 | 185.94 | 1 | 1 | stuk | DS201 M (2019) | BE31330 | SB (MCB&RCD Cat.B) | stuk | Diff-auto DS201M K6 A100 | Disj. différentiel DS201M K6 A100 | FI/LS-Kombination DS201M K6 A100 | RCBO DS201M K6 A100 |  | 5.14
2CSR275180R2104 | DS201 M C10 A100 | Active | 8012542595311 | 171.85 | 1 | 1 | stuk | DS201 M (2019) | BE31330 | SB (MCB&RCD Cat.B) | stuk | Diff-auto DS201M 1P+N C10 100mA 10kA A | Disj. différentiel DS201M 1P+N C10 100mA 10kA A | FI/LS-Kombination DS201M 1P+N C10 100mA 10kA A | RCBO DS201M 1P+N C10 100mA 10kA A |  | 5.14
2CSR275180R2105 | DS201 M B10 A100 | Active | 8012542775416 | 188.55 | 1 | 1 | stuk | DS201 M (2019) | BE31330 | SB (MCB&RCD Cat.B) | stuk | Diff-auto DS201M 1P+N B10 100mA 10kA A | Disj. différentiel DS201M 1P+N B10 100mA 10kA A | FI/LS-Kombination DS201M 1P+N B10 100mA 10kA A | RCBO DS201M 1P+N B10 100mA 10kA A |  | 5.14
2CSR275180R2107 | DS201 M K10 A100 | Active | 8012542593515 | 185.94 | 1 | 1 | stuk | DS201 M (2019) | BE31330 | SB (MCB&RCD Cat.B) | stuk | Diff-auto DS201M K10 A100 | Disj. différentiel DS201M K10 A100 | FI/LS-Kombination DS201M K10 A100 | RCBO DS201M K10 A100 |  | 5.14
2CSR275180R2135 | DS201 M B13 A100 | Active | 8012542773214 | 188.55 | 1 | 1 | stuk | DS201 M (2019) | BE31330 | SB (MCB&RCD Cat.B) | stuk | Diff-auto DS201M 1P+N B13 100mA 10kA A | Disj. différentiel DS201M 1P+N B13 100mA 10kA A | FI/LS-Kombination DS201M 1P+N B13 100mA 10kA A | RCBO DS201M 1P+N B13 100mA 10kA A |  | 5.14
2CSR275180R2164 | DS201 M C16 A100 | Active | 8012542583516 | 171.85 | 1 | 1 | stuk | DS201 M (2019) | BE31330 | SB (MCB&RCD Cat.B) | stuk | Diff-auto DS201M 1P+N C16 100mA 10kA A | Disj. différentiel DS201M 1P+N C16 100mA 10kA A | FI/LS-Kombination DS201M 1P+N C16 100mA 10kA A | RCBO DS201M 1P+N C16 100mA 10kA A |  | 5.14
2CSR275180R2165 | DS201 M B16 A100 | Active | 8012542771012 | 188.55 | 1 | 1 | stuk | DS201 M (2019) | BE31330 | SB (MCB&RCD Cat.B) | stuk | Diff-auto DS201M 1P+N B16 100mA 10kA A | Disj. différentiel DS201M 1P+N B16 100mA 10kA A | FI/LS-Kombination DS201M 1P+N B16 100mA 10kA A | RCBO DS201M 1P+N B16 100mA 10kA A |  | 5.14
2CSR275180R2167 | DS201 M K16 A100 | Active | 8012542569916 | 185.94 | 1 | 1 | stuk | DS201 M (2019) | BE31330 | SB (MCB&RCD Cat.B) | stuk | Diff-auto DS201M K16 A100 | Disj. différentiel DS201M K16 A100 | FI/LS-Kombination DS201M K16 A100 | RCBO DS201M K16 A100 |  | 5.14
2CSR275180R2204 | DS201 M C20 A100 | Active | 8012542571711 | 171.85 | 1 | 1 | stuk | DS201 M (2019) | BE31330 | SB (MCB&RCD Cat.B) | stuk | Diff-auto DS201M 1P+N C20 100mA 10kA A | Disj. différentiel DS201M 1P+N C20 100mA 10kA A | FI/LS-Kombination DS201M 1P+N C20 100mA 10kA A | RCBO DS201M 1P+N C20 100mA 10kA A |  | 5.14
2CSR275180R2205 | DS201 M B20 A100 | Active | 8012542587118 | 188.55 | 1 | 1 | stuk | DS201 M (2019) | BE31330 | SB (MCB&RCD Cat.B) | stuk | Diff-auto DS201M 1P+N B20 100mA 10kA A | Disj. différentiel DS201M 1P+N B20 100mA 10kA A | FI/LS-Kombination DS201M 1P+N B20 100mA 10kA A | RCBO DS201M 1P+N B20 100mA 10kA A |  | 5.14
2CSR275180R2207 | DS201 M K20 A100 | Active | 8012542594819 | 185.94 | 1 | 1 | stuk | DS201 M (2019) | BE31330 | SB (MCB&RCD Cat.B) | stuk | Diff-auto DS201M K20 A100 | Disj. différentiel DS201M K20 A100 | FI/LS-Kombination DS201M K20 A100 | RCBO DS201M K20 A100 |  | 5.14
2CSR275180R2254 | DS201 M C25 A100 | Active | 8012542593911 | 171.85 | 1 | 1 | stuk | DS201 M (2019) | BE31330 | SB (MCB&RCD Cat.B) | stuk | Diff-auto DS201M 1P+N C25 100mA 10kA A | Disj. différentiel DS201M 1P+N C25 100mA 10kA A | FI/LS-Kombination DS201M 1P+N C25 100mA 10kA A | RCBO DS201M 1P+N C25 100mA 10kA A |  | 5.14
2CSR275180R2255 | DS201 M B25 A100 | Active | 8012542575313 | 188.55 | 1 | 1 | stuk | DS201 M (2019) | BE31330 | SB (MCB&RCD Cat.B) | stuk | Diff-auto DS201M 1P+N B25 100mA 10kA A | Disj. différentiel DS201M 1P+N B25 100mA 10kA A | FI/LS-Kombination DS201M 1P+N B25 100mA 10kA A | RCBO DS201M 1P+N B25 100mA 10kA A |  | 5.14
2CSR275180R2257 | DS201 M K25 A100 | Active | 8012542583011 | 185.94 | 1 | 1 | stuk | DS201 M (2019) | BE31330 | SB (MCB&RCD Cat.B) | stuk | Diff-auto DS201M K25 A100 | Disj. différentiel DS201M K25 A100 | FI/LS-Kombination DS201M K25 A100 | RCBO DS201M K25 A100 |  | 5.14
2CSR275180R2324 | DS201 M C32 A100 | Active | 8012542582113 | 171.85 | 1 | 1 | stuk | DS201 M (2019) | BE31330 | SB (MCB&RCD Cat.B) | stuk | Diff-auto DS201M 1P+N C32 100mA 10kA A | Disj. différentiel DS201M 1P+N C32 100mA 10kA A | FI/LS-Kombination DS201M 1P+N C32 100mA 10kA A | RCBO DS201M 1P+N C32 100mA 10kA A |  | 5.14
2CSR275180R2325 | DS201 M B32 A100 | Active | 8012542563518 | 188.55 | 1 | 1 | stuk | DS201 M (2019) | BE31330 | SB (MCB&RCD Cat.B) | stuk | Diff-auto DS201M 1P+N B32 100mA 10kA A | Disj. différentiel DS201M 1P+N B32 100mA 10kA A | FI/LS-Kombination DS201M 1P+N B32 100mA 10kA A | RCBO DS201M 1P+N B32 100mA 10kA A |  | 5.14
2CSR275180R2327 | DS201 M K32 A100 | Active | 8012542571216 | 185.94 | 1 | 1 | stuk | DS201 M (2019) | BE31330 | SB (MCB&RCD Cat.B) | stuk | Diff-auto DS201M K32 A100 | Disj. différentiel DS201M K32 A100 | FI/LS-Kombination DS201M K32 A100 | RCBO DS201M K32 A100 |  | 5.14
2CSR275180R2404 | DS201 M C40 A100 | Active | 8012542570318 | 171.85 | 1 | 1 | stuk | DS201 M (2019) | BE31330 | SB (MCB&RCD Cat.B) | stuk | Diff-auto DS201M 1P+N C40 100mA 10kA A | Disj. différentiel DS201M 1P+N C40 100mA 10kA A | FI/LS-Kombination DS201M 1P+N C40 100mA 10kA A | RCBO DS201M 1P+N C40 100mA 10kA A |  | 5.14
2CSR275180R2405 | DS201 M B40 A100 | Active | 8012542586210 | 188.55 | 1 | 1 | stuk | DS201 M (2019) | BE31330 | SB (MCB&RCD Cat.B) | stuk | Diff-auto DS201M 1P+N B40 100mA 10kA A | Disj. différentiel DS201M 1P+N B40 100mA 10kA A | FI/LS-Kombination DS201M 1P+N B40 100mA 10kA A | RCBO DS201M 1P+N B40 100mA 10kA A |  | 5.14
2CSR275180R2407 | DS201 M K40 A100 | Active | 8012542593416 | 185.94 | 1 | 1 | stuk | DS201 M (2019) | BE31330 | SB (MCB&RCD Cat.B) | stuk | Diff-auto DS201M K40 A100 | Disj. différentiel DS201M K40 A100 | FI/LS-Kombination DS201M K40 A100 | RCBO DS201M K40 A100 |  | 5.14
2CSR275180R3064 | DS201 M C6 A300 | Active | 8012542595212 | 171.85 | 1 | 1 | stuk | DS201 M (2019) | BE31330 | SB (MCB&RCD Cat.B) | stuk | Diff-auto DS201M 1P+N C6 300mA 10kA A | Disj. différentiel DS201M 1P+N C6 300mA 10kA A | FI/LS-Kombination DS201M 1P+N C6 300mA 10kA A | RCBO DS201M 1P+N C6 300mA 10kA A |  | 5.14
2CSR275180R3065 | DS201 M B6 A300 | Active | 8012542574415 | 188.55 | 1 | 1 | stuk | DS201 M (2019) | BE31330 | SB (MCB&RCD Cat.B) | stuk | Diff-auto DS201M 1P+N B6 300mA 10kA A | Disj. différentiel DS201M 1P+N B6 300mA 10kA A | FI/LS-Kombination DS201M 1P+N B6 300mA 10kA A | RCBO DS201M 1P+N B6 300mA 10kA A |  | 5.14
2CSR275180R3104 | DS201 M C10 A300 | Active | 8012542583417 | 171.85 | 1 | 1 | stuk | DS201 M (2019) | BE31330 | SB (MCB&RCD Cat.B) | stuk | Diff-auto DS201M 1P+N C10 300mA 10kA A | Disj. différentiel DS201M 1P+N C10 300mA 10kA A | FI/LS-Kombination DS201M 1P+N C10 300mA 10kA A | RCBO DS201M 1P+N C10 300mA 10kA A |  | 5.14
2CSR275180R3105 | DS201 M B10 A300 | Active | 8012542562610 | 188.55 | 1 | 1 | stuk | DS201 M (2019) | BE31330 | SB (MCB&RCD Cat.B) | stuk | Diff-auto DS201M 1P+N B10 300mA 10kA A | Disj. différentiel DS201M 1P+N B10 300mA 10kA A | FI/LS-Kombination DS201M 1P+N B10 300mA 10kA A | RCBO DS201M 1P+N B10 300mA 10kA A |  | 5.14
2CSR275180R3134 | DS201 M C13 A300 | Active | 8012542571612 | 171.85 | 1 | 1 | stuk | DS201 M (2019) | BE31330 | SB (MCB&RCD Cat.B) | stuk | Diff-auto DS201M 1P+N C13 300mA 10kA A | Disj. différentiel DS201M 1P+N C13 300mA 10kA A | FI/LS-Kombination DS201M 1P+N C13 300mA 10kA A | RCBO DS201M 1P+N C13 300mA 10kA A |  | 5.14
2CSR275180R3135 | DS201 M B13 A300 | Active | 8012542775317 | 188.55 | 1 | 1 | stuk | DS201 M (2019) | BE31330 | SB (MCB&RCD Cat.B) | stuk | Diff-auto DS201M 1P+N B13 300mA 10kA A | Disj. différentiel DS201M 1P+N B13 300mA 10kA A | FI/LS-Kombination DS201M 1P+N B13 300mA 10kA A | RCBO DS201M 1P+N B13 300mA 10kA A |  | 5.14
2CSR275180R3164 | DS201 M C16 A300 | Active | 8012542592716 | 171.85 | 1 | 1 | stuk | DS201 M (2019) | BE31330 | SB (MCB&RCD Cat.B) | stuk | Diff-auto DS201M 1P+N C16 300mA 10kA A | Disj. différentiel DS201M 1P+N C16 300mA 10kA A | FI/LS-Kombination DS201M 1P+N C16 300mA 10kA A | RCBO DS201M 1P+N C16 300mA 10kA A |  | 5.14
2CSR275180R3165 | DS201 M B16 A300 | Active | 8012542773115 | 188.55 | 1 | 1 | stuk | DS201 M (2019) | BE31330 | SB (MCB&RCD Cat.B) | stuk | Diff-auto DS201M 1P+N B16 300mA 10kA A | Disj. différentiel DS201M 1P+N B16 300mA 10kA A | FI/LS-Kombination DS201M 1P+N B16 300mA 10kA A | RCBO DS201M 1P+N B16 300mA 10kA A |  | 5.14
2CSR275180R3204 | DS201 M C20 A300 | Active | 8012542580911 | 171.85 | 1 | 1 | stuk | DS201 M (2019) | BE31330 | SB (MCB&RCD Cat.B) | stuk | Diff-auto DS201M 1P+N C20 300mA 10kA A | Disj. différentiel DS201M 1P+N C20 300mA 10kA A | FI/LS-Kombination DS201M 1P+N C20 300mA 10kA A | RCBO DS201M 1P+N C20 300mA 10kA A |  | 5.14
2CSR275180R3205 | DS201 M B20 A300 | Active | 8012542770916 | 188.55 | 1 | 1 | stuk | DS201 M (2019) | BE31330 | SB (MCB&RCD Cat.B) | stuk | Diff-auto DS201M 1P+N B20 300mA 10kA A | Disj. différentiel DS201M 1P+N B20 300mA 10kA A | FI/LS-Kombination DS201M 1P+N B20 300mA 10kA A | RCBO DS201M 1P+N B20 300mA 10kA A |  | 5.14
2CSR275180R3254 | DS201 M C25 A300 | Active | 8012542569114 | 171.85 | 1 | 1 | stuk | DS201 M (2019) | BE31330 | SB (MCB&RCD Cat.B) | stuk | Diff-auto DS201M 1P+N C25 300mA 10kA A | Disj. différentiel DS201M 1P+N C25 300mA 10kA A | FI/LS-Kombination DS201M 1P+N C25 300mA 10kA A | RCBO DS201M 1P+N C25 300mA 10kA A |  | 5.14
2CSR275180R3255 | DS201 M B25 A300 | Active | 8012542587019 | 188.55 | 1 | 1 | stuk | DS201 M (2019) | BE31330 | SB (MCB&RCD Cat.B) | stuk | Diff-auto DS201M 1P+N B25 300mA 10kA A | Disj. différentiel DS201M 1P+N B25 300mA 10kA A | FI/LS-Kombination DS201M 1P+N B25 300mA 10kA A | RCBO DS201M 1P+N B25 300mA 10kA A |  | 5.14
2CSR275180R3324 | DS201 M C32 A300 | Active | 8012542593812 | 171.85 | 1 | 1 | stuk | DS201 M (2019) | BE31330 | SB (MCB&RCD Cat.B) | stuk | Diff-auto DS201M 1P+N C32 300mA 10kA A | Disj. différentiel DS201M 1P+N C32 300mA 10kA A | FI/LS-Kombination DS201M 1P+N C32 300mA 10kA A | RCBO DS201M 1P+N C32 300mA 10kA A |  | 5.14
2CSR275180R3325 | DS201 M B32 A300 | Active | 8012542575214 | 188.55 | 1 | 1 | stuk | DS201 M (2019) | BE31330 | SB (MCB&RCD Cat.B) | stuk | Diff-auto DS201M 1P+N B32 300mA 10kA A | Disj. différentiel DS201M 1P+N B32 300mA 10kA A | FI/LS-Kombination DS201M 1P+N B32 300mA 10kA A | RCBO DS201M 1P+N B32 300mA 10kA A |  | 5.14
2CSR275180R3404 | DS201 M C40 A300 | Active | 8012542582014 | 171.85 | 1 | 1 | stuk | DS201 M (2019) | BE31330 | SB (MCB&RCD Cat.B) | stuk | Diff-auto DS201M 1P+N C40 300mA 10kA A | Disj. différentiel DS201M 1P+N C40 300mA 10kA A | FI/LS-Kombination DS201M 1P+N C40 300mA 10kA A | RCBO DS201M 1P+N C40 300mA 10kA A |  | 5.14
2CSR275180R3405 | DS201 M B40 A300 | Active | 8012542563419 | 188.55 | 1 | 1 | stuk | DS201 M (2019) | BE31330 | SB (MCB&RCD Cat.B) | stuk | Diff-auto DS201M 1P+N B40 300mA 10kA A | Disj. différentiel DS201M 1P+N B40 300mA 10kA A | FI/LS-Kombination DS201M 1P+N B40 300mA 10kA A | RCBO DS201M 1P+N B40 300mA 10kA A |  | 5.14
2CSR275189R1104 | DS 201M C10/0,03 110V | Active | 8012542595618 | 248.91 | 1 | 1 | stuk | DS201 M 110V | BE31330 | SB (MCB&RCD Cat.B) | stuk | Diff-automaat 1P+N, C kar, 10A, 30mA, 10kA 110V | Disj-diff 1P+N, C kar, 10A, 30mA, 10kA 110V | Diff-automaat 1P+N, C kar, 10A, 30mA, 10kA 110V | RCBO 1P+N, C kar, 10A, 30mA, 10kA 110V
2CSR275480R1064 | DS201 M C6 APR30 | Active | 8012542570219 | 219.59 | 1 | 1 | stuk | DS201 M (2019) | BE31330 | SB (MCB&RCD Cat.B) | stuk | Diff-auto DS201M 1P+N C6 30mA 10kA A-PR | Disj. différentiel DS201M 1P+N C6 30mA 10kA A-PR | FI/LS-Kombination DS201M 1P+N C6 30mA 10kA A-PR | RCBO DS201M 1P+N C6 30mA 10kA A-PR |  | 5.14
2CSR275480R1104 | DS201 M C10 APR30 | Active | 8012542591917 | 219.59 | 1 | 1 | stuk | DS201 M (2019) | BE31330 | SB (MCB&RCD Cat.B) | stuk | Diff-auto DS201M 1P+N C10 30mA 10kA A-PR | Disj. différentiel DS201M 1P+N C10 30mA 10kA A-PR | FI/LS-Kombination DS201M 1P+N C10 30mA 10kA A-PR | RCBO DS201M 1P+N C10 30mA 10kA A-PR |  | 5.14
2CSR275480R1134 | DS201 M C13 APR30 | Active | 8012542580119 | 219.59 | 1 | 1 | stuk | DS201 M (2019) | BE31330 | SB (MCB&RCD Cat.B) | stuk | Diff-auto DS201M 1P+N C13 30mA 10kA A-PR | Disj. différentiel DS201M 1P+N C13 30mA 10kA A-PR | FI/LS-Kombination DS201M 1P+N C13 30mA 10kA A-PR | RCBO DS201M 1P+N C13 30mA 10kA A-PR |  | 5.14
2CSR275480R1164 | DS201 M C16 APR30 | Active | 8012542568315 | 219.59 | 1 | 1 | stuk | DS201 M (2019) | BE31330 | SB (MCB&RCD Cat.B) | stuk | Diff-auto DS201M 1P+N C16 30mA 10kA A-PR | Disj. différentiel DS201M 1P+N C16 30mA 10kA A-PR | FI/LS-Kombination DS201M 1P+N C16 30mA 10kA A-PR | RCBO DS201M 1P+N C16 30mA 10kA A-PR |  | 5.14
2CSR275480R1204 | DS201 M C20 APR30 | Active | 8012542595113 | 219.59 | 1 | 1 | stuk | DS201 M (2019) | BE31330 | SB (MCB&RCD Cat.B) | stuk | Diff-auto DS201M 1P+N C20 30mA 10kA A-PR | Disj. différentiel DS201M 1P+N C20 30mA 10kA A-PR | FI/LS-Kombination DS201M 1P+N C20 30mA 10kA A-PR | RCBO DS201M 1P+N C20 30mA 10kA A-PR |  | 5.14
2CSR275480R1254 | DS201 M C25 APR30 | Active | 8012542583318 | 219.59 | 1 | 1 | stuk | DS201 M (2019) | BE31330 | SB (MCB&RCD Cat.B) | stuk | Diff-auto DS201M 1P+N C25 30mA 10kA A-PR | Disj. différentiel DS201M 1P+N C25 30mA 10kA A-PR | FI/LS-Kombination DS201M 1P+N C25 30mA 10kA A-PR | RCBO DS201M 1P+N C25 30mA 10kA A-PR |  | 5.14
2CSR275480R1324 | DS201 M C32 APR30 | Active | 8012542571513 | 219.59 | 1 | 1 | stuk | DS201 M (2019) | BE31330 | SB (MCB&RCD Cat.B) | stuk | Diff-auto DS201M 1P+N C32 30mA 10kA A-PR | Disj. différentiel DS201M 1P+N C32 30mA 10kA A-PR | FI/LS-Kombination DS201M 1P+N C32 30mA 10kA A-PR | RCBO DS201M 1P+N C32 30mA 10kA A-PR |  | 5.14
2CSR275480R1404 | DS201 M C40 APR30 | Active | 8012542592617 | 219.59 | 1 | 1 | stuk | DS201 M (2019) | BE31330 | SB (MCB&RCD Cat.B) | stuk | Diff-auto DS201M 1P+N C40 30mA 10kA A-PR | Disj. différentiel DS201M 1P+N C40 30mA 10kA A-PR | FI/LS-Kombination DS201M 1P+N C40 30mA 10kA A-PR | RCBO DS201M 1P+N C40 30mA 10kA A-PR |  | 5.14
2CSR275480R2064 | DS201 M C6 APR100 | Active | 8012542580812 | 208.83 | 1 | 1 | stuk | DS201 M (2019) | BE31330 | SB (MCB&RCD Cat.B) | stuk | Diff-auto DS201M 1P+N C6 100mA 10kA A-PR | Disj. différentiel DS201M 1P+N C6 100mA 10kA A-PR | FI/LS-Kombination DS201M 1P+N C6 100mA 10kA A-PR | RCBO DS201M 1P+N C6 100mA 10kA A-PR |  | 5.14
2CSR275480R2104 | DS201 M C10 APR100 | Active | 8012542569015 | 208.83 | 1 | 1 | stuk | DS201 M (2019) | BE31330 | SB (MCB&RCD Cat.B) | stuk | Diff-autoDS201M 1P+N C10 100mA 10kA A-PR | Disj. différentielDS201M 1P+N C10 100mA 10kA A-PR | FI/LS-KombinationDS201M 1P+N C10 100mA 10kA A-PR | RCBODS201M 1P+N C10 100mA 10kA A-PR |  | 5.14
2CSR275480R2134 | DS201 M C13 APR100 | Active | 8012542593713 | 208.83 | 1 | 1 | stuk | DS201 M (2019) | BE31330 | SB (MCB&RCD Cat.B) | stuk | Diff-autoDS201M 1P+N C13 100mA 10kA A-PR | Disj. différentielDS201M 1P+N C13 100mA 10kA A-PR | FI/LS-KombinationDS201M 1P+N C13 100mA 10kA A-PR | RCBODS201M 1P+N C13 100mA 10kA A-PR |  | 5.14
2CSR275480R2164 | DS201 M C16 APR100 | Active | 8012542581918 | 208.83 | 1 | 1 | stuk | DS201 M (2019) | BE31330 | SB (MCB&RCD Cat.B) | stuk | Diff-autoDS201M 1P+N C16 100mA 10kA A-PR | Disj. différentielDS201M 1P+N C16 100mA 10kA A-PR | FI/LS-KombinationDS201M 1P+N C16 100mA 10kA A-PR | RCBODS201M 1P+N C16 100mA 10kA A-PR |  | 5.14
2CSR275480R2204 | DS201 M C20 APR100 | Active | 8012542570110 | 208.83 | 1 | 1 | stuk | DS201 M (2019) | BE31330 | SB (MCB&RCD Cat.B) | stuk | Diff-autoDS201M 1P+N C20 100mA 10kA A-PR | Disj. différentielDS201M 1P+N C20 100mA 10kA A-PR | FI/LS-KombinationDS201M 1P+N C20 100mA 10kA A-PR | RCBODS201M 1P+N C20 100mA 10kA A-PR |  | 5.14
2CSR275480R2254 | DS201 M C25 APR100 | Active | 8012542595014 | 208.83 | 1 | 1 | stuk | DS201 M (2019) | BE31330 | SB (MCB&RCD Cat.B) | stuk | Diff-autoDS201M 1P+N C25 100mA 10kA A-PR | Disj. différentielDS201M 1P+N C25 100mA 10kA A-PR | FI/LS-KombinationDS201M 1P+N C25 100mA 10kA A-PR | RCBODS201M 1P+N C25 100mA 10kA A-PR |  | 5.14
2CSR275480R2324 | DS201 M C32 APR100 | Active | 8012542583219 | 208.83 | 1 | 1 | stuk | DS201 M (2019) | BE31330 | SB (MCB&RCD Cat.B) | stuk | Diff-autoDS201M 1P+N C32 100mA 10kA A-PR | Disj. différentielDS201M 1P+N C32 100mA 10kA A-PR | FI/LS-KombinationDS201M 1P+N C32 100mA 10kA A-PR | RCBODS201M 1P+N C32 100mA 10kA A-PR |  | 5.14
2CSR275480R2404 | DS201 M C40 APR100 | Active | 8012542571414 | 208.83 | 1 | 1 | stuk | DS201 M (2019) | BE31330 | SB (MCB&RCD Cat.B) | stuk | Diff-autoDS201M 1P+N C40 100mA 10kA A-PR | Disj. différentielDS201M 1P+N C40 100mA 10kA A-PR | FI/LS-KombinationDS201M 1P+N C40 100mA 10kA A-PR | RCBODS201M 1P+N C40 100mA 10kA A-PR |  | 5.14
2CSR275480R3064 | DS201 M C6 APR300 | Active | 8012542593614 | 208.83 | 1 | 1 | stuk | DS201 M (2019) | BE31330 | SB (MCB&RCD Cat.B) | stuk | Diff-auto DS201M 1P+N C6 300mA 10kA A-PR | Disj. différentiel DS201M 1P+N C6 300mA 10kA A-PR | FI/LS-Kombination DS201M 1P+N C6 300mA 10kA A-PR | RCBO DS201M 1P+N C6 300mA 10kA A-PR |  | 5.14
2CSR275480R3104 | DS201 M C10 APR300 | Active | 8012542581819 | 208.83 | 1 | 1 | stuk | DS201 M (2019) | BE31330 | SB (MCB&RCD Cat.B) | stuk | Diff-autoDS201M 1P+N C10 300mA 10kA A-PR | Disj. différentielDS201M 1P+N C10 300mA 10kA A-PR | FI/LS-KombinationDS201M 1P+N C10 300mA 10kA A-PR | RCBODS201M 1P+N C10 300mA 10kA A-PR |  | 5.14
2CSR275480R3134 | DS201 M C13 APR300 | Active | 8012542570011 | 208.83 | 1 | 1 | stuk | DS201 M (2019) | BE31330 | SB (MCB&RCD Cat.B) | stuk | Diff-autoDS201M 1P+N C13 300mA 10kA A-PR | Disj. différentielDS201M 1P+N C13 300mA 10kA A-PR | FI/LS-KombinationDS201M 1P+N C13 300mA 10kA A-PR | RCBODS201M 1P+N C13 300mA 10kA A-PR |  | 5.14
2CSR275480R3164 | DS201 M C16 APR300 | Active | 8012542594918 | 208.83 | 1 | 1 | stuk | DS201 M (2019) | BE31330 | SB (MCB&RCD Cat.B) | stuk | Diff-autoDS201M 1P+N C16 300mA 10kA A-PR | Disj. différentielDS201M 1P+N C16 300mA 10kA A-PR | FI/LS-KombinationDS201M 1P+N C16 300mA 10kA A-PR | RCBODS201M 1P+N C16 300mA 10kA A-PR |  | 5.14
2CSR275480R3204 | DS201 M C20 APR300 | Active | 8012542583110 | 208.83 | 1 | 1 | stuk | DS201 M (2019) | BE31330 | SB (MCB&RCD Cat.B) | stuk | Diff-autoDS201M 1P+N C20 300mA 10kA A-PR | Disj. différentielDS201M 1P+N C20 300mA 10kA A-PR | FI/LS-KombinationDS201M 1P+N C20 300mA 10kA A-PR | RCBODS201M 1P+N C20 300mA 10kA A-PR |  | 5.14
2CSR275480R3254 | DS201 M C25 APR300 | Active | 8012542571315 | 208.83 | 1 | 1 | stuk | DS201 M (2019) | BE31330 | SB (MCB&RCD Cat.B) | stuk | Diff-autoDS201M 1P+N C25 300mA 10kA A-PR | Disj. différentielDS201M 1P+N C25 300mA 10kA A-PR | FI/LS-KombinationDS201M 1P+N C25 300mA 10kA A-PR | RCBODS201M 1P+N C25 300mA 10kA A-PR |  | 5.14
2CSR275480R3324 | DS201 M C32 APR300 | Active | 8012542592518 | 208.83 | 1 | 1 | stuk | DS201 M (2019) | BE31330 | SB (MCB&RCD Cat.B) | stuk | Diff-autoDS201M 1P+N C32 300mA 10kA A-PR | Disj. différentielDS201M 1P+N C32 300mA 10kA A-PR | FI/LS-KombinationDS201M 1P+N C32 300mA 10kA A-PR | RCBODS201M 1P+N C32 300mA 10kA A-PR |  | 5.14
2CSR275480R3404 | DS201 M C40 APR300 | Active | 8012542580713 | 208.83 | 1 | 1 | stuk | DS201 M (2019) | BE31330 | SB (MCB&RCD Cat.B) | stuk | Diff-autoDS201M 1P+N C40 300mA 10kA A-PR | Disj. différentielDS201M 1P+N C40 300mA 10kA A-PR | FI/LS-KombinationDS201M 1P+N C40 300mA 10kA A-PR | RCBODS201M 1P+N C40 300mA 10kA A-PR |  | 5.14
2CSR275580R0104 | DS201 M C10 F10 | Active | 8012542568513 | 258.95 | 1 | 1 | stuk | DS201 M (2019) | BE31330 | SB (MCB&RCD Cat.B) | stuk | Diff-auto DS201M C10 F10 | Disj. différentiel DS201M C10 F10 | FI/LS-Kombination DS201M C10 F10 | RCBO DS201M C10 F10 |  | 5.14
2CSR275580R0105 | DS201 M B10 F10 | Active | 8012542569411 | 258.95 | 1 | 1 | stuk | DS201 M (2019) | BE31330 | SB (MCB&RCD Cat.B) | stuk | Diff-auto DS201M B10 F10 | Disj. différentiel DS201M B10 F10 | FI/LS-Kombination DS201M B10 F10 | RCBO DS201M B10 F10 |  | 5.14
2CSR275580R0164 | DS201 M C16 F10 | Active | 8012542581215 | 213.95 | 1 | 1 | stuk | DS201 M (2019) | BE31330 | SB (MCB&RCD Cat.B) | stuk | Diff-auto DS201M C16 F10 | Disj. différentiel DS201M C16 F10 | FI/LS-Kombination DS201M C16 F10 | RCBO DS201M C16 F10 |  | 5.14
2CSR275580R0165 | DS201 M B16 F10 | Active | 8012542582519 | 213.95 | 1 | 1 | stuk | DS201 M (2019) | BE31330 | SB (MCB&RCD Cat.B) | stuk | Diff-auto DS201M B16 F10 | Disj. différentiel DS201M B16 F10 | FI/LS-Kombination DS201M B16 F10 | RCBO DS201M B16 F10 |  | 5.14
2CSR275580R1064 | DS201 M C6 F30 | Active | 8012542580416 | 215.76 | 1 | 1 | stuk | DS201 M (2019) | BE31330 | SB (MCB&RCD Cat.B) | stuk | Diff-auto DS201M C6 F30 | Disj. différentiel DS201M C6 F30 | FI/LS-Kombination DS201M C6 F30 | RCBO DS201M C6 F30 |  | 5.14
2CSR275580R1065 | DS201 M B6 F30 | Active | 8012542594413 | 215.76 | 1 | 1 | stuk | DS201 M (2019) | BE31330 | SB (MCB&RCD Cat.B) | stuk | Diff-auto DS201M B6 F30 | Disj. différentiel DS201M B6 F30 | FI/LS-Kombination DS201M B6 F30 | RCBO DS201M B6 F30 |  | 5.14
2CSR275580R1104 | DS201 M C10 F30 | Active | 8012542568612 | 215.76 | 1 | 1 | stuk | DS201 M (2019) | BE31330 | SB (MCB&RCD Cat.B) | stuk | Diff-auto DS201M C10 F30 | Disj. différentiel DS201M C10 F30 | FI/LS-Kombination DS201M C10 F30 | RCBO DS201M C10 F30 |  | 5.14
2CSR275580R1105 | DS201 M B10 F30 | Active | 8012542582618 | 215.76 | 1 | 1 | stuk | DS201 M (2019) | BE31330 | SB (MCB&RCD Cat.B) | stuk | Diff-auto DS201M B10 F30 | Disj. différentiel DS201M B10 F30 | FI/LS-Kombination DS201M B10 F30 | RCBO DS201M B10 F30 |  | 5.14
2CSR275580R1164 | DS201 M C16 F30 | Active | 8012542584018 | 178.29 | 1 | 1 | stuk | DS201 M (2019) | BE31330 | SB (MCB&RCD Cat.B) | stuk | Diff-auto DS201M C16 F30 | Disj. différentiel DS201M C16 F30 | FI/LS-Kombination DS201M C16 F30 | RCBO DS201M C16 F30 |  | 5.14
2CSR275580R1165 | DS201 M B16 F30 | Active | 8012542595717 | 178.29 | 1 | 1 | stuk | DS201 M (2019) | BE31330 | SB (MCB&RCD Cat.B) | stuk | Diff-auto DS201M B16 F30 | Disj. différentiel DS201M B16 F30 | FI/LS-Kombination DS201M B16 F30 | RCBO DS201M B16 F30 |  | 5.14
2CSR275580R1204 | DS201 M C20 F30 | Active | 8012542572213 | 215.76 | 1 | 1 | stuk | DS201 M (2019) | BE31330 | SB (MCB&RCD Cat.B) | stuk | Diff-auto DS201M C20 F30 | Disj. différentiel DS201M C20 F30 | FI/LS-Kombination DS201M C20 F30 | RCBO DS201M C20 F30 |  | 5.14
2CSR275580R1205 | DS201 M B20 F30 | Active | 8012542583912 | 215.76 | 1 | 1 | stuk | DS201 M (2019) | BE31330 | SB (MCB&RCD Cat.B) | stuk | Diff-auto DS201M B20 F30 | Disj. différentiel DS201M B20 F30 | FI/LS-Kombination DS201M B20 F30 | RCBO DS201M B20 F30 |  | 5.14
2CSR275580R1254 | DS201 M C25 F30 | Active | 8012542593119 | 224.37 | 1 | 1 | stuk | DS201 M (2019) | BE31330 | SB (MCB&RCD Cat.B) | stuk | Diff-auto DS201M C25 F30 | Disj. différentiel DS201M C25 F30 | FI/LS-Kombination DS201M C25 F30 | RCBO DS201M C25 F30 |  | 5.14
2CSR275580R1255 | DS201 M B25 F30 | Active | 8012542572114 | 224.37 | 1 | 1 | stuk | DS201 M (2019) | BE31330 | SB (MCB&RCD Cat.B) | stuk | Diff-auto DS201M B25 F30 | Disj. différentiel DS201M B25 F30 | FI/LS-Kombination DS201M B25 F30 | RCBO DS201M B25 F30 |  | 5.14
2CSR275580R1324 | DS201 M C32 F30 | Active | 8012542581314 | 226.52 | 1 | 1 | stuk | DS201 M (2019) | BE31330 | SB (MCB&RCD Cat.B) | stuk | Diff-auto DS201M C32 F30 | Disj. différentiel DS201M C32 F30 | FI/LS-Kombination DS201M C32 F30 | RCBO DS201M C32 F30 |  | 5.14
2CSR275580R1325 | DS201 M B32 F30 | Active | 8012542592112 | 226.52 | 1 | 1 | stuk | DS201 M (2019) | BE31330 | SB (MCB&RCD Cat.B) | stuk | Diff-auto DS201M B32 F30 | Disj. différentiel DS201M B32 F30 | FI/LS-Kombination DS201M B32 F30 | RCBO DS201M B32 F30 |  | 5.14
2CSR275580R1404 | DS201 M C40 F30 | Active | 8012542569510 | 241.48 | 1 | 1 | stuk | DS201 M (2019) | BE31330 | SB (MCB&RCD Cat.B) | stuk | Diff-auto DS201M C40 F30 | Disj. différentiel DS201M C40 F30 | FI/LS-Kombination DS201M C40 F30 | RCBO DS201M C40 F30 |  | 5.14
2CSR275580R1405 | DS201 M B40 F30 | Active | 8012542580317 | 241.48 | 1 | 1 | stuk | DS201 M (2019) | BE31330 | SB (MCB&RCD Cat.B) | stuk | Diff-auto DS201M B40 F30 | Disj. différentiel DS201M B40 F30 | FI/LS-Kombination DS201M B40 F30 | RCBO DS201M B40 F30 |  | 5.14
2CSS200910R0005 | S2C-OVP1 | Active | 8012542748137 | 169.51 | 1 | 1 | stuk | Overvoltage Releases S2C | BE31330 | SA (Modulair+Plug&Socket) | stuk | S2C-OVP1-Overvoltage release | S2C-OVP1 - Overvoltage release | S2C-OVP1 - Overvoltage release | S2C-OVP1 - Overvoltage release |  | 5.14
2CSS200911R0001 | S2C-UA 12 DC | Active | 8012542839705 | 99.93 | 1 | 1 | stuk | Undervoltage Releases S2C | BE31330 | SA (Modulair+Plug&Socket) | stuk | Minimaspoel S2C-UA 12Vdc | Bobine à minimum de tension 12VDC | S2C-UA 12 DC Unterspannungsauslöser 12V DC | S2C-UA 12 DC - Undervoltage release |  | 5.14
2CSS200911R0002 | S2C-UA 24 AC | Active | 8012542839804 | 99.93 | 1 | 1 | stuk | Undervoltage Releases S2C | BE31330 | SA (Modulair+Plug&Socket) | stuk | Minimaspoel S2C-UA 24Vac | Bobine à minimum de tension 24VAC/DC | S2C-UA 24 AC Unterspannungsauslöser 24V AC | S2C-UA 24 AC - Undervoltage release |  | 5.14
2CSS200911R0003 | S2C-UA 48 AC | Active | 8012542839903 | 99.93 | 1 | 1 | stuk | Undervoltage Releases S2C | BE31330 | SA (Modulair+Plug&Socket) | stuk | Minimaspoel S2C-UA 48Vac | Bobine à minimum de tension 48VAC/DC | S2C-UA 48 AC Unterspannungsauslöser 48V AC | S2C-UA 48 AC - Undervoltage release |  | 5.14
2CSS200911R0004 | S2C-UA 110 AC | Active | 8012542840008 | 99.93 | 1 | 1 | stuk | Undervoltage Releases S2C | BE31330 | SA (Modulair+Plug&Socket) | stuk | Minimaspoel S2C-UA 110Vac | Bobine à minimum de tension 110VAC/DC | S2C-UA 110 AC Unterspannungsauslöser 110V AC | S2C-UA 110 AC - Undervoltage release |  | 5.14
2CSS200911R0005 | S2C-UA 230 AC | Active | 8012542840107 | 99.93 | 1 | 1 | stuk | Undervoltage Releases S2C | BE31330 | SA (Modulair+Plug&Socket) | stuk | Minimaspoel S2C-UA 220Vac | Bobine à minimum de tension 220VAC/DC | S2C-UA 230 AC Unterspannungsauslöser 230V AC | S2C-UA 230 AC - Undervoltage release |  | 5.14
2CSS200911R0006 | S2C-UA 400 AC | Active | 8012542840206 | 99.93 | 1 | 1 | stuk | Undervoltage Releases S2C | BE31330 | SA (Modulair+Plug&Socket) | stuk | Minimaspoel S2C-UA 400Vac | Bobine à minimum de tension 380VAC | S2C-UA 400 AC Unterspannungsauslöser 400V AC | S2C-UA 400 AC - Undervoltage release |  | 5.14
2CSS200911R0007 | S2C-UA 24 DC | Active | 8012542896401 | 99.93 | 1 | 1 | stuk | Undervoltage Releases S2C | BE31330 | SA (Modulair+Plug&Socket) | stuk | Minimaspoel S2C-UA 24Vdc | Bobine à minima de tension S200 et DS200 série 24Vdc | S2C-UA 24 DC Unterspannungsauslöser 24V DC | S2C-UA 24 DC - Undervoltage release |  | 5.14
2CSS200911R0008 | S2C-UA 48 DC | Active | 8012542896500 | 99.93 | 1 | 1 | stuk | Undervoltage Releases S2C | BE31330 | SA (Modulair+Plug&Socket) | stuk | Minimaspoel S2C-UA 48Vdc | Bobine à minima de tension S200 et DS200 série 48Vdc | S2C-UA 48 DC Unterspannungsauslöser 48V DC | S2C-UA 48 DC - Undervoltage release |  | 5.14
2CSS200911R0009 | S2C-UA 110 DC | Active | 8012542896609 | 99.93 | 1 | 1 | stuk | Undervoltage Releases S2C | BE31330 | SA (Modulair+Plug&Socket) | stuk | Minimaspoel S2C-UA 110Vdc | Bobine à minima de tension S200 et DS200 série 110Vdc | S2C-UA 110 DC Unterspannungsauslöser 110V DC | S2C-UA 110 DC - Undervoltage release |  | 5.14
2CSS200911R0010 | S2C-UA 230 DC | Active | 8012542896708 | 99.93 | 1 | 1 | stuk | Undervoltage Releases S2C | BE31330 | SA (Modulair+Plug&Socket) | stuk | Minimaspoel S2C-UA 220Vdc | Bobine à minima de tension S200 et DS200 série 220Vdc | S2C-UA 230 DC Unterspannungsauslöser 230V DC | S2C-UA 230 DC - Undervoltage release |  | 5.14
2CSS200923R0001 | SN201-IH | Active | 8012542104858 | 39.77 | 1 | 1 | stuk | Accessories for MCB SN201 | BE31330 | SA (Modulair+Plug&Socket) | stuk | Hulpcontact SN201-IH 1W voor SN201 | Contact auxiliaire Série SN200 1CO | SN201-IH Hilfsschalter | SN201-IH - Interface module with auxiliary contact |  | 5.14
2CSS200924R0001 | SN201-S | Active | 8012542104957 | 39.77 | 1 | 1 | stuk | Accessories for MCB SN201 | BE31330 | SA (Modulair+Plug&Socket) | stuk | Sig.cont.SN201-S 1CO SN201 | Contact signal Série SN200 1CO | SN201-S Signalkontakt 1Ö + 1S | SN201-S - Signal contact |  | 5.14
2CSS200993R0005 | S2C-OVP2 | Active | 8012542952039 | 161.37 | 1 | 1 | stuk | Overvoltage Releases S2C | BE31330 | SA (Modulair+Plug&Socket) | stuk | S2C-OVP2-Overvoltage release | S2C-OVP2 - Overvoltage release | S2C-OVP2 - Overvoltage release | S2C-OVP2 - Overvoltage release |  | 5.14
2CSS200998R0001 | S2C-BP | Active | 8012542941309 | 34.36 | 1 | 1 | stuk | Mechanical Accessories S2C | BE31330 | SA (Modulair+Plug&Socket) | stuk | UitschakelMS2C-BPMechanische afschak.S200 | Disjoncteur mechanique S200 | S2C-BP Mechanischer Auslöser zum Anbau an S200 DS200 SD200 | S2C-BP - Mechanical tripping device |  | 5.14
2CSS200999R0001 | S2C-EST | Active | 8012542940708 | 41.96 | 1 | 1 | stuk | Mechanical Accessories S2 Classic | BE31330 | SA (Modulair+Plug&Socket) | stuk | Basis S2C-EST Plug-in basis S200,F200 63A | Embase S200 et F200 série 63A | S2C-EST Stecksockel 1 P, für S200 und F200 bis 63A | S2C-EST - Plug-in base |  | 5.14
2CSS201997R0013 | S2C-CM1 | Active | 8012542026259 | 474.9 | 1 | 1 | stuk | Motor Operating Devices S2C | BE31330 | SA (Modulair+Plug&Socket) | stuk | MotorBedien.S2C-CM 1P 12-30Vac 12-48Vac | Motorisation S200 1P, 12-30Vac, 12-48Vac | S2C-CM1 Motorantrieb für S200/SD200 1polig | S2C-CM1 - Motor operating device |  | 5.14
2CSS203997R0013 | S2C-CM2/3 | Active | 8012542026358 | 500.21 | 1 | 1 | stuk | Motor Operating Devices S2C | BE31330 | SA (Modulair+Plug&Socket) | stuk | MotorBedien.S2C-CM 2P or 3P 12-30Vac 12-48Vac | Motorisation S200 2P or 3P, 12-30Vac, 12-48Vac | S2C-CM2/3 Motorantrieb für S200/SD200 2-/3polig | S2C-CM2/3 - Motor operating device |  | 5.14
2CSS204997R0013 | S2C-CM4 | Active | 8012542026457 | 526.72 | 1 | 1 | stuk | Motor Operating Devices S2C | BE31330 | SA (Modulair+Plug&Socket) | stuk | MotorBedien.S2C-CM 4P 12-30Vac 12-48Vac | Motorisation S200 4P, 12-30Vac, 12-48Vac | S2C-CM4 Motorantrieb für S200P 4polig | S2C-CM4 - Motor operating device |  | 5.14
2CSS245101R0024 | SN201 L-C2 | Active | 8012542088257 | 34.87 | 1 | 1 | stuk | SN201L | BE31330 | SB (MCB&RCD Cat.B) | stuk | Automaat SN201L 1P+N C2 4,5kA | Disjoncteur SN201L 1P+N C2 4,5kA | Sicherungsautomat SN201L 1P+N C2 4,5kA | MCB SN201L 1P+N C2 4,5kA |  | 5.14
2CSS245101R0025 | SN201 L-B2 | Active | 8012542087359 | 37.34 | 1 | 1 | stuk | SN201L | BE31330 | SB (MCB&RCD Cat.B) | stuk | Automaat SN201L 1P+N B2 4,5kA | Disjoncteur SN201L 1P+N B2 4,5kA | Sicherungsautomat SN201L 1P+N B2 4,5kA | MCB SN201L 1P+N B2 4,5kA |  | 5.14
2CSS245101R0044 | SN201 L-C4 | Active | 8012542088356 | 34.87 | 1 | 1 | stuk | SN201L | BE31330 | SB (MCB&RCD Cat.B) | stuk | Automaat SN201L 1P+N C4 4,5kA | Disjoncteur SN201L 1P+N C4 4,5kA | Sicherungsautomat SN201L 1P+N C4 4,5kA | MCB SN201L 1P+N C4 4,5kA |  | 5.14
2CSS245101R0045 | SN201 L-B4 | Active | 8012542087458 | 37.34 | 1 | 1 | stuk | SN201L | BE31330 | SB (MCB&RCD Cat.B) | stuk | Automaat SN201L 1P+N B4 4,5kA | Disjoncteur SN201L 1P+N B4 4,5kA | Sicherungsautomat SN201L 1P+N B4 4,5kA | MCB SN201L 1P+N B4 4,5kA |  | 5.14
2CSS245101R0064 | SN201 L-C6 | Active | 8012542088455 | 33.1 | 1 | 1 | stuk | SN201L | BE31330 | SB (MCB&RCD Cat.B) | stuk | Automaat SN201L 1P+N C6 4,5kA | Disjoncteur SN201L 1P+N C6 4,5kA | Sicherungsautomat SN201L 1P+N C6 4,5kA | MCB SN201L 1P+N C6 4,5kA |  | 5.14
2CSS245101R0065 | SN201 L-B6 | Active | 8012542087557 | 35.56 | 1 | 1 | stuk | SN201L | BE31330 | SB (MCB&RCD Cat.B) | stuk | Automaat SN201L 1P+N B6 4,5kA | Disjoncteur SN201L 1P+N B6 4,5kA | Sicherungsautomat SN201L 1P+N B6 4,5kA | MCB SN201L 1P+N B6 4,5kA |  | 5.14
2CSS245101R0104 | SN201 L-C10 | Active | 8012542088554 | 29.89 | 1 | 1 | stuk | SN201L | BE31330 | SB (MCB&RCD Cat.B) | stuk | Automaat SN201L 1P+N C10 4,5kA | Disjoncteur SN201L 1P+N C10 4,5kA | Sicherungsautomat SN201L 1P+N C10 4,5kA | MCB SN201L 1P+N C10 4,5kA |  | 5.14
2CSS245101R0105 | SN201 L-B10 | Active | 8012542087656 | 32.84 | 1 | 1 | stuk | SN201L | BE31330 | SB (MCB&RCD Cat.B) | stuk | Automaat SN201L 1P+N B10 4,5kA | Disjoncteur SN201L 1P+N B10 4,5kA | Sicherungsautomat SN201L 1P+N B10 4,5kA | MCB SN201L 1P+N B10 4,5kA |  | 5.14
2CSS245101R0164 | SN201 L-C16 | Active | 8012542088653 | 28.49 | 1 | 1 | stuk | SN201L | BE31330 | SB (MCB&RCD Cat.B) | stuk | Automaat SN201L 1P+N C16 4,5kA | Disjoncteur SN201L 1P+N C16 4,5kA | Sicherungsautomat SN201L 1P+N C16 4,5kA | MCB SN201L 1P+N C16 4,5kA |  | 5.14
2CSS245101R0165 | SN201 L-B16 | Active | 8012542087755 | 31.33 | 1 | 1 | stuk | SN201L | BE31330 | SB (MCB&RCD Cat.B) | stuk | Automaat SN201L 1P+N B16 4,5kA | Disjoncteur SN201L 1P+N B16 4,5kA | Sicherungsautomat SN201L 1P+N B16 4,5kA | MCB SN201L 1P+N B16 4,5kA |  | 5.14
2CSS245101R0204 | SN201 L-C20 | Active | 8012542088752 | 28.49 | 1 | 1 | stuk | SN201L | BE31330 | SB (MCB&RCD Cat.B) | stuk | Automaat SN201L 1P+N C20 4,5kA | Disjoncteur SN201L 1P+N C20 4,5kA | Sicherungsautomat SN201L 1P+N C20 4,5kA | MCB SN201L 1P+N C20 4,5kA |  | 5.14
2CSS245101R0205 | SN201 L-B20 | Active | 8012542087854 | 31.33 | 1 | 1 | stuk | SN201L | BE31330 | SB (MCB&RCD Cat.B) | stuk | Automaat SN201L 1P+N B20 4,5kA | Disjoncteur SN201L 1P+N B20 4,5kA | Sicherungsautomat SN201L 1P+N B20 4,5kA | MCB SN201L 1P+N B20 4,5kA |  | 5.14
2CSS245101R0254 | SN201 L-C25 | Active | 8012542088851 | 29.89 | 1 | 1 | stuk | SN201L | BE31330 | SB (MCB&RCD Cat.B) | stuk | Automaat SN201L 1P+N C25 4,5kA | Disjoncteur SN201L 1P+N C25 4,5kA | Sicherungsautomat SN201L 1P+N C25 4,5kA | MCB SN201L 1P+N C25 4,5kA |  | 5.14
2CSS245101R0255 | SN201 L-B25 | Active | 8012542087953 | 32.84 | 1 | 1 | stuk | SN201L | BE31330 | SB (MCB&RCD Cat.B) | stuk | Automaat SN201L 1P+N B25 4,5kA | Disjoncteur SN201L 1P+N B25 4,5kA | Sicherungsautomat SN201L 1P+N B25 4,5kA | MCB SN201L 1P+N B25 4,5kA |  | 5.14
2CSS245101R0324 | SN201 L-C32 | Active | 8012542088950 | 34.87 | 1 | 1 | stuk | SN201L | BE31330 | SB (MCB&RCD Cat.B) | stuk | Automaat SN201L 1P+N C32 4,5kA | Disjoncteur SN201L 1P+N C32 4,5kA | Sicherungsautomat SN201L 1P+N C32 4,5kA | MCB SN201L 1P+N C32 4,5kA |  | 5.14
2CSS245101R0325 | SN201 L-B32 | Active | 8012542088059 | 37.34 | 1 | 1 | stuk | SN201L | BE31330 | SB (MCB&RCD Cat.B) | stuk | Automaat SN201L 1P+N B32 4,5kA | Disjoncteur SN201L 1P+N B32 4,5kA | Sicherungsautomat SN201L 1P+N B32 4,5kA | MCB SN201L 1P+N B32 4,5kA |  | 5.14
2CSS245101R0404 | SN201 L-C40 | Active | 8012542089056 | 36.52 | 1 | 1 | stuk | SN201L | BE31330 | SB (MCB&RCD Cat.B) | stuk | Automaat SN201L 1P+N C40 4,5kA | Disjoncteur SN201L 1P+N C40 4,5kA | Sicherungsautomat SN201L 1P+N C40 4,5kA | MCB SN201L 1P+N C40 4,5kA |  | 5.14
2CSS245101R0405 | SN201 L-B40 | Active | 8012542088158 | 39.11 | 1 | 1 | stuk | SN201L | BE31330 | SB (MCB&RCD Cat.B) | stuk | Automaat SN201L 1P+N B40 4,5kA | Disjoncteur SN201L 1P+N B40 4,5kA | Sicherungsautomat SN201L 1P+N B40 4,5kA | MCB SN201L 1P+N B40 4,5kA |  | 5.14
2CSS255101R0024 | SN201-C2 | Active | 8012542091455 | 40.64 | 1 | 1 | stuk | SN201 | BE31330 | SB (MCB&RCD Cat.B) | stuk | Automaat SN201 1P+N C2 6kA | Disjoncteur SN201 1P+N C2 6kA | Sicherungsautomat SN201 1P+N C2 6kA | MCB SN201 1P+N C2 6kA |  | 5.14
2CSS255101R0044 | SN201-C4 | Active | 8012542091554 | 40.64 | 1 | 1 | stuk | SN201 | BE31330 | SB (MCB&RCD Cat.B) | stuk | Automaat SN201 1P+N C4 6kA | Disjoncteur SN201 1P+N C4 6kA | Sicherungsautomat SN201 1P+N C4 6kA | MCB SN201 1P+N C4 6kA |  | 5.14
2CSS255101R0061 | SN201-D6 | Active | 8012542092452 | 38.54 | 1 | 1 | stuk | SN201 | BE31330 | SB (MCB&RCD Cat.B) | stuk | Automaat SN201 1P+N D6 6kA | Disjoncteur SN201 1P+N D6 6kA | Sicherungsautomat SN201 1P+N D6 6kA | MCB SN201 1P+N D6 6kA |  | 5.14
2CSS255101R0064 | SN201-C6 | Active | 8012542091653 | 32.03 | 1 | 1 | stuk | SN201 | BE31330 | SB (MCB&RCD Cat.B) | stuk | Automaat SN201 1P+N C6 6kA | Disjoncteur SN201 1P+N C6 6kA | Sicherungsautomat SN201 1P+N C6 6kA | MCB SN201 1P+N C6 6kA |  | 5.14
2CSS255101R0065 | SN201-B6 | Active | 8012542090755 | 41.48 | 1 | 1 | stuk | SN201 | BE31330 | SB (MCB&RCD Cat.B) | stuk | Automaat SN201 1P+N B6 6kA | Disjoncteur SN201 1P+N B6 6kA | Sicherungsautomat SN201 1P+N B6 6kA | MCB SN201 1P+N B6 6kA |  | 5.14
2CSS255101R0101 | SN201-D10 | Active | 8012542092551 | 34.99 | 1 | 1 | stuk | SN201 | BE31330 | SB (MCB&RCD Cat.B) | stuk | Automaat SN201 1P+N D10 6kA | Disjoncteur SN201 1P+N D10 6kA | Sicherungsautomat SN201 1P+N D10 6kA | MCB SN201 1P+N D10 6kA |  | 5.14
2CSS255101R0104 | SN201-C10 | Active | 8012542091752 | 29.09 | 1 | 1 | stuk | SN201 | BE31330 | SB (MCB&RCD Cat.B) | stuk | Automaat SN201 1P+N C10 6kA | Disjoncteur SN201 1P+N C10 6kA | Sicherungsautomat SN201 1P+N C10 6kA | MCB SN201 1P+N C10 6kA |  | 5.14
2CSS255101R0105 | SN201-B10 | Active | 8012542090854 | 33.69 | 1 | 1 | stuk | SN201 | BE31330 | SB (MCB&RCD Cat.B) | stuk | Automaat SN201 1P+N B10 6kA | Disjoncteur SN201 1P+N B10 6kA | Sicherungsautomat SN201 1P+N B10 6kA | MCB SN201 1P+N B10 6kA |  | 5.14
2CSS255101R0134 | SN201-C13 | Active | 8012542091851 | 29.09 | 1 | 1 | stuk | SN201 | BE31330 | SB (MCB&RCD Cat.B) | stuk | Automaat SN201 1P+N C13 6kA | Disjoncteur SN201 1P+N C13 6kA | Sicherungsautomat SN201 1P+N C13 6kA | MCB SN201 1P+N C13 6kA |  | 5.14
2CSS255101R0161 | SN201-D16 | Active | 8012542092650 | 34.99 | 1 | 1 | stuk | SN201 | BE31330 | SB (MCB&RCD Cat.B) | stuk | Automaat SN201 1P+N D16 6kA | Disjoncteur SN201 1P+N D16 6kA | Sicherungsautomat SN201 1P+N D16 6kA | MCB SN201 1P+N D16 6kA |  | 5.14
2CSS255101R0164 | SN201-C16 | Active | 8012542091950 | 29.09 | 1 | 1 | stuk | SN201 | BE31330 | SB (MCB&RCD Cat.B) | stuk | Automaat SN201 1P+N C16 6kA | Disjoncteur SN201 1P+N C16 6kA | Sicherungsautomat SN201 1P+N C16 6kA | MCB SN201 1P+N C16 6kA |  | 5.14
2CSS255101R0165 | SN201-B16 | Active | 8012542090953 | 32.14 | 1 | 1 | stuk | SN201 | BE31330 | SB (MCB&RCD Cat.B) | stuk | Automaat SN201 1P+N B16 6kA | Disjoncteur SN201 1P+N B16 6kA | Sicherungsautomat SN201 1P+N B16 6kA | MCB SN201 1P+N B16 6kA |  | 5.14
2CSS255101R0201 | SN201-D20 | Active | 8012542092759 | 34.99 | 1 | 1 | stuk | SN201 | BE31330 | SB (MCB&RCD Cat.B) | stuk | Automaat SN201 1P+N D20 6kA | Disjoncteur SN201 1P+N D20 6kA | Sicherungsautomat SN201 1P+N D20 6kA | MCB SN201 1P+N D20 6kA |  | 5.14
2CSS255101R0204 | SN201-C20 | Active | 8012542092056 | 29.09 | 1 | 1 | stuk | SN201 | BE31330 | SB (MCB&RCD Cat.B) | stuk | Automaat SN201 1P+N C20 6kA | Disjoncteur SN201 1P+N C20 6kA | Sicherungsautomat SN201 1P+N C20 6kA | MCB SN201 1P+N C20 6kA |  | 5.14
2CSS255101R0205 | SN201-B20 | Active | 8012542091059 | 32.14 | 1 | 1 | stuk | SN201 | BE31330 | SB (MCB&RCD Cat.B) | stuk | Automaat SN201 1P+N B20 6kA | Disjoncteur SN201 1P+N B20 6kA | Sicherungsautomat SN201 1P+N B20 6kA | MCB SN201 1P+N B20 6kA |  | 5.14
2CSS255101R0251 | SN201-D25 | Active | 8012542092858 | 36.52 | 1 | 1 | stuk | SN201 | BE31330 | SB (MCB&RCD Cat.B) | stuk | Automaat SN201 1P+N D25 6kA | Disjoncteur SN201 1P+N D25 6kA | Sicherungsautomat SN201 1P+N D25 6kA | MCB SN201 1P+N D25 6kA |  | 5.14
2CSS255101R0254 | SN201-C25 | Active | 8012542092155 | 30.48 | 1 | 1 | stuk | SN201 | BE31330 | SB (MCB&RCD Cat.B) | stuk | Automaat SN201 1P+N C25 6kA | Disjoncteur SN201 1P+N C25 6kA | Sicherungsautomat SN201 1P+N C25 6kA | MCB SN201 1P+N C25 6kA |  | 5.14
2CSS255101R0255 | SN201-B25 | Active | 8012542091158 | 33.69 | 1 | 1 | stuk | SN201 | BE31330 | SB (MCB&RCD Cat.B) | stuk | Automaat SN201 1P+N B25 6kA | Disjoncteur SN201 1P+N B25 6kA | Sicherungsautomat SN201 1P+N B25 6kA | MCB SN201 1P+N B25 6kA |  | 5.14
2CSS255101R0321 | SN201-D32 | Active | 8012542092957 | 42.65 | 1 | 1 | stuk | SN201 | BE31330 | SB (MCB&RCD Cat.B) | stuk | Automaat SN201 1P+N D32 6kA | Disjoncteur SN201 1P+N D32 6kA | Sicherungsautomat SN201 1P+N D32 6kA | MCB SN201 1P+N D32 6kA |  | 5.14
2CSS255101R0324 | SN201-C32 | Active | 8012542092254 | 35.56 | 1 | 1 | stuk | SN201 | BE31330 | SB (MCB&RCD Cat.B) | stuk | Automaat SN201 1P+N C32 6kA | Disjoncteur SN201 1P+N C32 6kA | Sicherungsautomat SN201 1P+N C32 6kA | MCB SN201 1P+N C32 6kA |  | 5.14
2CSS255101R0325 | SN201-B32 | Active | 8012542091257 | 38.41 | 1 | 1 | stuk | SN201 | BE31330 | SB (MCB&RCD Cat.B) | stuk | Automaat SN201 1P+N B32 6kA | Disjoncteur SN201 1P+N B32 6kA | Sicherungsautomat SN201 1P+N B32 6kA | MCB SN201 1P+N B32 6kA |  | 5.14
2CSS255101R0401 | SN201-D40 | Active | 8012542093053 | 44.91 | 1 | 1 | stuk | SN201 | BE31330 | SB (MCB&RCD Cat.B) | stuk | Automaat SN201 1P+N D40 6kA | Disjoncteur SN201 1P+N D40 6kA | Sicherungsautomat SN201 1P+N D40 6kA | MCB SN201 1P+N D40 6kA |  | 5.14
2CSS255101R0404 | SN201-C40 | Active | 8012542092353 | 37.46 | 1 | 1 | stuk | SN201 | BE31330 | SB (MCB&RCD Cat.B) | stuk | Automaat SN201 1P+N C40 6kA | Disjoncteur SN201 1P+N C40 6kA | Sicherungsautomat SN201 1P+N C40 6kA | MCB SN201 1P+N C40 6kA |  | 5.14
2CSS255101R0405 | SN201-B40 | Active | 8012542091356 | 40.06 | 1 | 1 | stuk | SN201 | BE31330 | SB (MCB&RCD Cat.B) | stuk | Automaat SN201 1P+N B40 6kA | Disjoncteur SN201 1P+N B40 6kA | Sicherungsautomat SN201 1P+N B40 6kA | MCB SN201 1P+N B40 6kA |  | 5.14
2CSS275101R0024 | SN201 M-C2 | Active | 8012542093855 | 46.8 | 1 | 1 | stuk | SN201M | BE31330 | SB (MCB&RCD Cat.B) | stuk | Automaat SN201M 1P+N C2 10kA | Disjoncteur SN201M 1P+N C2 10kA | Sicherungsautomat SN201M 1P+N C2 10kA | MCB SN201M 1P+N C2 10kA |  | 5.14
2CSS275101R0044 | SN201 M-C4 | Active | 8012542093954 | 46.8 | 1 | 1 | stuk | SN201M | BE31330 | SB (MCB&RCD Cat.B) | stuk | Automaat SN201M 1P+N C4 10kA | Disjoncteur SN201M 1P+N C4 10kA | Sicherungsautomat SN201M 1P+N C4 10kA | MCB SN201M 1P+N C4 10kA |  | 5.14
2CSS275101R0064 | SN201 M-C6 | Active | 8012542094050 | 68.89 | 1 | 1 | stuk | SN201M | BE31330 | SB (MCB&RCD Cat.B) | stuk | Automaat SN201M 1P+N C6 10kA | Disjoncteur SN201M 1P+N C6 10kA | Sicherungsautomat SN201M 1P+N C6 10kA | MCB SN201M 1P+N C6 10kA |  | 5.14
2CSS275101R0065 | SN201 M-B6 | Active | 8012542093152 | 49.75 | 1 | 1 | stuk | SN201M | BE31330 | SB (MCB&RCD Cat.B) | stuk | Automaat SN201M 1P+N B6 10kA | Disjoncteur SN201M 1P+N B6 10kA | Sicherungsautomat SN201M 1P+N B6 10kA | MCB SN201M 1P+N B6 10kA |  | 5.14
2CSS275101R0104 | SN201 M-C10 | Active | 8012542094159 | 34.99 | 1 | 1 | stuk | SN201M | BE31330 | SB (MCB&RCD Cat.B) | stuk | Automaat SN201M 1P+N C10 10kA | Disjoncteur SN201M 1P+N C10 10kA | Sicherungsautomat SN201M 1P+N C10 10kA | MCB SN201M 1P+N C10 10kA |  | 5.14
2CSS275101R0105 | SN201 M-B10 | Active | 8012542093251 | 40.4 | 1 | 1 | stuk | SN201M | BE31330 | SB (MCB&RCD Cat.B) | stuk | Automaat SN201M 1P+N B10 10kA | Disjoncteur SN201M 1P+N B10 10kA | Sicherungsautomat SN201M 1P+N B10 10kA | MCB SN201M 1P+N B10 10kA |  | 5.14
2CSS275101R0164 | SN201 M-C16 | Active | 8012542094258 | 34.99 | 1 | 1 | stuk | SN201M | BE31330 | SB (MCB&RCD Cat.B) | stuk | Automaat SN201M 1P+N C16 10kA | Disjoncteur SN201M 1P+N C16 10kA | Sicherungsautomat SN201M 1P+N C16 10kA | MCB SN201M 1P+N C16 10kA |  | 5.14
2CSS275101R0165 | SN201 M-B16 | Active | 8012542093350 | 38.64 | 1 | 1 | stuk | SN201M | BE31330 | SB (MCB&RCD Cat.B) | stuk | Automaat SN201M 1P+N B16 10kA | Disjoncteur SN201M 1P+N B16 10kA | Sicherungsautomat SN201M 1P+N B16 10kA | MCB SN201M 1P+N B16 10kA |  | 5.14
2CSS275101R0204 | SN201 M-C20 | Active | 8012542094357 | 34.99 | 1 | 1 | stuk | SN201M | BE31330 | SB (MCB&RCD Cat.B) | stuk | Automaat SN201M 1P+N C20 10kA | Disjoncteur SN201M 1P+N C20 10kA | Sicherungsautomat SN201M 1P+N C20 10kA | MCB SN201M 1P+N C20 10kA |  | 5.14
2CSS275101R0205 | SN201 M-B20 | Active | 8012542093459 | 38.64 | 1 | 1 | stuk | SN201M | BE31330 | SB (MCB&RCD Cat.B) | stuk | Automaat SN201M 1P+N B20 10kA | Disjoncteur SN201M 1P+N B20 10kA | Sicherungsautomat SN201M 1P+N B20 10kA | MCB SN201M 1P+N B20 10kA |  | 5.14
2CSS275101R0254 | SN201 M-C25 | Active | 8012542094456 | 36.52 | 1 | 1 | stuk | SN201M | BE31330 | SB (MCB&RCD Cat.B) | stuk | Automaat SN201M 1P+N C25 10kA | Disjoncteur SN201M 1P+N C25 10kA | Sicherungsautomat SN201M 1P+N C25 10kA | MCB SN201M 1P+N C25 10kA |  | 5.14
2CSS275101R0255 | SN201 M-B25 | Active | 8012542093558 | 40.4 | 1 | 1 | stuk | SN201M | BE31330 | SB (MCB&RCD Cat.B) | stuk | Automaat SN201M 1P+N B25 10kA | Disjoncteur SN201M 1P+N B25 10kA | Sicherungsautomat SN201M 1P+N B25 10kA | MCB SN201M 1P+N B25 10kA |  | 5.14
2CSS275101R0324 | SN201 M-C32 | Active | 8012542094555 | 42.65 | 1 | 1 | stuk | SN201M | BE31330 | SB (MCB&RCD Cat.B) | stuk | Automaat SN201M 1P+N C32 10kA | Disjoncteur SN201M 1P+N C32 10kA | Sicherungsautomat SN201M 1P+N C32 10kA | MCB SN201M 1P+N C32 10kA |  | 5.14
2CSS275101R0325 | SN201 M-B32 | Active | 8012542093657 | 46.08 | 1 | 1 | stuk | SN201M | BE31330 | SB (MCB&RCD Cat.B) | stuk | Automaat SN201M 1P+N B32 10kA | Disjoncteur SN201M 1P+N B32 10kA | Sicherungsautomat SN201M 1P+N B32 10kA | MCB SN201M 1P+N B32 10kA |  | 5.14
2CSS275101R0404 | SN201 M-C40 | Active | 8012542094654 | 44.91 | 1 | 1 | stuk | SN201M | BE31330 | SB (MCB&RCD Cat.B) | stuk | Automaat SN201M 1P+N C40 10kA | Disjoncteur SN201M 1P+N C40 10kA | Sicherungsautomat SN201M 1P+N C40 10kA | MCB SN201M 1P+N C40 10kA |  | 5.14
2CSS275101R0405 | SN201 M-B40 | Active | 8012542093756 | 48.22 | 1 | 1 | stuk | SN201M | BE31330 | SB (MCB&RCD Cat.B) | stuk | Automaat SN201M 1P+N B40 10kA | Disjoncteur SN201M 1P+N B40 10kA | Sicherungsautomat SN201M 1P+N B40 10kA | MCB SN201M 1P+N B40 10kA |  | 5.14
2CTB800030S0000 | OVR T2 QS TRANSPARENT | Active | 3660308527622 | 45.02 | 1 | 1 | stuk | SPD OVR Class II | BE31330 | SA (Modulair+Plug&Socket) | stuk | OVR Demo Transp. | OVR T2 QS TRANSPARENT Surge Protective Device | OVR T2 QS TRANSPARENT | OVR T2 QS TRANSPARENT Surge Protective Device |  | 5.14
2CTB803871R0500 | OVR T2 40-440 P TS QS | Active | 3660308519634 | 156.33 | 1 | 1 | stuk | SPD OVR Class II | BE31330 | SA (Modulair+Plug&Socket) | stuk | OVR T2 40-440 P TS QS | OVR T2 40-440 P TS QS | OVR T2 40-440 P TS QS | OVR T2 40-440 P TS QS |  | 5.14
2CTB803871R1100 | OVR T2-T3 20-440 P QS | Active | 3660308519603 | 116.73 | 1 | 1 | stuk | SPD OVR Class II | BE31330 | SA (Modulair+Plug&Socket) | stuk | OVR T2-T3 20-440 P QS | OVR T2-T3 20-440 P QS | OVR T2-T3 20-440 P QS | OVR T2-T3 20-440 P QS |  | 5.14
2CTB803871R1200 | OVR T2 40-440 P QS | Active | 3660308519627 | 136.05 | 1 | 1 | stuk | SPD OVR Class II | BE31330 | SA (Modulair+Plug&Socket) | stuk | OVR T2 40-440 P QS | OVR T2 40-440 P QS | OVR T2 40-440 P QS | OVR T2 40-440 P QS |  | 5.14
2CTB803871R1300 | OVR T2-T3 20-440 P TS QS | Active | 3660308519610 | 173.05 | 1 | 1 | stuk | SPD OVR Class II | BE31330 | SA (Modulair+Plug&Socket) | stuk | OVR T2-T3 20-440 P TS QS | OVR T2-T3 20-440 P TS QS | OVR T2-T3 20-440 P TS QS | OVR T2-T3 20-440 P TS QS |  | 5.14
2CTB803871R1700 | OVR T2 40-275 P TS QS | Active | 3660308519597 | 157.52 | 1 | 1 | stuk | SPD OVR Class II | BE31330 | SA (Modulair+Plug&Socket) | stuk | OVR T2 40-275 P TS QS | OVR T2 40-275 P TS QS | OVR T2 40-275 P TS QS | OVR T2 40-275 P TS QS |  | 5.14
2CTB803871R2300 | OVR T2 40-275 P QS | Active | 3660308519580 | 138.43 | 1 | 1 | stuk | SPD OVR Class II | BE31330 | SA (Modulair+Plug&Socket) | stuk | OVR T2 40-275 P QS | OVR T2 40-275 P QS | OVR T2 40-275 P QS | OVR T2 40-275 P QS |  | 5.14
2CTB803871R2400 | OVR T2-T3 20-275 P QS | Active | 3660308519566 | 114.8 | 1 | 1 | stuk | SPD OVR Class II | BE31330 | SA (Modulair+Plug&Socket) | stuk | OVR T2-T3 20-275 P QS | OVR T2-T3 20-275 P QS | OVR T2-T3 20-275 P QS | OVR T2-T3 20-275 P QS |  | 5.14
2CTB803871R2500 | OVR T2-T3 20-275 P TS QS | Active | 3660308519573 | 111.58 | 1 | 1 | stuk | SPD OVR Class II | BE31330 | SA (Modulair+Plug&Socket) | stuk | OVR T2-T3 20-275 P TS QS | OVR T2-T3 20-275 P TS QS | OVR T2-T3 20-275 P TS QS | OVR T2-T3 20-275 P TS QS |  | 5.14
2CTB803872R1100 | OVR T2 N1 40-275 P QS | Active | 3660308519757 | 245.84 | 1 | 1 | stuk | SPD OVR Class II | BE31330 | SA (Modulair+Plug&Socket) | stuk | OVR T2 N1 40-275 P QS | OVR T2 N1 40-275 P QS | OVR T2 N1 40-275 P QS | OVR T2 N1 40-275 P QS |  | 5.14
2CTB803872R1200 | OVR T2-T3 N1 20-275 P QS | Active | 3660308519733 | 192.13 | 1 | 1 | stuk | SPD OVR Class II | BE31330 | SA (Modulair+Plug&Socket) | stuk | OVR T2 N1 20-275 P QS | OVR T2 N1 20-275 P QS | OVR T2 N1 20-275 P QS | OVR T2 N1 20-275 P QS |  | 5.14
2CTB803872R1300 | OVR T2 N1 40-275 P TS QS | Active | 3660308519764 | 134.86 | 1 | 1 | stuk | SPD OVR Class II | BE31330 | SA (Modulair+Plug&Socket) | stuk | OVR T2 N1 40-275 P TS QS | OVR T2 N1 40-275 P TS QS | OVR T2 N1 40-275 P TS QS | OVR T2 N1 40-275 P TS QS |  | 5.14
2CTB803872R1400 | OVR T2-T3 N1 20-275 P TS QS | Active | 3660308519740 | 213.61 | 1 | 1 | stuk | SPD OVR Class II | BE31330 | SA (Modulair+Plug&Socket) | stuk | OVR T2-T3 N1 20-275 P TS QS | OVR T2-T3 N1 20-275 P TS QS | OVR T2-T3 N1 20-275 P TS QS | OVR T2-T3 N1 20-275 P TS QS |  | 5.14
2CTB803873R1100 | OVR T2 N3 40-275 P QS | Active | 3660308520036 | 321.03 | 1 | 1 | stuk | SPD OVR Class II | BE31330 | SA (Modulair+Plug&Socket) | stuk | OVR T2 N3 40-275 P QS | OVR T2 N3 40-275 P QS | OVR T2 N3 40-275 P QS | OVR T2 N3 40-275 P QS |  | 5.14
2CTB803873R1200 | OVR T2-T3 N3 20-275 P QS | Active | 3660308520012 | 293.57 | 1 | 1 | stuk | SPD OVR Class II | BE31330 | SA (Modulair+Plug&Socket) | stuk | OVR T2-T3 N3 20-275 P QS | OVR T2-T3 N3 20-275 P QS | OVR T2-T3 N3 20-275 P QS | OVR T2-T3 N3 20-275 P QS |  | 5.14
2CTB803873R1300 | OVR T2 N3 40-275 P TS QS | Active | 3660308520043 | 374.71 | 1 | 1 | stuk | SPD OVR Class II | BE31330 | SA (Modulair+Plug&Socket) | stuk | OVR T2 N3 40-275 P TS QS | OVR T2 N3 40-275 P TS QS | OVR T2 N3 40-275 P TS QS | OVR T2 N3 40-275 P TS QS |  | 5.14
2CTB803873R1400 | OVR T2-T3 N3 20-275 P TS QS | Active | 3660308520029 | 338.92 | 1 | 1 | stuk | SPD OVR Class II | BE31330 | SA (Modulair+Plug&Socket) | stuk | OVR T2-T3 N3 20-275 P TS QS | OVR T2-T3 N3 20-275 P TS QS | OVR T2-T3 N3 20-275 P TS QS | OVR T2-T3 N3 20-275 P TS QS |  | 5.14
2CTB803873R1500 | OVR T2 N3 40-440 P QS | Active | 3660308520098 | 338.92 | 1 | 1 | stuk | SPD OVR Class II | BE31330 | SA (Modulair+Plug&Socket) | stuk | OVR T2 N3 40-440 P QS | OVR T2 N3 40-440 P QS | OVR T2 N3 40-440 P QS | OVR T2 N3 40-440 P QS |  | 5.14
2CTB803873R1600 | OVR T2 N3 40-440 P TS QS | Active | 3660308520104 | 594.3 | 1 | 1 | stuk | SPD OVR Class II | BE31330 | SA (Modulair+Plug&Socket) | stuk | OVR T2 N3 40-440 PT S QS | OVR T2 N3 40-440 PT S QS | OVR T2 N3 40-440 PT S QS | OVR T2 N3 40-440 PT S QS |  | 5.14
2CTB803873R1700 | OVR T2-T3 N3 20-440 P QS | Active | 3660308520722 | 338.92 | 1 | 1 | stuk | SPD OVR Class II | BE31330 | SA (Modulair+Plug&Socket) | stuk | OVR T2-T3 N3 20-440 P QS | OVR T2-T3 N3 20-440 P QS | OVR T2-T3 N3 20-440 P QS | OVR T2-T3 N3 20-440 P QS |  | 5.14
2CTB803873R2400 | OVR T2 3L 40-275 P QS | Active | 3660308519825 | 250.61 | 1 | 1 | stuk | SPD OVR Class II | BE31330 | SA (Modulair+Plug&Socket) | stuk | OVR T2 3L 40-275 P QS | OVR T2 3L 40-275 P QS | OVR T2 3L 40-275 P QS | OVR T2 3L 40-275 P QS |  | 5.14
2CTB803873R2500 | OVR T2 3L 40-275 P TS QS | Active | 3660308519832 | 251.8 | 1 | 1 | stuk | SPD OVR Class II | BE31330 | SA (Modulair+Plug&Socket) | stuk | OVR T2 3L 40-275 P TS QS | OVR T2 3L 40-275 P TS QS | OVR T2 3L 40-275 P TS QS | OVR T2 3L 40-275 P TS QS |  | 5.14
2CTB803873R2700 | OVR T2 3L 40-440 P TS QS | Active | 3660308519870 | 535.83 | 1 | 1 | stuk | SPD OVR Class II | BE31330 | SA (Modulair+Plug&Socket) | stuk | OVR T2 3L 40-440 P TS QS | OVR T2 3L 40-440 P TS QS | OVR T2 3L 40-440 P TS QS | OVR T2 3L 40-440 P TS QS |  | 5.14
2CTB803873R2800 | OVR T2 3L 40-440 P QS | Active | 3660308521064 | 411.72 | 1 | 1 | stuk | SPD OVR Class II | BE31330 | SA (Modulair+Plug&Socket) | stuk | OVR T2 3L 40-440 P QS | OVR T2 3L 40-440 P QS | OVR T2 3L 40-440 P QS | OVR T2 3L 40-440 P QS |  | 5.14
2CTB803873R3400 | OVR T2-T3 3L 20-275 P QS | Active | 3660308519818 | 318.64 | 1 | 1 | stuk | SPD OVR Class II | BE31330 | SA (Modulair+Plug&Socket) | stuk | OVR T2 3L 20-275 P QS | OVR T2 3L 20-275 P QS | OVR T2 3L 20-275 P QS | OVR T2 3L 20-275 P QS |  | 5.14
2CTB803873R3500 | OVR T2-T3 3L 20-275 P TS QS | Active | 3660308520661 | 435.6 | 1 | 1 | stuk | SPD OVR Class II | BE31330 | SA (Modulair+Plug&Socket) | stuk | OVR T2-T3 3L 20-275 P TS QS | OVR T2-T3 3L 20-275 P TS QS | OVR T2-T3 3L 20-275 P TS QS | OVR T2-T3 3L 20-275 P TS QS |  | 5.14
2CTB803873R5100 | OVR T2 4L 40-440 P QS | Active | 3660308519894 | 346.09 | 1 | 1 | stuk | SPD OVR Class II | BE31330 | SA (Modulair+Plug&Socket) | stuk | OVR T2 4L 40-440 P QS | OVR T2 4L 40-440 P QS | OVR T2 4L 40-440 P QS | OVR T2 4L 40-440 P QS |  | 5.14
2CTB803873R5200 | OVR T2 4L 40-275 P TS QS | Active | 3660308520555 | 358.02 | 1 | 1 | stuk | SPD OVR Class II | BE31330 | SA (Modulair+Plug&Socket) | stuk | OVR T2 4L 40-275 P TS QS | OVR T2 4L 40-275 P TS QS | OVR T2 4L 40-275 P TS QS | OVR T2 4L 40-275 P TS QS |  | 5.14
2CTB803873R5300 | OVR T2 4L 40-440 P TS QS | Active | 3660308519900 | 358.02 | 1 | 1 | stuk | SPD OVR Class II | BE31330 | SA (Modulair+Plug&Socket) | stuk | OVR T2 4L 40-440 P TS QS | OVR T2 4L 40-440 P TS QS | OVR T2 4L 40-440 P TS QS | OVR T2 4L 40-440 P TS QS |  | 5.14
2CTB803873R5600 | OVR T2 4L 40-275 P QS | Active | 3660308520548 | 322.21 | 1 | 1 | stuk | SPD OVR Class II | BE31330 | SA (Modulair+Plug&Socket) | stuk | OVR T2 4L 40-275 P QS | OVR T2 4L 40-275 P QS | OVR T2 4L 40-275 P QS | OVR T2 4L 40-275 P QS |  | 5.14
2CTB803876R0000 | OVR T2-T3 N 80-275 C QS | Active | 3660308520944 | 137.24 | 1 | 1 | stuk | SPD QS Accessories | BE31330 | SA (Modulair+Plug&Socket) | stuk | OVR T2-T3 N 80-275 C QS | Fase Cartridge, 275V | OVR T2-T3 N 80-275 C QS Ersatzmodul OVR Typ 2 | OVR T2-T3 N 80-275 C QS Surge Protective Device |  | 5.14
2CTB803876R0400 | OVR T2 40-440 C QS | Active | 3660308520920 | 143.22 | 1 | 1 | stuk | SPD QS Accessories | BE31330 | SA (Modulair+Plug&Socket) | stuk | OVR T2 40-440 C QS | Fase Cartridge, 440V | OVR T2 40-440 C QS Ersatzmodul für OVR Typ 2 | OVR T2 40-440 C QS Surge Protective Device |  | 5.14
2CTB803876R0600 | OVR T2-T3 20-440 C QS | Active | 3660308520913 | 74.95 | 1 | 1 | stuk | SPD QS Accessories | BE31330 | SA (Modulair+Plug&Socket) | stuk | OVR T2-T3 20-440 C QS | Fase Cartridge, 440V | OVR T2 20-440 C QS Ersatzmodul für OVR Typ 2 | OVR T2-T3 20-440 C QS Surge Protective Device |  | 5.14
2CTB803876R1000 | OVR T2 40-275 C QS | Active | 3660308520890 | 125.3 | 1 | 1 | stuk | SPD QS Accessories | BE31330 | SA (Modulair+Plug&Socket) | stuk | OVR T2 40-275 C QS | Fase Cartridge, 275V | OVR T2 40-275 C QS Ersatzmodul für OVR Typ 2 | OVR T2 40-275 C QS Surge Protective Devices |  | 5.14
2CTB803876R1200 | OVR T2-T3 20-275 C QS | Active | 3660308520883 | 65.16 | 1 | 1 | stuk | SPD QS Accessories | BE31330 | SA (Modulair+Plug&Socket) | stuk | OVR T2-T3 20-275 C QS | Fase Cartridge, 275V | OVR T2-T3 20-275 C QS Ersatzmodul für OVR Typ 2 | OVR T2-T3 20-275 C QS Surge Protective Device |  | 5.14
2CTB803881R1700 | OVR T2 40-350 P TS QS | Active | 3660308520562 | 189.54 | 1 | 1 | stuk | SPD OVR Class II | BE31330 | SA (Modulair+Plug&Socket) | stuk | OVR T2 40-350 P TS QS | OVR T2 40-350 P TS QS | OVR T2 40-350 P TS QS | OVR T2 40-350 P TS QS |  | 5.14
2CTB803882R1100 | OVR T2 N1 40-350 P QS | Active | 3660308519795 | 226.98 | 1 | 1 | stuk | SPD OVR Class II | BE31330 | SA (Modulair+Plug&Socket) | stuk | OVR T2 N1 40-350 P QS | OVR T2 N1 40-350 P QS | OVR T2 N1 40-350 P QS | OVR T2 N1 40-350 P QS |  | 5.14
2CTB803882R1300 | OVR T2 N1 40-350 P TS QS | Active | 3660308519801 | 262.08 | 1 | 1 | stuk | SPD OVR Class II | BE31330 | SA (Modulair+Plug&Socket) | stuk | OVR T2 N1 40-350 P TS QS | OVR T2 N1 40-350 P TS QS | OVR T2 N1 40-350 P TS QS | OVR T2 N1 40-350 P TS QS |  | 5.14
2CTB803883R1100 | OVR T2 N3 40-350 P QS | Active | 3660308520074 | 340.47 | 1 | 1 | stuk | SPD OVR Class II | BE31330 | SA (Modulair+Plug&Socket) | stuk | OVR T 2N3 40-350PQS | OVR T 2N3 40-350PQS | OVR T 2N3 40-350PQS | OVR T 2N3 40-350PQS |  | 5.14
2CTB803883R1300 | OVR T2 N3 40-350 P TS QS | Active | 3660308520081 | 395.45 | 1 | 1 | stuk | SPD OVR Class II | BE31330 | SA (Modulair+Plug&Socket) | stuk | OVR T2 N3 40-350 PT S QS | OVR T2 N3 40-350 PT S QS | OVR T2 N3 40-350 PT S QS | OVR T2 N3 40-350 PT S QS |  | 5.14
2CTB803883R2400 | OVR T2 3L 40-350 P QS | Active | 3660308519849 | 283.14 | 1 | 1 | stuk | SPD OVR Class II | BE31330 | SA (Modulair+Plug&Socket) | stuk | OVR T2 3L 40-350 P QS | OVR T2 3L 40-350 P QS | OVR T2 3L 40-350 P QS | OVR T2 3L 40-350 P QS |  | 5.14
2CTB803883R2500 | OVR T2 3L 40-350 P TS QS | Active | 3660308519856 | 317.07 | 1 | 1 | stuk | SPD OVR Class II | BE31330 | SA (Modulair+Plug&Socket) | stuk | OVR T2 3 L40-350 PT S QS | OVR T2 3 L40-350 PT S QS | OVR T2 3 L40-350 PT S QS | OVR T2 3 L40-350 PT S QS |  | 5.14
2CTB803886R0000 | OVR T2 N 80-350 C QS | Active | 3660308520951 | 143.91 | 1 | 1 | stuk | SPD QS Accessories | BE31330 | SA (Modulair+Plug&Socket) | stuk | OVR T2-T3 N 80-350 C QS | Fase Cartridge, 350V | OVR T2 N 80-350 C QS Ersatzmodul für OVR Typ 2 | OVR T2 N 80-350 C QS Surge Protective Device |  | 5.14
2CTB803886R0100 | OVR T2-T3 N 80-440 C QS | Active | 3660308520968 | 153.27 | 1 | 1 | stuk | SPD QS Accessories | BE31330 | SA (Modulair+Plug&Socket) | stuk | OVR T2-T3 N 80-440 C QS | Fase Cartridge, 440V | OVR T2 N 80-440 C QS Ersatzmodul für OVR Typ 2 | OVR T2-T3 N 80-440 C QS Surge Protective Device |  | 5.14
2CTB803886R1000 | OVR T2 40-350 C QS | Active | 3660308520906 | 132.22 | 1 | 1 | stuk | SPD QS Accessories | BE31330 | SA (Modulair+Plug&Socket) | stuk | OVR T2 40-350 C QS | Fase Cartridge, 350V | OVR T2 40-350 C QS Ersatzmodul für OVR Typ 2 | OVR T2 40-350 C QS Surge Protective Device |  | 5.14
2CTB803972R0500 | OVR T2 1N 40-275 P TS QS | Active | 3660308519702 | 235.1 | 1 | 1 | stuk | SPD OVR Class II | BE31330 | SA (Modulair+Plug&Socket) | stuk | OVR T2 1N 40-275 P TS QS | OVR T2 1N 40-275 P TS QS | OVR T2 1N 40-275 P TS QS | OVR T2 1N 40-275 P TS QS |  | 5.14
2CTB803972R1100 | OVR T2 1N 40-275 P QS | Active | 3660308519696 | 208.83 | 1 | 1 | stuk | SPD OVR Class II | BE31330 | SA (Modulair+Plug&Socket) | stuk | OVR T2 1N 40-275 P QS | OVR T2 1N 40-275 P QS | OVR T2 1N 40-275 P QS | OVR T2 1N 40-275 P QS |  | 5.14
2CTB803972R1200 | OVR T2-T3 1N 20-275 P QS | Active | 3660308519689 | 179 | 1 | 1 | stuk | SPD OVR Class II | BE31330 | SA (Modulair+Plug&Socket) | stuk | OVR T2 1N 20-275 P QS | OVR T2 1N 20-275 P QS | OVR T2 1N 20-275 P QS | OVR T2 1N 20-275 P QS |  | 5.14
2CTB803972R1300 | OVR T2-T3 1N 20-275 P TS QS | Active | 3660308520654 | 220.77 | 1 | 1 | stuk | SPD OVR Class II | BE31330 | SA (Modulair+Plug&Socket) | stuk | OVR T2-T3 1N 20-275 P TS QS | OVR T2-T3 1N 20-275 P TS QS | OVR T2-T3 1N 20-275 P TS QS | OVR T2-T3 1N 20-275 P TS QS |  | 5.14
2CTB803973R0500 | OVR T2 3N 40-275 P TS QS | Active | 3660308519948 | 379.5 | 1 | 1 | stuk | SPD OVR Class II | BE31330 | SA (Modulair+Plug&Socket) | stuk | OVR T2 3N 40-275 P TS QS | OVR T2 3N 40-275 P TS QS | OVR T2 3N 40-275 P TS QS | OVR T2 3N 40-275 P TS QS |  | 5.14
2CTB803973R1100 | OVR T2 3N 40-275 P QS | Active | 3660308519931 | 343.7 | 1 | 1 | stuk | SPD OVR Class II | BE31330 | SA (Modulair+Plug&Socket) | stuk | OVR T2 3N 40-275 P QS | OVR T2 3N 40-275 P QS | OVR T2 3N 40-275 P QS | OVR T2 3N 40-275 P QS |  | 5.14
2CTB803973R1200 | OVR T2-T3 3N 20-275 P QS | Active | 3660308519924 | 263.74 | 1 | 1 | stuk | SPD OVR Class II | BE31330 | SA (Modulair+Plug&Socket) | stuk | OVR T2-T3 3N 20-275 P QS | OVR T2-T3 3N 20-275 P QS | OVR T2-T3 3N 20-275 P QS | OVR T2-T3 3N 20-275 P QS |  | 5.14
2CTB803973R1300 | OVR T2-T3 3N 20-440 P QS | Active | 3660308519986 | 479.73 | 1 | 1 | stuk | SPD OVR Class II | BE31330 | SA (Modulair+Plug&Socket) | stuk | OVR T2-T3 3N 20-440 P QS | OVR T2-T3 3N 20-440 P QS | OVR T2-T3 3N 20-440 P QS | OVR T2-T3 3N 20-440 P QS |  | 5.14
2CTB803973R1400 | OVR T2 3N 40-440 P QS | Active | 3660308519993 | 436.79 | 1 | 1 | stuk | SPD OVR Class II | BE31330 | SA (Modulair+Plug&Socket) | stuk | OVR T2 3N 40-440 P QS | OVR T2 3N 40-440 P QS | OVR T2 3N 40-440 P QS | OVR T2 3N 40-440 P QS |  | 5.14
2CTB803973R1500 | OVR T2 3N 40-440 P TS QS | Active | 3660308520005 | 523.9 | 1 | 1 | stuk | SPD OVR Class II | BE31330 | SA (Modulair+Plug&Socket) | stuk | OVR T2 3N 40-440 PT S QS | OVR T2 3N 40-440 PT S QS | OVR T2 3N 40-440 PT S QS | OVR T2 3N 40-440 PT S QS |  | 5.14
2CTB803973R1600 | OVR T2-T3 3N 20-275 P TS QS | Active | 3660308520692 | 338.92 | 1 | 1 | stuk | SPD OVR Class II | BE31330 | SA (Modulair+Plug&Socket) | stuk | OVR T2-T3 3N 20-275 P TS QS | OVR T2-T3 3N 20-275 P TS QS | OVR T2-T3 3N 20-275 P TS QS | OVR T2-T3 3N 20-275 P TS QS |  | 5.14
2CTB803973R1900 | OVR T2-T3 N 80-275 P QS | Active | 3660308519641 | 159.9 | 1 | 1 | stuk | SPD OVR Class II | BE31330 | SA (Modulair+Plug&Socket) | stuk | OVR T2-T3 N 80-275 P QS | OVR T2-T3 N 80-275 P QS | OVR T2-T3 N 80-275 P QS | OVR T2-T3 N 80-275 P QS |  | 5.14
2CTB803973R2000 | OVR T2-T3 N 80-440 P QS | Active | 3660308519665 | 218.38 | 1 | 1 | stuk | SPD OVR Class II | BE31330 | SA (Modulair+Plug&Socket) | stuk | OVR T2-T3 N 80-440 P QS | OVR T2-T3 N 80-440 P QS | OVR T2-T3 N 80-440 P QS | OVR T2-T3 N 80-440 P QS |  | 5.14
2CTB803982R0500 | OVR T2 1N 40-350 P TS QS | Active | 3660308519726 | 260.9 | 1 | 1 | stuk | SPD OVR Class II | BE31330 | SA (Modulair+Plug&Socket) | stuk | OVR T2 1N 40-350 P TS QS | OVR T2 1N 40-350 P TS QS | OVR T2 1N 40-350 P TS QS | OVR T2 1N 40-350 P TS QS |  | 5.14
2CTB803982R1100 | OVR T2 1N 40-350 P QS | Active | 3660308519719 | 226.98 | 1 | 1 | stuk | SPD OVR Class II | BE31330 | SA (Modulair+Plug&Socket) | stuk | OVR T2 1N 40-350 P QS | OVR T2 1N 40-350 P QS | OVR T2 1N 40-350 P QS | OVR T2 1N 40-350 P QS |  | 5.14
2CTB803983R0500 | OVR T2 3N 40-350 P TS QS | Active | 3660308519979 | 422.35 | 1 | 1 | stuk | SPD OVR Class II | BE31330 | SA (Modulair+Plug&Socket) | stuk | OVR T2 3N 40-350 P TS QS | OVR T2 3N 40-350 P TS QS | OVR T2 3N 40-350 P TS QS | OVR T2 3N 40-350 P TS QS |  | 5.14
2CTB803983R1100 | OVR T2 3N 40-350 P QS | Active | 3660308519962 | 340.47 | 1 | 1 | stuk | SPD OVR Class II | BE31330 | SA (Modulair+Plug&Socket) | stuk | OVR T2 3N 40-350PQS | OVR T2 3N 40-350PQS | OVR T2 3N 40-350PQS | OVR T2 3N 40-350PQS |  | 5.14
2CTB803983R1900 | OVR T2 N 80-350 P QS | Active | 3660308519658 | 201.24 | 1 | 1 | stuk | SPD OVR Class II | BE31330 | SA (Modulair+Plug&Socket) | stuk | OVR T2-T3 N 80-350 P QS | OVR T2-T3 N 80-350 P QS | OVR T2-T3 N 80-350 P QS | OVR T2-T3 N 80-350 P QS |  | 5.14
2CTB812050R1000 | OVR PV T1-T2 5-1000 P QS | Active | 4053546034615 | 419.59 | 1 | 1 | stuk | SPD OVR Class I | BE31330 | SA (Modulair+Plug&Socket) | stuk | OVR PV T1-T2 5-1000 P QS SurgePRotecti | OVR PV T1-T2 5-1000 P QS Surge Protecti | OVR PV T1-T2 5-1000 P QS Surge Protecti | OVR PV T1-T2 5-1000 P QS Surge Protective Device |  | 5.14
2CTB812051R1000 | OVR PV T1-T2 5-1000 P TS QS | Active | 4053546034639 | 445.04 | 1 | 1 | stuk | SPD OVR Class I | BE31330 | SA (Modulair+Plug&Socket) | stuk | OVR PV T1-T2 5-1000 P TS QS SurgePRote | OVR PV T1-T2 5-1000 P TS QS Surge Prote | OVR PV T1-T2 5-1000 P TS QS Surge Prote | OVR PV T1-T2 5-1000 P TS QS Surge Protective Device |  | 5.14
2CTB812052R1000 | OVR PV T1-T2 5-1000 C QS | Active | 4053546034707 | 184.95 | 1 | 1 | stuk | SPD OVR Class I | BE31330 | SA (Modulair+Plug&Socket) | stuk | OVR PV T1-T2 5-1000 C QS SurgePRotecti | OVR PV T1-T2 5-1000 C QS Surge Protecti | OVR PV T1-T2 5-1000 C QS Surge Protecti | OVR PV T1-T2 5-1000 C QS Surge Protective Device |  | 5.14
2CTB812120R1000 | OVR PV T1-T2 12.5-1000 P QS | Active | 4053546034660 | 572.2 | 1 | 1 | stuk | SPD OVR Class I | BE31330 | SA (Modulair+Plug&Socket) | stuk | OVR PV T1-T2 12.5-1000 P QS SurgePRote | OVR PV T1-T2 12.5-1000 P QS Surge Prote | OVR PV T1-T2 12.5-1000 P QS Surge Prote | OVR PV T1-T2 12.5-1000 P QS Surge Protective Device |  | 5.14
2CTB812121R1000 | OVR PV T1-T2 12.5-1000 P TS QS | Active | 4053546034677 | 597.65 | 1 | 1 | stuk | SPD OVR Class I | BE31330 | SA (Modulair+Plug&Socket) | stuk | OVR PV T1-T2 12.5-1000 P TS QS SurgePR | OVR PV T1-T2 12.5-1000 P TS QS Surge Pr | OVR PV T1-T2 12.5-1000 P TS QS Surge Pr | OVR PV T1-T2 12.5-1000 P TS QS Surge Protective Device |  | 5.14
2CTB812122R1000 | OVR PV T1-T2 12.5-1000 C QS | Active | 4053546034721 | 231.18 | 1 | 1 | stuk | SPD OVR Class I | BE31330 | SA (Modulair+Plug&Socket) | stuk | OVR PV T1-T2 12.5-1000 C QS SurgePRote | OVR PV T1-T2 12.5-1000 C QS Surge Prote | OVR PV T1-T2 12.5-1000 C QS Surge Prote | OVR PV T1-T2 12.5-1000 C QS Surge Protective Device |  | 5.14
2CTB812122R1001 | OVR PV T1-T2 12.5-1000 M C QS | Active | 4053546034738 | 231.18 | 1 | 1 | stuk | SPD OVR Class I | BE31330 | SA (Modulair+Plug&Socket) | stuk | OVR PV T1-T2 12.5-1000M C QS SurgePRo | OVR PV T1-T2 12.5-1000 M C QS Surge Pro | OVR PV T1-T2 12.5-1000 M C QS Surge Pro | OVR PV T1-T2 12.5-1000 M C QS Surge Protective Device |  | 5.14
2CTB814355R2700 | LOCK FOR TS AUXILIARY CONTACT | Active | 3660308524805 | 1.03 | 1 | 1 | stuk | SPD Mechanical Accessories | BE31330 | SA (Modulair+Plug&Socket) | stuk | LOCK TS AUXILIARY cont.SurgePRotective Device | LOCK FOR TS AUXILIARY CONTACT Surge Protective Device | Hilfskontakt-Verriegelung Zugentlastung für OVR...QS | LOCK FOR TS AUXILIARY CONTACT Surge Protective Device |  | 5.14
2CTB814355Z1200 | Cartridge Lock | Active | 3660308526649 | 9 | 1 | 50 | stuk | SPD Mechanical Accessories | BE31330 | SA (Modulair+Plug&Socket) | stuk | Cartridge Lock SurgePRotective Device | Cartridge Lock Surge Protective Device | Schutzmodul-Verriegelung für OVR...QS und OVR PV | Cartridge Lock Surge Protective Device |  | 5.14
2CTB815102R0400 | Busbar for OVR Type 1, TT 3+1 configurations | Limited | 3660308516091 | 10.63 | 1 | 50 | stuk | SPD Mechanical Accessories | BE31330 | SA (Modulair+Plug&Socket) | stuk | rail OVR Type 1 TT 3+1 configurations | Protection surtension OVR pro M compact Busbar 3N | Overvoltage protection OVR pro M compact Busbar 3N | Busbar for OVR Type 1, TT 3+1 configurations Surge Protective Device |  | 5.14
2CTB815141R0700 | EARTHING BUSBAR 3 poles | Active | 3660308524751 | 8.54 | 1 | 50 | stuk | Accessories for SPD | BE31330 | SA (Modulair+Plug&Socket) | stuk | EARTHING rail 3 Ps OVR | EARTHING BUSBAR 3 poles Surge Protective Device | Busbar for OVR Type 1, TNC or IT 3-0 con | EARTHING BUSBAR 3 poles Surge Protective Device |  | 5.14
2CTB815704R0000 | OVR T2 40-275s P TS QS | Active | 3660308525222 | 174.24 | 1 | 1 | stuk | SPD OVR Class II | BE31330 | SA (Modulair+Plug&Socket) | stuk | OVR T2 40-275s P TS QS | OVR T2 40-275s P TS QS | OVR T2 40-275s P TS QS | OVR T2 40-275s P TS QS |  | 5.14
2CTB815704R0200 | OVR T2 1N 40-275s P TS QS | Active | 3660308525239 | 263.74 | 1 | 1 | stuk | SPD OVR Class II | BE31330 | SA (Modulair+Plug&Socket) | stuk | OVR T2 1N 40-275s P TS QS | OVR T2 1N 40-275s P TS QS | OVR T2 1N 40-275s P TS QS | OVR T2 1N 40-275s P TS QS |  | 5.14
2CTB815704R0400 | OVR T2 N1 40-275s P TS QS | Active | 3660308525246 | 414.1 | 1 | 1 | stuk | SPD OVR Class II | BE31330 | SA (Modulair+Plug&Socket) | stuk | OVR T2 N1 40-275s P TS QS | OVR T2 N1 40-275s P TS QS | OVR T2 N1 40-275s P TS QS | OVR T2 N1 40-275s P TS QS |  | 5.14
2CTB815704R0600 | OVR T2 3L 40-275s P TS QS | Active | 3660308525253 | 559.69 | 1 | 1 | stuk | SPD OVR Class II | BE31330 | SA (Modulair+Plug&Socket) | stuk | OVR T2 3L 40-275s P TS QS | OVR T2 3L 40-275s P TS QS | OVR T2 3L 40-275s P TS QS | OVR T2 3L 40-275s P TS QS |  | 5.14
2CTB815704R0800 | OVR T2 3N 40-275s P TS QS | Active | 3660308525260 | 429.61 | 1 | 1 | stuk | SPD OVR Class II | BE31330 | SA (Modulair+Plug&Socket) | stuk | OVR T2 3N 40-275s P TS QS | OVR T2 3N 40-275s P TS QS | OVR T2 3N 40-275s P TS QS | OVR T2 3N 40-275s P TS QS |  | 5.14
2CTB815704R1000 | OVR T2 N3 40-275s P TS QS | Active | 3660308525277 | 766.16 | 1 | 1 | stuk | SPD OVR Class II | BE31330 | SA (Modulair+Plug&Socket) | stuk | OVR T2 N3 40-275s P TS QS | OVR T2 N3 40-275s P TS QS | OVR T2 N3 40-275s P TS QS | OVR T2 N3 40-275s P TS QS |  | 5.14
2CTB815704R1100 | OVR T2 4L 40-275s P TS QS | Active | 3660308525284 | 600.27 | 1 | 1 | stuk | SPD OVR Class II | BE31330 | SA (Modulair+Plug&Socket) | stuk | OVR T2 4L 40-275s P TS QS | OVR T2 4L 40-275s P TS QS | OVR T2 4L 40-275s P TS QS | OVR T2 4L 40-275s P TS QS |  | 5.14
2CTB815704R1200 | OVR T2 40-275s P QS | Active | 3660308525291 | 159.9 | 1 | 1 | stuk | SPD OVR Class II | BE31330 | SA (Modulair+Plug&Socket) | stuk | OVR T2 40-275s P QS | OVR T2 40-275s P QS | OVR T2 40-275s P QS | OVR T2 40-275s P QS |  | 5.14
2CTB815704R1400 | OVR T2 1N 40-275s P QS | Active | 3660308525307 | 318.64 | 1 | 1 | stuk | SPD OVR Class II | BE31330 | SA (Modulair+Plug&Socket) | stuk | OVR T2 1N 40-275s P QS | OVR T2 1N 40-275s P QS | OVR T2 1N 40-275s P QS | OVR T2 1N 40-275s P QS |  | 5.14
2CTB815704R1800 | OVR T2 3L 40-275s P QS | Active | 3660308525314 | 430.8 | 1 | 1 | stuk | SPD OVR Class II | BE31330 | SA (Modulair+Plug&Socket) | stuk | OVR T2 3L 40-275s P QS | OVR T2 3L 40-275s P QS | OVR T2 3L 40-275s P QS | OVR T2 3L 40-275s P QS |  | 5.14
2CTB815704R2000 | OVR T2 3N 40-275s P QS | Active | 3660308525321 | 589.53 | 1 | 1 | stuk | SPD OVR Class II | BE31330 | SA (Modulair+Plug&Socket) | stuk | OVR T2 3N 40-275s P QS | OVR T2 3N 40-275s P QS | OVR T2 3N 40-275s P QS | OVR T2 3N 40-275s P QS |  | 5.14
2CTB815704R2200 | OVR T2 N3 40-275s P QS | Active | 3660308525338 | 706.48 | 1 | 1 | stuk | SPD OVR Class II | BE31330 | SA (Modulair+Plug&Socket) | stuk | OVR T2 N3 40-275s P QS | OVR T2 N3 40-275s P QS | OVR T2 N3 40-275s P QS | OVR T2 N3 40-275s P QS |  | 5.14
2CTB815704R2300 | OVR T2 4L 40-275s P QS | Active | 3660308525345 | 541.8 | 1 | 1 | stuk | SPD OVR Class II | BE31330 | SA (Modulair+Plug&Socket) | stuk | OVR T2 4L 40-275s P QS | OVR T2 4L 40-275s P QS | OVR T2 4L 40-275s P QS | OVR T2 4L 40-275s P QS |  | 5.14
2CTB815704R2600 | OVR T2 40-275s C QS | Active | 3660308525352 | 134.86 | 1 | 1 | stuk | SPD QS Accessories | BE31330 | SA (Modulair+Plug&Socket) | stuk | OVR T2 40-275s C QS | Protection surtension OVR pro M compact OVR T2 40-275s C QS | OVR T2 40-275s C QS Ersatzmodul für SPD Typ 2 für 230/400V | OVR T2 40-275s C QS Surge Protective Device |  | 5.14
2CTB815704R2900 | OVR T2 40-440s P TS QS | Active | 3660308525369 | 168.26 | 1 | 1 | stuk | SPD OVR Class II | BE31330 | SA (Modulair+Plug&Socket) | stuk | OVR T2 40-440s P TS QS | OVR T2 40-440s P TS QS | OVR T2 40-440s P TS QS | OVR T2 40-440s P TS QS |  | 5.14
2CTB815704R3700 | OVR T2 3N 40-440s P TS QS | Active | 3660308525376 | 843.72 | 1 | 1 | stuk | SPD OVR Class II | BE31330 | SA (Modulair+Plug&Socket) | stuk | OVR T2 3N 40-440s P TS QS | OVR T2 3N 40-440s P TS QS | OVR T2 3N 40-440s P TS QS | OVR T2 3N 40-440s P TS QS |  | 5.14
2CTB815704R4100 | OVR T2 40-440s P QS | Active | 3660308525383 | 175.43 | 1 | 1 | stuk | SPD OVR Class II | BE31330 | SA (Modulair+Plug&Socket) | stuk | OVR T2 40-440s P QS | OVR T2 40-440s P QS | OVR T2 40-440s P QS | OVR T2 40-440s P QS |  | 5.14
2CTB815704R5500 | OVR T2 40-440s C QS | Active | 3660308525390 | 184.98 | 1 | 1 | stuk | SPD QS Accessories | BE31330 | SA (Modulair+Plug&Socket) | stuk | OVR T2 40-440s C QS | Protection surtension OVR pro M compact OVR T2 40-440s C QS | OVR T2 40-440s C QS Ersatzmodul für SPD Typ 2 für 400/690V | OVR T2 40-440s C QS Surge Protective Device |  | 5.14
2CTB815708R0000 | OVR T2 80-275s P TS QS | Active | 3660308525406 | 217.19 | 1 | 1 | stuk | SPD OVR Class II | BE31330 | SA (Modulair+Plug&Socket) | stuk | OVR T2 80-275s P TS QS | OVR T2 80-275s P TS QS | OVR T2 80-275s P TS QS | OVR T2 80-275s P TS QS |  | 5.14
2CTB815708R0200 | OVR T2 1N 80-275s P TS QS | Active | 3660308525413 | 458.25 | 1 | 1 | stuk | SPD OVR Class II | BE31330 | SA (Modulair+Plug&Socket) | stuk | OVR T2 1N 80-275s P TS QS | OVR T2 1N 80-275s P TS QS | OVR T2 1N 80-275s P TS QS | OVR T2 1N 80-275s P TS QS |  | 5.14
2CTB815708R0400 | OVR T2 N1 80-275s P TS QS | Active | 3660308525420 | 491.66 | 1 | 1 | stuk | SPD OVR Class II | BE31330 | SA (Modulair+Plug&Socket) | stuk | OVR T2 N1 80-275s P TS QS | OVR T2 N1 80-275s P TS QS | OVR T2 N1 80-275s P TS QS | OVR T2 N1 80-275s P TS QS |  | 5.14
2CTB815708R0600 | OVR T2 3L 80-275s P TS QS | Active | 3660308525437 | 761.39 | 1 | 1 | stuk | SPD OVR Class II | BE31330 | SA (Modulair+Plug&Socket) | stuk | OVR T2 3L 80-275s P TS QS | OVR T2 3L 80-275s P TS QS | OVR T2 3L 80-275s P TS QS | OVR T2 3L 80-275s P TS QS |  | 5.14
2CTB815708R0800 | OVR T2 3N 80-275s P TS QS | Active | 3660308525444 | 508.38 | 1 | 1 | stuk | SPD OVR Class II | BE31330 | SA (Modulair+Plug&Socket) | stuk | OVR T2 3N 80-275s P TS QS | OVR T2 3N 80-275s P TS QS | OVR T2 3N 80-275s P TS QS | OVR T2 3N 80-275s P TS QS |  | 5.14
2CTB815708R1000 | OVR T2 N3 80-275s P TS QS | Active | 3660308525451 | 881.92 | 1 | 1 | stuk | SPD OVR Class II | BE31330 | SA (Modulair+Plug&Socket) | stuk | OVR T2 N3 80-275s P TS QS | OVR T2 N3 80-275s P TS QS | OVR T2 N3 80-275s P TS QS | OVR T2 N3 80-275s P TS QS |  | 5.14
2CTB815708R1100 | OVR T2 4L 80-275s P TS QS | Active | 3660308525468 | 799.56 | 1 | 1 | stuk | SPD OVR Class II | BE31330 | SA (Modulair+Plug&Socket) | stuk | OVR T2 4L 80-275s P TS QS | OVR T2 4L 80-275s P TS QS | OVR T2 4L 80-275s P TS QS | OVR T2 4L 80-275s P TS QS |  | 5.14
2CTB815708R1200 | OVR T2 80-275s P QS | Active | 3660308525475 | 182.58 | 1 | 1 | stuk | SPD OVR Class II | BE31330 | SA (Modulair+Plug&Socket) | stuk | OVR T2 80-275s P QS | OVR T2 80-275s P QS | OVR T2 80-275s P QS | OVR T2 80-275s P QS |  | 5.14
2CTB815708R1400 | OVR T2 1N 80-275s P QS | Active | 3660308525482 | 366.38 | 1 | 1 | stuk | SPD OVR Class II | BE31330 | SA (Modulair+Plug&Socket) | stuk | OVR T2 1N 80-275s P QS | OVR T2 1N 80-275s P QS | OVR T2 1N 80-275s P QS | OVR T2 1N 80-275s P QS |  | 5.14
2CTB815708R1800 | OVR T2 3L 80-275s P QS | Active | 3660308525499 | 648.01 | 1 | 1 | stuk | SPD OVR Class II | BE31330 | SA (Modulair+Plug&Socket) | stuk | OVR T2 3L 80-275s P QS | OVR T2 3L 80-275s P QS | OVR T2 3L 80-275s P QS | OVR T2 3L 80-275s P QS |  | 5.14
2CTB815708R2000 | OVR T2 3N 80-275s P QS | Active | 3660308525505 | 677.85 | 1 | 1 | stuk | SPD OVR Class II | BE31330 | SA (Modulair+Plug&Socket) | stuk | OVR T2 3N 80-275s P QS | OVR T2 3N 80-275s P QS | OVR T2 3N 80-275s P QS | OVR T2 3N 80-275s P QS |  | 5.14
2CTB815708R2200 | OVR T2 N3 80-275s P QS | Active | 3660308525512 | 760.18 | 1 | 1 | stuk | SPD OVR Class II | BE31330 | SA (Modulair+Plug&Socket) | stuk | OVR T2 N3 80-275s P QS | OVR T2 N3 80-275s P QS | OVR T2 N3 80-275s P QS | OVR T2 N3 80-275s P QS |  | 5.14
2CTB815708R2300 | OVR T2 4L 80-275s P QS | Active | 3660308525529 | 381.89 | 1 | 1 | stuk | SPD OVR Class II | BE31330 | SA (Modulair+Plug&Socket) | stuk | OVR T2 4L 80-275s P QS | OVR T2 4L 80-275s P QS | OVR T2 4L 80-275s P QS | OVR T2 4L 80-275s P QS |  | 5.14
2CTB815708R2500 | OVR T2 N 80-275s P QS | Active | 3660308525536 | 461.09 | 1 | 1 | stuk | SPD OVR Class II | BE31330 | SA (Modulair+Plug&Socket) | stuk | OVR T2 N 80-275s P | OVR T2 N 80-275s P QS Surge Protective Device | OVR T2 N 80-275s P QS SPD T2 mit Reservevaristor 230/400V | OVR T2 N 80-275s P QS Surge Protective Device |  | 5.14
2CTB815708R2600 | OVR T2 80-275s C QS | Active | 3660308525543 | 250.61 | 1 | 1 | stuk | SPD QS Accessories | BE31330 | SA (Modulair+Plug&Socket) | stuk | OVR T2 80-275s C QS | Protection surtension OVR pro M compact OVR T2 80-275s C QS | OVR T2 80-275s C QS Ersatzmodul für SPD Typ 2 für 230/400V | OVR T2 80-275s C QS Surge Protective Device |  | 5.14
2CTB815708R2800 | OVR T2 N 80-275s C QS | Active | 3660308525550 | 155.85 | 1 | 1 | stuk | SPD QS Accessories | BE31330 | SA (Modulair+Plug&Socket) | stuk | OVR T2 N 80-275s C | OVR T2 N 80-275s C QS Surge Protective Device | OVR T2 N 80-275s C QS Ersatzmodul, Summenfunkenstrecke T2 | OVR T2 N 80-275s C QS Surge Protective Device |  | 5.14
2CTB815708R2900 | OVR T2 80-440s P TS QS | Active | 3660308525567 | 225.55 | 1 | 1 | stuk | SPD OVR Class II | BE31330 | SA (Modulair+Plug&Socket) | stuk | OVR T2 80-440s P TS QS | OVR T2 80-440s P TS QS | OVR T2 80-440s P TS QS | OVR T2 80-440s P TS QS |  | 5.14
2CTB815708R3500 | OVR T2 3L 80-440s P TS QS | Active | 3660308525574 | 707.68 | 1 | 1 | stuk | SPD OVR Class II | BE31330 | SA (Modulair+Plug&Socket) | stuk | OVR T2 3L 80-440s P TS QS | OVR T2 3L 80-440s P TS QS | OVR T2 3L 80-440s P TS QS | OVR T2 3L 80-440s P TS QS |  | 5.14
2CTB815708R3700 | OVR T2 3N 80-440s P TS QS | Active | 3660308525581 | 685 | 1 | 1 | stuk | SPD OVR Class II | BE31330 | SA (Modulair+Plug&Socket) | stuk | OVR T2 3N 80-440s P TS QS | OVR T2 3N 80-440s P TS QS | OVR T2 3N 80-440s P TS QS | OVR T2 3N 80-440s P TS QS |  | 5.14
2CTB815708R4000 | OVR T2 4L 80-440s P TS QS | Active | 3660308525598 | 890.25 | 1 | 1 | stuk | SPD OVR Class II | BE31330 | SA (Modulair+Plug&Socket) | stuk | OVR T2 4L 80-440s P TS QS | OVR T2 4L 80-440s P TS QS | OVR T2 4L 80-440s P TS QS | OVR T2 4L 80-440s P TS QS |  | 5.14
2CTB815708R4100 | OVR T2 80-440s P QS | Active | 3660308525604 | 202.88 | 1 | 1 | stuk | SPD OVR Class II | BE31330 | SA (Modulair+Plug&Socket) | stuk | OVR T2 80-440s P QS | OVR T2 80-440s P QS | OVR T2 80-440s P QS | OVR T2 80-440s P QS |  | 5.14
2CTB815708R4700 | OVR T2 3L 80-440s P QS | Active | 3660308525611 | 552.54 | 1 | 1 | stuk | SPD OVR Class II | BE31330 | SA (Modulair+Plug&Socket) | stuk | OVR T2 3L 80-440s P QS | OVR T2 3L 80-440s P QS | OVR T2 3L 80-440s P QS | OVR T2 3L 80-440s P QS |  | 5.14
2CTB815708R4900 | OVR T2 3N 80-440s P QS | Active | 3660308525628 | 572.83 | 1 | 1 | stuk | SPD OVR Class II | BE31330 | SA (Modulair+Plug&Socket) | stuk | OVR T2 3N 80-440s P QS | OVR T2 3N 80-440s P QS | OVR T2 3N 80-440s P QS | OVR T2 3N 80-440s P QS |  | 5.14
2CTB815708R5200 | OVR T2 4L 80-440s P QS | Active | 3660308525635 | 686.19 | 1 | 1 | stuk | SPD OVR Class II | BE31330 | SA (Modulair+Plug&Socket) | stuk | OVR T2 4L 80-440s P QS | OVR T2 4L 80-440s P QS | OVR T2 4L 80-440s P QS | OVR T2 4L 80-440s P QS |  | 5.14
2CTB815708R5400 | OVR T2 N 80-440s P QS | Active | 3660308525642 | 542.44 | 1 | 1 | stuk | SPD OVR Class II | BE31330 | SA (Modulair+Plug&Socket) | stuk | OVR T2 N 80-440s P | OVR T2 N 80-440s P QS Surge Protective Device | OVR T2 N 80-440s P QS SPD T2 mit Reservevaristor 400/690V | OVR T2 N 80-440s P QS Surge Protective Device |  | 5.14
2CTB815708R5500 | OVR T2 80-440s C QS | Active | 3660308525659 | 258.98 | 1 | 1 | stuk | SPD QS Accessories | BE31330 | SA (Modulair+Plug&Socket) | stuk | OVR T2 80-440s C QS | Protection surtension OVR pro M compact OVR T2 80-440s C QS | OVR T2 80-440s C QS Ersatzmodul für SPD Typ 2 für 400/690V | OVR T2 80-440s C QS Surge Protective Device |  | 5.14
2CTB815708R5700 | OVR T2 N 80-440s C QS | Active | 3660308525666 | 135.45 | 1 | 1 | stuk | SPD QS Accessories | BE31330 | SA (Modulair+Plug&Socket) | stuk | OVR T2 N 80-440s C | OVR T2 N 80-440s C QS Surge Protective Device | OVR T2 N 80-440s C QS Ersatzmodul, Summenfunkenstrecke T2 | OVR T2 N 80-440s C QS Surge Protective Device |  | 5.14
2CTB815710R0000 | OVR T1-T2 12.5-275s P TS QS | Active | 3660308524881 | 250.61 | 1 | 1 | stuk | SPD OVR Class I | BE31330 | SA (Modulair+Plug&Socket) | stuk | OVR T1-T2 12.5-275s P TS QS | Protection surtension OVR pro M compact OVR T1-T2 12.5-275s P TS QS | OVR T1-T2 12.5-275s P TS QS Kombi-Ableiter T1-T2 12.5kA/Pol, 1-polig | OVR T1-T2 12.5-275s P TS QS Surge Protective Device |  | 5.14
2CTB815710R0100 | OVR T1-T2 1N 12.5-275s P TS QS | Active | 3660308524898 | 807.92 | 1 | 1 | stuk | SPD OVR Class I | BE31330 | SA (Modulair+Plug&Socket) | stuk | OVR T1-T2 1N 12.5-275s P TS QS | Protection surtension OVR pro M compact OVR T1-T2 1N 12.5-275s P TS QS | OVR T1-T2 1N 12.5-275s P TS QS Kombi-Ableiter T1-T2 12.5kA/Pol, TT/TN | OVR T1-T2 1N 12.5-275s P TS QS Surge Protective Device |  | 5.14
2CTB815710R0300 | OVR T1-T2 N1 12.5-275s P TS QS | Active | 3660308524904 | 270.65 | 1 | 1 | stuk | SPD OVR Class I | BE31330 | SA (Modulair+Plug&Socket) | stuk | OVR T1-T2 N1 12.5-275s P TS QS | OVR T1-T2 N1 12.5-275s P TS QS Surge Protective Device | OVR T1-T2 N1 12.5-275s P TS QS | OVR T1-T2 N1 12.5-275s P TS QS Surge Protective Device |  | 5.14
2CTB815710R0600 | OVR T1-T2 3L 12.5-275s P TS QS | Active | 3660308524911 | 267.78 | 1 | 1 | stuk | SPD OVR Class I | BE31330 | SA (Modulair+Plug&Socket) | stuk | OVR T1-T2 3L 12.5-275s P TS QS | OVR T1-T2 3L 12.5-275s P TS QS Surge Protective Device | OVR T1-T2 3L 12.5-275s P TS QS Kombi-Ableiter T1-T2 12.5kA/Pol, TNC | OVR T1-T2 3L 12.5-275s P TS QS Surge Protective Device |  | 5.14
2CTB815710R0700 | OVR T1-T2 3N 12.5-275s P TS QS | Active | 3660308524928 | 716.14 | 1 | 1 | stuk | SPD OVR Class I | BE31330 | SA (Modulair+Plug&Socket) | stuk | OVR T1-T2 3N 12.5-275s P TS QS | OVR T1-T2 3N 12.5-275s P TS QS Surge Protective Device | OVR T1-T2 3N 12.5-275s P TS QS Kombi-Ableiter T1-T2 12.5kA/Pol, TT/TNS | OVR T1-T2 3N 12.5-275s P TS QS Surge Protective Device |  | 5.14
2CTB815710R0900 | OVR T1-T2 N3 12.5-275s P TS QS | Active | 3660308524935 | 832.39 | 1 | 1 | stuk | SPD OVR Class I | BE31330 | SA (Modulair+Plug&Socket) | stuk | OVR T1-T2 N3 12.5-275s P TS QS | OVR T1-T2 N3 12.5-275s P TS QS Surge Protective Device | OVR T1-T2 N3 12.5-275s P TS QS | OVR T1-T2 N3 12.5-275s P TS QS Surge Protective Device |  | 5.14
2CTB815710R1100 | OVR T1-T2 4L 12.5-275s P TS QS | Active | 3660308524942 | 308.01 | 1 | 1 | stuk | SPD OVR Class I | BE31330 | SA (Modulair+Plug&Socket) | stuk | OVR T1-T2 4L 12.5-275s P TS QS | OVR T1-T2 4L 12.5-275s P TS QS Surge Protective Device | OVR T1-T2 4L 12.5-275s P TS QS Kombi-Ableiter T1-T2 12.5kA/Pol, TNS | OVR T1-T2 4L 12.5-275s P TS QS Surge Protective Device |  | 5.14
2CTB815710R1200 | OVR T1-T2 12.5-275s P QS | Active | 3660308524959 | 286.87 | 1 | 1 | stuk | SPD OVR Class I | BE31330 | SA (Modulair+Plug&Socket) | stuk | OVR T1-T2 12.5-275s P QS SurgePRotectiv | OVR T1-T2 12.5-275s P QS Surge Protectiv | OVR T1-T2 12.5-275s P QS Kombi-Ableiter T1-T2 12.5kA/Pol, 1polig | OVR T1-T2 12.5-275s P QS Surge Protective Device |  | 5.14
2CTB815710R1300 | OVR T1-T2 1N 12.5-275s P QS | Active | 3660308524966 | 202.5 | 1 | 1 | stuk | SPD OVR Class I | BE31330 | SA (Modulair+Plug&Socket) | stuk | OVR T1-T2 1N 12.5-275s P QS | OVR T1-T2 1N 12.5-275s P QS Surge Protective Device | OVR T1-T2 1N 12.5-275s P QS Kombi-Ableiter T1-T2 12.5kA/Pol, TT/TN | OVR T1-T2 1N 12.5-275s P QS Surge Protective Device |  | 5.14
2CTB815710R1500 | OVR T1-T2 N1 12.5-275s P QS | Active | 3660308524973 | 235.39 | 1 | 1 | stuk | SPD OVR Class I | BE31330 | SA (Modulair+Plug&Socket) | stuk | OVR T1-T2 N1 12.5-275s P QS | OVR T1-T2 N1 12.5-275s P QS Surge Protective Device | OVR T1-T2 N1 12.5-275s P QS | OVR T1-T2 N1 12.5-275s P QS Surge Protective Device |  | 5.14
2CTB815710R1800 | OVR T1-T2 3L 12.5-275s P QS | Active | 3660308524980 | 398.64 | 1 | 1 | stuk | SPD OVR Class I | BE31330 | SA (Modulair+Plug&Socket) | stuk | OVR T1-T2 3L 12.5-275s P QS | OVR T1-T2 3L 12.5-275s P QS Surge Protective Device | OVR T1-T2 3L 12.5-275s P QS Kombi-Ableiter T1-T2 12.5kA/Pol, TNC | OVR T1-T2 3L 12.5-275s P QS Surge Protective Device |  | 5.14
2CTB815710R1900 | OVR T1-T2 3N 12.5-275s P QS | Active | 3660308524997 | 694.54 | 1 | 1 | stuk | SPD OVR Class I | BE31330 | SA (Modulair+Plug&Socket) | stuk | OVR T1-T2 3N 12.5-275s P QS | OVR T1-T2 3N 12.5-275s P QS Surge Protective Device | OVR T1-T2 3N 12.5-275s P QS Kombi-Ableiter T1-T2 12.5kA/Pol, TT/TNS | OVR T1-T2 3N 12.5-275s P QS Surge Protective Device |  | 5.14
2CTB815710R2100 | OVR T1-T2 N3 12.5-275s P QS | Active | 3660308525000 | 723.75 | 1 | 1 | stuk | SPD OVR Class I | BE31330 | SA (Modulair+Plug&Socket) | stuk | OVR T1-T2 N3 12.5-275s P QS | OVR T1-T2 N3 12.5-275s P QS Surge Protective Device | OVR T1-T2 N3 12.5-275s P QS | OVR T1-T2 N3 12.5-275s P QS Surge Protective Device |  | 5.14
2CTB815710R2300 | OVR T1-T2 4L 12.5-275s P QS | Active | 3660308525017 | 515.43 | 1 | 1 | stuk | SPD OVR Class I | BE31330 | SA (Modulair+Plug&Socket) | stuk | OVR T1-T2 4L 12.5-275s P QS | OVR T1-T2 4L 12.5-275s P QS Surge Protective Device | OVR T1-T2 4L 12.5-275s P QS Kombi-Ableiter T1-T2 12.5kA/Pol, TNS | OVR T1-T2 4L 12.5-275s P QS Surge Protective Device |  | 5.14
2CTB815710R2400 | OVR T1-T2 N 50-275s P QS | Active | 3660308525024 | 602.04 | 1 | 1 | stuk | SPD OVR Class I | BE31330 | SA (Modulair+Plug&Socket) | stuk | OVR T1-T2 N 50-275s P | OVR T1-T2 N 50-275s P QS Surge Protective Device | OVR T1-T2 N 50-275s P QS Kombi-Ableiter T1-T2 Summenfunkenstrecke | OVR T1-T2 N 50-275s P QS Surge Protective Device |  | 5.14
2CTB815710R2600 | OVR T1-T2 12.5-275s C QS | Active | 3660308525031 | 167.08 | 1 | 1 | stuk | SPD QS Accessories | BE31330 | SA (Modulair+Plug&Socket) | stuk | OVR T1-T2 12.5-275s C QS | Protection surtension OVR pro M compact OVR T1-T2 12.5-275s C QS | OVR T1-T2 12.5-275s C QS Ersatzmodul Kombi-Ableiter Typ 1+2 12.5kA | OVR T1-T2 12.5-275s C QS Surge Protective Device |  | 5.14
2CTB815710R2700 | OVR T1-T2 N 50-275s C QS | Active | 3660308525048 | 151.25 | 1 | 1 | stuk | SPD QS Accessories | BE31330 | SA (Modulair+Plug&Socket) | stuk | OVR T1-T2 N 50-275s C | OVR T1-T2 N 50-275s C QS Surge Protective Device | OVR T1-T2 N 50-275s C QS Ersatzmodul, Summenfunkenstrecke T1-T2 | OVR T1-T2 N 50-275s C QS Surge Protective Device |  | 5.14
2CTB815710R2900 | OVR T1-T2 12.5-440s P TS QS | Active | 3660308525055 | 275.67 | 1 | 1 | stuk | SPD OVR Class I | BE31330 | SA (Modulair+Plug&Socket) | stuk | OVR T1-T2 12.5-440s P TS QS | Protection surtension OVR pro M compact OVR T1-T2 12.5-440s P TS QS | OVR T1-T2 12.5-440s P TS QS Kombi-Ableiter T1-T2 12.5kA/Pol, 1-polig | OVR T1-T2 12.5-440s P TS QS Surge Protective Device |  | 5.14
2CTB815710R3000 | OVR T1-T2 1N 12.5-440s P TS QS | Active | 3660308525062 | 493.94 | 1 | 1 | stuk | SPD OVR Class I | BE31330 | SA (Modulair+Plug&Socket) | stuk | OVR T1-T2 1N 12.5-440s P TS QS | OVR T1-T2 1N 12.5-440s P TS QS Surge Protective Device | OVR T1-T2 1N 12.5-440s P TS QS Kombi-Ableiter T1-T2 12.5kA/Pol, TT/TN | OVR T1-T2 1N 12.5-440s P TS QS Surge Protective Device |  | 5.14
2CTB815710R3200 | OVR T1-T2 N1 12.5-440s P TS QS | Active | 3660308525079 | 404.64 | 1 | 1 | stuk | SPD OVR Class I | BE31330 | SA (Modulair+Plug&Socket) | stuk | OVR T1-T2 N1 12.5-440s P TS QS | OVR T1-T2 N1 12.5-440s P TS QS Surge Protective Device | OVR T1-T2 N1 12.5-440s P TS QS | OVR T1-T2 N1 12.5-440s P TS QS Surge Protective Device |  | 5.14
2CTB815710R3500 | OVR T1-T2 3L 12.5-440s P TS QS | Active | 3660308525086 | 838.95 | 1 | 1 | stuk | SPD OVR Class I | BE31330 | SA (Modulair+Plug&Socket) | stuk | OVR T1-T2 3L 12.5-440s P TS QS | Protection surtension OVR pro M compact OVR T1-T2 3L 12.5-440s P TS QS | OVR T1-T2 3L 12.5-440s P TS QS Kombi-Ableiter T1-T2 12.5kA/Pol, TNC | OVR T1-T2 3L 12.5-440s P TS QS Surge Protective Device |  | 5.14
2CTB815710R3600 | OVR T1-T2 3N 12.5-440s P TS QS | Active | 3660308525093 | 975.99 | 1 | 1 | stuk | SPD QS Accessories | BE31330 | SA (Modulair+Plug&Socket) | stuk | OVR T1-T2 3N 12.5-440s P TS QS Overspanning beveiliging | OVR T1-T2 3N 12.5-440s P TS QS Protection surtension | OVR T1-T2 3N 12.5-440s P TS QS Summenfunkenstrecke | OVR T1-T2 3N 12.5-440s P TS QS Surge Protective Device |  | 5.14
2CTB815710R3800 | OVR T1-T2 N3 12.5-440s P TS QS | Active | 3660308525109 | 998.84 | 1 | 1 | stuk | SPD OVR Class I | BE31330 | SA (Modulair+Plug&Socket) | stuk | OVR T1-T2 N3 12.5-440s P TS QS | OVR T1-T2 N3 12.5-440s P TS QS Surge Protective Device | OVR T1-T2 N3 12.5-440s P TS QS | OVR T1-T2 N3 12.5-440s P TS QS Surge Protective Device |  | 5.14
2CTB815710R4000 | OVR T1-T2 4L 12.5-440s P TS QS | Active | 3660308525116 | 977.38 | 1 | 1 | stuk | SPD OVR Class I | BE31330 | SA (Modulair+Plug&Socket) | stuk | OVR T1-T2 4L 12.5-440s P TS QS | Protection surtension OVR pro M compact OVR T1-T2 4L 12.5-440s P TS QS | OVR T1-T2 4L 12.5-440s P TS QS Kombi-Ableiter T1-T2 12.5kA/Pol, TNS | OVR T1-T2 4L 12.5-440s P TS QS Surge Protective Device |  | 5.14
2CTB815710R4100 | OVR T1-T2 12.5-440s P QS | Active | 3660308525123 | 239.02 | 1 | 1 | stuk | SPD OVR Class I | BE31330 | SA (Modulair+Plug&Socket) | stuk | OVR T1-T2 12.5-440s P QS | OVR T1-T2 12.5-440s P QS Surge Protective Device | OVR T1-T2 12.5-440s P QS Kombi-Ableiter T1-T2 12.5kA/Pol, 1-polig | OVR T1-T2 12.5-440s P QS Surge Protective Device |  | 5.14
2CTB815710R4200 | OVR T1-T2 1N 12.5-440s P QS | Active | 3660308525130 | 429.58 | 1 | 1 | stuk | SPD OVR Class I | BE31330 | SA (Modulair+Plug&Socket) | stuk | OVR T1-T2 1N 12.5-440s P QS | OVR T1-T2 1N 12.5-440s P QS Surge Protective Device | OVR T1-T2 1N 12.5-440s P QS Kombi-Ableiter T1-T2 12.5kA/Pol, TT/TN | OVR T1-T2 1N 12.5-440s P QS Surge Protective Device |  | 5.14
2CTB815710R4400 | OVR T1-T2 N1 12.5-440s P QS | Active | 3660308525147 | 351.89 | 1 | 1 | stuk | SPD OVR Class I | BE31330 | SA (Modulair+Plug&Socket) | stuk | OVR T1-T2 N1 12.5-440s P QS | OVR T1-T2 N1 12.5-440s P QS Surge Protective Device | OVR T1-T2 N1 12.5-440s P QS | OVR T1-T2 N1 12.5-440s P QS Surge Protective Device |  | 5.14
2CTB815710R4700 | OVR T1-T2 3L 12.5-440s P QS | Active | 3660308525154 | 729.86 | 1 | 1 | stuk | SPD OVR Class I | BE31330 | SA (Modulair+Plug&Socket) | stuk | OVR T1-T2 3L 12.5-440s P QS | OVR T1-T2 3L 12.5-440s P QS Surge Protective Device | OVR T1-T2 3L 12.5-440s P QS Kombi-Ableiter T1-T2 12.5kA/Pol, TNC | OVR T1-T2 3L 12.5-440s P QS Surge Protective Device |  | 5.14
2CTB815710R4800 | OVR T1-T2 3N 12.5-440s P QS | Active | 3660308525161 | 868.51 | 1 | 1 | stuk | SPD OVR Class I | BE31330 | SA (Modulair+Plug&Socket) | stuk | OVR T1-T2 3N 12.5-440s P QS | OVR T1-T2 3N 12.5-440s P QS Surge Protective Device | OVR T1-T2 3N 12.5-440s P QS Kombi-Ableiter T1-T2 12.5kA/Pol, TT/TNS | OVR T1-T2 3N 12.5-440s P QS Surge Protective Device |  | 5.14
2CTB815710R5000 | OVR T1-T2 N3 12.5-440s P QS | Active | 3660308525178 | 868.51 | 1 | 1 | stuk | SPD OVR Class I | BE31330 | SA (Modulair+Plug&Socket) | stuk | OVR T1-T2 N3 12.5-440s P QS | OVR T1-T2 N3 12.5-440s P QS Surge Protective Device | OVR T1-T2 N3 12.5-440s P QS | OVR T1-T2 N3 12.5-440s P QS Surge Protective Device |  | 5.14
2CTB815710R5200 | OVR T1-T2 4L 12.5-440s P QS | Active | 3660308525185 | 849.5 | 1 | 1 | stuk | SPD OVR Class I | BE31330 | SA (Modulair+Plug&Socket) | stuk | OVR T1-T2 4L 12.5-440s P QS | OVR T1-T2 4L 12.5-440s P QS Surge Protective Device | OVR T1-T2 4L 12.5-440s P QS Kombi-Ableiter T1-T2 12.5kA/Pol, TNS | OVR T1-T2 4L 12.5-440s P QS Surge Protective Device |  | 5.14
2CTB815710R5300 | OVR T1-T2 N 50-440s P QS | Active | 3660308525192 | 903.06 | 1 | 1 | stuk | SPD OVR Class I | BE31330 | SA (Modulair+Plug&Socket) | stuk | OVR T1-T2 N 50-440s P | OVR T1-T2 N 50-440s P QS Surge Protective Device | OVR T1-T2 N 50-440s P QS Kombi-Ableiter T1-T2 Summenfunkenstrecke | OVR T1-T2 N 50-440s P QS Surge Protective Device |  | 5.14
2CTB815710R5500 | OVR T1-T2 12.5-440s C QS | Active | 3660308525208 | 266.12 | 1 | 1 | stuk | SPD QS Accessories | BE31330 | SA (Modulair+Plug&Socket) | stuk | OVR T1-T2 12.5-440s C QS | Protection surtension OVR pro M compact OVR T1-T2 12.5-440s C QS | OVR T1-T2 12.5-440s C QS Ersatzmodul Kombi-Ableiter Typ 1+2 12.5kA | OVR T1-T2 12.5-440s C QS Surge Protective Device |  | 5.14
2CTB815710R5600 | OVR T1-T2 N 50-440s C QS | Active | 3660308525215 | 210.98 | 1 | 1 | stuk | SPD QS Accessories | BE31330 | SA (Modulair+Plug&Socket) | stuk | OVR T1-T2 N 50-440s C | OVR T1-T2 N 50-440s C QS Surge Protective Device | OVR T1-T2 N 50-440s C QS Ersatzmodul, Summenfunkenstrecke T1-T2 | OVR T1-T2 N 50-440s C QS Surge Protective Device |  | 5.14
2TAZ313000R2012 | E291S-16-20/230 | Active | 7612270939947 | 45.11 | 1 | 10 | stuk | E290 | BE31330 | SA (Modulair+Plug&Socket) | stuk | E291S-16-20/230 | E291S-16-20/230 | E291S-16-20/230 Serien-Stromstoßschalter Spule 230 VAC/ 110 VDC, 16 A, 2 NO | E291S-16-20/230 |  | 5.14
2TAZ313000R2042 | E291S-16-20/24 | Active | 7612270939930 | 47.68 | 1 | 10 | stuk | E290 | BE31330 | SA (Modulair+Plug&Socket) | stuk | E291S-16-20/24 | E291S-16-20/24 | E291S-16-20/24 Serien-Stromstoßschalter Spule 24 VAC/ 12 VDC, 16 A, 2 NO | E291S-16-20/24 |  | 5.14
2TAZ313000R2052 | E291S-16-20/12 | Active | 7612270939923 | 45.11 | 1 | 10 | stuk | E290 | BE31330 | SA (Modulair+Plug&Socket) | stuk | E291S-16-20/12 | E291S-16-20/12 | E291S-16-20/12 Serien-Stromstoßschalter Spule 12 VAC, 16 A, 2 NO | E291S-16-20/12 |  | 5.14
2TAZ313000R2062 | E291S-16-20/8 | Active | 7612270939916 | 47.68 | 1 | 10 | stuk | E290 | BE31330 | SA (Modulair+Plug&Socket) | stuk | E291S-16-20/8 | E291S-16-20/8 | E291S-16-20/8 Serien-Stromstoßschalter Spule 8 VAC, 16 A, 2 NO | E291S-16-20/8 |  | 5.14
2TAZ352000R2012 | E290-16-20/230-60 | Active | 7612271503918 | 36.23 | 1 | 10 | stuk | E290 | BE31330 | SA (Modulair+Plug&Socket) | stuk | E290 Impulsrelais 16A 2NO 230VAC | Relais à enclenchement E290 16A, 2NO, 230VAC | E290 60 HZ Mechanical latching relay 16A, 2NO, 230VAC | E290-16-20/230-60 Electromechanical latching relay |  | 5.14
GHL1101915R0001 | SKV-GTS1 | Active | 4012233040902 | 3.08 | 1 | 1 | stuk | DIN-Rail | BE31330 | SA (Modulair+Plug&Socket) | stuk | SKV-GTS1-Terminals,instal.Ma | SKV-GTS1 - Terminals and Installation Ma | SKV-GTS1 Gerätetragschiene | SKV-GTS1 - Terminals and Installation Material |  | 5.14
GHL5201916R0006 | SZ-PSB12N | Active | 4016779294300 | 75.51 | 1 | 1 | stuk | Terminals SZ-PSB, SZ-KS IEC | BE31330 | SA (Modulair+Plug&Socket) | stuk | Verbind.rail SZ L123-..60 pin 16mm² | BARRE PEIGNE TRIPOLAIRE STOTZ | Busbar ser 3P | SZ-PSB12N - Busbars and Accessories (IEC Range) |  | 5.14
GHL5301904R0001 | SZ-BP1 | Active | 4012233060504 | 3.31 | 1 | 1 | stuk | Blanking and Sealing Plates, Filling Pieces | BE31330 | SA (Modulair+Plug&Socket) | stuk | SZ-BP1-Terminals,InstMaterial | Plaque d'obturation BP1 | SZ-BP1 Blindplatte | SZ-BP1 - Terminals and Installation Material |  | 5.14
GHL5301908R0005 | SZ-FDT-2 | Active | 4012233060801 | 1.54 | 1 | 1 | stuk | Blanking and Sealing Plates, Filling Pieces | BE31330 | SA (Modulair+Plug&Socket) | stuk | SZ-FDT-2-Terminals,InstMaterial | SZ-FDT-2 - Terminals and Installation Material | SZ-FDT-2 Federteil in Verbindung mit Füllstück FST2 | SZ-FDT-2 - Terminals and Installation Material |  | 5.14
GHS2001901R0003 | S2C-DH | Active | 4016779579605 | 66.41 | 1 | 1 | stuk | Mechanical Accessories S2C | BE31330 | SA (Modulair+Plug&Socket) | stuk | S200 Draaioverbrengingsmech. | Transmission rotatif S200 | S2C-DH Drehantrieb | S2C-DH - Mechanical Accessories |  | 5.14
GHS2001946R0001 | BS | Active | 4016779478106 | 8.14 | 1 | 1 | stuk | Labeling Material | BE31330 | SA (Modulair+Plug&Socket) | stuk | Label Compact 40 st | 40 Etiquettes blanc | BS Beschriftungsschild | BS - Terminals and Installation Material |  | 5.14
GHS2001946R0002 | BS-PIKTO | Active | 4016779478205 | 8.14 | 1 | 1 | stuk | Labeling Material | BE31330 | SA (Modulair+Plug&Socket) | stuk | Label Compact 40 labelspictogram | 40 Etiquettes avec des pictogrammes | BS-PIKTO Beschriftungsschild | BS-PIKTO - Terminals and Installation Material |  | 5.14
GHS2001946R0003 | BS-1/10 | Active | 4016779478304 | 8.14 | 1 | 1 | stuk | Labeling Material | BE31330 | SA (Modulair+Plug&Socket) | stuk | Label Compact Label 4x (1-10) | Etiquettes 4x (1 - 10) | BS-1/10 Beschriftungsschild | BS-1/10 - Terminals and Installation Material |  | 5.14
GHS2001946R0004 | BS-1/20 | Active | 4016779478403 | 8.14 | 1 | 1 | stuk | Labeling Material | BE31330 | SA (Modulair+Plug&Socket) | stuk | Label Compact Label 2x (1-20) | Etiquettes 2x (1 - 20) | BS-1/20 Beschriftungsschild | BS-1/20 - Terminals and Installation Material |  | 5.14
GHS2001946R0005 | BS-1/40 | Active | 4016779478502 | 8.14 | 1 | 1 | stuk | Labeling Material | BE31330 | SA (Modulair+Plug&Socket) | stuk | Label Compact Label 1-40 | BS-1/40 - Terminals and Installation Material | BS-1/40 Beschriftungsschild | BS-1/40 - Terminals and Installation Material |  | 5.14
GHS2001946R0006 | BS-41/80 | Active | 4016779585910 | 11.62 | 1 | 1 | stuk | Labeling Material | BE31330 | SA (Modulair+Plug&Socket) | stuk | BS-41/80-Terminals,instal.Ma | BS-41/80 - Terminals and Installation Ma | BS-41/80 Beschriftungsschild | BS-41/80 - Terminals and Installation Material |  | 5.14
GHS2001946R0007 | BS-81/120 | Active | 4016779585927 | 11.62 | 1 | 1 | stuk | Labeling Material | BE31330 | SA (Modulair+Plug&Socket) | stuk | BS-81/120-Terminals,instal.M | BS-81/120 - Terminals and Installation M | BS-81/120 Beschriftungsschild | BS-81/120 - Terminals and Installation Material |  | 5.14
GHS2001946R0008 | BS-121/160 | Active | 4016779585934 | 11.62 | 1 | 1 | stuk | Labeling Material | BE31330 | SA (Modulair+Plug&Socket) | stuk | BS-121/160-Terminals,instal. | BS-121/160 - Terminals and Installation | BS-121/160 Beschriftungsschild | BS-121/160 - Terminals and Installation Material |  | 5.14
GHS2101933R0001 | KA27H | Active | 4012233136308 | 16.71 | 1 | 1 | stuk | Flanges and Insulated Housing | BE31330 | SA (Modulair+Plug&Socket) | stuk | Afdekplaat Compact Zijdelingse afdek | Couverture Compact Couvre-bornes latéral | KA27H Klemmenabdeckung, Haubenteil | KA27H - Terminals and Installation Material |  | 5.14
GHS2101934R0001 | KA27S | Active | 4012233136407 | 5.87 | 1 | 1 | stuk | Flanges and Insulated Housing | BE31330 | SA (Modulair+Plug&Socket) | stuk | Afdekplaat Compact Klem afdek | Couverture Compact Couvre-bornes terminal | KA27S Klemmenabdeckung, Stirnteil | KA27S - Terminals and Installation Material |  | 5.14
GHS2101946R0004 | SZ-KZS | Active | 4016779008501 | 11.63 | 1 | 1 | stuk | Labeling Material | BE31330 | SA (Modulair+Plug&Socket) | stuk | SZ-KZS-Terminals,instal.Material | Etiquette System pro M | LABEL System pro M | SZ-KZS - Terminals and Installation Material |  | 5.14
GHS2701913R0002 | SZ-BP2 | Active | 8000126126297 | 1.07 | 1 | 1 | stuk | Blanking and Sealing Plates, Filling Pieces | BE31330 | SA (Modulair+Plug&Socket) | stuk | SZ-BP2-Terminals,InstMate | SZ-BP2 - Terminals and Installation Mate | SZ-BP2 - Terminals and Installation Mate | SZ-BP2 - Terminals and Installation Material |  | 5.14
GHS2701921R0002 | PCD 2 N | Active | 8000126118698 | 17.26 | 1 | 1 | stuk | Flanges and Insulated Housing | BE31330 | SA (Modulair+Plug&Socket) | stuk | Klem deksel S2..2M | PCD 2 N - Terminals and Installation Material | KLEMMENABDECKUNG 2MODULE | PCD 2 N - Terminals and Installation Material |  | 5.14
GHS2701921R0004 | PCD 4 N | Active | 8000126118728 | 21.86 | 1 | 1 | stuk | Flanges and Insulated Housing | BE31330 | SA (Modulair+Plug&Socket) | stuk | Klem deksel S2..4M | PCD 4 N - Terminals and Installation Material | KLEMMENABDECKUNG 4MODULE | PCD 4 N - Terminals and Installation Material |  | 5.14
GHS2701921R0006 | PCD 6 N | Active | 8000126118773 | 28.01 | 1 | 1 | stuk | Flanges and Insulated Housing | BE31330 | SA (Modulair+Plug&Socket) | stuk | Klem deksel S2..6M | PCD 6 N - Terminals and Installation Material | Klemmabdeckung 6 Module PCD 6 N | PCD 6 N - Terminals and Installation Material |  | 5.14
GHV0360501R0005 | AS4I | Active | 4016779124102 | 3.43 | 1 | 1 | stuk | Feeder Terminals | BE31330 | SA (Modulair+Plug&Socket) | stuk | aansluitklem SystemPRoM 6-25mm² | Borne de raccordement, System pro M, 6-25mm² | AS4I Anschlussklemme 6-35qmm,Gabel | AS4I - Terminals and Installation Material |  | 5.14
GHV0360501R0013 | SZ-AST95 | Active | 4016779522625 | 23.67 | 1 | 1 | stuk | Feeder Terminals | BE31330 | SA (Modulair+Plug&Socket) | stuk | aansluitklem SystemPRoM 25-95mm² | Borne pour jeux de barres System pro M 25-95mm² | SZ-AST95 Anschlussklemme 25-95qmm,Pin 14x6,5mm | SZ-AST95 - Terminals and Installation Material |  | 5.14
GHV0360503R0047 | SZ-PSB22N | Active | 4016779511100 | 67.27 | 1 | 1 | stuk | Terminals SZ-PSB, SZ-KS IEC | BE31330 | SA (Modulair+Plug&Socket) | stuk | SZ-PSB22N-rails | SZ-PSB22N - Busbars | SZ-PSB22N Sammelschienenblock 3Ph.,60Pins,10qmm,1064mm | SZ-PSB22N - Busbars
GHV0360504R0003 | SZ-VS3 | Active | 4016779288101 | 10.01 | 1 | 1 | stuk | Connecting Wires | BE31330 | SA (Modulair+Plug&Socket) | stuk | klemstrook SZ 3P 125 10mm² | SZ-VS3 - Terminals and Installation Material | SZ-VS3 Verdrahtungssatz 3-polig,125mm Reihenabstand | SZ-VS3 - Terminals and Installation Material |  | 5.14
GHV0360504R0023 | RV3 | Active | 4016779512381 | 45.18 | 1 | 1 | stuk | Connecting Wires | BE31330 | SA (Modulair+Plug&Socket) | stuk | RV3 Vertikale verbindingsrail 3P 125mm 10mm² | RV3 - Terminals and Installation Materia | RV3 Reihenverbinder 3-polig,125mm Reihenabstand,10qmm | RV3 - Terminals and Installation Material |  | 5.14
GHV0360504R0024 | RV4 | Active | 4016779512244 | 56.81 | 1 | 1 | stuk | Connecting Wires | BE31330 | SA (Modulair+Plug&Socket) | stuk | RV4 Vertikale verbindingsrail 4P 125mm 10mm² | RV4 - Terminals and Installation Materia | RV4 Reihenverbinder 4-polig,125mm Reihenabstand,10qmm | RV4 - Terminals and Installation Material |  | 5.14
GHV0360504R0100 | HKB | Active | 4016779523134 | 0.97 | 1 | 1 | stuk | Connecting Wires | BE31330 | SA (Modulair+Plug&Socket) | stuk | HKB Hulpcontactbrug S2C-Hxx 1/2Mod | HKB - Terminals and Installation Materia | HKB Hilfskontaktbrücke S2C-Hxx Reihenschaltung 1/2 TE | HKB - Terminals and Installation Material |  | 5.14
GHV0360504R0101 | HKB1 | Active | 4016779524209 | 0.97 | 1 | 1 | stuk | Connecting Wires | BE31330 | SA (Modulair+Plug&Socket) | stuk | HKB Huplcontactbrug S2C-Hxx Parallel 1Mod | HKB1 - Terminals and Installation Materi | HKB1 Hilfskontaktbrücke S2C-Hxx Parallelschaltung 1TE | HKB1 - Terminals and Installation Material |  | 5.14
GHV0360505R0001 | SZ-BSK5 | Active | 4016779154307 | 2.29 | 1 | 1 | stuk | Busbar Accessories IEC | BE31330 | SA (Modulair+Plug&Socket) | stuk | Afdek verzamelrail (per 5 st verpakt) | SZ-BSK5 - Busbars and Accessories (IEC Range) | SZ-BSK5 Berührungsschutzkappe | SZ-BSK5 - Busbars and Accessories (IEC Range) |  | 5.14
GHV0360874R0036 | SZ-PSB58N | Active | 4012233549900 | 82.6 | 1 | 1 | stuk | Terminals SZ-PSB, SZ-KS IEC | BE31330 | SA (Modulair+Plug&Socket) | stuk | Verbind.rail SZ L1-N-L2-N-L3-N-..58 pin 10mm² | Jeux de barres System Pro M L1-N-L2-N-L3-N-..., 58 broches, 10mm² | SZ-PSB58N Sammelschienenblock 4Ph.,29x2Gabeln,10qmm,1056mm,1P.LS+NA | SZ-PSB58N - Busbars
GHV0360874R0038 | SZ-PSB60N | Active | 4012233550104 | 99.14 | 1 | 1 | stuk | Terminals SZ-PSB, SZ-KS IEC | BE31330 | SA (Modulair+Plug&Socket) | stuk | Verbind.rail SZ L1-N-L2-N-L3-N-..58 pin 16mm² | Jeux de barres System pro M L1-N-L2-N-L3-N-..., 58 broches, 16mm² | SZ-PSB60N Sammelschienenblock 4Ph.,29x2Gabeln,16qmm,1056mm,1P.LS+NA | SZ-PSB60N - Busbars
GHV0360874R0062 | SZ-KS4/39N | Active | 4012233551507 | 25.17 | 1 | 1 | stuk | Terminals SZ-PSB, SZ-KS IEC | BE31330 | SA (Modulair+Plug&Socket) | stuk | SZ-KS4/39N-(IEC ) | Jeux de barres System pro M L1-..., 39 broches, 16mm², contact aux./ | SZ-KS4/39N Kammschiene 1Ph.,39x1Gabeln,16qmm,1020mm,1P.LS+HK | SZ-KS4/39N - Busbars and Accessories (IEC Range)
GHV0360875R0012 | SZ-PSB24N | Active | 4012233554003 | 65.34 | 1 | 1 | stuk | Terminals SZ-PSB, SZ-KS IEC | BE31330 | SA (Modulair+Plug&Socket) | stuk | Verbind.rail SZ L123-..60 pin 16mm² | Jeux de barres System pro M L1-L2-L3-..., 60 broches, 16mm² | SZ-PSB24N Sammelschienenblock 3Ph.,60Pins,16qmm,1000mm | SZ-PSB24N - Busbars
GHV0360875R0030 | SZ-KS13/39N | Active | 4012233555406 | 24.59 | 1 | 1 | stuk | Terminals SZ-PSB, SZ-KS IEC | BE31330 | SA (Modulair+Plug&Socket) | stuk | SZ-KS13/39N-(IEC ) | Jeux de barres System pro M L1-..., 39 broches, 16mm², contact aux./ | SZ-KS13/39N Kammschiene | SZ-KS13/39N - Busbars and Accessories (IEC Range)
GHV0360875R0041 | SZ-KS18/12N | Active | 4012233745302 | 5.57 | 1 | 1 | stuk | Terminals SZ-PSB, SZ-KS IEC | BE31330 | SA (Modulair+Plug&Socket) | stuk | Verbind.rail SZ L1-..12 pin 16mm² | Jeux de barres System pro M L1-..., 12 broches, 16mm² | SZ-KS18/12N Kammschiene | SZ-KS18/12N - Busbars and Accessories (IEC Range) |  | 5.14
GHV0360875R0042 | SZ-KS18/56N | Active | 4012233745203 | 24.93 | 1 | 1 | stuk | Terminals SZ-PSB, SZ-KS IEC | BE31330 | SA (Modulair+Plug&Socket) | stuk | Verbind.rail SZ L1-..56 pin 16mm² | Jeux de barres System pro M L1-..., 56 broches, 16mm² | SZ-KS18/56N Kammschiene | SZ-KS18/56N - Busbars and Accessories (IEC Range)
GHV0360876R0002 | SZ-N11/3 | Active | 4012233555802 | 7.01 | 1 | 1 | stuk | Neutral and Conductor Terminals | BE31330 | SA (Modulair+Plug&Socket) | stuk | SZ-N11/3-Terminals,instal.Ma | SZ-N11/3 - Terminals and Installation Ma | SZ-N11/3 Neutralleiterklemme 11x16qmm,isoliert | SZ-N11/3 - Terminals and Installation Material |  | 5.14
GHV0360876R0003 | SZ-6/3 | Active | 4016779505925 | 3.53 | 1 | 1 | stuk | Neutral and Conductor Terminals | BE31330 | SA (Modulair+Plug&Socket) | stuk | SZ-6/3-Terminals,instal.Mate | SZ-6/3 - Terminals and Installation Mate | SZ-6/3 - Terminals and Installation Mate | SZ-6/3 - Terminals and Installation Material |  | 5.14
GHV0360876R0004 | SZ-PE6/3 | Active | 4012233556007 | 4.75 | 1 | 1 | stuk | Neutral and Conductor Terminals | BE31330 | SA (Modulair+Plug&Socket) | stuk | klemstrook SZ PE 7x16mm² | Barre de raccordement (N, PE) System pro M PE, 7x16mm² | SZ-PE6/3 Schutzleiterklemme 6x16qmm,isoliert | SZ-PE6/3 - Terminals and Installation Material |  | 5.14
GHV0360876R0005 | SZ-PE11/3 | Active | 4012233556106 | 7.01 | 1 | 1 | stuk | Neutral and Conductor Terminals | BE31330 | SA (Modulair+Plug&Socket) | stuk | SZ-PE11/3-Terminals,instal.M | SZ-PE11/3 - Terminals and Installation M | SZ-PE11/3 Schutzleiterklemme 11x16qmm,isoliert | SZ-PE11/3 - Terminals and Installation Material |  | 5.14
GHV0360876R0011 | SZ-N6/3C | Active | 4016779570954 | 5.82 | 1 | 1 | stuk | Neutral and Conductor Terminals | BE31330 | SA (Modulair+Plug&Socket) | stuk | klemstrook SZ N 7x16mm² | Barre de raccordement System pro M N, 7x16mm² | SZ-N6/3C Neutralleiterklemme 6x16qmm,einseit.geschl.,isoliert | SZ-N6/3C - Busbar |  | 5.14
GHV0360876R0012 | SZ-N11/3C | Active | 4016779570961 | 8.81 | 1 | 1 | stuk | Neutral and Conductor Terminals | BE31330 | SA (Modulair+Plug&Socket) | stuk | SZ-N11/3C-rail | SZ-N11/3C - Busbar | SZ-N11/3C Neutralleiterklemme 11x16qmm,einseit.geschl.,isoliert | SZ-N11/3C - Busbar |  | 5.14
GHV0360876R0014 | SZ-PE6/3C | Active | 4016779570978 | 6.68 | 1 | 1 | stuk | Neutral and Conductor Terminals | BE31330 | SA (Modulair+Plug&Socket) | stuk | SZ-PE6/3C-rail | SZ-PE6/3C - Busbar | SZ-PE6/3C Schutzleiterklemme 6x16qmm,einseit.geschl.,isoliert | SZ-PE6/3C - Busbar |  | 5.14
GHV0360876R0015 | SZ-PE11/3C | Active | 4016779570985 | 8.81 | 1 | 1 | stuk | Neutral and Conductor Terminals | BE31330 | SA (Modulair+Plug&Socket) | stuk | SZ-PE11/3C-rail | SZ-PE11/3C - Busbar | SZ-PE11/3C Schutzleiterklemme 11x16qmm,einseit.geschl.,isoliert | SZ-PE11/3C - Busbar |  | 5.14
GHV0361325R0001 | PSB-END3 | Active | 4012233556304 | 1.38 | 1 | 1 | stuk | Busbar Accessories IEC | BE31330 | SA (Modulair+Plug&Socket) | stuk | Sluitkap PSB-END3-rail | Courverture final System pro M | PSB-END3 Endkappe für Phasenschiene | PSB-END3 - Busbar |  | 5.14
GHV0361325R0002 | PSB-END4 | Active | 4012233556403 | 1.38 | 1 | 1 | stuk | Busbar Accessories IEC | BE31330 | SA (Modulair+Plug&Socket) | stuk | Sluitkap PSB-END4-rail | Couverture final System Pro M | Endkappe PSB-END4 | PSB-END4 - Busbar |  | 5.14
GHV0361425R0001 | SZ-DB121 | Active | 4012233556502 | 1.63 | 1 | 1 | stuk | Connecting Wires | BE31330 | SA (Modulair+Plug&Socket) | stuk | SZ verbindingsbrug 1P 125mm 6mm² | SZ-DB121 - Terminals and Installation Ma | SZ-DB121 Verdrahtungsbrücke schwarz 1Ph.,125mm,6qmm,2Seiten Gabelsch. | SZ-DB121 - Terminals and Installation Material |  | 5.14
GHV0361425R0006 | SZ-DB123 | Active | 4012233556601 | 1.63 | 1 | 1 | stuk | Connecting Wires | BE31330 | SA (Modulair+Plug&Socket) | stuk | SZ-DB123-Terminals,instal.Ma | SZ-DB123 - Terminals and Installation Ma | SZ-DB123 Verdrahtungsbrücke 1Ph.,125mm,6qmm,1Seite Gabelsch. | SZ-DB123 - Terminals and Installation Material |  | 5.14
GHV0361425R0031 | SZ-DB122N | Active | 4012233556700 | 2.98 | 1 | 1 | stuk | Connecting Wires | BE31330 | SA (Modulair+Plug&Socket) | stuk | SZ verbindingsbrug 1P 135mm 10mm² | SZ-DB122N - Terminals and Installation M | SZ-DB122N Verdrahtungsbrücke schwarz 1Ph.,135mm,10qmm,2Seiten Gabelsch. | SZ-DB122N - Terminals and Installation Material |  | 5.14
GHV0361425R0032 | SZ-DB231N | Active | 4012233556809 | 2.15 | 1 | 1 | stuk | Connecting Wires | BE31330 | SA (Modulair+Plug&Socket) | stuk | SZ verbindingsbrug 1P 260mm 6mm² 2K | SZ-DB231N - Terminals and Installation M | SZ-DB231N Verdrahtungsbrücke schwarz 1Ph.,260mm,6qmm,2Seiten Gabelsch. | SZ-DB231N - Terminals and Installation Material |  | 5.14
GHV0361425R0033 | SZ-DB232N | Active | 4012233556908 | 3.98 | 1 | 1 | stuk | Connecting Wires | BE31330 | SA (Modulair+Plug&Socket) | stuk | SZ verbindingsbrug 1P 260mm 10mm² 2K | SZ-DB232N - Terminals and Installation M | SZ-DB232N Verdrahtungsbrücke schwarz 1Ph.,260mm,10qmm,2Seiten Gabelsch. | SZ-DB232N - Terminals and Installation Material |  | 5.14
GHV0361425R0034 | SZ-DB311 | Active | 4012233557004 | 4.44 | 1 | 1 | stuk | Connecting Wires | BE31330 | SA (Modulair+Plug&Socket) | stuk | SZ-DB311-Terminals,instal.Ma | SZ-DB311 - Terminals and Installation Ma | SZ-DB311 Verdrahtungsbrücke schwarz 1Ph.,330mm,10qmm,2Seiten Gabelsch. | SZ-DB311 - Terminals and Installation Material |  | 5.14
GHV0361425R0035 | SZ-DB124N | Active | 4012233557103 | 3.21 | 1 | 1 | stuk | Connecting Wires | BE31330 | SA (Modulair+Plug&Socket) | stuk | SZ-DB124N-Terminals,instal.M | SZ-DB124N - Terminals and Installation M | SZ-DB124N Verdrahtungsbrücke schwarz 1Ph.,135mm,10qmm,1Seite Gabelsch. | SZ-DB124N - Terminals and Installation Material |  | 5.14
GHV0361425R0036 | SZ-DB235 | Active | 4012233557202 | 2.98 | 1 | 1 | stuk | Connecting Wires | BE31330 | SA (Modulair+Plug&Socket) | stuk | SZ verbindingsbrug 1P 260mm 6mm² 1K | SZ-DB235 - Terminals and Installation Ma | SZ-DB235 Verdrahtungsbrücke schwarz 1Ph.,260mm,6qmm,1Seite Gabelsch. | SZ-DB235 - Terminals and Installation Material |  | 5.14
GHV0361425R0037 | SZ-DB236 | Active | 4012233557301 | 3.98 | 1 | 1 | stuk | Connecting Wires | BE31330 | SA (Modulair+Plug&Socket) | stuk | SZ verbindingsbrug 1P 260mm 10mm² 1K | SZ-DB236 - Terminals and Installation Ma | SZ-DB236 Verdrahtungsbrücke schwarz 1Ph.,260mm,10qmm,1Seite Gabelsch. | SZ-DB236 - Terminals and Installation Material |  | 5.14
GHV0361425R0038 | SZ-DB125N | Active | 4012233557400 | 2.59 | 1 | 1 | stuk | Connecting Wires | BE31330 | SA (Modulair+Plug&Socket) | stuk | SZ verbindingsbrug 1P 125mm 6mm² dicht | SZ-DB125N - Terminals and Installation M | SZ-DB125N Verdrahtungsbrücke schwarz 1Ph.,125mm,6qmm,verdicht.Kabelenden | SZ-DB125N - Terminals and Installation Material |  | 5.14
GHV0361425R0039 | SZ-DB233N | Active | 4012233557509 | 2.59 | 1 | 1 | stuk | Connecting Wires | BE31330 | SA (Modulair+Plug&Socket) | stuk | SZ verbindingsbrug 1P 260mm 6mm² dicht | SZ-DB233N - Terminals and Installation M | SZ-DB233N Verdrahtungsbrücke schwarz 1Ph.,260mm,6qmm,verdicht.Kabelenden | SZ-DB233N - Terminals and Installation Material |  | 5.14
GHV0361425R0040 | SZ-DB126N | Active | 4012233557608 | 3.49 | 1 | 1 | stuk | Connecting Wires | BE31330 | SA (Modulair+Plug&Socket) | stuk | SZ verbindingsbrug 1P 135mm 10mm² dicht | SZ-DB126N - Terminals and Installation M | SZ-DB126N Verdrahtungsbrücke schwarz 1Ph.,135mm,10qmm,verdicht.Kabelenden | SZ-DB126N - Terminals and Installation Material |  | 5.14
GHV0361425R0041 | SZ-DB234N | Active | 4012233557707 | 4.2 | 1 | 1 | stuk | Connecting Wires | BE31330 | SA (Modulair+Plug&Socket) | stuk | SZ verbindingsbrug 1P 260mm 10mm² dicht | SZ-DB234N - Terminals and Installation M | SZ-DB234N Verdrahtungsbrücke schwarz 1Ph.,260mm,10qmm,verdicht.Kabelenden | SZ-DB234N - Terminals and Installation Material |  | 5.14
GHV0361425R0042 | SZ-DB312 | Active | 4012233557806 | 4.61 | 1 | 1 | stuk | Connecting Wires | BE31330 | SA (Modulair+Plug&Socket) | stuk | SZ verbindingsbrug 1P 330mm 10mm² dicht | SZ-DB312 - Terminals and Installation Ma | SZ-DB312 Verdrahtungsbrücke schwarz 1Ph.,330mm,10qmm,verdicht.Kabelenden | SZ-DB312 - Terminals and Installation Material |  | 5.14
GJF1101902R0005 | SZ-BP5 | Active | 4016779124508 | 1 | 1 | 1 | stuk | Blanking and Sealing Plates, Filling Pieces | BE31330 | SA (Modulair+Plug&Socket) | stuk | SZ-BP5-Terminals,InstMaterial | SZ-BP5 - Terminals and Installation Material | BLANKING PLATE SZ-BP 5 | SZ-BP5 - Terminals and Installation Material |  | 5.14
GJF1101903R0001 | SA1 | Active | 4012233587605 | 9.58 | 1 | 1 | stuk | Locking | BE31330 | SA (Modulair+Plug&Socket) | stuk | Slot SA Adapter 3mm | SA1 - Terminals and Installation Material | SA1 Schaltsperre 3 mm Schlossbügel | SA1 - Terminals and Installation Material |  | 5.14
GJF1101903R0002 | SA2 | Active | 4012233587704 | 25.91 | 1 | 1 | stuk | Locking | BE31330 | SA (Modulair+Plug&Socket) | stuk | Slot SA Hangslot2 sleutels | cadenas avec 2 clés | SA2 Vorhängeschloss, 2 Schlüssel | SA2 - Terminals and Installation Material |  | 5.14
GJF1101903R0003 | SA3 | Active | 4012233587803 | 29.66 | 1 | 1 | stuk | Locking | BE31330 | SA (Modulair+Plug&Socket) | stuk | Slot SA Adapter hangslot,3 sleutels | Serrure System pro M compact Adapteur, cadenas et 3 cles | SA3 Schaltsperre + Schloss für LS, FI/LS, FI, SD200, AFDD | SA3 - Terminals and Installation Material |  | 5.14
GJF1101903R0004 | SA1E | Active | 4012233587902 | 9.58 | 1 | 1 | stuk | Locking | BE31330 | SA (Modulair+Plug&Socket) | stuk | Slot SA Adapter 6mm | Serrure System pro M compact Adapteur 6mm | SA1E Schaltsperre 6mm Schlossbügel | SA1E - Terminals and Installation Material |  | 5.14
GJF1101903R0005 | SA(O.B.) | Active | 4012233588008 | 10.15 | 1 | 1 | stuk | Locking | BE31330 | SA (Modulair+Plug&Socket) | stuk | SA(O.B.)-Terminals,instal.Material | SA(O.B.) - Terminals and Installation Material | LOCK ADAPTOR SA IN NEUTRAL | SA(O.B.) - Terminals and Installation Material |  | 5.14
GJF1109999R0001 | SA2I | Active | 4012233969401 | 30.7 | 1 | 1 | stuk | Locking | BE31330 | SA (Modulair+Plug&Socket) | stuk | SA2I-Terminals,instal.Materi | SA2I - Terminals and Installation Materi | SA2I Vorhängeschloss, 2 Schlüssel identische Schließung | SA2I - Terminals and Installation Material |  | 5.14
GJI1001814R0001 | END | Active | 4012233590902 | 3.14 | 1 | 1 | stuk | Blanking and Sealing Plates, Filling Pieces | BE31330 | SA (Modulair+Plug&Socket) | stuk | END-Terminals,InstMateria | END - Terminals and Installation Materia | END Endklammer für DIN-Schiene | END - Terminals and Installation Material |  | 5.14
GJI1480003R0001 | SZ-FST | Active | 4012233594108 | 3.45 | 1 | 1 | stuk | Blanking and Sealing Plates, Filling Pieces | BE31330 | SA (Modulair+Plug&Socket) | stuk | SZ-FST-Terminals,InstMaterial | SZ-FST - Terminals and Installation Material | FILLER PIECE FST | SZ-FST - Terminals and Installation Material |  | 5.14
GJI1842013P0003 | SZ-FB45.53-3 | Active | 4012233645602 | 0.45 | 1 | 1 | stuk | DIN-Rail | BE31330 | SA (Modulair+Plug&Socket) | stuk | SZ-FB45.53-3-Terminals,Installatio | SZ-FB45.53-3 - Terminals and Installatio | SZ-FB45.53-3 Schnappfeder | SZ-FB45.53-3 - Terminals and Installation Material |  | 5.14
GJI1842013P0004 | SZ-FB45.53-1 | Active | 4012233645800 | 0.45 | 1 | 1 | stuk | DIN-Rail | BE31330 | SA (Modulair+Plug&Socket) | stuk | SZ-FB45.53-1-Terminals,Installatio | SZ-FB45.53-1 - Terminals and Installatio | SZ-FB45.53-1 Feder | SZ-FB45.53-1 - Terminals and Installation Material |  | 5.14
GJI2024027R0001 | SZ-KTR | Active | 4012233594504 | 1.07 | 1 | 1 | stuk | Neutral and Conductor Terminals | BE31330 | SA (Modulair+Plug&Socket) | stuk | SZ-KTR-Terminals,instal.Mate | SZ-KTR - Terminals and Installation Mate | SZ-KTR Träger für Klemme SZ-KLB | SZ-KTR - Terminals and Installation Material |  | 5.14
GJI2320071R0013 | SZ-KLB12 | Active | 4012233595303 | 8.42 | 1 | 1 | stuk | Neutral and Conductor Terminals | BE31330 | SA (Modulair+Plug&Socket) | stuk | SZ-KLB12-Terminals,instal.Ma | SZ-KLB12 - Terminals and Installation Ma | SZ-KLB12 N-/PE-Klemme 2x16qmm 10x10qmm,nicht isoliert | SZ-KLB12 - Terminals and Installation Material |  | 5.14
GJI2320072R0017 | SZ-KLB16 | Active | 4012233595402 | 11.8 | 1 | 1 | stuk | Neutral and Conductor Terminals | BE31330 | SA (Modulair+Plug&Socket) | stuk | SZ-KLB16-Terminals,instal.Ma | SZ-KLB16 - Terminals and Installation Ma | SZ-KLB16 N-/PE-Klemme 4x16qmm 12x10qmm,nicht isoliert | SZ-KLB16 - Terminals and Installation Material |  | 5.14
GJI2320073R0016 | SZ-KLB24 | Active | 4012233595501 | 16.17 | 1 | 1 | stuk | Neutral and Conductor Terminals | BE31330 | SA (Modulair+Plug&Socket) | stuk | SZ-KLB24-Terminals,instal.Ma | SZ-KLB24 - Terminals and Installation Ma | SZ-KLB24 N-/PE-Klemme 4x16qmm 20x10qmm,nicht isoliert | SZ-KLB24 - Terminals and Installation Material |  | 5.14
GJI2320131R0001 | SZ-KLB8 | Active | 4012233596607 | 7.3 | 1 | 1 | stuk | Neutral and Conductor Terminals | BE31330 | SA (Modulair+Plug&Socket) | stuk | SZ-KLB8-Terminals,instal.Mat | SZ-KLB8 - Terminals and Installation Mat | SZ-KLB8 N-/PE-Klemme 2x16qmm 6x10qmm,nicht isoliert | SZ-KLB8 - Terminals and Installation Material |  | 5.14
GJI2322218R0001 | SZ-SI45.460 | Active | 4012233597307 | 5.89 | 1 | 1 | stuk | DIN-Rail | BE31330 | SA (Modulair+Plug&Socket) | stuk | SZ-SI45.460-Terminals,instal. | SZ-SI45.460 - Terminals and Installation | SZ-SI45.460 Hutschiene 35x7,5 mm 1mm stark,1000mm lang | SZ-SI45.460 - Terminals and Installation Material |  | 5.14
GJI2322218R0007 | SZ-TS7,5L2 | Active | 4012233597604 | 30.95 | 1 | 1 | stuk | DIN-Rail | BE31330 | SA (Modulair+Plug&Socket) | stuk | Din Rail SZ 35x7 5mm 2m | SZ-TS7,5L2 - Terminals and Installation Material | SZ-TS7,5L2 Hutschiene 35x7,5 mm 1mm stark,2000mm lang | SZ-TS7,5L2 - Terminals and Installation Material |  | 5.14
GJI2322218R0009 | SZ-TS15L2 | Active | 4012233597703 | 47.76 | 1 | 1 | stuk | DIN-Rail | BE31330 | SA (Modulair+Plug&Socket) | stuk | SZ-TS15L2-Terminals,instal.M | SZ-TS15L2 - Terminals and Installation M | SZ-TS15L2 Hutschiene 35x15 mm 1,5mm stark,2000mm lang,Langloch | SZ-TS15L2 - Terminals and Installation Material |  | 5.14
GJI2322218R0010 | SZ-SI45.472 | Active | 4012233597802 | 20.55 | 1 | 1 | stuk | DIN-Rail | BE31330 | SA (Modulair+Plug&Socket) | stuk | SZ-SI45.472-Terminals,instal. | SZ-SI45.472 - Terminals and Installation | SZ-SI45.472 Hutschiene 35x15 mm 1,5mm stark,2000mm lang | SZ-SI45.472 - Terminals and Installation Material |  | 5.14
GJI9959038R0001 | SZ-VP1500 | Active | 4012233602902 | 15.21 | 1 | 1 | stuk | Blanking and Sealing Plates, Filling Pieces | BE31330 | SA (Modulair+Plug&Socket) | stuk | SZ-VP1500-Terminals,InstM | SZ-VP1500 - Terminals and Installation M | SZ-VP1500 Blindplatte | SZ-VP1500 - Terminals and Installation Material |  | 5.14
2CDG110002R0011 | SA/M2.6.1 | Active | 4016779583145 | 93.98 | 1 | 1 | stuk | Room Controller Series | BE31340 | TO (KNX DIN) | stuk | SchakelaktorMKNX 2- 6 A | Module 2 sorties TOR, 6 A | SA/M2.6.1 Schaltaktormodul, 2fach, 6 A | SA/M2.6.1 Switch Actuator Module, 2-fold, 6 A |  | 5.14
2CDG110003R0011 | JA/M2.230.1 | Active | 4016779583152 | 148.62 | 1 | 1 | stuk | Room Controller Series | BE31340 | TO (KNX DIN) | stuk | JaloezieaktorMKNX 2 230Vac | Module 2 sorties stores/volets | JA/M2.230.1 Jalousieaktormodul, 2fach, 230 V AC | JA/M2.230.1 Shutter Actuator Module, 2-fold, 230 V AC |  | 5.14
2CDG110004R0011 | JA/M2.24.1 | Active | 4016779583169 | 168.51 | 1 | 1 | stuk | Room Controller Series | BE31340 | TO (KNX DIN) | stuk | JaloezieaktorMKNX 2 24Vdc | Module 2 sorties stores/volets | JA/M2.24.1 Jalousieaktormodul, 2fach, 24 V DC | JA/M2.24.1 Shutter Actuator Module, 2-fold, 24 V DC |  | 5.14
2CDG110005R0011 | BE/M4.230.1 | Active | 4016779583114 | 156.81 | 1 | 1 | stuk | Room Controller Series | BE31340 | TO (KNX DIN) | stuk | BE/M4.230.1 Binary InputM4-fold 230 V | Module 4 entrées TOR, 115/230 | BE/M4.230.1 Binäreingangsmodul, 4fach, 230 V | BE/M4.230.1 Binary Input Module, 4-fold, 230 V |  | 5.14
2CDG110006R0011 | BE/M4.24.1 | Active | 4016779583121 | 156.81 | 1 | 1 | stuk | Room Controller Series | BE31340 | TO (KNX DIN) | stuk | BE/M4.24.1 Binary InputM4-fold 24 V | Module 4 entrées TOR, 12/24 V | BE/M4.24.1 Binäreingangsmodul, 4fach, 24 V | BE/M4.24.1 Binary Input Module, 4-fold, 24 V |  | 5.14
2CDG110007R0011 | BE/M4.12.1 | Active | 4016779583138 | 156.81 | 1 | 1 | stuk | Room Controller Series | BE31340 | TO (KNX DIN) | stuk | BE/M4.12.1 Binary InputM4-fold cont.Scanning | Module 4 entrées TOR à lecture | BE/M4.12.1 Binäreingangsmodul, 4fach, Kontaktabfrage | BE/M4.12.1 Binary Input Module, 4-fold, Contact Scanning |  | 5.14
2CDG110012R0011 | UD/M1.300.1 | Active | 4011395042816 | 191.92 | 1 | 1 | stuk | Room Controller Series | BE31340 | TO (KNX DIN) | stuk | Univer.dimaktorMKNX enkel 300VA | Module 1 sortie variateur univ simple, 3 VA pour rc/a 8 | UD/M1.300.1 Universal-Dimmaktormodul, 1fach, 300 VA | UD/M1.300.1 Universal Dim Actuator Module, 1-fold, 300 VA |  | 5.14
2CDG110013R0011 | ES/M2.230.1 | Active | 4016779583619 | 202.45 | 1 | 1 | stuk | Room Controller Series | BE31340 | TO (KNX DIN) | stuk | ES/M2.230.1 Electro. Switch Act.M2-fold 230 V | Module 2 sorties électroniques double, 115/23 V pour rc/a 8 | ES/M2.230.1 Elektronisches Schaltaktormodul, 2fach, 230 V | ES/M2.230.1 Electronic Switch Actuator Module, 2-fold, 230 V |  | 5.14
2CDG110014R0011 | ES/M2.24.1 | Active | 4016779583626 | 202.45 | 1 | 1 | stuk | Room Controller Series | BE31340 | TO (KNX DIN) | stuk | SchakelaktorMKNX ElektronischeM2 24V | Module 2 sorties électroniques double, 24 V pour rc/a 8 | ES/M2.24.1 Elektronisches Schaltaktormodul, 2fach, 24 V | ES/M2.24.1 Electronic Switch Actuator Module, 2-fold, 24 V |  | 5.14
2CDG110024R0011 | SCM/S1.1 | Active | 4016779583916 | 366.29 | 1 | 1 | stuk | Security Modules and Terminals | BE31340 | TO (KNX DIN) | stuk | VeiligheidsMKNX DIN-rail | Module de sécurité, REG modulaire | SCM/S1.1 Sicherheitsmodul, REG | SCM/S1.1 Security Module, MDRC |  | 5.14
2CDG110025R0011 | DG/S8.1 | Active | 4016779585828 | 572.25 | 1 | 1 | stuk | DALI Gateways and Light Controllers | BE31340 | TO (KNX DIN) | stuk | Dali-Gateway KNX 8 | Passerelle DALI 8 voies, MRD octuple | DG/S8.1 DALI-Gateway, 8fach, REG | DG/S8.1 DALI Gateway, 8-fold, MDRC |  | 5.14
2CDG110028R0011 | JA/S4.SMI.1M | Active | 4016779654234 | 423.61 | 1 | 1 | stuk | Blind Actuators SMI | BE31340 | TO (KNX DIN) | stuk | Rolluik actor KNX JA/S4.SMI.1M | Module 4 sorties stores/volets SMI - forçage manuel, MRD | JA/S4.SMI.1M SMI-Jalousieaktor, 4fach, manuelle Bedienung, REG | JA/S4.SMI.1M SMI Shutter Actuator, 4-fold, Manual Operation, MDRC |  | 5.14
2CDG110029R0011 | DR/S4.1 | Active | 4016779587556 | 60.27 | 1 | 1 | stuk | KNX Power Supplies | BE31340 | TO (KNX DIN) | stuk | DR/S4.1 ChokeMDRC | Bobine de choc SELV | DR/S4.1 Drossel, REG | DR/S4.1 Choke, MDRC |  | 5.14
2CDG110058R0011 | ES/S4.1.2.1 | Active | 4016779672061 | 389.69 | 1 | 1 | stuk | Valve Drive Actuators | BE31340 | TO (KNX DIN) | stuk | KNX verwarmingsaktor 4v DIN-r 4- 1A | Module de commutation elecroni quadruple 1A | ES/S4.1.2.1 Elektronischer Schaltaktor, 4fach, 1 A, REG | ES/S4.1.2.1 Electrical Switch Actuator, 4-fold, 1 A, MDRC |  | 5.14
2CDG110059R0011 | ES/S8.1.2.1 | Active | 4016779672078 | 748.95 | 1 | 1 | stuk | Valve Drive Actuators | BE31340 | TO (KNX DIN) | stuk | KNX verwarmingsaktor 8v 1A DIN-r | Module de sorties electronique octuple, 1 A, pour servomoteurs thermoél | ES/S8.1.2.1 Elektronischer Schaltaktor, 8fach, 1 A, REG | ES/S8.1.2.1 Electrical Switch Actuator, 8-fold, 1 A, MDRC |  | 5.14
2CDG110060R0011 | DSM/S1.1 | Active | 4016779652056 | 80.75 | 1 | 1 | stuk | Diagnostic and Protection Components | BE31340 | TO (KNX DIN) | stuk | Diagnose-/beveiligingsMKNX | Module de diagnostic et de pro DSM/S1.1 | DSM/S1.1 Diagnose- und Schutzmodul, REG | DSM/S1.1 Diagnosis and Protection Module, MDRC |  | 5.14
2CDG110065R0011 | US/U12.2 | Active | 4016779650120 | 200.11 | 1 | 1 | stuk | Universal Interfaces | BE31340 | TO (KNX DIN) | stuk | Univer.interface KNX 12 | Interface universelle 12 voies US/U12.2 Universal Interface, 12fold | US/U12.2 Universal-Schnittstelle, 12fach, UP | US/U12.2 Universal Interface, 12-fold, FM |  | 5.14
2CDG110066R0011 | EUB/S1.1 | Active | 4016779649919 | 642.45 | 1 | 1 | stuk | Fault Monitoring and Data Logging | BE31340 | TO (KNX DIN) | stuk | EIB-bewakingsbouwsteen DIN | Module de surveillance partici | EUB/S1.1 EIB-Überwachungsbaustein, REG | EUB/S1.1 EIB Monitoring Unit, MDRC |  | 5.14
2CDG110067R0011 | BDB/S1.1 | Active | 4016779657532 | 614.38 | 1 | 1 | stuk | Fault Monitoring and Data Logging | BE31340 | TO (KNX DIN) | stuk | Data Logging Unit KNX | Module de comptage, MRD | BDB/S1.1 Betriebsdatenerfassungsbaustein REG | BDB/S1.1 Data Logging Unit, MDRC |  | 5.14
2CDG110070R0011 | NTU/S12.2000.1 | Active | 4016779681179 | 359.26 | 1 | 1 | stuk | Auxiliary Power Supplies | BE31340 | TO (KNX DIN) | stuk | Onderbrekingsvrije KNX 12 V DC 2 A | Bloc d'alimentation secoure Gamme NTU/S 12 V DC, 2 A, Modulaire | NTU/S12.2000.1 Unterbrechungsfreies Netzteil, 12 V DC, 2 A, REG | NTU/S12.2000.1 Uninterruptible Power Supply, 12 V DC, 2 A, MDRC |  | 5.14
2CDG110071R0011 | UK/S32.2 | Active | 4016779655774 | 543 | 1 | 1 | stuk | Gateways and Display I/O's | BE31340 | TO (KNX DIN) | stuk | Univer.in-/uitgangsMKNX 32 DIN-rail | Concentrateur unniversel entré | UK/S32.2 Universal E/A-Konzentrator, 32fach, REG | UK/S32.2 Universal I/O Concentrator, 32-fold, MDRC |  | 5.14
2CDG110072R0011 | ABZ/S2.1 | Active | 4016779652360 | 442.34 | 1 | 1 | stuk | Time Switches | BE31340 | TO (KNX DIN) | stuk | appli. Eenheid KNX tijdsturingen | Module d'applications - horlog | ABZ/S2.1 Applikationsbaustein Zeit, REG | ABZ/S2.1 Application Unit Time, MDRC |  | 5.14
2CDG110073R0011 | ABL/S2.1 | Active | 4016779652643 | 603.84 | 1 | 1 | stuk | Logic and Application Controllers | BE31340 | TO (KNX DIN) | stuk | appli. Eenheid KNX Log.e Fcts | Module d'applications - logiqu | ABL/S2.1 Applikationsbaustein Logik, REG | ABL/S2.1 Application Unit Logic, MDRC |  | 5.14
2CDG110079R0011 | SD/S2.16.1 | Active | 4016779659963 | 285.55 | 1 | 1 | stuk | Switch / Dim Actuators and Light Controllers | BE31340 | TO (KNX DIN) | stuk | Schakel-/dimactor 2- 16A | Module 2 sorties variation d'é Variateur 1-10V, double, 16 A | SD/S2.16.1 Schalt-/Dimmaktor, 2fach, 16 A, REG | SD/S2.16.1 Switch-/Dim Actuator, 2-fold, 16 A, MDRC |  | 5.14
2CDG110080R0011 | SD/S4.16.1 | Active | 4016779659376 | 417.76 | 1 | 1 | stuk | Switch / Dim Actuators and Light Controllers | BE31340 | TO (KNX DIN) | stuk | Schakel-/dimactor 4- 16A | Module 4 sorties variation d'é Variateur 1-10V, quadruple, 16 A | SD/S4.16.1 Schalt-/Dimmaktor, 4fach, 16 A, REG | SD/S4.16.1 Switch-/Dim Actuator, 4-fold, 16 A, MDRC |  | 5.14
2CDG110081R0011 | SD/S8.16.1 | Active | 4016779659185 | 740.75 | 1 | 1 | stuk | Switch / Dim Actuators and Light Controllers | BE31340 | TO (KNX DIN) | stuk | Schakel-/dimactor 8- 16A | Module 8 sorties variation d'é Variateur 1-10V, octuple, 16 A | SD/S8.16.1 Schalt-/Dimmaktor, 8fach, 16 A, REG | SD/S8.16.1 Switch-/Dim Actuator, 8-fold, 16 A, MDRC |  | 5.14
2CDG110083R0011 | ZS/S1.1 | Active | 4016779662079 | 196.6 | 1 | 1 | stuk | Meter Interfaces | BE31340 | TO (KNX DIN) | stuk | Interface KNX kWh-meter | Interface KNX pour compteurs d Interface compteur d'energie | ZS/S1.1 Zählerschnittstelle, REG | ZS/S1.1 Meter Interface Module, MDRC |  | 5.14
2CDG110086R0011 | AE/A2.1 | Active | 4016779664011 | 203.63 | 1 | 1 | stuk | Analogue Inputs | BE31340 | TO (KNX DIN) | stuk | Analoge ingang KNX 2 w | Module 2 entrées analogiques, AE/A 2.1 Analogue Input, 2fold, SM | AE/A2.1 Analogeingang, 2fach, AP | AE/A2.1 Analogue Input, 2-fold, SM |  | 5.14
2CDG110087R0011 | LR/S2.16.1 | Active | 4016779664059 | 299.58 | 1 | 1 | stuk | Switch / Dim Actuators and Light Controllers | BE31340 | TO (KNX DIN) | stuk | Lichtregelaar KNX 2- 16A 1-10V DIN-rail | Module 2 sorties régulation d' 2 sorties (1-10v) | LR/S2.16.1 Lichtregler, 2fach, 1-10 V, REG | LR/S2.16.1 Light Controller, 2-fold, 1-10 V, MDRC |  | 5.14
2CDG110088R0011 | LR/S4.16.1 | Active | 4016779664899 | 451.71 | 1 | 1 | stuk | Switch / Dim Actuators and Light Controllers | BE31340 | TO (KNX DIN) | stuk | Lichtregelaar KNX 4- 16A 1-10V DIN-rail | Module 4 sorties régulation d' 4 sorties (1-10v) | LR/S4.16.1 Lichtregler, 4fach, 1-10 V, REG | LR/S4.16.1 Light Controller, 4-fold, 1-10 V, MDRC |  | 5.14
2CDG110089R0011 | LF/U2.1 | Active | 4016779664165 | 79.58 | 1 | 1 | stuk | Light Level Sensors | BE31340 | TO (KNX DIN) | stuk | Lichtsensor KNX | Capteur de luminosité, ME LF/U2.1 Light Sensor, FM | LF/U2.1 Lichtfühler, UP | LF/U2.1 Light Sensor, FM |  | 5.14
2CDG110090R0011 | BE/S4.20.2.1 | Active | 4016779710787 | 255.12 | 1 | 1 | stuk | Binary Inputs Contact Scanning | BE31340 | TO (KNX DIN) | stuk | bin. ingang KNX 4 cont.opvraag | BE/S 4.20.2.1 Binary Input 4F, | BE/S4.20.2.1 Binäreingang, 4fach, Kontaktabfrage, REG | BE/S4.20.2.1 Binary Input, 4-fold, Contact Scanning, MDRC |  | 5.14
2CDG110091R0011 | BE/S4.230.2.1 | Active | 4016779711067 | 255.12 | 1 | 1 | stuk | Binary Inputs AC/DC | BE31340 | TO (KNX DIN) | stuk | bin. ingang KNX 4 10-230 V DIN-rail | Module TOR 4 entrées, 12-230VAC/DC 2 modules | BE/S4.230.2.1 Binäreingang, 4fach, 10-230 V, REG | BE/S4.230.2.1 Binary Input, 4-fold, 10-230 V, MDRC |  | 5.14
2CDG110092R0011 | BE/S8.20.2.1 | Active | 4016779710763 | 395.55 | 1 | 1 | stuk | Binary Inputs Contact Scanning | BE31340 | TO (KNX DIN) | stuk | bin. ingang KNX 8 cont.opvraag | Module 8 entrées TOR à lecture | BE/S8.20.2.1 Binäreingang, 8fach, Kontaktabfrage, REG | BE/S8.20.2.1 Binary Input, 8-fold, Contact Scanning, MDRC |  | 5.14
2CDG110093R0011 | BE/S8.230.2.1 | Active | 4016779710770 | 395.55 | 1 | 1 | stuk | Binary Inputs AC/DC | BE31340 | TO (KNX DIN) | stuk | bin. ingang KNX 8 10-230 V DIN-rail | Module 8 entrées TOR 8F, 24-230V AC/DC 4 mod | BE/S8.230.2.1 Binäreingang, 8fach, 10-230 V, REG | BE/S8.230.2.1 Binary Input, 8-fold, 10-230 V, MDRC |  | 5.14
2CDG110094R0011 | RM/S1.1 | Active | 4016779665568 | 733.73 | 1 | 1 | stuk | Room Master Series | BE31340 | TO (KNX DIN) | stuk | Ruimtemaster KNX basic DIN-rail | Module Room Master Basic, MRD RM/S1.1 Room Master, Basic, MDRC | RM/S1.1 Raum Master, Basic, REG | RM/S1.1 Room Master, Basic, MDRC |  | 5.14
2CDG110095R0011 | RM/S2.1 | Active | 4016779665674 | 1282.58 | 1 | 1 | stuk | Room Master Series | BE31340 | TO (KNX DIN) | stuk | Ruimtemaster KNXPRemium DIN-rail | Module Rom Master premiuim, MR RM/S2.1 Room Master, Premium, MDRC | RM/S2.1 Raum Master, Premium, REG | RM/S2.1 Room Master, Premium, MDRC |  | 5.14
2CDG110096R0011 | NTI/Z28.30.1 | Active | 4016779663168 | 90.47 | 1 | 1 | stuk | KNX Power Supplies | BE31340 | TO (KNX DIN) | stuk | InbedrijfnameKNX 28 V DC 30MA | Alimentation Service, 28VDC, 3 NTI/Z 28.30.1 Commissioning Power Supply | NTI/Z28.30.1 Inbetriebnahme-Netzteil, 28 V DC, 30 mA | NTI/Z28.30.1 Commissioning Power Supply, 28 V DC, 30 mA |  | 5.14
2CDG110100R0011 | SA/M2.16.1 | Active | 4016779681582 | 112.11 | 1 | 1 | stuk | Room Controller Series | BE31340 | TO (KNX DIN) | stuk | SchakelaktorMKNX 2- 16 A potentiaalvrij | Module de sorties Gamme SA/M double, 16 A, sans potentiel | SA/M2.16.1 Schaltaktormodul, 2fach, 16 A | SA/M2.16.1 Switch Actuator Module, 2-fold, 16 A |  | 5.14
2CDG110101R0011 | DLR/S8.16.1M | Active | 4016779676564 | 734.91 | 1 | 1 | stuk | DALI Gateways and Light Controllers | BE31340 | TO (KNX DIN) | stuk | DALI-lichtregelaar KNX 8 16 groepen | Régulateur d'éclairage DALI Gamme DLR/S 8 sorties, 16 groups | DLR/S8.16.1M DALI-Lichtregler, 8fach, manuelle Bedienung, REG | DLR/S8.16.1M DALI Light Controller, 8-fold, Manual Operation, MDRC |  | 5.14
2CDG110104R0011 | RC/A4.2 | Active | 4016779676472 | 318.3 | 1 | 1 | stuk | Room Controller Series | BE31340 | TO (KNX DIN) | stuk | Ruimtectrller basisapparaat KNX 4M | Module de base à contrôleur Pour 4 modules | RC/A4.2 Raum-Controller Grundgerät, 4 Module, AP | RC/A4.2 Room Controller Basis Device, 4 Modules, SM |  | 5.14
2CDG110106R0011 | RC/A8.2 | Active | 4016779681261 | 450.53 | 1 | 1 | stuk | Room Controller Series | BE31340 | TO (KNX DIN) | stuk | Ruimtectrller basisapparaat KNX 8M | Boite de répartition Gamme RC/A 8 modules, Montage mural | RC/A8.2 Raum-Controller Grundgerät, 8 Module, AP | RC/A8.2 Room Controller Basis Device, 8 Modules, SM |  | 5.14
2CDG110107R0011 | SD/M2.6.2 | Active | 4016779680660 | 191.92 | 1 | 1 | stuk | Room Controller Series | BE31340 | TO (KNX DIN) | stuk | Schakel-/dimaktorMSD/M 2- 6 A | Module 2 sorties variateur double, 6 AX pour rc/a 8 | SD/M2.6.2 Schalt-/Dimmaktormodul, 2fach, 6 AX | SD/M2.6.2 Switch/Dim Actuator Module, 2-fold, 6 AX |  | 5.14
2CDG110108R0011 | LR/M1.6.2 | Active | 4016779680677 | 156.81 | 1 | 1 | stuk | Room Controller Series | BE31340 | TO (KNX DIN) | stuk | LichtregelMKNX enkel 6A 1-10 V | Régulateur d'éclairage Gamme LR/M simple, 6 A, 1-10 V | LR/M1.6.2 Lichtreglermodul, 1fach, 6 AX | LR/M1.6.2 Light Controller Module, 1-fold, 6 AX |  | 5.14
2CDG110109R0011 | MT/S4.12.2M | Active | 4016779711876 | 296.07 | 1 | 1 | stuk | Security Modules and Terminals | BE31340 | TO (KNX DIN) | stuk | Veiligheidsterminal KNX 4- DIN-rail | MT/S4.12.2M Module d#entrées pour 4 zones | MT/S4.12.2M Sicherheitsterminal, 4fach, REG | MT/S4.12.2M Security Terminal, 4-fold, MDRC |  | 5.14
2CDG110110R0011 | MT/S8.12.2M | Active | 4016779711869 | 442.34 | 1 | 1 | stuk | Security Modules and Terminals | BE31340 | TO (KNX DIN) | stuk | Veiligheidsterminal KNX 8- DIN-rail | Module de sécurité, 8 entrées | MT/S8.12.2M Sicherheitsterminal, 8fach, REG | MT/S8.12.2M Security Terminal, 8-fold, MDRC |  | 5.14
2CDG110111R0011 | MT/U2.12.2 | Active | 4016779711760 | 177.87 | 1 | 1 | stuk | Security Modules and Terminals | BE31340 | TO (KNX DIN) | stuk | Veiligheidsterminal KNX 2- | MT/U2.12.2 Security Terminal, 2-fold, FM | MT/U2.12.2 Sicherheitsterminal, 2fach, UP | MT/U2.12.2 Security Terminal, 2-fold, FM |  | 5.14
2CDG110116R0011 | VAA/S6.230.2.1 | Active | 4016779829861 | 296.07 | 1 | 1 | stuk | Valve Drive Actuators | BE31340 | TO (KNX DIN) | stuk | Actor verwarmings kleppen KNX 6 230V | Sorties pour pilotes de vannes Gamme VAA/S 6 sorties, 230V | VAA/S6.230.2.1 Ventilantrieb-Aktor, 6fach, 230 V, REG | VAA/S6.230.2.1 Valve Drive Actuator, 6-fold, 230 V, MDRC |  | 5.14
2CDG110117R0011 | VAA/S12.230.2.1 | Active | 4016779829878 | 503.2 | 1 | 1 | stuk | Valve Drive Actuators | BE31340 | TO (KNX DIN) | stuk | Actor verwarmings kleppen KNX 12 230V | Sorties pour pilotes de vannes Gamme VAA/S 12 sorties, 230V | VAA/S12.230.2.1 Ventilantrieb-Aktor, 12fach, 230 V, REG | VAA/S12.230.2.1 Valve Drive Actuator, 12-fold, 230 V, MDRC |  | 5.14
2CDG110120R0011 | JRA/S2.230.2.1 | Active | 4016779698399 | 232.88 | 1 | 1 | stuk | Blind Actuators 230 V AC | BE31340 | TO (KNX DIN) | stuk | Rolluik actor KNX JRA/S2.230.2.1 | sorties stores/volets Gamme JRA/S double, 230Vac avec commande manuelle | JRA/S2.230.2.1 Jalousie-/Rollladenaktor, 2fach, 230 V AC, manuelle Bedienung, REG | JRA/S2.230.2.1 Blind/Roller Shutter Act, 2-f, 230 V AC, Manual Operation, MDRC |  | 5.14
2CDG110121R0011 | JRA/S4.230.2.1 | Active | 4016779698405 | 325.32 | 1 | 1 | stuk | Blind Actuators 230 V AC | BE31340 | TO (KNX DIN) | stuk | Rolluik actor KNX JRA/S4.230.2.1 | sorties stores/volets Gamme JRA/S quadruple, 230Vac avec commande manuelle | JRA/S4.230.2.1 Jalousie-/Rollladenaktor, 4fach, 230 V AC, manuelle Bedienung, REG | JRA/S4.230.2.1 Blind/Roller Shutter Act, 4-f, 230 V AC, Manual Operation, MDRC |  | 5.14
2CDG110122R0011 | JRA/S8.230.2.1 | Active | 4016779698412 | 544.16 | 1 | 1 | stuk | Blind Actuators 230 V AC | BE31340 | TO (KNX DIN) | stuk | Rolluik actor KNX JRA/S8.230.2.1 | sorties stores/volets Gamme JRA/S octuple, 230Vac avec commande manuelle | JRA/S8.230.2.1 Jalousie-/Rollladenaktor, 8fach, 230 V AC, manuelle Bedienung, REG | JRA/S8.230.2.1 Blind/Roller Shutter Act, 8-f, 230 V AC, Manual Operation, MDRC |  | 5.14
2CDG110124R0011 | JRA/S2.230.5.1 | Active | 4016779698436 | 250.44 | 1 | 1 | stuk | Blind Actuators 230 V AC | BE31340 | TO (KNX DIN) | stuk | Rolluik actor KNX JRA/S2.230.5.1 | sorties stores/volets Gamme JRA/S double, 230Vac avec temps de course et c | JRA/S2.230.5.1 Jalousie-/Rollladenaktor, Fahrzeiterm, 2f, 230 V AC, man Bed, REG | JRA/S2.230.5.1 Blind/Roller Shutter Act, Travel Det, 2-f, 230 V AC, Man Op, MDRC |  | 5.14
2CDG110125R0011 | JRA/S4.230.5.1 | Active | 4016779698443 | 359.26 | 1 | 1 | stuk | Blind Actuators 230 V AC | BE31340 | TO (KNX DIN) | stuk | Rolluik actor KNX JRA/S4.230.5.1 | sorties stores/volets Gamme JRA/S quadruple, 230Vac avec temps de course e | JRA/S4.230.5.1 Jalousie-/Rollladenaktor, Fahrzeiterm, 4f, 230 V AC, man Bed, REG | JRA/S4.230.5.1 Blind/Roller Shutter Act, Travel Det, 4-f, 230 V AC, Man Op, MDRC |  | 5.14
2CDG110126R0011 | JRA/S8.230.5.1 | Active | 4016779698450 | 613.2 | 1 | 1 | stuk | Blind Actuators 230 V AC | BE31340 | TO (KNX DIN) | stuk | Rolluik actor KNX JRA/S8.230.5.1 | sorties stores/volets Gamme JRA/S octuple, 230Vac avec temps de course et | JRA/S8.230.5.1 Jalousie-/Rollladenaktor, Fahrzeiterm, 8f, 230 V AC, man Bed, REG | JRA/S8.230.5.1 Blind/Roller Shutter Act, Travel Det, 8-f, 230 V AC, Man Op, MDRC |  | 5.14
2CDG110128R0011 | JRA/S4.24.5.1 | Active | 4016779698474 | 358.08 | 1 | 1 | stuk | Blind Actuators 24 V DC | BE31340 | TO (KNX DIN) | stuk | Rolluik actor KNX JRA/S4.24.5.1 | sorties stores/volets Gamme JRA/S quadruple, 24Vdc avec détection du temps | JRA/S4.24.5.1 Jalousie-/Rollladenaktor, Fahrzeiterm, 4f, 24 V DC, man Bed, REG | JRA/S4.24.5.1 Blind/Roller Shutter Act, Travel Det, 4-f, 24 V DC, Man Op, MDRC |  | 5.14
2CDG110129R0011 | JRA/S2.230.1.1 | Active | 4016779698481 | 214.15 | 1 | 1 | stuk | Blind Actuators 230 V AC | BE31340 | TO (KNX DIN) | stuk | Rolluik actor KNX JRA/S2.230.1.1 | sorties stores/volets Gamme JRA/S double, 230Vac | JRA/S2.230.1.1 Jalousie-/Rollladenaktor, 2fach, 230 V AC, REG | JRA/S2.230.1.1 Blind/Roller Shutter Actuator, 2-fold, 230 V AC, MDRC |  | 5.14
2CDG110130R0011 | JRA/S4.230.1.1 | Active | 4016779698498 | 287.88 | 1 | 1 | stuk | Blind Actuators 230 V AC | BE31340 | TO (KNX DIN) | stuk | Rolluik actor KNX JRA/S4.230.1.1 | sorties stores/volets Gamme JRA/S quadruple, 230Vac | JRA/S4.230.1.1 Jalousie-/Rollladenaktor, 4fach, 230 V AC, REG | JRA/S4.230.1.1 Blind/Roller Shutter Actuator, 4-fold, 230 V AC, MDRC |  | 5.14
2CDG110131R0011 | JRA/S8.230.1.1 | Active | 4016779698504 | 475.1 | 1 | 1 | stuk | Blind Actuators 230 V AC | BE31340 | TO (KNX DIN) | stuk | Rolluik actor KNX JRA/S8.230.1.1 | sorties stores/volets Gamme JRA/S octuple, 230Vac | JRA/S8.230.1.1 Jalousie-/Rollladenaktor, 8fach, 230 V AC, REG | JRA/S8.230.1.1 Blind/Roller Shutter Actuator, 8-fold, 230 V AC, MDRC |  | 5.14
2CDG110136R0011 | SE/S3.16.1 | Active | 4016779709774 | 442.34 | 1 | 1 | stuk | Energy Modules and Actuators | BE31340 | TO (KNX DIN) | stuk | Energieaktor KNX 3- 16/20A DIN-rail | SE/S3.16.1 Energy Actuator, 3F | SE/S3.16.1 Energieaktor, 3fach, 16/20 A, REG | SE/S3.16.1 Energy Actuator, 3-fold, 16/20 A, MDRC |  | 5.14
2CDG110143R0011 | SJR/S4.24.2.1 | Active | 4016779864466 | 423.61 | 1 | 1 | stuk | Blind Actuators SMI | BE31340 | TO (KNX DIN) | stuk | Rolluik actor KNX SJR/S4.24.2.1 | SMI-sorties stores/volets GammeSJR/S LoVo, 4fold | SJR/S4.24.2.1 SMI-Jalousie-/ Rollladenaktor, LoVo, 4fach, REG | SJR/S4.24.2.1 SMI Blind/Roller Shutter Actuator, LoVo, 4-fold, MDRC |  | 5.14
2CDG110144R0011 | SV/S 30.160.1.1 | Active | 4016779866668 | 189.58 | 1 | 1 | stuk | KNX Power Supplies | BE31340 | TO (KNX DIN) | stuk | SV/S30.160.1.1 voeding 160MAMDRC | Alimentation électrique KNX 160mA | SV/S30.160.1.1 Spannungsversorgung, 160 mA, REG | SV/S30.160.1.1 Power Supply, 160 mA, MDRC |  | 5.14
2CDG110145R0011 | SV/S30.320.2.1 | Active | 4016779837668 | 307.78 | 1 | 1 | stuk | KNX Power Supplies | BE31340 | TO (KNX DIN) | stuk | KNX 320mAdiagnose | Alimentation électrique KNX 320mA | SV/S30.320.2.1 Spannungsversorgung mit Diagosefunktion, 320 mA, REG | SV/S30.320.2.1 Power Supply with Diagnostics, 320 mA, MDRC |  | 5.14
2CDG110146R0011 | SV/S30.640.5.1 | Active | 4016779866699 | 410.75 | 1 | 1 | stuk | KNX Power Supplies | BE31340 | TO (KNX DIN) | stuk | KNX 640mAdiagnose | Alimentation électrique KNX 640mA | SV/S30.640.5.1 Spannungsversorgung mit Diagnosefunktion, 640 mA, REG | SV/S30.640.5.1 Power Supply with Diagnostics, 640 mA, MDRC |  | 5.14
2CDG110148R0011 | EM/S3.16.1 | Active | 4016779877060 | 283.2 | 1 | 1 | stuk | Energy Modules and Actuators | BE31340 | TO (KNX DIN) | stuk | EnergieMKNX 3 16/20A DIN-rail | Module d' énergie KNX triple, 16/20A, modulaire | EM/S3.16.1 Energiemodul, 3fach, 16/20 A, REG | EM/S3.16.1 Energy Module, 3-fold, 16/20 A, MDRC |  | 5.14
2CDG110149R0011 | STR/Z1.50.1 | Active | 4016779877169 | 19.96 | 1 | 1 | stuk | Connection Terminals and Accessories | BE31340 | TO (KNX DIN) | stuk | Label houd DIN railPRoducten | support d'étiquette pour des produits sur DIN rail | STR/Z1.50.1 Schildträger für Reiheneinbaugeräte, 50 Stück | STR/Z1.50.1 Label Carrier for DIN-rail Devices, 50 Pieces
2CDG110150R0011 | GM/A8.1 | Active | 4016779906302 | 1763.5 | 1 | 1 | stuk | Alarm Panels | BE31340 | TS (Desto Alrm Fire & Ac) | stuk | Alarm KNX KNX Alarm centrale | Centrale d'alarm KNX | GM/A 8.1 KNX-Gefahrenmelderzentrale AP | GM/A 8.1 KNX Security Panel |  | 5.14
2CDG110153R0011 | SA/S8.6.1.1 | Active | 4016779877855 | 307.78 | 1 | 1 | stuk | Switch Actuators 6 A | BE31340 | TO (KNX DIN) | stuk | Schakelaktor KNX 8- 6A Din-rail | Module de sorties KNX 8 sorties, 6A, modulaire | SA/S8.6.1.1 Schaltaktor, 8fach, 6 A, REG | SA/S8.6.1.1 Switch Actuator, 8-fold, 6 A, MDRC |  | 5.14
2CDG110163R0011 | FCL/S1.6.1.1 | Active | 4016779877886 | 228.2 | 1 | 1 | stuk | Blower Actuators | BE31340 | TO (KNX DIN) | stuk | Ventilatie-/fan-coil-aktor KNX enkel 6A | Sorties ventilo-convecteur KNX simple, 6A | FCL/S1.6.1.1 Lüfter-Aktor, 1fach, 6 A, REG | FCL/S1.6.1.1 Blower Actuator, 1-fold, 6 A, MDRC |  | 5.14
2CDG110164R0011 | FCL/S2.6.1.1 | Active | 4016779877879 | 361.6 | 1 | 1 | stuk | Blower Actuators | BE31340 | TO (KNX DIN) | stuk | Ventilatie-/fan-coil-aktor KNX twee 6A | Sorties ventilo-convecteur KNX double, 6A | FCL/S2.6.1.1 Lüfter-Aktor, 2fach, 6 A, REG | FCL/S2.6.1.1 Blower Actuator, 2-fold, 6 A, MDRC |  | 5.14
2CDG110165R0011 | RM/S3.1 | Active | 4016779881067 | 629.59 | 1 | 1 | stuk | Room Master Series | BE31340 | TO (KNX DIN) | stuk | Room Master Series RM/S3.1 | Room Master KNX 12 entrées, 4 sorties and 4 shutter sort | RM/S3.1 Raum Master, REG | RM/S3.1 Room Master, MDRC |  | 5.14
2CDG110166R0011 | SV/S 30.320.1.1 | Active | 4016779906197 | 272.65 | 1 | 1 | stuk | KNX Power Supplies | BE31340 | TO (KNX DIN) | stuk | KNX 320mAdiagnose | Alimentation électrique KNX 320mA | SV/S30.320.1.1 Spannungsversorgung, 320 mA, REG | SV/S30.320.1.1 Power Supply, 320 mA, MDRC |  | 5.14
2CDG110167R0011 | SV/S 30.640.3.1 | Active | 4016779906210 | 375.65 | 1 | 1 | stuk | KNX Power Supplies | BE31340 | TO (KNX DIN) | stuk | SV/S30.640.3.1 voeding 640MAMDRC | Alimentation électrique KNX 640mA | SV/S30.640.3.1 Spannungsversorgung, 640 mA, REG | SV/S30.640.3.1 Power Supply, 640 mA, MDRC |  | 5.14
2CDG110168R0011 | IO/S4.6.1.1 | Active | 4016779881074 | 299.58 | 1 | 1 | stuk | Switch Actuators 6 A | BE31340 | TO (KNX DIN) | stuk | Switch Actuators 6 A IO/S4.6.1.1 | Module d' entrées / sorties KNX 4 entrées binaires, 4 dorties de commut | IO/S4.6.1.1 E/A-Aktor, 4fach, REG | IO/S4.6.1.1 I/O Actuator, 4-fold, MDRC |  | 5.14
2CDG110169R0011 | IO/S8.6.1.1 | Active | 4016779881081 | 461.08 | 1 | 1 | stuk | Switch Actuators 6 A | BE31340 | TO (KNX DIN) | stuk | Switch Actuators 6 A IO/S8.6.1.1 | Module d' entrées / sorties KNX 8 entrées binaires, 8 sorties de commut | IO/S8.6.1.1 E/A-Aktor, 8fach, REG | IO/S8.6.1.1 I/O Actuator, 8-fold, MDRC |  | 5.14
2CDG110170R0011 | RM/S4.1 | Active | 4016779881265 | 894.17 | 1 | 1 | stuk | Room Master Series | BE31340 | TO (KNX DIN) | stuk | RM/S4.1 RoomMasterMDRC | RM/S4.1 Room Master, MDRC | RM/S4.1 Raum Master, REG | RM/S4.1 Room Master, MDRC |  | 5.14
2CDG110171R0011 | LK/S4.2 | Active | 4016779881678 | 410.75 | 1 | 1 | stuk | Line Couplers | BE31340 | TO (KNX DIN) | stuk | LK/S4.2 Line CouplerMDRC | Coupleur de ligne KNX | LK/S4.2 Linienkoppler, REG | LK/S4.2 Line Coupler, MDRC |  | 5.14
2CDG110172R0011 | DLR/A4.8.1.1 | Active | 4016779882378 | 354.57 | 1 | 1 | stuk | DALI Gateways and Light Controllers | BE31340 | TO (KNX DIN) | stuk | Dali Licht ctrller KNX 4 | Régulateur d'éclairage DALI KNX quadruple | DLR/A4.8.1.1 DALI-Lichtregler, 4fach, AP | DLR/A4.8.1.1 DALI Light Controller, 4-fold, SM |  | 5.14
2CDG110174R0011 | WA/Z1.1 | Active | 4016779906371 | 61.45 | 1 | 1 | stuk | System Components | BE31340 | TS (Desto Alrm Fire & Ac) | stuk | Off the wall tamper cont.GM/A8.1 | Off the wall tamper contact For GM/A8.1 | WA/Z1.1 Wandabhebekontakt AP | WA/Z1.1 Off-the-Wall Tamper Contact |  | 5.14
2CDG110175R0011 | IPR/S3.1.1 | Active | 4016779906487 | 533.62 | 1 | 1 | stuk | IP Routers and Interfaces | BE31340 | TO (KNX DIN) | stuk | IP-router KNX DIN-rail POE | KNX IP-router 5v PoE DIN-rail | IPR/S3.1.1 IP-Router, REG | IPR/S3.1.1 IP Router, MDRC |  | 5.14
2CDG110176R0011 | IPR/S3.5.1 | Active | 4016779906500 | 569.89 | 1 | 1 | stuk | IP Routers and Interfaces | BE31340 | TO (KNX DIN) | stuk | IP Router secure KNX Dinrail | IP Router secure KNX Dinrail | IPR/S3.5.1 IP-Router Secure, REG | IPR/S3.5.1 IP Router Secure, MDRC |  | 5.14
2CDG110177R0011 | IPS/S3.1.1 | Active | 4016779906517 | 306.59 | 1 | 1 | stuk | IP Routers and Interfaces | BE31340 | TO (KNX DIN) | stuk | IP-interface KNX DIN-rail PoE | KNX IP-Interface 5v PoE DIN-rail | IPS/S3.1.1 IP-Schnittstelle, REG | IPS/S3.1.1 IP Interface, MDRC |  | 5.14
2CDG110178R0011 | MG/E4.4.1 | Active | 4016779925495 | 196.08 | 1 | 1 | stuk | System Components | BE31340 | TS (Desto Alrm Fire & Ac) | stuk | KNX Alarm centrale ZoneM4zones- built-inn | KNX Centrale d'alarm Zone module 4zones- built-inn | MG/E4.4.1 Meldergruppenmodul, 4fach, Einbau | MG/E4.4.1 Zone Module, 4-fold, built-in |  | 5.14
2CDG110182R0011 | SA/S8.6.2.1 | Active | 4016779925136 | 387.33 | 1 | 1 | stuk | Switch Actuators 6 A | BE31340 | TO (KNX DIN) | stuk | KNX uitgang 8x6A-AC3 h,bed DIN-rail | Module de sorties KNX 8 sorties, 6A, commande manuelle, modula | SA/S8.6.2.1 Schaltaktor, 8fach, 6 A, manuelle Bedienung, REG | SA/S8.6.2.1 Switch Actuator, 8-fold, 6 A, Manual Operation, MDRC |  | 5.14
2CDG110183R0011 | SA/S12.6.2.1 | Active | 4016779925150 | 456.39 | 1 | 1 | stuk | Switch Actuators 6 A | BE31340 | TO (KNX DIN) | stuk | KNX uitgang 12x6A-AC3 h,bed DIN-rail | Module de sorties KNX 12 sorties, 6A, commande manuelle, modul | SA/S12.6.2.1 Schaltaktor, 12fach, 6 A, manuelle Bedienung, REG | SA/S12.6.2.1 Switch Actuator, 12-fold, 6 A, Manual Operation, MDRC |  | 5.14
2CDG110184R0011 | WZ/S1.3.1.2 | Active | 4016779928977 | 854.26 | 1 | 1 | stuk | Metrological and Physical Sensors | BE31340 | TO (KNX DIN) | stuk | Weercentrale KNXMDRC | Centrale météo KNX MDRC | WZ/S1.3.1.2 Wetterzentrale, REG | WZ/S1.3.1.2 Weather Unit, MDRC |  | 5.14
2CDG110186R0011 | MG/A4.4.1 | Active | 4016779925525 | 209.73 | 1 | 1 | stuk | System Components | BE31340 | TS (Desto Alrm Fire & Ac) | stuk | KNX Alarm centrale ZoneM4zones- surfaceMounted | KNX Centrale d'alarm Zone module 4zones- surface mounted | MG/A4.4.1 Meldergruppenmodul, 4fach, Aufputz | MG/A4.4.1 Zone Module, 4-fold, Surface Mounted |  | 5.14
2CDG110190R0011 | AE/S4.1.1.3 | Active | 4016779929295 | 301.91 | 1 | 1 | stuk | Analogue Inputs | BE31340 | TO (KNX DIN) | stuk | Analoge ingang KNX 4 MDRC | Module d' entrées analogiques KNX 4 entrées MDRC | AE/S4.1.1.3 Analogeingang, 4fach, REG | AE/S4.1.1.3 Analogue Input, 4-fold, MDRC |  | 5.14
2CDG110191R0011 | WS/S4.1.1.2 | Active | 4016779929370 | 727.88 | 1 | 1 | stuk | Metrological and Physical Sensors | BE31340 | TO (KNX DIN) | stuk | Weerstation KNX 4 -MDRC | Station météo KNX 4 entrées-MDRC | WS/S4.1.1.2 Wetterstation, 4fach, REG | WS/S4.1.1.2 Weather Station, 4-fold, MDRC |  | 5.14
2CDG110192R0011 | ABA/S1.2.1 | Active | 4016779929936 | 690.44 | 1 | 1 | stuk | Logic and Application Controllers | BE31340 | TO (KNX DIN) | stuk | Logicctrller KNX Log.e Fcts | KNX logic controller DIN-rail | ABA/S1.2.1 Logik Controller, REG | ABA/S1.2.1 Logic Controller, MDRC |  | 5.14
2CDG110198R0011 | DG/S1.64.1.1 | Active | 4016779942669 | 562.88 | 1 | 1 | stuk | DALI Gateways and Light Controllers | BE31340 | TO (KNX DIN) | stuk | Dali-Gateway KNX enkel 64 Ballasten | KNX DALI-Gateway Basic, 1f | DG/S1.64.1.1 DALI-Gateway, Basic, 1fach, REG | DG/S1.64.1.1 DALI Gateway, Basic, 1-fold, MDRC |  | 5.14
2CDG110199R0011 | DG/S2.64.1.1 | Active | 4016779942850 | 641.28 | 1 | 1 | stuk | DALI Gateways and Light Controllers | BE31340 | TO (KNX DIN) | stuk | Dali-Gateway KNX Twee 64 Ballasten | KNX DALI-Gateway Basic, 2f | DG/S2.64.1.1 DALI-Gateway, Basic, 2fach, REG | DG/S2.64.1.1 DALI Gateway, Basic, 2-fold, MDRC |  | 5.14
2CDG110202R0011 | AA/S4.1.2 | Active | 4016779962377 | 375.65 | 1 | 1 | stuk | Analogue Actuators | BE31340 | TO (KNX DIN) | stuk | Analoge actor KNX 4 | Actuateur analogiques KNX 4-sorties | AA/S4.1.2 Analogaktor, 4fach, REG | AA/S4.1.2 Analogue Actuator, 4-fold, MDRC |  | 5.14
2CDG110203R0011 | AA/A2.1.2 | Active | 4016779954075 | 272.65 | 1 | 1 | stuk | Analogue Actuators | BE31340 | TO (KNX DIN) | stuk | Analoge actor KNX 2 0-10V | Actionneur analogique KNX 2 sorties | AA/A2.1.2 Analogaktor, 2fach, AP | AA/A2.1.2 Analogue Actuator, 2-fold, SM |  | 5.14
2CDG110205R0011 | AC/S1.1.1 | Active | 4016779011808 | 819.16 | 1 | 1 | stuk | Application Controllers | BE31340 | TO (KNX DIN) | stuk | Appli ctrller ClimaEco KNX Basic | Application Controller ClimaEco KNX Basic | AC/S1.1.1 Application Controller, Basic, REG | AC/S1.1.1 Application Controller, Basic, MDRC |  | 5.14
2CDG110206R0011 | AC/S1.2.1 | Active | 4016779015806 | 1060.23 | 1 | 1 | stuk | Application Controllers | BE31340 | TO (KNX DIN) | stuk | Appli ctrller ClimaEco KNX BACnet | Application Controller ClimaEco KNX BACnet | AC/S1.2.1 Application Controller, BACnet, REG | AC/S1.2.1 Application Controller, BACnet, MDRC |  | 5.14
2CDG110207R0011 | SUG/U1.1 | Active | 4016779997362 | 177.87 | 1 | 1 | stuk | Split Unit Interfaces | BE31340 | TO (KNX DIN) | stuk | Split unit gateway KNX | Split unit gateway KNX | SUG/U1.1 Split Unit Gateway, UP | SUG/U1.1 Split Unit Gateway, FM |  | 5.14
2CDG110208R0011 | JRA/S6.230.3.1 | Active | 4016779011310 | 475.1 | 1 | 1 | stuk | Blind Actuators 230 V AC | BE31340 | TO (KNX DIN) | stuk | Rolluik actor KNX JRA/S6.230.3.1 | KNX Jal.Acuateur avec entrées, 6v | JRA/S6.230.3.1 Jalousie-/Rollladenaktor mit Binäreingängen, 6fach, REG | JRA/S6.230.3.1 Blind/Roller Shutter Actuator with Binary Inputs, 6-f, MDRC |  | 5.14
2CDG110209R0011 | FCC/S1.4.1.1 | Active | 4016779011419 | 259.79 | 1 | 1 | stuk | Fan Coil Controllers | BE31340 | TO (KNX DIN) | stuk | ClimaEco KNX PWM 3-stage | Fan Coil Controller ClimaEco KNX PWM, 3-stage, MDRC | FCC/S1.4.1.1 Fan Coil Controller, PWM, 3-stufig, REG | FCC/S1.4.1.1 Fan Coil Controller, PWM, 3-stage, MDRC |  | 5.14
2CDG110210R0011 | FCC/S1.1.1.1 | Active | 4016779011426 | 308.94 | 1 | 1 | stuk | Fan Coil Controllers | BE31340 | TO (KNX DIN) | stuk | ClimaEco KNX PWM 3-stage | Fan Coil Controller ClimaEco KNX PWM, 3-stage, MDRC | FCC/S1.1.1.1 Fan Coil Controller, 2 x PWM, 3-stufig, REG | FCC/S1.1.1.1 Fan Coil Controller, 2 x PWM, 3-stage, MDRC |  | 5.14
2CDG110211R0011 | FCC/S1.1.2.1 | Active | 4016779011433 | 366.29 | 1 | 1 | stuk | Fan Coil Controllers | BE31340 | TO (KNX DIN) | stuk | ClimaEco KNX PWM 3-stage Handbediening | Fan Coil Controller ClimaEco KNX PWM, 3-stage, manual Operation, MDRC | FCC/S1.1.2.1 Fan Coil Controller, 2xPWM, manuelle Bedienung, 3-stufig, REG | FCC/S1.1.2.1 Fan Coil Controller, 2 x PWM, Manual Operation, 3-stage, MDRC |  | 5.14
2CDG110212R0011 | FCC/S1.2.1.1 | Active | 4016779011440 | 308.94 | 1 | 1 | stuk | Fan Coil Controllers | BE31340 | TO (KNX DIN) | stuk | ClimaEco KNX 0-10V 3-stage | Fan Coil Controller ClimaEco KNX 0-10V, 3-stage, MDRC | FCC/S1.2.1.1 Fan Coil Controller, 2 x 0-10 V, 3-stufig, REG | FCC/S1.2.1.1 Fan Coil Controller, 2 x 0-10 V, 3-stage, MDRC |  | 5.14
2CDG110213R0011 | FCC/S1.2.2.1 | Active | 4016779011457 | 366.29 | 1 | 1 | stuk | Fan Coil Controllers | BE31340 | TO (KNX DIN) | stuk | ClimaEco KNX 0-10V 3-stage Handbediening | Fan Coil Controller ClimaEco KNX 0-10V, 3-stage, manual Operation, MDRC | FCC/S1.2.2.1 Fan Coil Controller, 2 x 0-10 V, man Bedienung, 3-stufig, REG | FCC/S1.2.2.1 Fan Coil Controller, 2 x 0-10 V, Manual Operation, 3-stage, MDRC |  | 5.14
2CDG110214R0011 | FCC/S1.3.1.1 | Active | 4016779011464 | 298.41 | 1 | 1 | stuk | Fan Coil Controllers | BE31340 | TO (KNX DIN) | stuk | ClimaEco KNX 0-10V 0-10V | Fan Coil Controller ClimaEco KNX 0-10V, 0-10V, MDRC | FCC/S1.3.1.1 Fan Coil Controller, 3 x 0-10 V, REG | FCC/S1.3.1.1 Fan Coil Controller, 3 x 0-10 V, MDRC |  | 5.14
2CDG110215R0011 | FCC/S1.3.2.1 | Active | 4016779011471 | 356.93 | 1 | 1 | stuk | Fan Coil Controllers | BE31340 | TO (KNX DIN) | stuk | ClimaEco KNX 0-10V 0-10V Handbediening | Fan Coil Controller ClimaEco KNX 0-10V, 0-10V, manual Operation, MDRC | FCC/S1.3.2.1 Fan Coil Controller, 3 x 0-10 V, manuelle Bedienung, REG | FCC/S1.3.2.1 Fan Coil Controller, 3 x 0-10 V, Manual Operation, MDRC |  | 5.14
2CDG110216R0011 | VC/S4.1.1 | Active | 4016779011488 | 366.29 | 1 | 1 | stuk | Valve Drive Actuators | BE31340 | TO (KNX DIN) | stuk | Valve Drive ctrller ClimaEco KNX 4-MDRC | Valve Drive Controller ClimaEco KNX 4-fold, MDRC | VC/S4.1.1 Ventilantriebs-Controller, 4fach, REG | VC/S4.1.1 Valve Drive Controller, 4-fold, MDRC |  | 5.14
2CDG110217R0011 | VC/S4.2.1 | Active | 4016779011495 | 500.86 | 1 | 1 | stuk | Valve Drive Actuators | BE31340 | TO (KNX DIN) | stuk | Valve Drive Actuators VC/S4.2.1 | Valve Drive Controller ClimaEco KNX 4-fold, manual Operation, MDRC | VC/S4.2.1 Ventilantriebs-Controller, 4fach, manuelle Bedienung, REG | VC/S4.2.1 Valve Drive Controller, 4-fold, Manual Operation, MDRC |  | 5.14
2CDG110218R0011 | HCC/S2.1.1.1 | Active | 4016779011617 | 463.41 | 1 | 1 | stuk | Central HVAC Controllers | BE31340 | TO (KNX DIN) | stuk | HCC/S2.1.1.1 H/C controller 2-fold 0-10V | Heating/Cooling Circuit Controller ClimaEco KNX 0-10V, 2-fold, MDRC | HCC/S2.1.1.1 Heiz-/Kühlkreis Controller, 2fach, 0-10 V, REG | HCC/S2.1.1.1 Heating/Cooling Circuit Controller, 2-fold, 0-10 V, MDRC |  | 5.14
2CDG110219R0011 | HCC/S2.1.2.1 | Active | 4016779011624 | 559.38 | 1 | 1 | stuk | Central HVAC Controllers | BE31340 | TO (KNX DIN) | stuk | HCC/S2.1.2.1 H/C controller 2-f 0-10 V | Heating/Cooling Circuit Controller ClimaEco KNX 0-10V, 2-fold, manual Operation, MDRC | HCC/S2.1.2.1 Heiz-/Kühlkreis Controller, 2fach, 0-10 V, manuelle Bedienung, REG | HCC/S2.1.2.1 Heating/Cooling Circuit Controller, 2-f, 0-10 V, man. op., MDRC |  | 5.14
2CDG110220R0011 | HCC/S2.2.1.1 | Active | 4016779011631 | 463.41 | 1 | 1 | stuk | Central HVAC Controllers | BE31340 | TO (KNX DIN) | stuk | HCC/S2.2.1.1 H/C controller 2fold 3point | Heating/Cooling Circuit Controller ClimaEco KNX 3-Point, 2-fold, MDRC | HCC/S2.2.1.1 Heiz-/Kühlkreis Controller, 2fach, 3-Punkt, REG | HCC/S2.2.1.1 Heating/Cooling Circuit Controller, 2-fold, 3-point, MDRC |  | 5.14
2CDG110221R0011 | HCC/S2.2.2.1 | Active | 4016779011648 | 559.38 | 1 | 1 | stuk | Central HVAC Controllers | BE31340 | TO (KNX DIN) | stuk | HCC/S2.2.2.1 H/C controller 2-f 3-point | Heating/Cooling Circuit Controller ClimaEco KNX 3-Point, 2-fold, manual Operation, MDRC | HCC/S2.2.2.1 Heiz-/Kühlkreis Controller, 2fach, 3-Punkt, manuelle Bedienung, REG | HCC/S2.2.2.1 Heating/Cooling Circuit Controller, 2-f, 3-point, Man Op, MDRC |  | 5.14
2CDG110222R0011 | BCI/S1.1.1 | Active | 4016779011655 | 366.29 | 1 | 1 | stuk | Central HVAC Controllers | BE31340 | TO (KNX DIN) | stuk | Interface ClimaEco KNX 1-MDRC | Boiler/Chiller Interface ClimaEco KNX 1-fold, MDRC | BCI/S1.1.1 Wärme-/Kälteerzeuger Interface, 1fach, REG | BCI/S1.1.1 Boiler/Chiller Interface, 1-fold, MDRC |  | 5.14
2CDG110234R0011 | FCC/S1.5.1.1 | Active | 4016779011518 | 298.41 | 1 | 1 | stuk | Fan Coil Controllers | BE31340 | TO (KNX DIN) | stuk | ClimaEco KNX PWM 0-10V | Fan Coil Controller ClimaEco KNX PWM, 0-10V, MDRC | FCC/S1.5.1.1 Fan Coil Controller, 2 x PWM, 0-10 V, REG | FCC/S1.5.1.1 Fan Coil Controller, 2 x PWM, 0-10 V, MDRC |  | 5.14
2CDG110235R0011 | FCC/S1.5.2.1 | Active | 4016779011525 | 356.93 | 1 | 1 | stuk | Fan Coil Controllers | BE31340 | TO (KNX DIN) | stuk | ClimaEco KNX PWM 0-10V Handbediening | Fan Coil Controller ClimaEco KNX PWM, 0-10V, manual Operation, MDRC | FCC/S1.5.2.1 Fan Coil Controller, 2 x PWM, 0-10 V, manuelle Bedienung, REG | FCC/S1.5.2.1 Fan Coil Controller, 2 x PWM, 0-10 V, Manual Operation, MDRC |  | 5.14
2CDG110243R0011 | USB/S1.2 | Active | 4016779064507 | 266.81 | 1 | 1 | stuk | USB and Serial Interfaces | BE31340 | TO (KNX DIN) | stuk | USB interface 1.2 KNX Dinrail | USB interface 1.2 KNX Dinrail | USB/S1.2 USB-Schnittstelle, REG | USB/S1.2 USB Interface, MDRC |  | 5.14
2CDG110244R0011 | SAH/S8.6.7.1 | Active | 4016779066310 | 347.63 | 1 | 1 | stuk | Switch Actuators 6 A | BE31340 | TO (KNX DIN) | stuk | Switch Actuators 6 A SAH/S8.6.7.1 | Actioneur de sorti/store, resi KNX 8 sorti 6 ampere | SAH/S8.6.7.1 Schalt-/Jalousieaktor, 8fach, 6 A, REG | SAH/S8.6.7.1 Switch/Shutter Actuator, 8-fold, 6 A, MDRC |  | 5.14
2CDG110245R0011 | SAH/S16.6.7.1 | Active | 4016779066792 | 505.94 | 1 | 1 | stuk | Switch Actuators 6 A | BE31340 | TO (KNX DIN) | stuk | Schakel/Jaloezie aktor residentieel KNX 16 6 A | Actioneur de sorti/store, resi KNX 16 sorti, 6 ampere | SAH/S16.6.7.1 Schalt-/Jalousieaktor, 16fach, 6 A, REG | SAH/S16.6.7.1 Switch/Shutter Actuator, 16-fold, 6 A, MDRC |  | 5.14
2CDG110246R0011 | SAH/S24.6.7.1 | Active | 4013614552540 | 620.68 | 1 | 1 | stuk | Switch Actuators 6 A | BE31340 | TO (KNX DIN) | stuk | Schakel/Jaloezie aktor residentieel KNX 24 6 A | Actioneur de sorti/store, resi KNX 24 sorti, 6 ampere | SAH/S24.6.7.1 Schalt-/Jalousieaktor, 24fach, 6 A, REG | SAH/S24.6.7.1 Switch/Shutter Actuator, 24-fold, 6 A, MDRC |  | 5.14
2CDG110247R0011 | SAH/S8.10.7.1 | Active | 4016779066815 | 385.5 | 1 | 1 | stuk | Switch Actuators 10 A | BE31340 | TO (KNX DIN) | stuk | Schakel/Jaloezie aktor residentieel KNX 8 10 A | Actioneur de sorti/store, resi KNX 8 sorti, 10 ampere | SAH/S8.10.7.1 Schalt-/Jalousieaktor, 8fach, 10 A, REG | SAH/S8.10.7.1 Switch/Shutter Actuator, 8-fold, 10 A, MDRC |  | 5.14
2CDG110248R0011 | SAH/S16.10.7.1 | Active | 4016779066822 | 559.87 | 1 | 1 | stuk | Switch Actuators 10 A | BE31340 | TO (KNX DIN) | stuk | Schakel/Jaloezie aktor residentieel KNX 16 10 A | Actioneur de sorti/store, resi KNX 16 sorti, 10 ampere | SAH/S16.10.7.1 Schalt-/Jalousieaktor, 16fach, 10 A, REG | SAH/S16.10.7.1 Switch/Shutter Actuator, 16-fold, 10 A, MDRC |  | 5.14
2CDG110249R0011 | SAH/S24.10.7.1 | Active | 4016779066839 | 687.21 | 1 | 1 | stuk | Switch Actuators 10 A | BE31340 | TO (KNX DIN) | stuk | Schakel/Jaloezie aktor residentieel KNX 24 10 A | Actioneur de sorti/store, resi KNX 24 sorti, 10 ampere | SAH/S24.10.7.1 Schalt-/Jalousieaktor, 24fach, 10 A, REG | SAH/S24.10.7.1 Switch/Shutter Actuator, 24-fold, 10 A, MDRC |  | 5.14
2CDG110250R0011 | SAH/S8.16.7.1 | Active | 4016779066846 | 425.64 | 1 | 1 | stuk | Switch Actuators 16 A | BE31340 | TO (KNX DIN) | stuk | Schakel/Jaloezie aktor residentieel KNX 8 16 A | Actioneur de sorti/store, resi KNX 8 sorti, 16 ampere | SAH/S8.16.7.1 Schalt-/Jalousieaktor, 8fach, 16 A, REG | SAH/S8.16.7.1 Switch/Shutter Actuator, 8-fold, 16 A, MDRC |  | 5.14
2CDG110251R0011 | SAH/S16.16.7.1 | Active | 4016779066853 | 619.53 | 1 | 1 | stuk | Switch Actuators 16 A | BE31340 | TO (KNX DIN) | stuk | Schakel/Jaloezie aktor residentieel KNX 16 16 A | Actioneur de sorti/store, resi KNX 16 sorti, 16 ampere | SAH/S16.16.7.1 Schalt-/Jalousieaktor, 16fach, 16 A, REG | SAH/S16.16.7.1 Switch/Shutter Actuator, 16-fold, 16 A, MDRC |  | 5.14
2CDG110252R0011 | SAH/S24.16.7.1 | Active | 4016779066860 | 760.65 | 1 | 1 | stuk | Switch Actuators 16 A | BE31340 | TO (KNX DIN) | stuk | Schakel/Jaloezie aktor residentieel KNX 24 16 A | Actioneur de sorti/store, resi KNX 24 sorti, 16 ampere | SAH/S24.16.7.1 Schalt-/Jalousieaktor, 24fach, 16 A, REG | SAH/S24.16.7.1 Switch/Shutter Actuator, 24-fold, 16 A, MDRC |  | 5.14
2CDG110253R0011 | SA/S2.6.2.2 | Active | 4016779066716 | 190.45 | 1 | 1 | stuk | Switch Actuators 6 A | BE31340 | TO (KNX DIN) | stuk | Schakel aktor st,.KNX 2 6 A | Actioneur de sorti, standard KNX 2 sorti, 6 ampere | SA/S2.6.2.2 Schaltaktor, 2fach, 6 A, REG | SA/S2.6.2.2 Switch Actuator, 2-fold, 6 A, MDRC |  | 5.14
2CDG110254R0011 | SA/S4.6.2.2 | Active | 4016779066730 | 237.49 | 1 | 1 | stuk | Switch Actuators 6 A | BE31340 | TO (KNX DIN) | stuk | Schakel aktor st,.KNX 4- 6 A | Actioneur de sorti, standard KNX 4 sorti, 6 ampere | SA/S4.6.2.2 Schaltaktor, 4fach, 6 A, REG | SA/S4.6.2.2 Switch Actuator, 4-fold, 6 A, MDRC |  | 5.14
2CDG110255R0011 | SA/S8.6.2.2 | Active | 4016779066754 | 326.97 | 1 | 1 | stuk | Switch Actuators 6 A | BE31340 | TO (KNX DIN) | stuk | Schakel aktor st,.KNX 8- 6 A | Actioneur de sorti, standard KNX 8 sorti, 6 ampere | SA/S8.6.2.2 Schaltaktor, 8fach, 6 A, REG | SA/S8.6.2.2 Switch Actuator, 8-fold, 6 A, MDRC |  | 5.14
2CDG110256R0011 | SA/S12.6.2.2 | Active | 4016779066778 | 406.14 | 1 | 1 | stuk | Switch Actuators 6 A | BE31340 | TO (KNX DIN) | stuk | Schakel aktor st,.KNX 12- 6 A | Actioneur de sorti, standard KNX 12 sorti, 6 ampere | SA/S12.6.2.2 Schaltaktor, 12fach, 6 A, REG | SA/S12.6.2.2 Switch Actuator, 12-fold, 6 A, MDRC |  | 5.14
2CDG110257R0011 | SA/S2.10.2.2 | Active | 4016779066556 | 211.1 | 1 | 1 | stuk | Switch Actuators 10 A | BE31340 | TO (KNX DIN) | stuk | Schakel aktor st,.KNX 2- 10 A | Actioneur de sorti, standard KNX 2 sorti, 10 ampere | SA/S2.10.2.2 Schaltaktor, 2fach, 10 A, REG | SA/S2.10.2.2 Switch Actuator, 2-fold, 10 A, MDRC |  | 5.14
2CDG110258R0011 | SA/S4.10.2.2 | Active | 4016779066570 | 262.73 | 1 | 1 | stuk | Switch Actuators 10 A | BE31340 | TO (KNX DIN) | stuk | Schakel aktor st,.KNX 4- 10 A | Actioneur de sorti, standard KNX 4 sorti,10 ampere | SA/S4.10.2.2 Schaltaktor, 4fach, 10 A, REG | SA/S4.10.2.2 Switch Actuator, 4-fold, 10 A, MDRC |  | 5.14
2CDG110259R0011 | SA/S8.10.2.2 | Active | 4016779066594 | 369.43 | 1 | 1 | stuk | Switch Actuators 10 A | BE31340 | TO (KNX DIN) | stuk | Schakel aktor st,.KNX 8- 10 A | Actioneur de sorti, standard KNX 8 sorti,10 ampere | SA/S8.10.2.2 Schaltaktor, 8fach, 10 A, REG | SA/S8.10.2.2 Switch Actuator, 8-fold, 10 A, MDRC |  | 5.14
2CDG110260R0011 | SA/S12.10.2.2 | Active | 4016779066617 | 458.91 | 1 | 1 | stuk | Switch Actuators 10 A | BE31340 | TO (KNX DIN) | stuk | Schakel aktor st,.KNX 12- 10 A | Actioneur de sorti, standard KNX 12 sorti,10 ampere | SA/S12.10.2.2 Schaltaktor, 12fach, 10 A, REG | SA/S12.10.2.2 Switch Actuator, 12-fold, 10 A, MDRC |  | 5.14
2CDG110261R0011 | SA/S2.16.2.2 | Active | 4016779066631 | 231.75 | 1 | 1 | stuk | Switch Actuators 16 A | BE31340 | TO (KNX DIN) | stuk | Schakel aktor st,.KNX 2- 16 A | Actioneur de sorti, standard KNX 2 sorti,16 ampere | SA/S2.16.2.2 Schaltaktor, 2fach, 16 A, REG | SA/S2.16.2.2 Switch Actuator, 2-fold, 16 A, MDRC |  | 5.14
2CDG110262R0011 | SA/S4.16.2.2 | Active | 4016779066655 | 289.12 | 1 | 1 | stuk | Switch Actuators 16 A | BE31340 | TO (KNX DIN) | stuk | Schakel aktor st,.KNX 4- 16 A | Actioneur de sorti, standard KNX 4 sorti,16 ampere | SA/S4.16.2.2 Schaltaktor, 4fach, 16 A, REG | SA/S4.16.2.2 Switch Actuator, 4-fold, 16 A, MDRC |  | 5.14
2CDG110263R0011 | SA/S8.16.2.2 | Active | 4016779066679 | 399.25 | 1 | 1 | stuk | Switch Actuators 16 A | BE31340 | TO (KNX DIN) | stuk | Schakel aktor st,.KNX 8- 16 A | Actioneur de sorti, standard KNX 8 sorti,16 ampere | SA/S8.16.2.2 Schaltaktor, 8fach, 16 A, REG | SA/S8.16.2.2 Switch Actuator, 8-fold, 16 A, MDRC |  | 5.14
2CDG110264R0011 | SA/S12.16.2.2 | Active | 4016779066693 | 495.62 | 1 | 1 | stuk | Switch Actuators 16 A | BE31340 | TO (KNX DIN) | stuk | Schakel aktor st,.KNX 12- 16 A | Actioneur de sorti, standard KNX 12 sorti,16 ampere | SA/S12.16.2.2 Schaltaktor, 12fach, 16 A, REG | SA/S12.16.2.2 Switch Actuator, 12-fold, 16 A, MDRC |  | 5.14
2CDG110265R0011 | SA/S2.16.5.2 | Active | 4016779066457 | 263.88 | 1 | 1 | stuk | Switch Actuators 16/20 A | BE31340 | TO (KNX DIN) | stuk | Schakel aktorPRofessioneel KNX 2 16 A | Actioneur de sorti, professionelle KNX 2 sorti, 16 ampere | SA/S2.16.5.2 Schaltaktor, 2fach, 16 A, C-Last, REG | SA/S2.16.5.2 Switch Actuator, 2-fold, 16 A, C-Load, MDRC |  | 5.14
2CDG110266R0011 | SA/S4.16.5.2 | Active | 4016779066471 | 330.41 | 1 | 1 | stuk | Switch Actuators 16/20 A | BE31340 | TO (KNX DIN) | stuk | Schakel aktorPRofessioneel KNX 4 16 A | Actioneur de sorti, professionelle KNX 4 sorti, 16 ampere | SA/S4.16.5.2 Schaltaktor, 4fach, 16 A, C-Last, REG | SA/S4.16.5.2 Switch Actuator, 4-fold, 16 A, C-Load, MDRC |  | 5.14
2CDG110267R0011 | SA/S8.16.5.2 | Active | 4016779066495 | 456.62 | 1 | 1 | stuk | Switch Actuators 16/20 A | BE31340 | TO (KNX DIN) | stuk | Schakel aktorPRofessioneel KNX 8 16 A | Actioneur de sorti, professionelle KNX 8 sorti, 16 ampere | SA/S8.16.5.2 Schaltaktor, 8fach, 16 A, C-Last, REG | SA/S8.16.5.2 Switch Actuator, 8-fold, 16 A, C-Load, MDRC |  | 5.14
2CDG110268R0011 | SA/S12.16.5.2 | Active | 4016779066518 | 562.17 | 1 | 1 | stuk | Switch Actuators 16/20 A | BE31340 | TO (KNX DIN) | stuk | Schakel aktorPRofessioneel KNX 12 16 A | Actioneur de sorti, professionelle KNX 12 sorti, 16 ampere | SA/S12.16.5.2 Schaltaktor, 12fach, 16 A, C-Last, REG | SA/S12.16.5.2 Switch Actuator, 12-fold, 16 A, C-Load, MDRC |  | 5.14
2CDG110273R0011 | DG/S1.64.5.1 | Active | 4016779067201 | 590.86 | 1 | 1 | stuk | DALI Gateways and Light Controllers | BE31340 | TO (KNX DIN) | stuk | DALI Gateway Colour KNX 1 64 ballasten | Passarelle DALI Coleur KNX 1 sorti, 64ballasts | DG/S1.64.5.1 DALI-Gateway, Premium, 1fach, REG | DG/S1.64.5.1 DALI Gateway, Premium, 1-fold, MDRC |  | 5.14
2CDG110274R0011 | DG/S2.64.5.1 | Active | 4016779067218 | 671.16 | 1 | 1 | stuk | DALI Gateways and Light Controllers | BE31340 | TO (KNX DIN) | stuk | DALI Gateway Colour KNX 2 2x 64 ballasten | Passarelle DALI Coleur KNX 1 sorti, 2x64 ballasts | DG/S2.64.5.1 DALI-Gateway, Premium, 2fach, REG | DG/S2.64.5.1 DALI Gateway, Premium, 2-fold, MDRC |  | 5.14
2CDG120004R0011 | ST/K1.1 | Active | 4016779630221 | 227.02 | 1 | 1 | stuk | Electromotor Valve Drives | BE31340 | TO (KNX DIN) | stuk | Ventielklep KNX Electromotorisch | Pilote motorisé pour vanne the | ST/K1.1 Elektromotorischer Stellantrieb AP | ST/K1.1 Electromotor Valve Drive |  | 5.14
2CDG120009R0011 | VA/Z10.1 | Active | 4016779653190 | 1.37 | 1 | 1 | stuk | Thermoelectric Valve Drives | BE31340 | TO (KNX DIN) | stuk | Ventieladapter VA 10 | Adaptateur de vanne Dumser, Ch | VA/Z10.1 Ventiladapter, M 30 x 1,5, für Dumser, Chronatherm, Vescal, KaMo | VA/Z10.1 Valve Adapter, M 30 x 1.5, for Dumser, Chronatherm, Vescal, KaMo |  | 5.14
2CDG120010R0011 | VA/Z50.1 | Active | 4016779653206 | 1.37 | 1 | 1 | stuk | Thermoelectric Valve Drives | BE31340 | TO (KNX DIN) | stuk | Ventieladapter VA 50 | Adaptateur de vanne Honeywell, | VA/Z50.1 Ventiladapter, M 30 x 1,5, für Honeywell,Reich,Cazzaniga,Landis+Gyr,MNG | VA/Z50.1 Valve Adapter, M 30 x 1.5, for Honeywell,Reich,Cazzaniga,Landis+Gyr,MNG |  | 5.14
2CDG120011R0011 | VA/Z78.1 | Active | 4016779653213 | 2.72 | 1 | 1 | stuk | Thermoelectric Valve Drives | BE31340 | TO (KNX DIN) | stuk | Ventieladapter KNX Danfoss RA | Adaptateur de vanne Danfoss RA | VA/Z78.1 Ventiladapter, Flansch, für Danfoss RA | VA/Z78.1 Valve Adapter, Flange, for Danfoss RA |  | 5.14
2CDG120012R0011 | VA/Z80.1 | Active | 4016779653220 | 1.37 | 1 | 1 | stuk | Thermoelectric Valve Drives | BE31340 | TO (KNX DIN) | stuk | Ventieladapter VA 80 | Adaptateur de vanne Heimeier, | VA/Z80.1 Ventiladapter, M 30 x 1,5, für Heimeier,Herb,Onda,Schlösser,Oventrop | VA/Z80.1 Valve Adapter, M 30 x 1.5, for Heimeier,Herb,Onda,Schlösser,Oventrop |  | 5.14
2CDG120036R0011 | IPM/S1.1 | Active | 4016779697903 | 22.76 | 1 | 1 | stuk | IP Infrastructure Components | BE31340 | TO (KNX DIN) | stuk | IPM/S1.1 IP PatchModuleMDRC 1Mod | IPM/S1.1 IP Patch Module, MDRC 1 mod | IPM/S1.1 IP-Patchmodul, REG | IPM/S1.1 IP Patch Module, MDRC |  | 5.14
2CDG120039R0011 | FW/S8.2.1 | Active | 4016779906661 | 417.76 | 1 | 1 | stuk | Time Switches | BE31340 | TO (KNX DIN) | stuk | FW/S8.2.1 Radio Time Switch 8 Chan.MDRC | Programmateur annuel KNX 8 canaux, préparé pour DCF, modulaire | FW/S8.2.1 Funkschaltuhr, 8 Kanäle, REG | FW/S8.2.1 Radio Time Switch, 8 Channels, MDRC | B106020960 | 5.14
2CDG120040R0011 | FAD/A1.1 | Active | 4016779906685 | 124.04 | 1 | 1 | stuk | Time Switches | BE31340 | TO (KNX DIN) | stuk | DCF Antenne KNX tijd klok | KNX antenne DCF pour FW/S 8.2.1 | FAD/A1.1 DCF-Antenne für Funkschaltuhr, AP | FAD/A1.1 DCF Antenna for Radio Time Switch, SM |  | 5.14
2CDG120043R0011 | PK/E2.1 | Active | 4016779906715 | 25.7 | 1 | 1 | stuk | Time Switches | BE31340 | TO (KNX DIN) | stuk | KNX geh.kaart OBELISK top2 v FW/S 8.2.1 | Carte mémoire pour OBELISK top2 | PK/E2.1 Speicherkarte OBELISK top2 für Funkschaltuhr | PK/E2.1 Memory Card OBELISK top2 for Radio Time Switch |  | 5.14
2CDG120044R0011 | HS/S 4.2.1 | Active | 4016779906722 | 377.98 | 1 | 1 | stuk | Light Level Sensors | BE31340 | TO (KNX DIN) | stuk | Schemer -lichtsensor KNX buiten | Sensor crépusculaire KNX Dehors | HS/S4.2.1 Schnittstelle für Außenlichtfühler, REG | HS/S4.2.1 Outside Light Sensor Interface, MDRC |  | 5.14
2CDG120045R0011 | LFO/A1.1 | Active | 4016779906739 | 61.79 | 1 | 1 | stuk | Light Level Sensors | BE31340 | TO (KNX DIN) | stuk | lichtsensor buiten KNX HS/S4.2.1 | Sonde crépusculaire encastrée | LFO/A1.1 Außenlichtfühler für HS/S4.2.1, AP | LFO/A1.1 Outside Light Sensor for HS/S4.2.1, SM |  | 5.14
2CDG120046R0011 | WES/A3.1 | Active | 4016779928939 | 418.94 | 1 | 1 | stuk | Metrological and Physical Sensors | BE31340 | TO (KNX DIN) | stuk | Metrological,Physical Sensors WES/A3.1 | Capteur météo KNX la vitesse du vent, la pluie, la luminos | WES/A3.1 Wettersensor, AP | WES/A3.1 Weather Sensor, SM |  | 5.14
2CDG120049R0011 | TSA/K230.2 | Active | 4016779950671 | 39.09 | 1 | 1 | stuk | Thermoelectric Valve Drives | BE31340 | TO (KNX DIN) | stuk | Thermo-elektrische ventielklep KNX 230V | Pilote de vanne thermostatique KNX 230V | TSA/K230.2 Thermoelektrischer Stellantrieb, 230 V | TSA/K230.2 Thermoelectric Valve Drive, 230 V |  | 5.14
2CDG120050R0011 | TSA/K24.2 | Active | 4016779950688 | 39.09 | 1 | 1 | stuk | Thermoelectric Valve Drives | BE31340 | TL (KNX BJE (non DIN)) | stuk | Thermo-elektrische ventielklep KNX 24V | Pilote de vanne thermostatique | TSA/K24.2 Thermoelektrischer Stellantrieb, 24 V | TSA/K24.2 Thermoelectric Valve Drive, 24 V |  | 5.14
2CDG120059R0011 | LGS/A1.2 | Active | 4016779015714 | 337.03 | 1 | 1 | stuk | Environmental Sensors | BE31340 | TO (KNX DIN) | stuk | Air quality sensorRTR | LGS/A 1,2 Capteur de qualité de l#air avec RTC, SM | LGS/A1.2 Luftgütesensor mit Raumtemperaturregler, AP | LGS/A1.2 Air Quality Sensor with Room Temperature Controller, SM |  | 5.14
2CDG120060R0011 | TR/A 1.1 | Active | 4016779015721 | 326.5 | 1 | 1 | stuk | Time Switches | BE31340 | TO (KNX DIN) | stuk | KNX Tijdontvanger GPS | TR/A1.1 Time Receiver GPS, SM | TR/A1.1 Zeitempfänger GPS, AP | TR/A1.1 Time Receiver GPS, SM |  | 5.14
2CDG120061R0011 | VAA/A6.24.2 | Active | 4016779063715 | 922.14 | 1 | 1 | stuk | Valve Drive Actuators | BE31340 | TO (KNX DIN) | stuk | Vloerverwarmingsaktor KNX 6v 24V 0-10V | Actuator chaufage soll 6v KNX 24V -0-10V | VAA/A6.24.2 Fußbodenheizungs-Controller, 6fach, AP | VAA/A6.24.2 Floor Heating Controller, 6-fold, SM |  | 5.14
2CDG120062R0011 | BAC/S1.5.1 | Limited | 4016779064408 | 1591.51 | 1 | 1 | stuk | Central HVAC Controllers | BE31340 | TO (KNX DIN) | stuk | BAC/S1.5.1 Building Automation ctrller | Building Autom. Controller ClimaEco KNX 1000 group objects, 2x TCP/IP, 8MB | BAC/S1.5.1 Gebäudeautomationscontroller, KNX, REG | BAC/S1.5.1 Building Automation Controller, KNX, MDRC |  | 5.14
2CDG120063R0011 | BCM/S16.2.0.1 | Limited | 4016779064415 | 327.66 | 1 | 1 | stuk | Central HVAC Controllers | BE31340 | TO (KNX DIN) | stuk | BAC ClimaEco KNX 16 DI 100-240V | BAC module d'extension ClimaEco KNX 16 DI, 100-240V | BCM/S16.2.0.1 BAC-Modul, 16 Digitale Eingänge, 100-240 V | BCM/S16.2.0.1 BAC Module, 16 Digital Inputs, 100-240 V |  | 5.14
2CDG120064R0011 | BCM/S16.1.1 | Limited | 4016779064422 | 308.94 | 1 | 1 | stuk | Central HVAC Controllers | BE31340 | TO (KNX DIN) | stuk | BAC ClimaEco KNX 16DI/DO 24V 0.5A | BAC module d'extension ClimaEco KNX 16DI/DO, 24V, 0.5A | BCM/S16.1.1 BAC-Modul, 16 Digitale Eingänge/Ausgänge, 24V, 0,5A | BCM/S16.1.1 BAC Module, 16 Digital Inputs/Outputs, 24 V, 0.5 A |  | 5.14
2CDG120065R0011 | BCM/S16.1.3.1 | Limited | 4016779064439 | 279.69 | 1 | 1 | stuk | Central HVAC Controllers | BE31340 | TO (KNX DIN) | stuk | BAC ClimaEco KNX 8DI 24V+8DO Relay | BAC module d'extension ClimaEco KNX 8DI 24V+8DO Relay | BCM/S16.1.3.1 BAC-Modul, 8 Digitale Eingänge/Ausgänge,24 V,Relais | BCM/S16.1.3.1 BAC Module, 8 Digital Inputs/Outputs, 24 V, Relay |  | 5.14
2CDG120066R0011 | BCM/S8.0.2.1 | Limited | 4016779064446 | 289.04 | 1 | 1 | stuk | Central HVAC Controllers | BE31340 | TO (KNX DIN) | stuk | BAC ClimaEco KNX 8DO 230V 0.3A | BAC module d'extension ClimaEco KNX 8DO, 230V, 0.3A | BCM/S8.0.2.1 BAC-Modul, 8 Digitale Ausgänge, 230 V, 0,3 A | BCM/S8.0.2.1 BAC Module, 8 Digital Outputs, 230 V, 0.3 A |  | 5.14
2CDG120067R0011 | BCM/S6.5.5.1 | Limited | 4016779064453 | 404.9 | 1 | 1 | stuk | Central HVAC Controllers | BE31340 | TO (KNX DIN) | stuk | BAC ClimaEco KNX 4AI+2AO U/I | BAC module d'extension ClimaEco KNX 4AI + 2AO, U/I | BCM/S6.5.5.1 BAC-Modul, 4 Analoge Eingänge und 2 Analoge Ausgänge | BCM/S6.5.5.1 BAC Module, 4 Analogue Inputs and 2 Analogue Outputs |  | 5.14
2CDG120068R0011 | BCM/S2.6.0.1 | Limited | 4016779064460 | 366.29 | 1 | 1 | stuk | Central HVAC Controllers | BE31340 | TO (KNX DIN) | stuk | BAC ClimaEco KNX 2AI Temp. | BAC module d'extension ClimaEco KNX 2AI, Temperature | BCM/S2.6.0.1 BAC-Modul mit Temperaturfühler, 2 Analoge Eingänge | BCM/S2.6.0.1 BAC Module with Temperature Sensor, 2 Analogue Inputs |  | 5.14
2CDG120069R0011 | BCE/Z1.1 | Limited | 4016779064477 | 578.1 | 1 | 1 | stuk | Central HVAC Controllers | BE31340 | TO (KNX DIN) | stuk | BCE/Z1.1 BAC Engineering Software | BAC Engineering Software ClimaEco KNX BAC Automation Builder | BCE/Z1.1 BAC-Programmiersoftware Software | BCE/Z1.1 BAC Engineering Software
2CDG120082R0011 | IS/S8.1.1 | Active | 4053546045512 | 278.94 | 1 | 1 | stuk | IP Infrastructure Components | BE31340 | TO (KNX DIN) | stuk | IS/S8.1.1 IP Switch, 8 Poorten | IS/S8.1.1 IP Switch, 8 Poorten | No DE description available | No ENG description available |  | 5.14
2CDG120083R0011 | ISP/S8.1.1.1 | Active | 4053546045529 | 406.06 | 1 | 1 | stuk | IP Infrastructure Components | BE31340 | TO (KNX DIN) | stuk | ISP/S8.1.1.1 IP Switch PoE, 8 Poorten | ISP/S8.1.1.1 IP Switch PoE, 8 Poorten | No DE description available | No ENG description available |  | 5.14
2CDG230023R0011 | IR/XB | Active | 4016779678773 | 94.05 | 1 | 1 | stuk | Motion Detectors (S-Bus / XIB) | BE31340 | TS (Desto Alrm Fire & Ac) | stuk | BUS infraroodmelder KNX VdS-kl.B | Détecteur infrarouge BUS KNX Cl. B VdS | IR/XB XIB-Passiver Infrarotmelder, 15 m, VdS B | IR/XB XIB Passive Infrared Detector, 15 m, VdS B |  | 5.14
2CDG230025R0011 | EIM/XB | Active | 4016779678797 | 137.76 | 1 | 1 | stuk | Motion Detectors (S-Bus / XIB) | BE31340 | TS (Desto Alrm Fire & Ac) | stuk | XIB Dualtech KNX 15m VdS-kl.B | XIB-Dualtech detecteur KNX 15m, VdS-kl. B | EIM/XB XIB-Dualmelder, 15 m, VdS B Aufputz | EIM/XB XIB Dualtech Detector, 15 m, VdS B |  | 5.14
2CDG230039R0011 | EIM/D | Active | 4016779877664 | 201.61 | 1 | 1 | stuk | Conventional | BE31340 | TO (KNX DIN) | stuk | Bewegings KNX Dualtech 360° plafondMont. | KNX EIM/D Dualtech Détecteur de mouvemen | EIM/D Dual-Deckenmelder, EN Grad 2, 10 m Aufputz | EIM/D Dualtech Ceiling Detector, EN Grade 2, 10 m |  | 5.14
2CDG250003R0011 | WRK/W | Active | 4016779664042 | 63.41 | 1 | 1 | stuk | Conventional | BE31340 | TS (Desto Alrm Fire & Ac) | stuk | Grendelschakelcont.KNX | micro switch encastrée 2 voie | WRK/W Riegelschaltkontakt mit Anschlusskabel | WRK/W Lock Bolt Switching Contact with Connection Cable
2CDG270010R0011 | ESPE/M | Active | 4016779945608 | 813.15 | 1 | 1 | stuk | Electromechnical Blocking Elements | BE31340 | TS (Desto Alrm Fire & Ac) | stuk | ESPE/M ElectricalMini Bolt Lock | ESPE/M Electrical Mini Bolt Lock | ESPE/M Elektrisches Miniatursperrelement Kabel | ESPE/M Electrical Mini Bolt Lock |  | 5.14
2CDG280001R0011 | BT/A 1.1 | Active | 4016779925563 | 655.27 | 1 | 1 | stuk | Keypads | BE31340 | TS (Desto Alrm Fire & Ac) | stuk | Alarm centrale keypad KNX | Centrale d'alarm keypad KNX | BT/A1.1 Bedien- und Anzeigegerät, schwarz, AP | BT/A1.1 Keypad, black, SM |  | 5.14
2CDG280002R0011 | BT/A 2.1 | Active | 4016779963367 | 1092.28 | 1 | 1 | stuk | Keypads | BE31340 | TS (Desto Alrm Fire & Ac) | stuk | BT/A2.1 Keypad wit SM | BT/A2.1 Keypad, white, SM | BT/A2.1 Bedien- und Anzeigegerät, weiss, AP | BT/A2.1 Keypad, white, SM |  | 5.14
2CDG430051R0011 | FC600/BREL | Active | 4016779708401 | 36.75 | 1 | 1 | stuk | Automatic Fire Detectors | BE31340 | TS (Desto Alrm Fire & Ac) | stuk | Meldmech.KNX | Embase Gamme FC600 12V | FC600/BREL Relaissockel, 12/24 V AP | FC600/BREL Relay Base, 12/24 V |  | 5.14
2CDG430079R0011 | FC650/O | Active | 4016779864794 | 58.61 | 1 | 1 | stuk | Automatic Fire Detectors | BE31340 | TS (Desto Alrm Fire & Ac) | stuk | Optische rookmelder KNX | Détecteur de fumée Gamme FC650/O | FC650/O Optischer Rauchmelder AP | FC650/O Optical Smoke Detector |  | 5.14
2CDG430081R0011 | FC650/TMAX | Active | 4016779864770 | 49.63 | 1 | 1 | stuk | Automatic Fire Detectors | BE31340 | TS (Desto Alrm Fire & Ac) | stuk | ThermalMax.KNX | Thermal Max. Detector Gamme FC650/TMAX | FC650/TMAX Wärme-Maximalmelder AP | FC650/TMAX Thermal Maximum Detector |  | 5.14
2CDG510001R0011 | PS-M-64.1.1 | Active | 4016779941839 | 569.69 | 1 | 1 | stuk | free@home | BE31340 | TO (KNX DIN) | stuk | PS-M-64.1.1 voeding 640MAMDRC | PS-M-64.1.1 Power Supply, 640 mA, MDRC | PS-M-64.1.1 Power Supply, 640 mA, MDRC | PS-M-64.1.1 Power Supply, 640 mA, MDRC |  | 5.14
2CDG510002R0011 | BI-F-2.0.1 | Active | 4016779941679 | 104.03 | 1 | 1 | stuk | free@home | BE31340 | TO (KNX DIN) | stuk | BI-F-2.0.1 Binary Input 2-fold FM | BI-F-2.0.1 Binary Input, 2-fold, FM | BI-F-2.0.1 Binary Input, 2-fold, FM | BI-F-2.0.1 Binary Input, 2-fold, FM |  | 5.14
2CDG510003R0011 | BI-F-4.0.1 | Active | 4016779941884 | 156.05 | 1 | 1 | stuk | free@home | BE31340 | TO (KNX DIN) | stuk | BI-F-4.0.1 Binary Input 4-fold FM | BI-F-4.0.1 Binary Input, 4-fold, FM | BI-F-4.0.1 Binary Input, 4-fold, FM | BI-F-4.0.1 Binary Input, 4-fold, FM |  | 5.14
2CDG510004R0011 | BI-M-4.0.1 | Active | 4016779941778 | 386.38 | 1 | 1 | stuk | free@home | BE31340 | TO (KNX DIN) | stuk | BI-M-4.0.1 Binary Input 4-fold 230 V | BI-M-4.0.1 Binary Input, 4-fold, 230 V, | BI-M-4.0.1 Binary Input, 4-fold, 230 V, | BI-M-4.0.1 Binary Input, 4-fold, 230 V, MDRC |  | 5.14
2CDG510006R0011 | SA-M-0.4.1 | Active | 4016779942089 | 517.66 | 1 | 1 | stuk | free@home | BE31340 | TO (KNX DIN) | stuk | SA-M-0.4.1 Switch Act.I/O 4-fold | SA-M-0.4.1 Switch Actuator I/O, 4-fold, | SA-M-0.4.1 Switch Actuator I/O, 4-fold, | SA-M-0.4.1 Switch Actuator I/O, 4-fold, 16 A, MDRC |  | 5.14
2CDG510007R0011 | SA-M-8.8.1 | Active | 4016779945561 | 857 | 1 | 1 | stuk | free@home | BE31340 | TO (KNX DIN) | stuk | SA-M-8.8.1 Switch Act.I/O 8-fold | SA-M-8.8.1 Switch Actuator I/O, 8-fold, | SA-M-8.8.1 Switch Actuator I/O, 8-fold, | SA-M-8.8.1 Switch Actuator I/O, 8-fold, 6 A, MDRC |  | 5.14
2CDG510008R0011 | HA-M-0.6.1 | Active | 4016779941815 | 435.92 | 1 | 1 | stuk | free@home | BE31340 | TO (KNX DIN) | stuk | HA-M-0.6.1 Heating Act.6-fold 230 | HA-M-0.6.1 Heating Actuator, 6-fold, 230 | HA-M-0.6.1 Heating Actuator, 6-fold, 230 | HA-M-0.6.1 Heating Actuator, 6-fold, 230 V, MDRC |  | 5.14
2CDG510009R0011 | HA-M-0.12.1 | Active | 4016779941808 | 745.53 | 1 | 1 | stuk | free@home | BE31340 | TO (KNX DIN) | stuk | HA-M-0.12.1 Heating Act.12-fold 2 | HA-M-0.12.1 Heating Actuator, 12-fold, 2 | HA-M-0.12.1 Heating Actuator, 12-fold, 2 | HA-M-0.12.1 Heating Actuator, 12-fold, 230 V, MDRC |  | 5.14
2CDG510010R0011 | FCA-M-2.3.1 | Active | 4016779945592 | 510.23 | 1 | 1 | stuk | free@home | BE31340 | TO (KNX DIN) | stuk | FCA-M-2.3.1 Fan Coil Act.PWMMDRC | FCA-M-2.3.1 Fan Coil Actuator, PWM, MDRC | FCA-M-2.3.1 Fan Coil Actuator, PWM, MDRC | FCA-M-2.3.1 Fan Coil Actuator, PWM, MDRC |  | 5.14
2CDG510011R0011 | BA-M-0.4.1 | Active | 4016779941785 | 480.52 | 1 | 1 | stuk | free@home | BE31340 | TO (KNX DIN) | stuk | BA-M-0.4.1 Blind Act.4-fold 230 V | BA-M-0.4.1 Blind Actuator, 4-fold, 230 V | BA-M-0.4.1 Blind Actuator, 4-fold, 230 V | BA-M-0.4.1 Blind Actuator, 4-fold, 230 V, MDRC |  | 5.14
2CDG924003R0011 | PS1/4/6-KNX | Active | 4016779667586 | 4.46 | 1 | 10 | stuk | Bus Bars and Wiring Jumpers | BE31340 | TO (KNX DIN) | stuk | Verzamelrail KNX 4 cont.1fase | Pontage KNX, 1 phase 4 Contacts | PS 1/4/6-KNX Sammelschiene, 1 Phase, 4 Kontakte | PS 1/4/6-KNX Busbar, 1 Phase, 4 Contacts |  | 5.14
2CDG924004R0011 | PS1/60/6-KNX | Active | 4016779667593 | 37.67 | 1 | 1 | stuk | Bus Bars and Wiring Jumpers | BE31340 | TO (KNX DIN) | stuk | Verzamelrail KNX 60 cont.1fase | PS1/60/6-KNX Busbar 1 Phase, 60 Contacts | PS 1/60/6-KNX Sammelschiene, 1 Phase, 60 Kontakte | PS 1/60/6-KNX Busbar, 1 Phase, 60 Contacts |  | 5.14
2CKA006115A0454 | 6108/60-500 | Active | 4011395210147 | 162.67 | 1 | 1 | stuk | Push Button Coupling Units | BE31340 | TL (KNX BJE (non DIN)) | stuk | KNX 6v sensordisp. | KNX, Sensor 6v avec display | KNX, 6fold sensor with display | 6108/60-500 Control element, 6gang with universal input, 5gang |  | 5.14
2CKA006115A0483 | 6108/61-81-500 | Active | 4011395210024 | 21.04 | 1 | 1 | stuk | KNX - Solo | BE31340 | TL (KNX BJE (non DIN)) | stuk | 6108/61-81-500 ctrl e | 6108/61-81-500 Cover plate for control e | 6108/61-81-500 Cover plate for control e | 6108/61-81-500 Cover plate for control element, 6gang
2CKA006115A0484 | 6108/61-82-500 | Active | 4011395210031 | 13.29 | 1 | 1 | stuk | KNX - Solo | BE31340 | TL (KNX BJE (non DIN)) | stuk | 6108/61-82-500 ctrl e | 6108/61-82-500 Cover plate for control e | 6108/61-82-500 Cover plate for control e | 6108/61-82-500 Cover plate for control element, 6gang
2CKA006115A0485 | 6108/61-83-500 | Active | 4011395210048 | 21.85 | 1 | 1 | stuk | KNX - Solo | BE31340 | TL (KNX BJE (non DIN)) | stuk | 6108/61-83-500 ctrl e | 6108/61-83-500 Cover plate for control e | 6108/61-83-500 Cover plate for control e | 6108/61-83-500 Cover plate for control element, 6gang
2CKA006115A0486 | 6108/61-84-500 | Active | 4011395210055 | 13.29 | 1 | 1 | stuk | KNX - Solo | BE31340 | TL (KNX BJE (non DIN)) | stuk | 6108/61-84-500 ctrl e | 6108/61-84-500 Cover plate for control e | 6108/61-84-500 Cover plate for control e | 6108/61-84-500 Cover plate for control element, 6gang
2CKA006115A0487 | 6108/61-884-500 | Active | 4011395210062 | 21.85 | 1 | 1 | stuk | KNX - Solo | BE31340 | TL (KNX BJE (non DIN)) | stuk | 6108/61-884-500 ctrl | 6108/61-884-500 Cover plate for control | 6108/61-884-500 Cover plate for control | 6108/61-884-500 Cover plate for control element, 6gang
2CKA006115A0488 | 6108/61-885-500 | Active | 4011395210079 | 21.85 | 1 | 1 | stuk | KNX - Solo | BE31340 | TL (KNX BJE (non DIN)) | stuk | 6108/61-885-500 ctrl | 6108/61-885-500 Cover plate for control | 6108/61-885-500 Cover plate for control | 6108/61-885-500 Cover plate for control element, 6gang
2CKA006132A0376 | 6122/10-81-500 | Active | 4011395211267 | 241.21 | 1 | 1 | stuk | KNX - Solo | BE31340 | TL (KNX BJE (non DIN)) | stuk | 6122/10-81-500 BJ-Watchdog sensor 180 | 6122/10-81-500 Busch-Watchdog sensor 180 | 6122/10-81-500 Busch-Watchdog sensor 180 | 6122/10-81-500 Busch-Watchdog sensor 180 FM standard, select with integrated bus coupler |  | 5.14
2CKA006132A0400 | 6131/50-183-500 | Active | 4011395216453 | 340.87 | 1 | 1 | stuk | Presence Detectors | BE31340 | TL (KNX BJE (non DIN)) | stuk | 6131/50-183-500 BJ-Presence | 6131/50-183-500 Busch-Presence detector | 6131/50-183-500 Präsenz Corridor, AL, UP | 6131/50-183-500 Busch-Presence detector Corridor KNX 30 meters |  | 5.14
2CKA006132A0414 | 6131/51-183-500 | Active | 4011395222317 | 406.65 | 1 | 1 | stuk | Presence Detectors | BE31340 | TL (KNX BJE (non DIN)) | stuk | 6131/51-183-500 BJ-Presence | 6131/51-183-500 Busch-Presence detector | 6131/51-183-500 Präsenz Cor, Prem,AL, UP | 6131/51-183-500 Busch-Presence detector Corridor premium KNX 30 meters |  | 5.14
2CKA006133A0150 | 6119/20 | Active | 4011395037423 | 61.15 | 1 | 1 | stuk | Universal Interfaces | BE31340 | TL (KNX BJE (non DIN)) | stuk | Univer.interface 2- | 6119/20 Universal Interface, 2fol | Universal Interface, 2fold, FM | 6119/20 Flush-mounted universal interface 2gang |  | 5.14
2CKA006133A0151 | 6119/40 | Active | 4011395037430 | 100.51 | 1 | 1 | stuk | Universal Interfaces | BE31340 | TL (KNX BJE (non DIN)) | stuk | Univer.interface 4- | 6119/40 Universal Interface, 4fol | Universal Interface, 4fold, FM | 6119/40 Flush-mounted universal interface 4gang |  | 5.14
2CKA006133A0227 | 6108/07-AP-500 | Active | 4011395210987 | 147.15 | 1 | 1 | stuk | KNX - Ocean | BE31340 | TL (KNX BJE (non DIN)) | stuk | KNX - Ocean 6108/07-AP-500 | 6108/07-AP-500 Push-button coupler 2/4gang with integrated bus coupler | Taster BA 4fach AP Tasterankopplung 4-fach für ocean | 6108/07-AP-500 Push-button coupler 2/4gang with integrated bus coupler |  | 5.14
2CKA006134A0315 | 6109/18-500 | Active | 4011395208779 | 438.6 | 1 | 1 | stuk | Push Button Coupling Units | BE31340 | TL (KNX BJE (non DIN)) | stuk | 6109/18-500 Room temp.ctrller | 6109/18-500 Room temperature controller | 6109/18-500 Room temperature controller | 6109/18-500 Room temperature controller with 5gang universal input Heating/cooling operation |  | 5.14
2CKA006134A0319 | 6108/18-500 | Active | 4011395211014 | 332.91 | 1 | 1 | stuk | Push Button Coupling Units | BE31340 | TL (KNX BJE (non DIN)) | stuk | 6108/18-500 Room thermo.disp. | 6108/18-500 Room thermostat with display | 6108/18-500 Room thermostat with display | 6108/18-500 Room thermostat with display Heating/cooling operation |  | 5.14
2CKA006136A0205 | 6136/07-811-500 | Active | 4011395223437 | 988.85 | 1 | 1 | stuk | Touch Panels | BE31340 | TL (KNX BJE (non DIN)) | stuk | BJ-SmartTouch® 7 KNX Wit | Busch-SmartTouch® 7" KNX blanc | Busch-SmartTouch 7´´ weiß glas | 6136/07-811-500 Busch-SmartTouch® 7" |  | 5.14
2CKA006136A0206 | 6136/07-825-500 | Active | 4011395223444 | 988.85 | 1 | 1 | stuk | Touch Panels | BE31340 | TL (KNX BJE (non DIN)) | stuk | BJ-SmartTouch® 7 KNX zw | Busch-SmartTouch® 7" KNX Noir | Busch-SmartTouch 7´´ schwarz glas | 6136/07-825-500 Busch-SmartTouch® 7" |  | 5.14
2CKA006136A0209 | 6136/27-811-500 | Active | 4011395223482 | 48.42 | 1 | 1 | stuk | Touch Panel Design Frames and Accessories | BE31340 | TL (KNX BJE (non DIN)) | stuk | Mont.raam Smarttouch 7 Wit | Opbouw montageraam Smarttouch 7 Blanc | Busch-SmartTouch Aufputzgehäuse weiß | 6136/27-811-500 Surface-mounted mounting frame
2CKA006136A0210 | 6136/27-825-500 | Active | 4011395223499 | 49.38 | 1 | 1 | stuk | Touch Panel Design Frames and Accessories | BE31340 | TL (KNX BJE (non DIN)) | stuk | Mont.raam smarttouch 7'' zw | Frame de montage apparent pour smarttouch 7'' Noir | mounting frame apparent for smarttouch 7'' Black | 6136/27-825-500 Surface-mounted mounting frame
2CKA006136A0212 | 6136/07 UP-500 | Active | 4011395223529 | 54.41 | 1 | 1 | stuk | Touch Panel Design Frames and Accessories | BE31340 | TL (KNX BJE (non DIN)) | stuk | smarttouch 7'' KNX zw | boite de montage d KNX Noir | Busch-SmartTouch Unterputzdose | 6136/07 UP-500 Flush-mounted installation box
2CKA006136A0217 | VCO/S99.1 | Limited | 4011395263174 | 722.03 | 1 | 1 | stuk | Visualisation | BE31340 | TL (KNX BJE (non DIN)) | stuk | VCO/S99.1 BJ-Voicectrl® 150-gang | VCO/S99.1 Busch-VoiceControl® 150-gang | KNX VoiceControl | VCO/S99.1 Busch-VoiceControl® 150-gang |  | 5.14
2CKA006151A0254 | 6155/30-500 | Active | 4011395202081 | 332.91 | 1 | 1 | stuk | LED Dimmers | BE31340 | TO (KNX DIN) | stuk | 6155/30-500 LED-Dimmerconstant cur | 6155/30-500 LED-Dimmer with constant cur | 6155/30-500 LED-Dimmer with constant cur | 6155/30-500 LED-Dimmer with constant curve 1-4 fold |  | 5.14
2CKA006151A0256 | 6155/40-500 | Active | 4011395202111 | 337.03 | 1 | 1 | stuk | LED Dimmers | BE31340 | TL (KNX BJE (non DIN)) | stuk | LED-dimmer KNXpowersupply | Variateur LED KNX avec alimentation | LED-Dimmer with constant curve KNX with power supply. | 6155/40-500 LED-Dimmer with constant curve, with power supply. 1-4 fold |  | 5.14
2CKA006155A0060 | 6109/03-81-500 | Active | 4011395209219 | 21.04 | 1 | 1 | stuk | KNX - Solo | BE31340 | TL (KNX BJE (non DIN)) | stuk | 6109/03-81-500 room temp | 6109/03-81-500 Cover plate for room temp | 6109/03-81-500 Cover plate for room temp | 6109/03-81-500 Cover plate for room temperature controller or room temperature controller with CO2/moisture
2CKA006155A0061 | 6109/03-82-500 | Active | 4011395209226 | 13.29 | 1 | 1 | stuk | KNX - Solo | BE31340 | TL (KNX BJE (non DIN)) | stuk | 6109/03-82-500 room temp | 6109/03-82-500 Cover plate for room temp | 6109/03-82-500 Cover plate for room temp | 6109/03-82-500 Cover plate for room temperature controller or room temperature controller with CO2/moisture
2CKA006155A0062 | 6109/03-83-500 | Active | 4011395209233 | 21.85 | 1 | 1 | stuk | KNX - Solo | BE31340 | TL (KNX BJE (non DIN)) | stuk | 6109/03-83-500 room temp | 6109/03-83-500 Cover plate for room temp | 6109/03-83-500 Cover plate for room temp | 6109/03-83-500 Cover plate for room temperature controller or room temperature controller with CO2/moisture
2CKA006155A0064 | 6109/03-884-500 | Active | 4011395209257 | 21.85 | 1 | 1 | stuk | KNX - Solo | BE31340 | TL (KNX BJE (non DIN)) | stuk | 6109/03-884-500 room tem | 6109/03-884-500 Cover plate for room tem | 6109/03-884-500 Cover plate for room tem | 6109/03-884-500 Cover plate for room temperature controller or room temperature controller with CO2/moisture
2CKA006155A0065 | 6109/03-885-500 | Active | 4011395209264 | 21.85 | 1 | 1 | stuk | KNX - Solo | BE31340 | TL (KNX BJE (non DIN)) | stuk | 6109/03-885-500 room tem | 6109/03-885-500 Cover plate for room tem | 6109/03-885-500 Cover plate for room tem | 6109/03-885-500 Cover plate for room temperature controller or room temperature controller with CO2/moisture
2CKA006181A0013 | 6109/05-500 | Active | 4011395208731 | 171.66 | 1 | 1 | stuk | Push Button Coupling Units | BE31340 | TL (KNX BJE (non DIN)) | stuk | 6109/05-500 Room temp.ctrller | 6109/05-500 Room temperature controller | 6109/05-500 Room temperature controller | 6109/05-500 Room temperature controller with universal input, 5gang, flush-mounted Heating/cooling operation |  | 5.14
2CKA006190A0031 | 6190/41 | Active | 4011395988442 | 465.79 | 1 | 1 | stuk | Metrological and Physical Sensors | BE31340 | TO (KNX DIN) | stuk | Weerstation- windsnelheidsgever | Anémomètre station météo linear | Wind Speed Sensor, SM | 6190/41 Wind Velocity transmitter linear |  | 5.14
2CKA006197A0039 | 6197/15-101-500 | Limited | 4011395163696 | 961.93 | 1 | 1 | stuk | Universal Dim Actuators | BE31340 | TO (KNX DIN) | stuk | Universal Dim Actuators 6197/15-101-500 | Variateur universel KNX 4 sorties, 230V, 600W/VA, commande manue | UD/S4.600.2 Univ-Dimmaktor, 4f, 600VA | 6197/15-101-500 Universal dimming actuator, 4x 600 W/VA to 1x 2400 W/VA 1-4 fold |  | 5.14
2CKA006197A0047 | UD/S4.210.2.1 | Active | 4011395251867 | 492.67 | 1 | 1 | stuk | Universal Dim Actuators | BE31340 | TL (KNX BJE (non DIN)) | stuk | KNX LED Dimmer 4-v 210 W/VA DinRail | KNX Variateur LED, 4-v, 210 W/VA, raildin | Univ-Dimmaktor 4x210W UD/S 4.210.2.1 | UD/S4.210.2.1 LED dimmer 4 x 210 W/VA 1-4 fold |  | 5.14
2CKA006197A0049 | UD/S6.210.2.1 | Active | 4011395251881 | 651.81 | 1 | 1 | stuk | Universal Dim Actuators | BE31340 | TL (KNX BJE (non DIN)) | stuk | KNX LED Dimmer 6-v 210 W/VA DINrail | KNX Variateur, 6-f, 210 W/VA, RailDin | KNX LED Dimmer, 6-fold, 210 W/VA, MDRC | UD/S6.210.2.1 LED dimmer 6 x 210 W/VA 1 to 6gang |  | 5.14
2CKA006197A0052 | UD/S2.315.2.11 | Active | 4011395251911 | 375.15 | 1 | 1 | stuk | LED Dimmers | BE31340 | TO (KNX DIN) | stuk | KNX UD/S2.315.2.11 LED Dimmer 2- 315 W/VA | KNX UD/S2.315.2.11 variateur LED, 2 canaux, 315 W/VA | UD/S2.315.2.11 | UD/S2.315.2.11 LED dimmer 2 x 315 W/VA |  | 5.14
2CKA006197A0053 | UD/S2.315.2.1 | Active | 4011395251928 | 375.15 | 1 | 1 | stuk | LED Dimmers | BE31340 | TO (KNX DIN) | stuk | KNX UD/S2.315.2.1 LED Dimmer 2- 315 W/VA | KNX UD/S2.315.2.1 variateur LED, 2 canaux, 315 W/VA | UD/S2.315.2.1 LED-Dimmer 2x315W | UD/S2.315.2.1 LED dimmer 2 x 315 W/VA |  | 5.14
2CKA006197A0056 | UD/S4.315.2.11 | Active | 4011395251959 | 645.92 | 1 | 1 | stuk | LED Dimmers | BE31340 | TO (KNX DIN) | stuk | KNX UD/S4.315.2.11 LED Dimmer 4- 315 W/VA | KNX UD/S4.315.2.11 variateur LED, 4 canaux, 315 W/VA | UD/S4.315.2.11 | UD/S4.315.2.11 LED dimmer 4 x 315 W/VA |  | 5.14
2CKA006197A0057 | UD/S4.315.2.1 | Active | 4011395251966 | 645.92 | 1 | 1 | stuk | LED Dimmers | BE31340 | TO (KNX DIN) | stuk | KNX UD/S4.315.2.1 LED Dimmer 4- 315 W/VA | KNX UD/S4.315.2.1 variateur LED, 4 canaux, 315 W/VA | UD/S4.315.2.1 LED-Dimmer 4x315W | UD/S4.315.2.1 LED dimmer 4 x 315 W/VA |  | 5.14
2CKA006200A0068 | 6222/2 AP-64-WL | Active | 4011395215579 | 87.27 | 1 | 1 | stuk | free@home | BE31340 | FH (LNP ERS producten) | stuk | FaH Univer.sensor-Studiowit-WL | FaH sensor universale- studio blanc - WL | FaH Universal sensor -white matt -WL | 6222/2 AP-64-WL free@home universal detector, wireless | B106020960 | 5.14
2CKA006200A0072 | SU-F-1.0.1-WL | Active | 4011395215616 | 243.65 | 1 | 1 | stuk | free@home | BE31340 | TG (Electronic Security) | stuk | SU-F-1.0.1-WL Sensor unit 1gang wirele | SU-F-1.0.1-WL Sensor unit, 1gang, wirele | SU-F-1.0.1-WL Sensor unit, 1gang, wirele | SU-F-1.0.1-WL Sensor unit, 1gang, wireless for ABB-free@home® |  | 5.14
2CKA006200A0073 | SU-F-2.0.1-WL | Active | 4011395215623 | 256.2 | 1 | 1 | stuk | free@home | BE31340 | TG (Electronic Security) | stuk | SU-F-2.0.1-WL Sensor unit 2gang wirele | SU-F-2.0.1-WL Sensor unit, 2gang, wirele | SU-F-2.0.1-WL Sensor unit, 2gang, wirele | SU-F-2.0.1-WL Sensor unit, 2gang, wireless for ABB-free@home® |  | 5.14
2CKA006200A0074 | SSA-F-1.1.1-WL | Active | 4011395215630 | 268.74 | 1 | 1 | stuk | free@home | BE31340 | TG (Electronic Security) | stuk | SSA-F-1.1.1-WL Sensor/switch Act.1/ | SSA-F-1.1.1-WL Sensor/switch actuator 1/ | SSA-F-1.1.1-WL Sensor/switch actuator 1/ | SSA-F-1.1.1-WL Sensor/switch actuator 1/1gang, wireless for ABB-free@home® |  | 5.14
2CKA006200A0075 | SSA-F-2.1.1-WL | Active | 4011395215647 | 283.82 | 1 | 1 | stuk | free@home | BE31340 | TG (Electronic Security) | stuk | SSA-F-2.1.1-WL Sensor/switch Act.2/ | SSA-F-2.1.1-WL Sensor/switch actuator 2/ | SSA-F-2.1.1-WL Sensor/switch actuator 2/ | SSA-F-2.1.1-WL Sensor/switch actuator 2/1gang, wireless for ABB-free@home® |  | 5.14
2CKA006200A0076 | SSA-F-2.2.1-WL | Active | 4011395215654 | 308.97 | 1 | 1 | stuk | free@home | BE31340 | TG (Electronic Security) | stuk | SSA-F-2.2.1-WL Sensor/switch Act.2/ | SSA-F-2.2.1-WL Sensor/switch actuator 2/ | SSA-F-2.2.1-WL Sensor/switch actuator 2/ | SSA-F-2.2.1-WL Sensor/switch actuator 2/2gang, wireless for ABB-free@home® |  | 5.14
2CKA006200A0077 | SDA-F-1.1.1-WL | Active | 4011395215661 | 404.37 | 1 | 1 | stuk | free@home | BE31340 | TG (Electronic Security) | stuk | SDA-F-1.1.1-WL Sensor/dim Act.1/1g | SDA-F-1.1.1-WL Sensor/dim actuator, 1/1g | SDA-F-1.1.1-WL Sensor/dim actuator, 1/1g | SDA-F-1.1.1-WL Sensor/dim actuator, 1/1gang, wireless for ABB-free@home® |  | 5.14
2CKA006200A0078 | SDA-F-2.1.1-WL | Active | 4011395215678 | 416.93 | 1 | 1 | stuk | free@home | BE31340 | TG (Electronic Security) | stuk | SDA-F-2.1.1-WL Sensor/dim Act.2/1g | SDA-F-2.1.1-WL Sensor/dim actuator, 2/1g | SDA-F-2.1.1-WL Sensor/dim actuator, 2/1g | SDA-F-2.1.1-WL Sensor/dim actuator, 2/1gang, wireless for ABB-free@home® |  | 5.14
2CKA006200A0079 | SBA-F-1.1.1-WL | Active | 4011395215685 | 296.36 | 1 | 1 | stuk | free@home | BE31340 | TG (Electronic Security) | stuk | SBA-F-1.1.1-WL Sensor/blind Act.1/ | SBA-F-1.1.1-WL Sensor/blind actuator, 1/ | SBA-F-1.1.1-WL Sensor/blind actuator, 1/ | SBA-F-1.1.1-WL Sensor/blind actuator, 1/1gang, wireless for ABB-free@home® |  | 5.14
2CKA006200A0080 | SBA-F-2.1.1-WL | Active | 4011395215692 | 308.97 | 1 | 1 | stuk | free@home | BE31340 | TG (Electronic Security) | stuk | SBA-F-2.1.1-WL Sensor/blind Act.2/ | SBA-F-2.1.1-WL Sensor/blind actuator, 2/ | SBA-F-2.1.1-WL Sensor/blind actuator, 2/ | SBA-F-2.1.1-WL Sensor/blind actuator, 2/1gang, wireless for ABB-free@home® |  | 5.14
2CKA006200A0081 | RTC-F-1-WL | Active | 4011395215715 | 472.16 | 1 | 1 | stuk | free@home | BE31340 | TG (Electronic Security) | stuk | RTC-F-1-WL Room temp.ctrller | RTC-F-1-WL Room temperature controller, | RTC-F-1-WL Room temperature controller, | RTC-F-1-WL Room temperature controller, wireless for ABB-free@home® |  | 5.14
2CKA006200A0082 | RTC-F-2.1-1-WL | Active | 4011395215722 | 499.85 | 1 | 1 | stuk | free@home | BE31340 | TG (Electronic Security) | stuk | RTC-F-2.1-1-WL Room temp.ctrll | RTC-F-2.1-1-WL Room temperature controll | RTC-F-2.1-1-WL Room temperature controll | RTC-F-2.1-1-WL Room temperature controller/heating actuator, wireless for ABB-free@home® |  | 5.14
2CKA006200A0083 | MSA-F-1.1.1-81-WL | Active | 4011395215739 | 489.79 | 1 | 1 | stuk | free@home | BE31340 | TG (Electronic Security) | stuk | MSA-F-1.1.1-81-WLMovement /swit | MSA-F-1.1.1-81-WL Movement detector/swit | MSA-F-1.1.1-81-WL Movement detector/swit | MSA-F-1.1.1-81-WL Movement detector/switch actuator, 1gang, wireless for ABB-free@home® |  | 5.14
2CKA006200A0084 | MSA-F-1.1.1-82-WL | Active | 4011395215746 | 489.79 | 1 | 1 | stuk | free@home | BE31340 | TG (Electronic Security) | stuk | MSA-F-1.1.1-82-WLMovement /swit | MSA-F-1.1.1-82-WL Movement detector/swit | MSA-F-1.1.1-82-WL Movement detector/swit | MSA-F-1.1.1-82-WL Movement detector/switch actuator, 1gang, wireless for ABB-free@home® |  | 5.14
2CKA006200A0085 | MSA-F-1.1.1-83-WL | Active | 4011395215753 | 497.31 | 1 | 1 | stuk | free@home | BE31340 | TG (Electronic Security) | stuk | MSA-F-1.1.1-83-WLMovement /swit | MSA-F-1.1.1-83-WL Movement detector/swit | MSA-F-1.1.1-83-WL Movement detector/swit | MSA-F-1.1.1-83-WL Movement detector/switch actuator, 1gang, wireless for ABB-free@home® |  | 5.14
2CKA006200A0086 | MSA-F-1.1.1-84-WL | Active | 4011395215760 | 489.79 | 1 | 1 | stuk | free@home | BE31340 | TG (Electronic Security) | stuk | MSA-F-1.1.1-84-WLMovement /swit | MSA-F-1.1.1-84-WL Movement detector/swit | MSA-F-1.1.1-84-WL Movement detector/swit | MSA-F-1.1.1-84-WL Movement detector/switch actuator, 1gang, wireless for ABB-free@home® |  | 5.14
2CKA006200A0094 | MSA-F-1.1.1-803-WL | Active | 4011395215845 | 497.31 | 1 | 1 | stuk | free@home | BE31340 | TG (Electronic Security) | stuk | MSA-F-1.1.1-803-WLMovement /swi | MSA-F-1.1.1-803-WL Movement detector/swi | MSA-F-1.1.1-803-WL Movement detector/swi | MSA-F-1.1.1-803-WL Movement detector/switch actuator, 1gang, wireless for ABB-free@home® |  | 5.14
2CKA006200A0096 | MSA-F-1.1.1-866-WL | Active | 4011395215869 | 499.85 | 1 | 1 | stuk | free@home | BE31340 | TG (Electronic Security) | stuk | MSA-F-1.1.1-866-WLMovement /swi | MSA-F-1.1.1-866-WL Movement detector/swi | MSA-F-1.1.1-866-WL Movement detector/swi | MSA-F-1.1.1-866-WL Movement detector/switch actuator, 1gang, wireless for ABB-free@home® |  | 5.14
2CKA006200A0097 | MSA-F-1.1.1-884-WL | Active | 4011395215876 | 497.31 | 1 | 1 | stuk | free@home | BE31340 | TG (Electronic Security) | stuk | MSA-F-1.1.1-884-WLMovement /swi | MSA-F-1.1.1-884-WL Movement detector/swi | MSA-F-1.1.1-884-WL Movement detector/swi | MSA-F-1.1.1-884-WL Movement detector/switch actuator, 1gang, wireless for ABB-free@home® |  | 5.14
2CKA006200A0098 | MSA-F-1.1.1-885-WL | Active | 4011395215883 | 497.31 | 1 | 1 | stuk | free@home | BE31340 | TG (Electronic Security) | stuk | MSA-F-1.1.1-885-WLMovement /swi | MSA-F-1.1.1-885-WL Movement detector/swi | MSA-F-1.1.1-885-WL Movement detector/swi | MSA-F-1.1.1-885-WL Movement detector/switch actuator, 1gang, wireless for ABB-free@home® |  | 5.14
2CKA006200A0100 | SAP-1-WL | Active | 4011395216224 | 97.84 | 1 | 1 | stuk | free@home | BE31340 | TG (Electronic Security) | stuk | SAP-1-WL XTernal antenna ABB-free@h | SAP-1-WL External antenna for ABB-free@h | SAP-1-WL External antenna for ABB-free@h | SAP-1-WL External antenna for ABB-free@home® |  | 5.14
2CKA006200A0101 | WBI-S-1-64-WL | Active | 4011395215906 | 158.25 | 1 | 1 | stuk | free@home | BE31340 | TG (Electronic Security) | stuk | WBI-S-1-64-WL free@home window sensor w | WBI-S-1-64-WL free@home window sensor, w | WBI-S-1-64-WL free@home window sensor, w | WBI-S-1-64-WL free@home window sensor, wireless for ABB-free@home® | B106020960 | 5.14
2CKA006200A0102 | BI-S-1-64-WL | Active | 4011395215913 | 171.53 | 1 | 1 | stuk | free@home | BE31340 | TG (Electronic Security) | stuk | BI-S-1-64-WL free@home universal detecto | BI-S-1-64-WL free@home universal detecto | BI-S-1-64-WL free@home universal detecto | BI-S-1-64-WL free@home universal detector, wireless | B106020960 | 5.14
2CKA006200A0103 | WBI-S-1-65-WL | Active | 4011395215920 | 158.25 | 1 | 1 | stuk | free@home | BE31340 | TG (Electronic Security) | stuk | WBI-S-1-65-WL free@home window sensor w | WBI-S-1-65-WL free@home window sensor, w | WBI-S-1-65-WL free@home window sensor, w | WBI-S-1-65-WL free@home window sensor, wireless for ABB-free@home® | B106020960 | 5.14
2CKA006200A0104 | BI-S-1-65-WL | Active | 4011395215937 | 173.32 | 1 | 1 | stuk | free@home | BE31340 | TG (Electronic Security) | stuk | BI-S-1-65-WL free@home universal detecto | BI-S-1-65-WL free@home universal detecto | BI-S-1-65-WL free@home universal detecto | BI-S-1-65-WL free@home universal detector, wireless | B106020960 | 5.14
2CKA006200A0131 | 6256/1-WL | Active | 4011395232439 | 93.93 | 1 | 1 | stuk | free@home | BE31340 | FH (LNP ERS producten) | stuk | FaH-Ventielsturing basic-WL | FaH - Pilote de vanne basic - WL | FaH - Valve drive basic - WL | 6256/1-WL Basic free@home radiator thermostat, wireless for ABB-free@home® | B102010990 | 5.14
2CKA006200A0132 | 6256/2-WL | Active | 4011395232446 | 134.03 | 1 | 1 | stuk | free@home | BE31340 | FH (LNP ERS producten) | stuk | FaH-Ventielsturing Comfort- WL | FaH - Pilote de vanne Confort- WL | FaH - Valve drive Comfort - WL | 6256/2-WL Comfort free@home radiator thermostat, wireless for ABB-free@home® | B102010990 | 5.14
2CKA006200A0133 | HA-S-1-WL | Active | 4011395232453 | 184.59 | 1 | 1 | stuk | free@home | BE31340 | TG (Electronic Security) | stuk | HA-S-1-WL Basic free@home radiator therm | HA-S-1-WL Basic free@home radiator therm | HA-S-1-WL Basic free@home radiator therm | HA-S-1-WL Basic free@home radiator thermostat, wireless for ABB-free@home® | B102010990 | 5.14
2CKA006200A0134 | HA-S-2-WL | Active | 4011395232460 | 263.72 | 1 | 1 | stuk | free@home | BE31340 | TG (Electronic Security) | stuk | HA-S-2-WL Comfort free@home radiator the | HA-S-2-WL Comfort free@home radiator the | HA-S-2-WL Comfort free@home radiator the | HA-S-2-WL Comfort free@home radiator thermostat, wireless for ABB-free@home® | B102010990 | 5.14
2CKA006200A0136 | 6296/2 | Active | 4011395232569 | 19.7 | 1 | 1 | stuk | free@home | BE31340 | FH (LNP ERS producten) | stuk | FaH Valve adapter Comap | FaH Valve adapteur Comap | FaH Valve adapter Comap | 6296/2 Valve adapter Comap for ABB-free@home® |  | 5.14
2CKA006200A0138 | AC-HA-1 | Active | 4011395232590 | 39.71 | 1 | 1 | stuk | free@home | BE31340 | TG (Electronic Security) | stuk | AC-HA-1 Valve adapter Herz ABB-free@ | AC-HA-1 Valve adapter Herz for ABB-free@ | AC-HA-1 Valve adapter Herz for ABB-free@ | AC-HA-1 Valve adapter Herz for ABB-free@home® |  | 5.14
2CKA006200A0139 | AC-HA-2 | Active | 4011395232613 | 39.71 | 1 | 1 | stuk | free@home | BE31340 | TG (Electronic Security) | stuk | AC-HA-2 Valve adapter Comap ABB-free | AC-HA-2 Valve adapter Comap for ABB-free | AC-HA-2 Valve adapter Comap for ABB-free | AC-HA-2 Valve adapter Comap for ABB-free@home® |  | 5.14
2CKA006200A0140 | AC-HA-3 | Active | 4011395232620 | 65.93 | 1 | 1 | stuk | free@home | BE31340 | TG (Electronic Security) | stuk | AC-HA-3 Valve adapter Orkli ABB-free | AC-HA-3 Valve adapter Orkli for ABB-free | AC-HA-3 Valve adapter Orkli for ABB-free | AC-HA-3 Valve adapter Orkli for ABB-free@home® |  | 5.14
2CKA006200A0142 | WBI-S-1-66-WL | Active | 4011395232484 | 158.25 | 1 | 1 | stuk | free@home | BE31340 | TG (Electronic Security) | stuk | WBI-S-1-66-WL free@home window sensor w | WBI-S-1-66-WL free@home window sensor, w | WBI-S-1-66-WL free@home window sensor, w | WBI-S-1-66-WL free@home window sensor, wireless for ABB-free@home® | B106020960 | 5.14
2CKA006200A0154 | SAP/S.13 | Active | 4011395261569 | 510.07 | 1 | 1 | stuk | free@home | BE31340 | FH (LNP ERS producten) | stuk | SystemAccessPoint 2.0 free@home | SystemAccessPoint 2.0 free@home | SystemAccessPoint 2.0 free@home | SAP/S.13 System Access Point 2.0 for ABB-free@home® |  | 5.14
2CKA006200A0155 | SAP/S.3 | Active | 4011395261583 | 1002.19 | 1 | 1 | stuk | free@home | BE31340 | TG (Electronic Security) | stuk | SAP/S.3 System Access Point 2.0 ABB- | SAP/S.3 System Access Point 2.0 for ABB- | SAP/S.3 System Access Point 2.0 for ABB- | SAP/S.3 System Access Point 2.0 for ABB-free@home® |  | 5.14
2CKA006200A0160 | 62762-212-WL | Active | 4011395292181 | 141.75 | 1 | 1 | stuk | Busch-free@home® flex | BE31340 | TH (Electronic Basic ran) | stuk | BW 180 flex, comfort sensor, wireless | BW 180 flex, comfort sensor, wireless | BW 180 flex, comfort sensor, wireless | BW 180 flex, comfort sensor, wireless
2CKA006200A0162 | 62762-214-WL | Active | 4011395294222 | 140.7 | 1 | 1 | stuk | Busch-free@home® flex | BE31340 | TH (Electronic Basic ran) | stuk | BW 180 flex, comfort sensor, wireless | BW 180 flex, comfort sensor, wireless | BW 180 flex, comfort sensor, wireless | BW 180 flex, comfort sensor, wireless
2CKA006200A0166 | 62762-81-WL-500 | Active | 4011395292211 | 140.7 | 1 | 1 | stuk | Busch-free@home® flex | BE31340 | TH (Electronic Basic ran) | stuk | BW 180 flex, comfort sensor, wireless | BW 180 flex, comfort sensor, wireless | BW 180 flex, comfort sensor, wireless | BW 180 flex, comfort sensor, wireless
2CKA006200A0168 | 62762-82-WL-500 | Active | 4011395292228 | 134.93 | 1 | 1 | stuk | Busch-free@home® flex | BE31340 | TH (Electronic Basic ran) | stuk | BW 180 flex, comfort sensor, wireless | BW 180 flex, comfort sensor, wireless | BW 180 flex, comfort sensor, wireless | BW 180 flex, comfort sensor, wireless
2CKA006200A0170 | 62762-83-WL-500 | Active | 4011395292235 | 139.39 | 1 | 1 | stuk | Busch-free@home® flex | BE31340 | TH (Electronic Basic ran) | stuk | BW 180 flex, comfort sensor, wireless | BW 180 flex, comfort sensor, wireless | BW 180 flex, comfort sensor, wireless | BW 180 flex, comfort sensor, wireless
2CKA006200A0172 | 62762-84-WL-500 | Active | 4011395292242 | 136.24 | 1 | 1 | stuk | Busch-free@home® flex | BE31340 | TH (Electronic Basic ran) | stuk | BW 180 flex, comfort sensor, wireless | BW 180 flex, comfort sensor, wireless | BW 180 flex, comfort sensor, wireless | BW 180 flex, comfort sensor, wireless
2CKA006200A0176 | 62762-884-WL-500 | Active | 4011395292266 | 139.39 | 1 | 1 | stuk | Busch-free@home® flex | BE31340 | TH (Electronic Basic ran) | stuk | BW 180 flex, comfort sensor, wireless | BW 180 flex, comfort sensor, wireless | BW 180 flex, comfort sensor, wireless | BW 180 flex, comfort sensor, wireless
2CKA006200A0178 | 62762-885-WL-500 | Active | 4011395292273 | 141.75 | 1 | 1 | stuk | Busch-free@home® flex | BE31340 | TH (Electronic Basic ran) | stuk | BW 180 flex, comfort sensor, wireless | BW 180 flex, comfort sensor, wireless | BW 180 flex, comfort sensor, wireless | BW 180 flex, comfort sensor, wireless
2CKA006200A0181 | 62762-866-WL-500 | Active | 4011395292297 | 151.46 | 1 | 1 | stuk | Busch-free@home® flex | BE31340 | TH (Electronic Basic ran) | stuk | BW 180 flex, comfort sensor, wireless | BW 180 flex, comfort sensor, wireless | BW 180 flex, comfort sensor, wireless | BW 180 flex, comfort sensor, wireless
2CKA006200A0228 | 62764-212-WL | Active | 4011395294468 | 141.75 | 1 | 1 | stuk | Busch-free@home® flex | BE31340 | TH (Electronic Basic ran) | stuk | BW 180 flex, comfort sensor, wireless | BW 180 flex, comfort sensor, wireless | BW 180 flex, comfort sensor, wireless | BW 180 flex, comfort sensor, wireless
2CKA006200A0230 | 62764-214-WL | Active | 4011395294475 | 140.7 | 1 | 1 | stuk | Busch-free@home® flex | BE31340 | TH (Electronic Basic ran) | stuk | BW 180 flex, comfort sensor, wireless | BW 180 flex, comfort sensor, wireless | BW 180 flex, comfort sensor, wireless | BW 180 flex, comfort sensor, wireless
2CKA006200A0234 | 62764-81-WL-500 | Active | 4011395292648 | 140.7 | 1 | 1 | stuk | Busch-free@home® flex | BE31340 | TH (Electronic Basic ran) | stuk | BW 180 flex, comfort sensor, wireless | BW 180 flex, comfort sensor, wireless | BW 180 flex, comfort sensor, wireless | BW 180 flex, comfort sensor, wireless
2CKA006200A0236 | 62764-82-WL-500 | Active | 4011395292655 | 134.93 | 1 | 1 | stuk | Busch-free@home® flex | BE31340 | TH (Electronic Basic ran) | stuk | BW 180 flex, comfort sensor, wireless | BW 180 flex, comfort sensor, wireless | BW 180 flex, comfort sensor, wireless | BW 180 flex, comfort sensor, wireless
2CKA006200A0238 | 62764-83-WL-500 | Active | 4011395292662 | 139.39 | 1 | 1 | stuk | Busch-free@home® flex | BE31340 | TH (Electronic Basic ran) | stuk | BW 180 flex, comfort sensor, wireless | BW 180 flex, comfort sensor, wireless | BW 180 flex, comfort sensor, wireless | BW 180 flex, comfort sensor, wireless
2CKA006200A0244 | 62764-884-WL-500 | Active | 4011395292693 | 139.39 | 1 | 1 | stuk | Busch-free@home® flex | BE31340 | TH (Electronic Basic ran) | stuk | BW 180 flex, comfort sensor, wireless | BW 180 flex, comfort sensor, wireless | BW 180 flex, comfort sensor, wireless | BW 180 flex, comfort sensor, wireless
2CKA006200A0246 | 62764-885-WL-500 | Active | 4011395292709 | 141.75 | 1 | 1 | stuk | Busch-free@home® flex | BE31340 | TH (Electronic Basic ran) | stuk | BW 180 flex, comfort sensor, wireless | BW 180 flex, comfort sensor, wireless | BW 180 flex, comfort sensor, wireless | BW 180 flex, comfort sensor, wireless
2CKA006200A0249 | 62764-866-WL-500 | Active | 4011395292723 | 151.46 | 1 | 1 | stuk | Busch-free@home® flex | BE31340 | TH (Electronic Basic ran) | stuk | BW 180 flex, comfort sensor, wireless | BW 180 flex, comfort sensor, wireless | BW 180 flex, comfort sensor, wireless | BW 180 flex, comfort sensor, wireless
2CKA006220A0117 | SU-F-1.0.1 | Active | 4011395180075 | 122.36 | 1 | 1 | stuk | free@home | BE31340 | TG (Electronic Security) | stuk | SU-F-1.0.1 Sensor unit 1gang ABB-fr | SU-F-1.0.1 Sensor unit, 1gang for ABB-fr | SU-F-1.0.1 Sensor unit, 1gang for ABB-fr | SU-F-1.0.1 Sensor unit, 1gang for ABB-free@home® |  | 5.14
2CKA006220A0118 | SU-F-2.0.1 | Active | 4011395180082 | 139.06 | 1 | 1 | stuk | free@home | BE31340 | TG (Electronic Security) | stuk | SU-F-2.0.1 Sensor unit 2gang ABB-fr | SU-F-2.0.1 Sensor unit, 2gang for ABB-fr | SU-F-2.0.1 Sensor unit, 2gang for ABB-fr | SU-F-2.0.1 Sensor unit, 2gang for ABB-free@home® |  | 5.14
2CKA006220A0119 | DP4-1-611 | Active | 4011395180235 | 1067.48 | 1 | 1 | stuk | free@home | BE31340 | TG (Electronic Security) | stuk | DP4-1-611 ABB-free@homeTouch 4.3'' | DP4-1-611 ABB-free@homeTouch 4.3'' | DP4-1-611 ABB-free@homeTouch 4.3'' | DP4-1-611 ABB-free@homeTouch 4.3" |  | 5.14
2CKA006220A0120 | DP4-1-625 | Active | 4011395180198 | 1067.48 | 1 | 1 | stuk | free@home | BE31340 | TG (Electronic Security) | stuk | DP4-1-625 ABB-free@homeTouch 4.3'' | DP4-1-625 ABB-free@homeTouch 4.3'' | DP4-1-625 ABB-free@homeTouch 4.3'' | DP4-1-625 ABB-free@homeTouch 4.3" |  | 5.14
2CKA006220A0122 | RTC-F-1 | Active | 4011395180099 | 371.73 | 1 | 1 | stuk | free@home | BE31340 | TG (Electronic Security) | stuk | RTC-F-1 Room thermo.ABB-free@hom | RTC-F-1 Room thermostat for ABB-free@hom | RTC-F-1 Room thermostat for ABB-free@hom | RTC-F-1 Room thermostat for ABB-free@home® |  | 5.14
2CKA006220A0123 | SSA-F-1.1.1 | Active | 4011395180112 | 202.21 | 1 | 1 | stuk | free@home | BE31340 | TG (Electronic Security) | stuk | SSA-F-1.1.1 Switch Act.sensor 1/1g | SSA-F-1.1.1 Switch actuator sensor, 1/1g | SSA-F-1.1.1 Switch actuator sensor, 1/1g | SSA-F-1.1.1 Switch actuator sensor, 1/1gang for ABB-free@home® |  | 5.14
2CKA006220A0124 | SSA-F-2.1.1 | Active | 4011395180129 | 218.53 | 1 | 1 | stuk | free@home | BE31340 | TG (Electronic Security) | stuk | SSA-F-2.1.1 Switch Act.sensor 2/1g | SSA-F-2.1.1 Switch actuator sensor, 2/1g | SSA-F-2.1.1 Switch actuator sensor, 2/1g | SSA-F-2.1.1 Switch actuator sensor, 2/1gang for ABB-free@home® |  | 5.14
2CKA006220A0125 | SSA-F-2.2.1 | Active | 4011395180136 | 238.62 | 1 | 1 | stuk | free@home | BE31340 | TG (Electronic Security) | stuk | SSA-F-2.2.1 Switch Act.sensor 2/2g | SSA-F-2.2.1 Switch actuator sensor, 2/2g | SSA-F-2.2.1 Switch actuator sensor, 2/2g | SSA-F-2.2.1 Switch actuator sensor, 2/2gang for ABB-free@home® |  | 5.14
2CKA006220A0126 | SDA-F-1.1.1 | Active | 4011395180143 | 329.01 | 1 | 1 | stuk | free@home | BE31340 | TG (Electronic Security) | stuk | SDA-F-1.1.1 Dimming Act.sensor 1/1 | SDA-F-1.1.1 Dimming actuator sensor, 1/1 | SDA-F-1.1.1 Dimming actuator sensor, 1/1 | SDA-F-1.1.1 Dimming actuator sensor, 1/1gang for ABB-free@home® |  | 5.14
2CKA006220A0127 | SDA-F-2.1.1 | Active | 4011395180150 | 344.11 | 1 | 1 | stuk | free@home | BE31340 | TG (Electronic Security) | stuk | SDA-F-2.1.1 Dimming Act.sensor 2/1 | SDA-F-2.1.1 Dimming actuator sensor, 2/1 | SDA-F-2.1.1 Dimming actuator sensor, 2/1 | SDA-F-2.1.1 Dimming actuator sensor, 2/1gang for ABB-free@home® |  | 5.14
2CKA006220A0128 | SBA-F-1.1.1 | Active | 4011395180167 | 234.36 | 1 | 1 | stuk | free@home | BE31340 | TG (Electronic Security) | stuk | SBA-F-1.1.1 Blind Act.sensor 1/1ga | SBA-F-1.1.1 Blind actuator sensor, 1/1ga | SBA-F-1.1.1 Blind actuator sensor, 1/1ga | SBA-F-1.1.1 Blind actuator sensor, 1/1gang for ABB-free@home® |  | 5.14
2CKA006220A0129 | SBA-F-2.1.1 | Active | 4011395180174 | 251.16 | 1 | 1 | stuk | free@home | BE31340 | TG (Electronic Security) | stuk | SBA-F-2.1.1 Blind Act.sensor 2/1ga | SBA-F-2.1.1 Blind actuator sensor, 2/1ga | SBA-F-2.1.1 Blind actuator sensor, 2/1ga | SBA-F-2.1.1 Blind actuator sensor, 2/1gang for ABB-free@home® |  | 5.14
2CKA006220A0137 | SR-1-81 | Active | 4011395181492 | 9.14 | 1 | 1 | stuk | free@home | BE31340 | TL (KNX BJE (non DIN)) | stuk | SR-1-81 Rocker 1gang outPRinting | SR-1-81 Rocker 1gang, without printing | SR-1-81 Rocker 1gang, without printing | SR-1-81 Rocker 1gang, without printing
2CKA006220A0138 | SR-1-83 | Active | 4011395182178 | 17.1 | 1 | 1 | stuk | free@home | BE31340 | TG (Electronic Security) | stuk | SR-1-83 Rocker 1gang outPRinting | SR-1-83 Rocker 1gang, without printing | SR-1-83 Rocker 1gang, without printing | SR-1-83 Rocker 1gang, without printing
2CKA006220A0139 | SR-1-84 | Active | 4011395181836 | 9.14 | 1 | 1 | stuk | free@home | BE31340 | TL (KNX BJE (non DIN)) | stuk | SR-1-84 Rocker 1gang outPRinting | SR-1-84 Rocker 1gang, without printing | SR-1-84 Rocker 1gang, without printing | SR-1-84 Rocker 1gang, without printing
2CKA006220A0140 | SRL-1-81 | Active | 4011395181515 | 13.43 | 1 | 1 | stuk | free@home | BE31340 | TL (KNX BJE (non DIN)) | stuk | SRL-1-81 Rocker 1gang''Light'' ic | SRL-1-81 Rocker 1gang, with ''Light'' ic | SRL-1-81 Rocker 1gang, with ''Light'' ic | SRL-1-81 Rocker 1gang, with "Light" icon
2CKA006220A0141 | SRL-1-83 | Active | 4011395182185 | 19.35 | 1 | 1 | stuk | free@home | BE31340 | TG (Electronic Security) | stuk | SRL-1-83 Rocker 1gang''Light'' ic | SRL-1-83 Rocker 1gang, with ''Light'' ic | SRL-1-83 Rocker 1gang, with ''Light'' ic | SRL-1-83 Rocker 1gang, with "Light" icon
2CKA006220A0142 | SRL-1-84 | Active | 4011395181843 | 13.43 | 1 | 1 | stuk | free@home | BE31340 | TL (KNX BJE (non DIN)) | stuk | SRL-1-84 Rocker 1gang''Light'' ic | SRL-1-84 Rocker 1gang, with ''Light'' ic | SRL-1-84 Rocker 1gang, with ''Light'' ic | SRL-1-84 Rocker 1gang, with "Light" icon
2CKA006220A0143 | SRB-1-81 | Active | 4011395181522 | 13.43 | 1 | 1 | stuk | free@home | BE31340 | TL (KNX BJE (non DIN)) | stuk | SRB-1-81 Rocker 1gang''Blind'' ic | SRB-1-81 Rocker 1gang, with ''Blind'' ic | SRB-1-81 Rocker 1gang, with ''Blind'' ic | SRB-1-81 Rocker 1gang, with "Blind" icon
2CKA006220A0144 | SRB-1-83 | Active | 4011395182192 | 19.35 | 1 | 1 | stuk | free@home | BE31340 | TG (Electronic Security) | stuk | SRB-1-83 Rocker 1gang''Blind'' ic | SRB-1-83 Rocker 1gang, with ''Blind'' ic | SRB-1-83 Rocker 1gang, with ''Blind'' ic | SRB-1-83 Rocker 1gang, with "Blind" icon
2CKA006220A0145 | SRB-1-84 | Active | 4011395181850 | 13.43 | 1 | 1 | stuk | free@home | BE31340 | TL (KNX BJE (non DIN)) | stuk | SRB-1-84 Rocker 1gang''Blind'' ic | SRB-1-84 Rocker 1gang, with ''Blind'' ic | SRB-1-84 Rocker 1gang, with ''Blind'' ic | SRB-1-84 Rocker 1gang, with "Blind" icon
2CKA006220A0146 | SRS-1-81 | Active | 4011395181539 | 14.1 | 1 | 1 | stuk | free@home | BE31340 | TG (Electronic Security) | stuk | SRS-1-81 Rocker 1gang''Scene'' ic | SRS-1-81 Rocker 1gang, with ''Scene'' ic | SRS-1-81 Rocker 1gang, with ''Scene'' ic | SRS-1-81 Rocker 1gang, with "Scene" icon
2CKA006220A0147 | SRS-1-83 | Active | 4011395182215 | 19.35 | 1 | 1 | stuk | free@home | BE31340 | TG (Electronic Security) | stuk | SRS-1-83 Rocker 1gang''Scene'' ic | SRS-1-83 Rocker 1gang, with ''Scene'' ic | SRS-1-83 Rocker 1gang, with ''Scene'' ic | SRS-1-83 Rocker 1gang, with "Scene" icon
2CKA006220A0148 | SRS-1-84 | Active | 4011395181867 | 14.1 | 1 | 1 | stuk | free@home | BE31340 | TG (Electronic Security) | stuk | SRS-1-84 Rocker 1gang''Scene'' ic | SRS-1-84 Rocker 1gang, with ''Scene'' ic | SRS-1-84 Rocker 1gang, with ''Scene'' ic | SRS-1-84 Rocker 1gang, with "Scene" icon
2CKA006220A0149 | SRD-1-81 | Active | 4011395181546 | 14.1 | 1 | 1 | stuk | free@home | BE31340 | TG (Electronic Security) | stuk | SRD-1-81 Rocker 1gang''Dimmer'' i | SRD-1-81 Rocker 1gang, with ''Dimmer'' i | SRD-1-81 Rocker 1gang, with ''Dimmer'' i | SRD-1-81 Rocker 1gang, with "Dimmer" icon
2CKA006220A0150 | SRD-1-83 | Active | 4011395182222 | 19.35 | 1 | 1 | stuk | free@home | BE31340 | TG (Electronic Security) | stuk | SRD-1-83 Rocker 1gang''Dimmer'' i | SRD-1-83 Rocker 1gang, with ''Dimmer'' i | SRD-1-83 Rocker 1gang, with ''Dimmer'' i | SRD-1-83 Rocker 1gang, with "Dimmer" icon
2CKA006220A0151 | SRD-1-84 | Active | 4011395181874 | 14.1 | 1 | 1 | stuk | free@home | BE31340 | TG (Electronic Security) | stuk | SRD-1-84 Rocker 1gang''Dimmer'' i | SRD-1-84 Rocker 1gang, with ''Dimmer'' i | SRD-1-84 Rocker 1gang, with ''Dimmer'' i | SRD-1-84 Rocker 1gang, with "Dimmer" icon
2CKA006220A0152 | SR-2-81 | Active | 4011395181553 | 7.27 | 1 | 1 | stuk | free@home | BE31340 | TL (KNX BJE (non DIN)) | stuk | SR-2-81 Rocker 2gang left/right out | SR-2-81 Rocker 2gang left/right, without | SR-2-81 Rocker 2gang left/right, without | SR-2-81 Rocker 2gang left/right, without printing
2CKA006220A0153 | SR-2-83 | Active | 4011395182239 | 11.33 | 1 | 1 | stuk | free@home | BE31340 | TG (Electronic Security) | stuk | SR-2-83 Rocker 2gang left/right out | SR-2-83 Rocker 2gang left/right, without | SR-2-83 Rocker 2gang left/right, without | SR-2-83 Rocker 2gang left/right, without printing
2CKA006220A0154 | SR-2-84 | Active | 4011395181881 | 7.27 | 1 | 1 | stuk | free@home | BE31340 | TL (KNX BJE (non DIN)) | stuk | SR-2-84 Rocker 2gang left/right out | SR-2-84 Rocker 2gang left/right, without | SR-2-84 Rocker 2gang left/right, without | SR-2-84 Rocker 2gang left/right, without printing
2CKA006220A0155 | SRL-2-L-81 | Active | 4011395181560 | 10.4 | 1 | 1 | stuk | free@home | BE31340 | TL (KNX BJE (non DIN)) | stuk | SRL-2-L-81 Rocker 2gang left''Lig | SRL-2-L-81 Rocker 2gang left, with ''Lig | SRL-2-L-81 Rocker 2gang left, with ''Lig | SRL-2-L-81 Rocker 2gang left, with "Light" icon
2CKA006220A0156 | SRL-2-L-83 | Active | 4011395182246 | 13.51 | 1 | 1 | stuk | free@home | BE31340 | TG (Electronic Security) | stuk | SRL-2-L-83 Rocker 2gang left''Lig | SRL-2-L-83 Rocker 2gang left, with ''Lig | SRL-2-L-83 Rocker 2gang left, with ''Lig | SRL-2-L-83 Rocker 2gang left, with "Light" icon
2CKA006220A0157 | SRL-2-L-84 | Active | 4011395181898 | 10.4 | 1 | 1 | stuk | free@home | BE31340 | TL (KNX BJE (non DIN)) | stuk | SRL-2-L-84 Rocker 2gang left''Lig | SRL-2-L-84 Rocker 2gang left, with ''Lig | SRL-2-L-84 Rocker 2gang left, with ''Lig | SRL-2-L-84 Rocker 2gang left, with "Light" icon
2CKA006220A0158 | SRB-2-81 | Active | 4011395181577 | 10.4 | 1 | 1 | stuk | free@home | BE31340 | TL (KNX BJE (non DIN)) | stuk | SRB-2-81 Rocker 2gang left/right ''Blin | SRB-2-81 Rocker 2gang left/right, ''Blin | SRB-2-81 Rocker 2gang left/right, ''Blin | SRB-2-81 Rocker 2gang left/right, "Blind" icon
2CKA006220A0159 | SRB-2-83 | Active | 4011395182253 | 13.51 | 1 | 1 | stuk | free@home | BE31340 | TG (Electronic Security) | stuk | SRB-2-83 Rocker 2gang left/right ''Blin | SRB-2-83 Rocker 2gang left/right, ''Blin | SRB-2-83 Rocker 2gang left/right, ''Blin | SRB-2-83 Rocker 2gang left/right, "Blind" icon
2CKA006220A0160 | SRB-2-84 | Active | 4011395181911 | 10.4 | 1 | 1 | stuk | free@home | BE31340 | TL (KNX BJE (non DIN)) | stuk | SRB-2-84 Rocker 2gang left/right ''Blin | SRB-2-84 Rocker 2gang left/right, ''Blin | SRB-2-84 Rocker 2gang left/right, ''Blin | SRB-2-84 Rocker 2gang left/right, "Blind" icon
2CKA006220A0161 | SRS-2-L-81 | Active | 4011395181584 | 10.92 | 1 | 1 | stuk | free@home | BE31340 | TG (Electronic Security) | stuk | SRS-2-L-81 Rocker 2gang left''Sce | SRS-2-L-81 Rocker 2gang left, with ''Sce | SRS-2-L-81 Rocker 2gang left, with ''Sce | SRS-2-L-81 Rocker 2gang left, with "Scene" icon
2CKA006220A0162 | SRS-2-L-83 | Active | 4011395182260 | 13.51 | 1 | 1 | stuk | free@home | BE31340 | TG (Electronic Security) | stuk | SRS-2-L-83 Rocker 2gang left''Sce | SRS-2-L-83 Rocker 2gang left, with ''Sce | SRS-2-L-83 Rocker 2gang left, with ''Sce | SRS-2-L-83 Rocker 2gang left, with "Scene" icon
2CKA006220A0163 | SRS-2-L-84 | Active | 4011395181928 | 10.92 | 1 | 1 | stuk | free@home | BE31340 | TG (Electronic Security) | stuk | SRS-2-L-84 Rocker 2gang left''Sce | SRS-2-L-84 Rocker 2gang left, with ''Sce | SRS-2-L-84 Rocker 2gang left, with ''Sce | SRS-2-L-84 Rocker 2gang left, with "Scene" icon
2CKA006220A0164 | SRD-2-L-81 | Active | 4011395181591 | 10.92 | 1 | 1 | stuk | free@home | BE31340 | TG (Electronic Security) | stuk | SRD-2-L-81 Rocker 2gang left''Dim | SRD-2-L-81 Rocker 2gang left, with ''Dim | SRD-2-L-81 Rocker 2gang left, with ''Dim | SRD-2-L-81 Rocker 2gang left, with "Dimmer" icon
2CKA006220A0165 | SRD-2-L-83 | Active | 4011395182277 | 13.51 | 1 | 1 | stuk | free@home | BE31340 | TG (Electronic Security) | stuk | SRD-2-L-83 Rocker 2gang left''Dim | SRD-2-L-83 Rocker 2gang left, with ''Dim | SRD-2-L-83 Rocker 2gang left, with ''Dim | SRD-2-L-83 Rocker 2gang left, with "Dimmer" icon
2CKA006220A0166 | SRD-2-L-84 | Active | 4011395181935 | 10.92 | 1 | 1 | stuk | free@home | BE31340 | TG (Electronic Security) | stuk | SRD-2-L-84 Rocker 2gang left''Dim | SRD-2-L-84 Rocker 2gang left, with ''Dim | SRD-2-L-84 Rocker 2gang left, with ''Dim | SRD-2-L-84 Rocker 2gang left, with "Dimmer" icon
2CKA006220A0167 | SRL-2-R-81 | Active | 4011395181614 | 10.4 | 1 | 1 | stuk | free@home | BE31340 | TL (KNX BJE (non DIN)) | stuk | SRL-2-R-81 Rocker 2gang right''Li | SRL-2-R-81 Rocker 2gang right, with ''Li | SRL-2-R-81 Rocker 2gang right, with ''Li | SRL-2-R-81 Rocker 2gang right, with "Light" icon
2CKA006220A0168 | SRL-2-R-83 | Active | 4011395182284 | 13.51 | 1 | 1 | stuk | free@home | BE31340 | TG (Electronic Security) | stuk | SRL-2-R-83 Rocker 2gang right''Li | SRL-2-R-83 Rocker 2gang right, with ''Li | SRL-2-R-83 Rocker 2gang right, with ''Li | SRL-2-R-83 Rocker 2gang right, with "Light" icon
2CKA006220A0169 | SRL-2-R-84 | Active | 4011395181942 | 10.4 | 1 | 1 | stuk | free@home | BE31340 | TL (KNX BJE (non DIN)) | stuk | SRL-2-R-84 Rocker 2gang right''Li | SRL-2-R-84 Rocker 2gang right, with ''Li | SRL-2-R-84 Rocker 2gang right, with ''Li | SRL-2-R-84 Rocker 2gang right, with "Light" icon
2CKA006220A0173 | SRS-2-R-81 | Active | 4011395181638 | 10.92 | 1 | 1 | stuk | free@home | BE31340 | TG (Electronic Security) | stuk | SRS-2-R-81 Rocker 2gang right''Sc | SRS-2-R-81 Rocker 2gang right, with ''Sc | SRS-2-R-81 Rocker 2gang right, with ''Sc | SRS-2-R-81 Rocker 2gang right, with "Scene" icon
2CKA006220A0174 | SRS-2-R-83 | Active | 4011395182314 | 13.51 | 1 | 1 | stuk | free@home | BE31340 | TG (Electronic Security) | stuk | SRS-2-R-83 Rocker 2gang right''Sc | SRS-2-R-83 Rocker 2gang right, with ''Sc | SRS-2-R-83 Rocker 2gang right, with ''Sc | SRS-2-R-83 Rocker 2gang right, with "Scene" icon
2CKA006220A0175 | SRS-2-R-84 | Active | 4011395181966 | 10.92 | 1 | 1 | stuk | free@home | BE31340 | TG (Electronic Security) | stuk | SRS-2-R-84 Rocker 2gang right''Sc | SRS-2-R-84 Rocker 2gang right, with ''Sc | SRS-2-R-84 Rocker 2gang right, with ''Sc | SRS-2-R-84 Rocker 2gang right, with "Scene" icon
2CKA006220A0179 | CP-RTC-81 | Active | 4011395181652 | 20.48 | 1 | 1 | stuk | free@home | BE31340 | TG (Electronic Security) | stuk | CP-RTC-81 room thermosta | CP-RTC-81 Cover plate for room thermosta | CP-RTC-81 Cover plate for room thermosta | CP-RTC-81 Cover plate for room thermostat |  | 5.14
2CKA006220A0180 | CP-RTC-83 | Active | 4011395182345 | 29.36 | 1 | 1 | stuk | free@home | BE31340 | TG (Electronic Security) | stuk | CP-RTC-83 room thermosta | CP-RTC-83 Cover plate for room thermosta | CP-RTC-83 Cover plate for room thermosta | CP-RTC-83 Cover plate for room thermostat |  | 5.14
2CKA006220A0181 | CP-RTC-84 | Active | 4011395181980 | 20.48 | 1 | 1 | stuk | free@home | BE31340 | TG (Electronic Security) | stuk | CP-RTC-84 room thermosta | CP-RTC-84 Cover plate for room thermosta | CP-RTC-84 Cover plate for room thermosta | CP-RTC-84 Cover plate for room thermostat |  | 5.14
2CKA006220A0212 | MD-F-1.0.1-81 | Active | 4011395179833 | 306.43 | 1 | 1 | stuk | free@home | BE31340 | TG (Electronic Security) | stuk | MD-F-1.0.1-81Movement ABB- | MD-F-1.0.1-81 Movement detector for ABB- | MD-F-1.0.1-81 Movement detector for ABB- | MD-F-1.0.1-81 Movement detector for ABB-free@home® |  | 5.14
2CKA006220A0213 | MD-F-1.0.1-83 | Active | 4011395179925 | 311.44 | 1 | 1 | stuk | free@home | BE31340 | TG (Electronic Security) | stuk | MD-F-1.0.1-83Movement ABB- | MD-F-1.0.1-83 Movement detector for ABB- | MD-F-1.0.1-83 Movement detector for ABB- | MD-F-1.0.1-83 Movement detector for ABB-free@home® |  | 5.14
2CKA006220A0214 | MD-F-1.0.1-84 | Active | 4011395179871 | 306.43 | 1 | 1 | stuk | free@home | BE31340 | TG (Electronic Security) | stuk | MD-F-1.0.1-84Movement ABB- | MD-F-1.0.1-84 Movement detector for ABB- | MD-F-1.0.1-84 Movement detector for ABB- | MD-F-1.0.1-84 Movement detector for ABB-free@home® |  | 5.14
2CKA006220A0215 | MSA-F-1.1.1-81 | Active | 4011395179840 | 389.3 | 1 | 1 | stuk | free@home | BE31340 | TG (Electronic Security) | stuk | MSA-F-1.1.1-81Bew/switch | MSA-F-1.1.1-81 Movement detector/switch | MSA-F-1.1.1-81 Movement detector/switch | MSA-F-1.1.1-81 Movement detector/switch actuator, 1gang for ABB-free@home® |  | 5.14
2CKA006220A0216 | MSA-F-1.1.1-83 | Active | 4011395179949 | 394.32 | 1 | 1 | stuk | free@home | BE31340 | TG (Electronic Security) | stuk | MSA-F-1.1.1-83Bew/switch | MSA-F-1.1.1-83 Movement detector/switch | MSA-F-1.1.1-83 Movement detector/switch | MSA-F-1.1.1-83 Movement detector/switch actuator, 1gang for ABB-free@home® |  | 5.14
2CKA006220A0217 | MSA-F-1.1.1-84 | Active | 4011395179895 | 389.3 | 1 | 1 | stuk | free@home | BE31340 | TG (Electronic Security) | stuk | MSA-F-1.1.1-84Bew/switch | MSA-F-1.1.1-84 Movement detector/switch | MSA-F-1.1.1-84 Movement detector/switch | MSA-F-1.1.1-84 Movement detector/switch actuator, 1gang for ABB-free@home® |  | 5.14
2CKA006220A0242 | CP-FCC-81 | Active | 4011395187456 | 19.5 | 1 | 1 | stuk | free@home | BE31340 | TL (KNX BJE (non DIN)) | stuk | CP-FCC-81 fan coil contr | CP-FCC-81 Cover plate For fan coil contr | CP-FCC-81 Cover plate For fan coil contr | CP-FCC-81 Cover plate For fan coil controller |  | 5.14
2CKA006220A0243 | CP-FCC-83 | Active | 4011395187463 | 29.36 | 1 | 1 | stuk | free@home | BE31340 | TG (Electronic Security) | stuk | CP-FCC-83 fan coil contr | CP-FCC-83 Cover plate For fan coil contr | CP-FCC-83 Cover plate For fan coil contr | CP-FCC-83 Cover plate For fan coil controller |  | 5.14
2CKA006220A0244 | CP-FCC-84 | Active | 4011395187470 | 19.5 | 1 | 1 | stuk | free@home | BE31340 | TL (KNX BJE (non DIN)) | stuk | CP-FCC-84 fan coil contr | CP-FCC-84 Cover plate For fan coil contr | CP-FCC-84 Cover plate For fan coil contr | CP-FCC-84 Cover plate For fan coil controller |  | 5.14
2CKA006220A0258 | SRD-2-R-81 | Active | 4011395188477 | 10.92 | 1 | 1 | stuk | free@home | BE31340 | TG (Electronic Security) | stuk | SRD-2-R-81 Rocker 2gang right''Di | SRD-2-R-81 Rocker 2gang right, with ''Di | SRD-2-R-81 Rocker 2gang right, with ''Di | SRD-2-R-81 Rocker 2gang right, with "Dimmer" icon
2CKA006220A0259 | SRD-2-R-83 | Active | 4011395188484 | 13.51 | 1 | 1 | stuk | free@home | BE31340 | TG (Electronic Security) | stuk | SRD-2-R-83 Rocker 2gang right''Di | SRD-2-R-83 Rocker 2gang right, with ''Di | SRD-2-R-83 Rocker 2gang right, with ''Di | SRD-2-R-83 Rocker 2gang right, with "Dimmer" icon
2CKA006220A0260 | SRD-2-R-84 | Active | 4011395188491 | 10.92 | 1 | 1 | stuk | free@home | BE31340 | TG (Electronic Security) | stuk | SRD-2-R-84 Rocker 2gang right''Di | SRD-2-R-84 Rocker 2gang right, with ''Di | SRD-2-R-84 Rocker 2gang right, with ''Di | SRD-2-R-84 Rocker 2gang right, with "Dimmer" icon
2CKA006220A0371 | SR-1-840 | Active | 4011395195598 | 32.6 | 1 | 1 | stuk | free@home | BE31340 | TG (Electronic Security) | stuk | SR-1-840 Rocker 1gang outPRinting | SR-1-840 Rocker 1gang, without printing | SR-1-840 Rocker 1gang, without printing | SR-1-840 Rocker 1gang, without printing
2CKA006220A0372 | SRL-1-840 | Active | 4011395195604 | 32.6 | 1 | 1 | stuk | free@home | BE31340 | TG (Electronic Security) | stuk | SRL-1-840 Rocker 1gang''Light'' i | SRL-1-840 Rocker 1gang, with ''Light'' i | SRL-1-840 Rocker 1gang, with ''Light'' i | SRL-1-840 Rocker 1gang, with "Light" icon
2CKA006220A0373 | SRB-1-840 | Active | 4011395195611 | 32.6 | 1 | 1 | stuk | free@home | BE31340 | TG (Electronic Security) | stuk | SRB-1-840 Rocker 1gang''Blind'' i | SRB-1-840 Rocker 1gang, with ''Blind'' i | SRB-1-840 Rocker 1gang, with ''Blind'' i | SRB-1-840 Rocker 1gang, with "Blind" icon
2CKA006220A0374 | SRS-1-840 | Active | 4011395195628 | 32.6 | 1 | 1 | stuk | free@home | BE31340 | TG (Electronic Security) | stuk | SRS-1-840 Rocker 1gang''Scene'' i | SRS-1-840 Rocker 1gang, with ''Scene'' i | SRS-1-840 Rocker 1gang, with ''Scene'' i | SRS-1-840 Rocker 1gang, with "Scene" icon
2CKA006220A0375 | SRD-1-840 | Active | 4011395195635 | 32.6 | 1 | 1 | stuk | free@home | BE31340 | TG (Electronic Security) | stuk | SRD-1-840 Rocker 1gang''Dimmer'' | SRD-1-840 Rocker 1gang, with ''Dimmer'' | SRD-1-840 Rocker 1gang, with ''Dimmer'' | SRD-1-840 Rocker 1gang, with "Dimmer" icon
2CKA006220A0376 | SR-2-840 | Active | 4011395195642 | 22.25 | 1 | 1 | stuk | free@home | BE31340 | TG (Electronic Security) | stuk | SR-2-840 Rocker 2gang left/right ou | SR-2-840 Rocker 2gang left/right, withou | SR-2-840 Rocker 2gang left/right, withou | SR-2-840 Rocker 2gang left/right, without printing
2CKA006220A0377 | SRL-2-L-840 | Active | 4011395195659 | 22.25 | 1 | 1 | stuk | free@home | BE31340 | TG (Electronic Security) | stuk | SRL-2-L-840 Rocker 2gang left''Li | SRL-2-L-840 Rocker 2gang left, with ''Li | SRL-2-L-840 Rocker 2gang left, with ''Li | SRL-2-L-840 Rocker 2gang left, with "Light" icon
2CKA006220A0378 | SRB-2-840 | Active | 4011395195666 | 22.25 | 1 | 1 | stuk | free@home | BE31340 | TG (Electronic Security) | stuk | SRB-2-840 Rocker 2gang left/right ''Bli | SRB-2-840 Rocker 2gang left/right, ''Bli | SRB-2-840 Rocker 2gang left/right, ''Bli | SRB-2-840 Rocker 2gang left/right, "Blind" icon
2CKA006220A0379 | SRS-2-L-840 | Active | 4011395195673 | 22.25 | 1 | 1 | stuk | free@home | BE31340 | TG (Electronic Security) | stuk | SRS-2-L-840 Rocker 2gang left''Sc | SRS-2-L-840 Rocker 2gang left, with ''Sc | SRS-2-L-840 Rocker 2gang left, with ''Sc | SRS-2-L-840 Rocker 2gang left, with "Scene" icon
2CKA006220A0380 | SRD-2-L-840 | Active | 4011395195680 | 22.25 | 1 | 1 | stuk | free@home | BE31340 | TG (Electronic Security) | stuk | SRD-2-L-840 Rocker 2gang left''Di | SRD-2-L-840 Rocker 2gang left, with ''Di | SRD-2-L-840 Rocker 2gang left, with ''Di | SRD-2-L-840 Rocker 2gang left, with "Dimmer" icon
2CKA006220A0381 | SRL-2-R-840 | Active | 4011395195697 | 22.25 | 1 | 1 | stuk | free@home | BE31340 | TG (Electronic Security) | stuk | SRL-2-R-840 Rocker 2gang right''L | SRL-2-R-840 Rocker 2gang right, with ''L | SRL-2-R-840 Rocker 2gang right, with ''L | SRL-2-R-840 Rocker 2gang right, with "Light" icon
2CKA006220A0382 | SRS-2-R-840 | Active | 4011395195710 | 22.25 | 1 | 1 | stuk | free@home | BE31340 | TG (Electronic Security) | stuk | SRS-2-R-840 Rocker 2gang right''S | SRS-2-R-840 Rocker 2gang right, with ''S | SRS-2-R-840 Rocker 2gang right, with ''S | SRS-2-R-840 Rocker 2gang right, with "Scene" icon
2CKA006220A0383 | SRD-2-R-840 | Active | 4011395195727 | 22.25 | 1 | 1 | stuk | free@home | BE31340 | TG (Electronic Security) | stuk | SRD-2-R-840 Rocker 2gang right''D | SRD-2-R-840 Rocker 2gang right, with ''D | SRD-2-R-840 Rocker 2gang right, with ''D | SRD-2-R-840 Rocker 2gang right, with "Dimmer" icon
2CKA006220A0384 | CP-RTC-840 | Active | 4011395195734 | 56.29 | 1 | 1 | stuk | free@home | BE31340 | TG (Electronic Security) | stuk | CP-RTC-840 room thermost | CP-RTC-840 Cover plate for room thermost | CP-RTC-840 Cover plate for room thermost | CP-RTC-840 Cover plate for room thermostat |  | 5.14
2CKA006220A0385 | MD-F-1.0.1-840 | Active | 4011395195741 | 346.43 | 1 | 1 | stuk | free@home | BE31340 | TG (Electronic Security) | stuk | MD-F-1.0.1-840Movement ABB | MD-F-1.0.1-840 Movement detector for ABB | MD-F-1.0.1-840 Movement detector for ABB | MD-F-1.0.1-840 Movement detector for ABB-free@home® |  | 5.14
2CKA006220A0386 | MSA-F-1.1.1-840 | Active | 4011395195758 | 438.2 | 1 | 1 | stuk | free@home | BE31340 | TG (Electronic Security) | stuk | MSA-F-1.1.1-840Bew/switch | MSA-F-1.1.1-840 Movement detector/switch | MSA-F-1.1.1-840 Movement detector/switch | MSA-F-1.1.1-840 Movement detector/switch actuator, 1gang for ABB-free@home® |  | 5.14
2CKA006220A0389 | DP4-F | Active | 4011395202296 | 69.58 | 1 | 1 | stuk | free@home | BE31340 | TG (Electronic Security) | stuk | DP4-FFlush instal.box for | DP4-F Flush-mounted installation box for | DP4-F Flush-mounted installation box for | DP4-F Flush-mounted installation box for ABB-free@home®
2CKA006220A0390 | WS-1 | Active | 4011395205525 | 1371.36 | 1 | 1 | stuk | free@home | BE31340 | TG (Electronic Security) | stuk | WS-1 Weather station ABB-free@home® | WS-1 Weather station for ABB-free@home® | WS-1 Weather station for ABB-free@home® | WS-1 Weather station for ABB-free@home® |  | 5.14
2CKA006220A0516 | SR-1-82 | Active | 4011395203453 | 9.14 | 1 | 1 | stuk | free@home | BE31340 | TL (KNX BJE (non DIN)) | stuk | SR-1-82 Rocker 1gang outPRinting | SR-1-82 Rocker 1gang, without printing | SR-1-82 Rocker 1gang, without printing | SR-1-82 Rocker 1gang, without printing
2CKA006220A0517 | SRL-1-82 | Active | 4011395203460 | 13.43 | 1 | 1 | stuk | free@home | BE31340 | TL (KNX BJE (non DIN)) | stuk | SRL-1-82 Rocker 1gang''Light'' ic | SRL-1-82 Rocker 1gang, with ''Light'' ic | SRL-1-82 Rocker 1gang, with ''Light'' ic | SRL-1-82 Rocker 1gang, with "Light" icon
2CKA006220A0518 | SRB-1-82 | Active | 4011395203477 | 13.43 | 1 | 1 | stuk | free@home | BE31340 | TL (KNX BJE (non DIN)) | stuk | SRB-1-82 Rocker 1gang''Blind'' ic | SRB-1-82 Rocker 1gang, with ''Blind'' ic | SRB-1-82 Rocker 1gang, with ''Blind'' ic | SRB-1-82 Rocker 1gang, with "Blind" icon
2CKA006220A0519 | SRS-1-82 | Active | 4011395203484 | 14.1 | 1 | 1 | stuk | free@home | BE31340 | TG (Electronic Security) | stuk | SRS-1-82 Rocker 1gang''Scene'' ic | SRS-1-82 Rocker 1gang, with ''Scene'' ic | SRS-1-82 Rocker 1gang, with ''Scene'' ic | SRS-1-82 Rocker 1gang, with "Scene" icon
2CKA006220A0520 | SRD-1-82 | Active | 4011395203491 | 14.1 | 1 | 1 | stuk | free@home | BE31340 | TG (Electronic Security) | stuk | SRD-1-82 Rocker 1gang''Dimmer'' i | SRD-1-82 Rocker 1gang, with ''Dimmer'' i | SRD-1-82 Rocker 1gang, with ''Dimmer'' i | SRD-1-82 Rocker 1gang, with "Dimmer" icon
2CKA006220A0521 | SR-2-82 | Active | 4011395203507 | 7.27 | 1 | 1 | stuk | free@home | BE31340 | TL (KNX BJE (non DIN)) | stuk | SR-2-82 Rocker 2gang left/right out | SR-2-82 Rocker 2gang left/right, without | SR-2-82 Rocker 2gang left/right, without | SR-2-82 Rocker 2gang left/right, without printing
2CKA006220A0522 | SRL-2-L-82 | Active | 4011395203606 | 10.4 | 1 | 1 | stuk | free@home | BE31340 | TL (KNX BJE (non DIN)) | stuk | SRL-2-L-82 Rocker 2gang left''Lig | SRL-2-L-82 Rocker 2gang left, with ''Lig | SRL-2-L-82 Rocker 2gang left, with ''Lig | SRL-2-L-82 Rocker 2gang left, with "Light" icon
2CKA006220A0523 | SRB-2-82 | Active | 4011395203613 | 10.4 | 1 | 1 | stuk | free@home | BE31340 | TL (KNX BJE (non DIN)) | stuk | SRB-2-82 Rocker 2gang left/right ''Blin | SRB-2-82 Rocker 2gang left/right, ''Blin | SRB-2-82 Rocker 2gang left/right, ''Blin | SRB-2-82 Rocker 2gang left/right, "Blind" icon
2CKA006220A0524 | SRS-2-L-82 | Active | 4011395203620 | 10.92 | 1 | 1 | stuk | free@home | BE31340 | TG (Electronic Security) | stuk | SRS-2-L-82 Rocker 2gang left''Sce | SRS-2-L-82 Rocker 2gang left, with ''Sce | SRS-2-L-82 Rocker 2gang left, with ''Sce | SRS-2-L-82 Rocker 2gang left, with "Scene" icon
2CKA006220A0525 | SRD-2-L-82 | Active | 4011395203637 | 10.92 | 1 | 1 | stuk | free@home | BE31340 | TG (Electronic Security) | stuk | SRD-2-L-82 Rocker 2gang left''Dim | SRD-2-L-82 Rocker 2gang left, with ''Dim | SRD-2-L-82 Rocker 2gang left, with ''Dim | SRD-2-L-82 Rocker 2gang left, with "Dimmer" icon
2CKA006220A0526 | SRD-2-R-82 | Active | 4011395203644 | 10.92 | 1 | 1 | stuk | free@home | BE31340 | TG (Electronic Security) | stuk | SRD-2-R-82 Rocker 2gang right''Di | SRD-2-R-82 Rocker 2gang right, with ''Di | SRD-2-R-82 Rocker 2gang right, with ''Di | SRD-2-R-82 Rocker 2gang right, with "Dimmer" icon
2CKA006220A0527 | SRL-2-R-82 | Active | 4011395203651 | 10.4 | 1 | 1 | stuk | free@home | BE31340 | TL (KNX BJE (non DIN)) | stuk | SRL-2-R-82 Rocker 2gang right''Li | SRL-2-R-82 Rocker 2gang right, with ''Li | SRL-2-R-82 Rocker 2gang right, with ''Li | SRL-2-R-82 Rocker 2gang right, with "Light" icon
2CKA006220A0528 | SRS-2-R-82 | Active | 4011395203668 | 10.92 | 1 | 1 | stuk | free@home | BE31340 | TG (Electronic Security) | stuk | SRS-2-R-82 Rocker 2gang right''Sc | SRS-2-R-82 Rocker 2gang right, with ''Sc | SRS-2-R-82 Rocker 2gang right, with ''Sc | SRS-2-R-82 Rocker 2gang right, with "Scene" icon
2CKA006220A0529 | CP-RTC-82 | Active | 4011395205693 | 20.48 | 1 | 1 | stuk | free@home | BE31340 | TG (Electronic Security) | stuk | CP-RTC-82 room thermosta | CP-RTC-82 Cover plate for room thermosta | CP-RTC-82 Cover plate for room thermosta | CP-RTC-82 Cover plate for room thermostat |  | 5.14
2CKA006220A0530 | MD-F-1.0.1-82 | Active | 4011395203675 | 306.43 | 1 | 1 | stuk | free@home | BE31340 | TG (Electronic Security) | stuk | MD-F-1.0.1-82Movement ABB- | MD-F-1.0.1-82 Movement detector for ABB- | MD-F-1.0.1-82 Movement detector for ABB- | MD-F-1.0.1-82 Movement detector for ABB-free@home® |  | 5.14
2CKA006220A0531 | MSA-F-1.1.1-82 | Active | 4011395203682 | 389.3 | 1 | 1 | stuk | free@home | BE31340 | TG (Electronic Security) | stuk | MSA-F-1.1.1-82Bew/switch | MSA-F-1.1.1-82 Movement detector/switch | MSA-F-1.1.1-82 Movement detector/switch | MSA-F-1.1.1-82 Movement detector/switch actuator, 1gang for ABB-free@home® |  | 5.14
2CKA006220A0532 | CP-FCC-82 | Active | 4011395205716 | 19.5 | 1 | 1 | stuk | free@home | BE31340 | TL (KNX BJE (non DIN)) | stuk | CP-FCC-82 fan coil contr | CP-FCC-82 Cover plate For fan coil contr | CP-FCC-82 Cover plate For fan coil contr | CP-FCC-82 Cover plate For fan coil controller |  | 5.14
2CKA006220A0533 | SR-1-866 | Active | 4011395203699 | 17.46 | 1 | 1 | stuk | free@home | BE31340 | TG (Electronic Security) | stuk | SR-1-866 Rocker 1gang outPRinting | SR-1-866 Rocker 1gang, without printing | SR-1-866 Rocker 1gang, without printing | SR-1-866 Rocker 1gang, without printing
2CKA006220A0534 | SRL-1-866 | Active | 4011395203705 | 20.87 | 1 | 1 | stuk | free@home | BE31340 | TG (Electronic Security) | stuk | SRL-1-866 Rocker 1gang''Light'' i | SRL-1-866 Rocker 1gang, with ''Light'' i | SRL-1-866 Rocker 1gang, with ''Light'' i | SRL-1-866 Rocker 1gang, with "Light" icon
2CKA006220A0535 | SRB-1-866 | Active | 4011395203712 | 20.87 | 1 | 1 | stuk | free@home | BE31340 | TG (Electronic Security) | stuk | SRB-1-866 Rocker 1gang''Blind'' i | SRB-1-866 Rocker 1gang, with ''Blind'' i | SRB-1-866 Rocker 1gang, with ''Blind'' i | SRB-1-866 Rocker 1gang, with "Blind" icon
2CKA006220A0536 | SRS-1-866 | Active | 4011395203729 | 20.87 | 1 | 1 | stuk | free@home | BE31340 | TG (Electronic Security) | stuk | SRS-1-866 Rocker 1gang''Scene'' i | SRS-1-866 Rocker 1gang, with ''Scene'' i | SRS-1-866 Rocker 1gang, with ''Scene'' i | SRS-1-866 Rocker 1gang, with "Scene" icon
2CKA006220A0537 | SRD-1-866 | Active | 4011395203743 | 20.87 | 1 | 1 | stuk | free@home | BE31340 | TG (Electronic Security) | stuk | SRD-1-866 Rocker 1gang''Dimmer'' | SRD-1-866 Rocker 1gang, with ''Dimmer'' | SRD-1-866 Rocker 1gang, with ''Dimmer'' | SRD-1-866 Rocker 1gang, with "Dimmer" icon
2CKA006220A0538 | SR-2-866 | Active | 4011395203750 | 12.78 | 1 | 1 | stuk | free@home | BE31340 | TG (Electronic Security) | stuk | SR-2-866 Rocker 2gang left/right ou | SR-2-866 Rocker 2gang left/right, withou | SR-2-866 Rocker 2gang left/right, withou | SR-2-866 Rocker 2gang left/right, without printing
2CKA006220A0539 | SRL-2-L-866 | Active | 4011395203767 | 15.19 | 1 | 1 | stuk | free@home | BE31340 | TG (Electronic Security) | stuk | SRL-2-L-866 Rocker 2gang left''Li | SRL-2-L-866 Rocker 2gang left, with ''Li | SRL-2-L-866 Rocker 2gang left, with ''Li | SRL-2-L-866 Rocker 2gang left, with "Light" icon
2CKA006220A0540 | SRB-2-866 | Active | 4011395203774 | 15.19 | 1 | 1 | stuk | free@home | BE31340 | TG (Electronic Security) | stuk | SRB-2-866 Rocker 2gang left/right ''Bli | SRB-2-866 Rocker 2gang left/right, ''Bli | SRB-2-866 Rocker 2gang left/right, ''Bli | SRB-2-866 Rocker 2gang left/right, "Blind" icon
2CKA006220A0541 | SRS-2-L-866 | Active | 4011395203781 | 15.19 | 1 | 1 | stuk | free@home | BE31340 | TG (Electronic Security) | stuk | SRS-2-L-866 Rocker 2gang left''Sc | SRS-2-L-866 Rocker 2gang left, with ''Sc | SRS-2-L-866 Rocker 2gang left, with ''Sc | SRS-2-L-866 Rocker 2gang left, with "Scene" icon
2CKA006220A0542 | SRD-2-L-866 | Active | 4011395203798 | 15.19 | 1 | 1 | stuk | free@home | BE31340 | TG (Electronic Security) | stuk | SRD-2-L-866 Rocker 2gang left''Di | SRD-2-L-866 Rocker 2gang left, with ''Di | SRD-2-L-866 Rocker 2gang left, with ''Di | SRD-2-L-866 Rocker 2gang left, with "Dimmer" icon
2CKA006220A0543 | SRD-2-R-866 | Active | 4011395203811 | 15.19 | 1 | 1 | stuk | free@home | BE31340 | TG (Electronic Security) | stuk | SRD-2-R-866 Rocker 2gang right''D | SRD-2-R-866 Rocker 2gang right, with ''D | SRD-2-R-866 Rocker 2gang right, with ''D | SRD-2-R-866 Rocker 2gang right, with "Dimmer" icon
2CKA006220A0544 | SRL-2-R-866 | Active | 4011395203828 | 15.19 | 1 | 1 | stuk | free@home | BE31340 | TG (Electronic Security) | stuk | SRL-2-R-866 Rocker 2gang right''L | SRL-2-R-866 Rocker 2gang right, with ''L | SRL-2-R-866 Rocker 2gang right, with ''L | SRL-2-R-866 Rocker 2gang right, with "Light" icon
2CKA006220A0545 | SRS-2-R-866 | Active | 4011395203835 | 15.19 | 1 | 1 | stuk | free@home | BE31340 | TG (Electronic Security) | stuk | SRS-2-R-866 Rocker 2gang right''S | SRS-2-R-866 Rocker 2gang right, with ''S | SRS-2-R-866 Rocker 2gang right, with ''S | SRS-2-R-866 Rocker 2gang right, with "Scene" icon
2CKA006220A0546 | CP-RTC-866 | Active | 4011395205723 | 31.1 | 1 | 1 | stuk | free@home | BE31340 | TG (Electronic Security) | stuk | CP-RTC-866 room thermost | CP-RTC-866 Cover plate for room thermost | CP-RTC-866 Cover plate for room thermost | CP-RTC-866 Cover plate for room thermostat |  | 5.14
2CKA006220A0547 | MD-F-1.0.1-866 | Active | 4011395203842 | 313.99 | 1 | 1 | stuk | free@home | BE31340 | TG (Electronic Security) | stuk | MD-F-1.0.1-866Movement ABB | MD-F-1.0.1-866 Movement detector for ABB | MD-F-1.0.1-866 Movement detector for ABB | MD-F-1.0.1-866 Movement detector for ABB-free@home® |  | 5.14
2CKA006220A0548 | MSA-F-1.1.1-866 | Active | 4011395203859 | 396.86 | 1 | 1 | stuk | free@home | BE31340 | TG (Electronic Security) | stuk | MSA-F-1.1.1-866Bew/switch | MSA-F-1.1.1-866 Movement detector/switch | MSA-F-1.1.1-866 Movement detector/switch | MSA-F-1.1.1-866 Movement detector/switch actuator, 1gang for ABB-free@home® |  | 5.14
2CKA006220A0549 | CP-FCC-866 | Active | 4011395205730 | 31.1 | 1 | 1 | stuk | free@home | BE31340 | TG (Electronic Security) | stuk | CP-FCC-866 fan coil cont | CP-FCC-866 Cover plate For fan coil cont | CP-FCC-866 Cover plate For fan coil cont | CP-FCC-866 Cover plate For fan coil controller |  | 5.14
2CKA006220A0550 | SR-1-803 | Active | 4011395203866 | 17.1 | 1 | 1 | stuk | free@home | BE31340 | TG (Electronic Security) | stuk | SR-1-803 Rocker 1gang outPRinting | SR-1-803 Rocker 1gang, without printing | SR-1-803 Rocker 1gang, without printing | SR-1-803 Rocker 1gang, without printing
2CKA006220A0551 | SRL-1-803 | Active | 4011395203873 | 19.35 | 1 | 1 | stuk | free@home | BE31340 | TG (Electronic Security) | stuk | SRL-1-803 Rocker 1gang''Light'' i | SRL-1-803 Rocker 1gang, with ''Light'' i | SRL-1-803 Rocker 1gang, with ''Light'' i | SRL-1-803 Rocker 1gang, with "Light" icon
2CKA006220A0552 | SRB-1-803 | Active | 4011395203880 | 19.35 | 1 | 1 | stuk | free@home | BE31340 | TG (Electronic Security) | stuk | SRB-1-803 Rocker 1gang''Blind'' i | SRB-1-803 Rocker 1gang, with ''Blind'' i | SRB-1-803 Rocker 1gang, with ''Blind'' i | SRB-1-803 Rocker 1gang, with "Blind" icon
2CKA006220A0553 | SRS-1-803 | Active | 4011395203897 | 19.35 | 1 | 1 | stuk | free@home | BE31340 | TG (Electronic Security) | stuk | SRS-1-803 Rocker 1gang''Scene'' i | SRS-1-803 Rocker 1gang, with ''Scene'' i | SRS-1-803 Rocker 1gang, with ''Scene'' i | SRS-1-803 Rocker 1gang, with "Scene" icon
2CKA006220A0554 | SRD-1-803 | Active | 4011395203910 | 19.35 | 1 | 1 | stuk | free@home | BE31340 | TG (Electronic Security) | stuk | SRD-1-803 Rocker 1gang''Dimmer'' | SRD-1-803 Rocker 1gang, with ''Dimmer'' | SRD-1-803 Rocker 1gang, with ''Dimmer'' | SRD-1-803 Rocker 1gang, with "Dimmer" icon
2CKA006220A0555 | SR-2-803 | Active | 4011395203927 | 11.33 | 1 | 1 | stuk | free@home | BE31340 | TG (Electronic Security) | stuk | SR-2-803 Rocker 2gang left/right ou | SR-2-803 Rocker 2gang left/right, withou | SR-2-803 Rocker 2gang left/right, withou | SR-2-803 Rocker 2gang left/right, without printing
2CKA006220A0556 | SRL-2-L-803 | Active | 4011395203934 | 13.51 | 1 | 1 | stuk | free@home | BE31340 | TG (Electronic Security) | stuk | SRL-2-L-803 Rocker 2gang left''Li | SRL-2-L-803 Rocker 2gang left, with ''Li | SRL-2-L-803 Rocker 2gang left, with ''Li | SRL-2-L-803 Rocker 2gang left, with "Light" icon
2CKA006220A0557 | SRB-2-803 | Active | 4011395203941 | 13.51 | 1 | 1 | stuk | free@home | BE31340 | TG (Electronic Security) | stuk | SRB-2-803 Rocker 2gang left/right ''Bli | SRB-2-803 Rocker 2gang left/right, ''Bli | SRB-2-803 Rocker 2gang left/right, ''Bli | SRB-2-803 Rocker 2gang left/right, "Blind" icon
2CKA006220A0558 | SRS-2-L-803 | Active | 4011395203958 | 13.51 | 1 | 1 | stuk | free@home | BE31340 | TG (Electronic Security) | stuk | SRS-2-L-803 Rocker 2gang left''Sc | SRS-2-L-803 Rocker 2gang left, with ''Sc | SRS-2-L-803 Rocker 2gang left, with ''Sc | SRS-2-L-803 Rocker 2gang left, with "Scene" icon
2CKA006220A0559 | SRD-2-L-803 | Active | 4011395203965 | 13.51 | 1 | 1 | stuk | free@home | BE31340 | TG (Electronic Security) | stuk | SRD-2-L-803 Rocker 2gang left''Di | SRD-2-L-803 Rocker 2gang left, with ''Di | SRD-2-L-803 Rocker 2gang left, with ''Di | SRD-2-L-803 Rocker 2gang left, with "Dimmer" icon
2CKA006220A0560 | SRD-2-R-803 | Active | 4011395203972 | 13.51 | 1 | 1 | stuk | free@home | BE31340 | TG (Electronic Security) | stuk | SRD-2-R-803 Rocker 2gang right''D | SRD-2-R-803 Rocker 2gang right, with ''D | SRD-2-R-803 Rocker 2gang right, with ''D | SRD-2-R-803 Rocker 2gang right, with "Dimmer" icon
2CKA006220A0561 | SRL-2-R-803 | Active | 4011395203989 | 13.51 | 1 | 1 | stuk | free@home | BE31340 | TG (Electronic Security) | stuk | SRL-2-R-803 Rocker 2gang right''L | SRL-2-R-803 Rocker 2gang right, with ''L | SRL-2-R-803 Rocker 2gang right, with ''L | SRL-2-R-803 Rocker 2gang right, with "Light" icon
2CKA006220A0562 | SRS-2-R-803 | Active | 4011395203996 | 13.51 | 1 | 1 | stuk | free@home | BE31340 | TG (Electronic Security) | stuk | SRS-2-R-803 Rocker 2gang right''S | SRS-2-R-803 Rocker 2gang right, with ''S | SRS-2-R-803 Rocker 2gang right, with ''S | SRS-2-R-803 Rocker 2gang right, with "Scene" icon
2CKA006220A0563 | CP-RTC-803 | Active | 4011395205747 | 29.36 | 1 | 1 | stuk | free@home | BE31340 | TG (Electronic Security) | stuk | CP-RTC-803 room thermost | CP-RTC-803 Cover plate for room thermost | CP-RTC-803 Cover plate for room thermost | CP-RTC-803 Cover plate for room thermostat |  | 5.14
2CKA006220A0564 | MD-F-1.0.1-803 | Active | 4011395204009 | 311.44 | 1 | 1 | stuk | free@home | BE31340 | TG (Electronic Security) | stuk | MD-F-1.0.1-803Movement ABB | MD-F-1.0.1-803 Movement detector for ABB | MD-F-1.0.1-803 Movement detector for ABB | MD-F-1.0.1-803 Movement detector for ABB-free@home® |  | 5.14
2CKA006220A0565 | MSA-F-1.1.1-803 | Active | 4011395204016 | 394.32 | 1 | 1 | stuk | free@home | BE31340 | TG (Electronic Security) | stuk | MSA-F-1.1.1-803Bew/switch | MSA-F-1.1.1-803 Movement detector/switch | MSA-F-1.1.1-803 Movement detector/switch | MSA-F-1.1.1-803 Movement detector/switch actuator, 1gang for ABB-free@home® |  | 5.14
2CKA006220A0566 | CP-FCC-803 | Active | 4011395205754 | 29.36 | 1 | 1 | stuk | free@home | BE31340 | TG (Electronic Security) | stuk | CP-FCC-803 fan coil cont | CP-FCC-803 Cover plate For fan coil cont | CP-FCC-803 Cover plate For fan coil cont | CP-FCC-803 Cover plate For fan coil controller |  | 5.14
2CKA006220A0601 | SR-1-884 | Active | 4011395204337 | 16.29 | 1 | 1 | stuk | free@home | BE31340 | TL (KNX BJE (non DIN)) | stuk | SR-1-884 Rocker 1gang outPRinting | SR-1-884 Rocker 1gang, without printing | SR-1-884 Rocker 1gang, without printing | SR-1-884 Rocker 1gang, without printing
2CKA006220A0602 | SRL-1-884 | Active | 4011395204344 | 19.35 | 1 | 1 | stuk | free@home | BE31340 | TG (Electronic Security) | stuk | SRL-1-884 Rocker 1gang''Light'' i | SRL-1-884 Rocker 1gang, with ''Light'' i | SRL-1-884 Rocker 1gang, with ''Light'' i | SRL-1-884 Rocker 1gang, with "Light" icon
2CKA006220A0603 | SRB-1-884 | Active | 4011395204368 | 18.43 | 1 | 1 | stuk | free@home | BE31340 | TL (KNX BJE (non DIN)) | stuk | SRB-1-884 Rocker 1gang''Blind'' i | SRB-1-884 Rocker 1gang, with ''Blind'' i | SRB-1-884 Rocker 1gang, with ''Blind'' i | SRB-1-884 Rocker 1gang, with "Blind" icon
2CKA006220A0604 | SRS-1-884 | Active | 4011395204351 | 19.35 | 1 | 1 | stuk | free@home | BE31340 | TG (Electronic Security) | stuk | SRS-1-884 Rocker 1gang''Scene'' i | SRS-1-884 Rocker 1gang, with ''Scene'' i | SRS-1-884 Rocker 1gang, with ''Scene'' i | SRS-1-884 Rocker 1gang, with "Scene" icon
2CKA006220A0605 | SRD-1-884 | Active | 4011395204382 | 19.35 | 1 | 1 | stuk | free@home | BE31340 | TG (Electronic Security) | stuk | SRD-1-884 Rocker 1gang''Dimmer'' | SRD-1-884 Rocker 1gang, with ''Dimmer'' | SRD-1-884 Rocker 1gang, with ''Dimmer'' | SRD-1-884 Rocker 1gang, with "Dimmer" icon
2CKA006220A0606 | SR-2-884 | Active | 4011395204399 | 10.79 | 1 | 1 | stuk | free@home | BE31340 | TL (KNX BJE (non DIN)) | stuk | SR-2-884 Rocker 2gang left/right ou | SR-2-884 Rocker 2gang left/right, withou | SR-2-884 Rocker 2gang left/right, withou | SR-2-884 Rocker 2gang left/right, without printing
2CKA006220A0607 | SRL-2-L-884 | Active | 4011395204412 | 13.51 | 1 | 1 | stuk | free@home | BE31340 | TG (Electronic Security) | stuk | SRL-2-L-884 Rocker 2gang left''Li | SRL-2-L-884 Rocker 2gang left, with ''Li | SRL-2-L-884 Rocker 2gang left, with ''Li | SRL-2-L-884 Rocker 2gang left, with "Light" icon
2CKA006220A0608 | SRB-2-884 | Active | 4011395204429 | 12.87 | 1 | 1 | stuk | free@home | BE31340 | TL (KNX BJE (non DIN)) | stuk | SRB-2-884 Rocker 2gang left/right ''Bli | SRB-2-884 Rocker 2gang left/right, ''Bli | SRB-2-884 Rocker 2gang left/right, ''Bli | SRB-2-884 Rocker 2gang left/right, "Blind" icon
2CKA006220A0609 | SRS-2-L-884 | Active | 4011395204436 | 13.51 | 1 | 1 | stuk | free@home | BE31340 | TG (Electronic Security) | stuk | SRS-2-L-884 Rocker 2gang left''Sc | SRS-2-L-884 Rocker 2gang left, with ''Sc | SRS-2-L-884 Rocker 2gang left, with ''Sc | SRS-2-L-884 Rocker 2gang left, with "Scene" icon
2CKA006220A0610 | SRD-2-L-884 | Active | 4011395204443 | 13.51 | 1 | 1 | stuk | free@home | BE31340 | TG (Electronic Security) | stuk | SRD-2-L-884 Rocker 2gang left''Di | SRD-2-L-884 Rocker 2gang left, with ''Di | SRD-2-L-884 Rocker 2gang left, with ''Di | SRD-2-L-884 Rocker 2gang left, with "Dimmer" icon
2CKA006220A0611 | SRD-2-R-884 | Active | 4011395204450 | 13.51 | 1 | 1 | stuk | free@home | BE31340 | TG (Electronic Security) | stuk | SRD-2-R-884 Rocker 2gang right''D | SRD-2-R-884 Rocker 2gang right, with ''D | SRD-2-R-884 Rocker 2gang right, with ''D | SRD-2-R-884 Rocker 2gang right, with "Dimmer" icon
2CKA006220A0612 | SRL-2-R-884 | Active | 4011395204467 | 12.87 | 1 | 1 | stuk | free@home | BE31340 | TL (KNX BJE (non DIN)) | stuk | SRL-2-R-884 Rocker 2gang right''L | SRL-2-R-884 Rocker 2gang right, with ''L | SRL-2-R-884 Rocker 2gang right, with ''L | SRL-2-R-884 Rocker 2gang right, with "Light" icon
2CKA006220A0613 | SRS-2-R-884 | Active | 4011395204474 | 13.51 | 1 | 1 | stuk | free@home | BE31340 | TG (Electronic Security) | stuk | SRS-2-R-884 Rocker 2gang right''S | SRS-2-R-884 Rocker 2gang right, with ''S | SRS-2-R-884 Rocker 2gang right, with ''S | SRS-2-R-884 Rocker 2gang right, with "Scene" icon
2CKA006220A0614 | CP-RTC-884 | Active | 4011395205815 | 29.36 | 1 | 1 | stuk | free@home | BE31340 | TG (Electronic Security) | stuk | CP-RTC-884 room thermost | CP-RTC-884 Cover plate for room thermost | CP-RTC-884 Cover plate for room thermost | CP-RTC-884 Cover plate for room thermostat |  | 5.14
2CKA006220A0615 | MD-F-1.0.1-884 | Active | 4011395204481 | 311.44 | 1 | 1 | stuk | free@home | BE31340 | TG (Electronic Security) | stuk | MD-F-1.0.1-884Movement ABB | MD-F-1.0.1-884 Movement detector for ABB | MD-F-1.0.1-884 Movement detector for ABB | MD-F-1.0.1-884 Movement detector for ABB-free@home® |  | 5.14
2CKA006220A0616 | MSA-F-1.1.1-884 | Active | 4011395204498 | 394.32 | 1 | 1 | stuk | free@home | BE31340 | TG (Electronic Security) | stuk | MSA-F-1.1.1-884Bew/switch | MSA-F-1.1.1-884 Movement detector/switch | MSA-F-1.1.1-884 Movement detector/switch | MSA-F-1.1.1-884 Movement detector/switch actuator, 1gang for ABB-free@home® |  | 5.14
2CKA006220A0617 | CP-FCC-884 | Active | 4011395205822 | 27.96 | 1 | 1 | stuk | free@home | BE31340 | TL (KNX BJE (non DIN)) | stuk | CP-FCC-884 fan coil cont | CP-FCC-884 Cover plate For fan coil cont | CP-FCC-884 Cover plate For fan coil cont | CP-FCC-884 Cover plate For fan coil controller |  | 5.14
2CKA006220A0618 | SR-1-885 | Active | 4011395204511 | 16.29 | 1 | 1 | stuk | free@home | BE31340 | TL (KNX BJE (non DIN)) | stuk | SR-1-885 Rocker 1gang outPRinting | SR-1-885 Rocker 1gang, without printing | SR-1-885 Rocker 1gang, without printing | SR-1-885 Rocker 1gang, without printing
2CKA006220A0619 | SRL-1-885 | Active | 4011395204528 | 19.35 | 1 | 1 | stuk | free@home | BE31340 | TG (Electronic Security) | stuk | SRL-1-885 Rocker 1gang''Light'' i | SRL-1-885 Rocker 1gang, with ''Light'' i | SRL-1-885 Rocker 1gang, with ''Light'' i | SRL-1-885 Rocker 1gang, with "Light" icon
2CKA006220A0620 | SRB-1-885 | Active | 4011395204535 | 18.43 | 1 | 1 | stuk | free@home | BE31340 | TL (KNX BJE (non DIN)) | stuk | SRB-1-885 Rocker 1gang''Blind'' i | SRB-1-885 Rocker 1gang, with ''Blind'' i | SRB-1-885 Rocker 1gang, with ''Blind'' i | SRB-1-885 Rocker 1gang, with "Blind" icon
2CKA006220A0621 | SRS-1-885 | Active | 4011395204542 | 19.35 | 1 | 1 | stuk | free@home | BE31340 | TG (Electronic Security) | stuk | SRS-1-885 Rocker 1gang''Scene'' i | SRS-1-885 Rocker 1gang, with ''Scene'' i | SRS-1-885 Rocker 1gang, with ''Scene'' i | SRS-1-885 Rocker 1gang, with "Scene" icon
2CKA006220A0622 | SRD-1-885 | Active | 4011395204559 | 19.35 | 1 | 1 | stuk | free@home | BE31340 | TG (Electronic Security) | stuk | SRD-1-885 Rocker 1gang''Dimmer'' | SRD-1-885 Rocker 1gang, with ''Dimmer'' | SRD-1-885 Rocker 1gang, with ''Dimmer'' | SRD-1-885 Rocker 1gang, with "Dimmer" icon
2CKA006220A0623 | SR-2-885 | Active | 4011395204566 | 10.79 | 1 | 1 | stuk | free@home | BE31340 | TL (KNX BJE (non DIN)) | stuk | SR-2-885 Rocker 2gang left/right ou | SR-2-885 Rocker 2gang left/right, withou | SR-2-885 Rocker 2gang left/right, withou | SR-2-885 Rocker 2gang left/right, without printing
2CKA006220A0624 | SRL-2-L-885 | Active | 4011395204573 | 13.51 | 1 | 1 | stuk | free@home | BE31340 | TG (Electronic Security) | stuk | SRL-2-L-885 Rocker 2gang left''Li | SRL-2-L-885 Rocker 2gang left, with ''Li | SRL-2-L-885 Rocker 2gang left, with ''Li | SRL-2-L-885 Rocker 2gang left, with "Light" icon
2CKA006220A0625 | SRB-2-885 | Active | 4011395204580 | 12.87 | 1 | 1 | stuk | free@home | BE31340 | TL (KNX BJE (non DIN)) | stuk | SRB-2-885 Rocker 2gang left/right ''Bli | SRB-2-885 Rocker 2gang left/right, ''Bli | SRB-2-885 Rocker 2gang left/right, ''Bli | SRB-2-885 Rocker 2gang left/right, "Blind" icon
2CKA006220A0626 | SRS-2-L-885 | Active | 4011395204597 | 13.51 | 1 | 1 | stuk | free@home | BE31340 | TG (Electronic Security) | stuk | SRS-2-L-885 Rocker 2gang left''Sc | SRS-2-L-885 Rocker 2gang left, with ''Sc | SRS-2-L-885 Rocker 2gang left, with ''Sc | SRS-2-L-885 Rocker 2gang left, with "Scene" icon
2CKA006220A0627 | SRD-2-L-885 | Active | 4011395204610 | 13.51 | 1 | 1 | stuk | free@home | BE31340 | TG (Electronic Security) | stuk | SRD-2-L-885 Rocker 2gang left''Di | SRD-2-L-885 Rocker 2gang left, with ''Di | SRD-2-L-885 Rocker 2gang left, with ''Di | SRD-2-L-885 Rocker 2gang left, with "Dimmer" icon
2CKA006220A0628 | SRD-2-R-885 | Active | 4011395204627 | 13.51 | 1 | 1 | stuk | free@home | BE31340 | TG (Electronic Security) | stuk | SRD-2-R-885 Rocker 2gang right''D | SRD-2-R-885 Rocker 2gang right, with ''D | SRD-2-R-885 Rocker 2gang right, with ''D | SRD-2-R-885 Rocker 2gang right, with "Dimmer" icon
2CKA006220A0629 | SRL-2-R-885 | Active | 4011395204634 | 12.87 | 1 | 1 | stuk | free@home | BE31340 | TL (KNX BJE (non DIN)) | stuk | SRL-2-R-885 Rocker 2gang right''L | SRL-2-R-885 Rocker 2gang right, with ''L | SRL-2-R-885 Rocker 2gang right, with ''L | SRL-2-R-885 Rocker 2gang right, with "Light" icon
2CKA006220A0630 | SRS-2-R-885 | Active | 4011395204641 | 13.51 | 1 | 1 | stuk | free@home | BE31340 | TG (Electronic Security) | stuk | SRS-2-R-885 Rocker 2gang right''S | SRS-2-R-885 Rocker 2gang right, with ''S | SRS-2-R-885 Rocker 2gang right, with ''S | SRS-2-R-885 Rocker 2gang right, with "Scene" icon
2CKA006220A0631 | CP-RTC-885 | Active | 4011395205839 | 29.36 | 1 | 1 | stuk | free@home | BE31340 | TG (Electronic Security) | stuk | CP-RTC-885 room thermost | CP-RTC-885 Cover plate for room thermost | CP-RTC-885 Cover plate for room thermost | CP-RTC-885 Cover plate for room thermostat |  | 5.14
2CKA006220A0632 | MD-F-1.0.1-885 | Active | 4011395204658 | 296.61 | 1 | 1 | stuk | free@home | BE31340 | TO (KNX DIN) | stuk | MD-F-1.0.1-885Movement ABB | MD-F-1.0.1-885 Movement detector for ABB | MD-F-1.0.1-885 Movement detector for ABB | MD-F-1.0.1-885 Movement detector for ABB-free@home® |  | 5.14
2CKA006220A0633 | MSA-F-1.1.1-885 | Active | 4011395204665 | 394.32 | 1 | 1 | stuk | free@home | BE31340 | TG (Electronic Security) | stuk | MSA-F-1.1.1-885Bew/switch | MSA-F-1.1.1-885 Movement detector/switch | MSA-F-1.1.1-885 Movement detector/switch | MSA-F-1.1.1-885 Movement detector/switch actuator, 1gang for ABB-free@home® |  | 5.14
2CKA006220A0634 | CP-FCC-885 | Active | 4011395205846 | 27.96 | 1 | 1 | stuk | free@home | BE31340 | TL (KNX BJE (non DIN)) | stuk | CP-FCC-885 fan coil cont | CP-FCC-885 Cover plate For fan coil cont | CP-FCC-885 Cover plate For fan coil cont | CP-FCC-885 Cover plate For fan coil controller |  | 5.14
2CKA006220A0721 | DP4-T-1 | Active | 4011395213339 | 57.79 | 1 | 1 | stuk | free@home | BE31340 | TG (Electronic Security) | stuk | DP4-T-1 temp.sensor | DP4-T-1 Temperature sensor | DP4-T-1 Temperature sensor | DP4-T-1 Temperature sensor |  | 5.14
2CKA006220A0729 | DA/M.4.210.2.1 | Active | 4011395251799 | 789.39 | 1 | 1 | stuk | free@home | BE31340 | TO (KNX DIN) | stuk | DA/M.4.210.2.1 Dimming Act.4gang f | DA/M.4.210.2.1 Dimming actuator, 4gang f | DA/M.4.210.2.1 Dimming actuator, 4gang f | DA/M.4.210.2.1 Dimming actuator, 4gang for ABB-free@home® |  | 5.14
2CKA006220A0731 | DA/M.6.210.2.1 | Active | 4011395252031 | 1184.11 | 1 | 1 | stuk | free@home | BE31340 | TO (KNX DIN) | stuk | DA/M.6.210.2.1 Dimming Act.6gang f | DA/M.6.210.2.1 Dimming actuator, 6gang f | DA/M.6.210.2.1 Dimming actuator, 6gang f | DA/M.6.210.2.1 Dimming actuator, 6gang for ABB-free@home® |  | 5.14
2CKA006220A0755 | SRA-2-L-81 | Active | 4011395257722 | 10.92 | 1 | 1 | stuk | free@home | BE31340 | TG (Electronic Security) | stuk | SRA-2-L-81 Rocker | SRA-2-L-81 Rocker, Covers | SRA-2-L-81 Rocker, Covers | SRA-2-L-81 Rocker, Covers
2CKA006220A0756 | SRA-2-R-81 | Active | 4011395257739 | 10.92 | 1 | 1 | stuk | free@home | BE31340 | TG (Electronic Security) | stuk | SRA-2-R-81 Rocker | SRA-2-R-81 Rocker, Covers | SRA-2-R-81 Rocker, Covers | SRA-2-R-81 Rocker, Covers
2CKA006220A0757 | SRA-2-L-82 | Active | 4011395257746 | 10.92 | 1 | 1 | stuk | free@home | BE31340 | TG (Electronic Security) | stuk | SRA-2-L-82 Rocker | SRA-2-L-82 Rocker, Covers | SRA-2-L-82 Rocker, Covers | SRA-2-L-82 Rocker, Covers
2CKA006220A0758 | SRA-2-R-82 | Active | 4011395257753 | 10.92 | 1 | 1 | stuk | free@home | BE31340 | TG (Electronic Security) | stuk | SRA-2-R-82 Rocker | SRA-2-R-82 Rocker, Covers | SRA-2-R-82 Rocker, Covers | SRA-2-R-82 Rocker, Covers
2CKA006220A0761 | SRA-2-L-84 | Active | 4011395257784 | 10.92 | 1 | 1 | stuk | free@home | BE31340 | TG (Electronic Security) | stuk | SRA-2-L-84 Rocker | SRA-2-L-84 Rocker, Covers | SRA-2-L-84 Rocker, Covers | SRA-2-L-84 Rocker, Covers
2CKA006220A0762 | SRA-2-R-84 | Active | 4011395257791 | 10.92 | 1 | 1 | stuk | free@home | BE31340 | TG (Electronic Security) | stuk | SRA-2-R-84 Rocker | SRA-2-R-84 Rocker, Covers | SRA-2-R-84 Rocker, Covers | SRA-2-R-84 Rocker, Covers
2CKA006220A0767 | SRA-2-L-803 | Active | 4011395257845 | 13.51 | 1 | 1 | stuk | free@home | BE31340 | TG (Electronic Security) | stuk | SRA-2-L-803 Rocker | SRA-2-L-803 Rocker, Covers | SRA-2-L-803 Rocker, Covers | SRA-2-L-803 Rocker, Covers
2CKA006220A0768 | SRA-2-R-803 | Active | 4011395257876 | 13.51 | 1 | 1 | stuk | free@home | BE31340 | TG (Electronic Security) | stuk | SRA-2-R-803 Rocker | SRA-2-R-803 Rocker, Covers | SRA-2-R-803 Rocker, Covers | SRA-2-R-803 Rocker, Covers
2CKA006220A0769 | SRA-2-L-866 | Active | 4011395257883 | 15.19 | 1 | 1 | stuk | free@home | BE31340 | TG (Electronic Security) | stuk | SRA-2-L-866 Rocker | SRA-2-L-866 Rocker, Covers | SRA-2-L-866 Rocker, Covers | SRA-2-L-866 Rocker, Covers
2CKA006220A0770 | SRA-2-R-866 | Active | 4011395257890 | 15.19 | 1 | 1 | stuk | free@home | BE31340 | TG (Electronic Security) | stuk | SRA-2-R-866 Rocker | SRA-2-R-866 Rocker, Covers | SRA-2-R-866 Rocker, Covers | SRA-2-R-866 Rocker, Covers
2CKA006220A0771 | SRA-2-L-884 | Active | 4011395261101 | 13.51 | 1 | 1 | stuk | free@home | BE31340 | TG (Electronic Security) | stuk | SRA-2-L-884 Rocker | SRA-2-L-884 Rocker, Covers | SRA-2-L-884 Rocker, Covers | SRA-2-L-884 Rocker, Covers
2CKA006220A0772 | SRA-2-R-884 | Active | 4011395257920 | 13.51 | 1 | 1 | stuk | free@home | BE31340 | TG (Electronic Security) | stuk | SRA-2-R-884 Rocker | SRA-2-R-884 Rocker, Covers | SRA-2-R-884 Rocker, Covers | SRA-2-R-884 Rocker, Covers
2CKA006220A0773 | SRA-2-L-885 | Active | 4011395257937 | 13.51 | 1 | 1 | stuk | free@home | BE31340 | TG (Electronic Security) | stuk | SRA-2-L-885 Rocker | SRA-2-L-885 Rocker, Covers | SRA-2-L-885 Rocker, Covers | SRA-2-L-885 Rocker, Covers
2CKA006220A0774 | SRA-2-R-885 | Active | 4011395257944 | 13.51 | 1 | 1 | stuk | free@home | BE31340 | TG (Electronic Security) | stuk | SRA-2-R-885 Rocker | SRA-2-R-885 Rocker, Covers | SRA-2-R-885 Rocker, Covers | SRA-2-R-885 Rocker, Covers
2CKA006220A0775 | SRA-2-L-840 | Active | 4011395257951 | 8.39 | 1 | 1 | stuk | free@home | BE31340 | TG (Electronic Security) | stuk | SRA-2-L-840 | SRA-2-L-840 | SRA-2-L-840 | SRA-2-L-840
2CKA006220A0776 | SRA-2-R-840 | Active | 4011395257968 | 8.39 | 1 | 1 | stuk | free@home | BE31340 | TG (Electronic Security) | stuk | SRA-2-R-840 | SRA-2-R-840 | SRA-2-R-840 | SRA-2-R-840
2CKA006300A1538 | TB/U1.1.1-CG | Active | 4011395230725 | 207.66 | 1 | 1 | stuk | KNX - Tacteo | BE31340 | TL (KNX BJE (non DIN)) | stuk | Glasstouch sensor KNX Tacteo 1 | Glasstouch sensor KNX -Tacteo simple | Glasstouch sensor KNX -Tacteo 1-gang | TB/U1.1.1-CG Touch control element, 1gang Configurable device |  | 5.14
2CKA006300A1539 | TB/U2.4.1-CG | Active | 4011395230732 | 228.3 | 1 | 1 | stuk | KNX - Tacteo | BE31340 | TL (KNX BJE (non DIN)) | stuk | Glasstouch sensor KNX Tacteo 2 vert. | Glasstouch sensor KNX -Tacteo double, vertical | Glasstouch sensor KNX -Tacteo 2-gang, vertical | TB/U2.4.1-CG Touch control element, 2gang Configurable device |  | 5.14
2CKA006300A1540 | TB/U2.5.1-CG | Active | 4011395230749 | 228.3 | 1 | 1 | stuk | KNX - Tacteo | BE31340 | TL (KNX BJE (non DIN)) | stuk | Glasstouch sensor KNX Tacteo 2 hor. | Glasstouch sensor KNX -Tacteo double, horizontal | Glasstouch sensor KNX -Tacteo 2-gang, horizontal | TB/U2.5.1-CG Touch control element, 2gang Configurable device |  | 5.14
2CKA006300A1541 | TB/U4.4.1-CG | Active | 4011395230756 | 267.32 | 1 | 1 | stuk | KNX - Tacteo | BE31340 | TL (KNX BJE (non DIN)) | stuk | Glasstouch sensor KNX Tacteo 4 | Glasstouch sensor KNX -Tacteo quadruple | Glasstouch sensor KNX -Tacteo 4-gang | TB/U4.4.1-CG Touch control element, 4gang Configurable device |  | 5.14
2CKA006300A1542 | TB/U6.4.1-CG | Active | 4011395230763 | 305.18 | 1 | 1 | stuk | KNX - Tacteo | BE31340 | TL (KNX BJE (non DIN)) | stuk | Glasstouch sensor KNX Tacteo 6 | Glasstouch sensor KNX -Tacteo 6-fois | Glasstouch sensor KNX -Tacteo 6-gang | TB/U6.4.1-CG Touch control element, 6gang Configurable device |  | 5.14
2CKA006300A1543 | TB/U12.7.1-CG | Active | 4011395230770 | 368.28 | 1 | 1 | stuk | KNX - Tacteo | BE31340 | TL (KNX BJE (non DIN)) | stuk | Glasstouch sensor KNX Tacteo 12 vert. | Glasstouch sensor KNX -Tacteo 12-fois, vertical | Glasstouch sensor KNX -Tacteo 12-gang, vertical | TB/U12.7.1-CG Touch control element, 12gang Configurable device |  | 5.14
2CKA006300A1544 | TB/U12.8.1-CG | Active | 4011395230787 | 368.28 | 1 | 1 | stuk | KNX - Tacteo | BE31340 | TL (KNX BJE (non DIN)) | stuk | Glasstouch sensor KNX Tacteo 12 hor. | Glasstouch sensor KNX -Tacteo 12-fois, horizontal | Glasstouch sensor KNX -Tacteo 12-gang, horizontal | TB/U12.8.1-CG Touch control element, 12gang Configurable device |  | 5.14
2CKA006300A1545 | TBR/U4.7.1-CG | Active | 4011395230794 | 435.97 | 1 | 1 | stuk | KNX - Tacteo | BE31340 | TL (KNX BJE (non DIN)) | stuk | Glasstouch sensor KNX Tacteo 4 RTC vert. | Glasstouch sensor KNX -Tacteo quadruple ave RTC, verticale | Glasstouch sensor KNX -Tacteo 4-gang with RTC, vertical | TBR/U4.7.1-CG Touch control element, 4gang with room temperature controller Configurable device |  | 5.14
2CKA006300A1546 | TBR/U4.8.1-CG | Active | 4011395230817 | 435.97 | 1 | 1 | stuk | KNX - Tacteo | BE31340 | TL (KNX BJE (non DIN)) | stuk | Glasstouch sensor KNX Tacteo 4 RTC hor. | Glasstouch sensor KNX -Tacteo quadruple avec RTC, horizontale | Glasstouch sensor KNX -Tacteo 4-gang with RTC, horizontal | TBR/U4.8.1-CG Touch control element, 4gang with room temperature controller Configurable device |  | 5.14
2CKA006300A1547 | TR/U.1.1-CG | Active | 4011395230824 | 290.26 | 1 | 1 | stuk | KNX - Tacteo | BE31340 | TL (KNX BJE (non DIN)) | stuk | Touch RTC KNX -Tacteo RTC* | Touch RTC KNX -Tacteo RTC* | Touch RTC KNX -Tacteo RTC* | TR/U.1.1-CG Touch room temperature controller Configurable device |  | 5.14
2CKA006300A1548 | TBW/U.1.1-CG | Active | 4011395230831 | 203.07 | 1 | 1 | stuk | KNX - Tacteo | BE31340 | TL (KNX BJE (non DIN)) | stuk | BJ-Watchdog KNX -Tacteo 180 st,.sensor | Busch-Guard 180 KNX -Tacteo sensor standard | Busch-Watchdog KNX -Tacteo 180 standard sensor | TBW/U.1.1-CG Busch-Watchdog 180 flush-mounted standard sensor Configurable device |  | 5.14
2CKA006300A1549 | TA/U3.1.1-CG | Active | 4011395230848 | 242.08 | 1 | 1 | stuk | KNX - Tacteo | BE31340 | TL (KNX BJE (non DIN)) | stuk | KNX -Tacteo zonder kaartlezer | Sensor chambre exterieur KNX -Tacteo sans lecteur de badge | Room outdoor sensor KNX -Tacteo without card reader | TA/U3.1.1-CG Room outdoor sensor Configurable device |  | 5.14
2CKA006300A1550 | TLM/U.1.1-CG | Active | 4011395230855 | 302.87 | 1 | 1 | stuk | KNX - Tacteo | BE31340 | TL (KNX BJE (non DIN)) | stuk | KNX -Tacteokaartlezer | Sensor chambre exterieur KNX -Tacteo avec lecteur de badge | Room outdoor sensor KNX -Tacteo with card reader | TLM/U.1.1-CG Room outdoor sensor with card reader Configurable device |  | 5.14
2CKA006300A1552 | TKK/U.1.1-CG | Active | 4011395230879 | 305.18 | 1 | 1 | stuk | KNX - Tacteo | BE31340 | TL (KNX BJE (non DIN)) | stuk | Card KNX -Tacteo Conventional | Porte de carte KNX -Tacteo conventionelle | Card holder KNX -Tacteo Conventional | TKK/U.1.1-CG Card holder, universal Configurable device |  | 5.14
2CKA006300A1553 | TKM/U.1.1-CG | Active | 4011395230886 | 302.87 | 1 | 1 | stuk | KNX - Tacteo | BE31340 | TL (KNX BJE (non DIN)) | stuk | Card KNX -Tacteo universal | Porte de carte KNX -Tacteo universale | Card holder KNX -Tacteo universal | TKM/U.1.1-CG Card holder universal Configurable device |  | 5.14
2CKA006300A1555 | TSM/U.2.1-CG | Active | 4011395230909 | 367.12 | 1 | 1 | stuk | KNX - Tacteo | BE31340 | TL (KNX BJE (non DIN)) | stuk | KNX - Tacteo TSM/U.2.1-CG | Sensor chambre exterieur KNX -Tacteo avec lecteur de badge et nombre | Room outdoor sensor KNX -Tacteo with cardreader and number | TSM/U.2.1-CG Room outdoor sensor with card reader and room number Configurable device |  | 5.14
2CKA006300A1578 | TB/U1.2.1-CG | Active | 4011395231159 | 207.66 | 1 | 1 | stuk | KNX - Tacteo | BE31340 | TL (KNX BJE (non DIN)) | stuk | Glasstouch sensor KNX Tacteo 1 | Glasstouch sensor KNX -Tacteo simple | Glasstouch sensor KNX -Tacteo 1-gang | TB/U1.2.1-CG Touch control element, 1gang Configurable device |  | 5.14
2CKA006300A1579 | TB/U2.8.1-CG | Active | 4011395231166 | 228.3 | 1 | 1 | stuk | KNX - Tacteo | BE31340 | TL (KNX BJE (non DIN)) | stuk | Glasstouch sensor KNX Tacteo 2 vert. | Glasstouch sensor KNX -Tacteo double, vertical | Glasstouch sensor KNX -Tacteo 2-gang, vertical | TB/U2.8.1-CG Touch control element, 2gang Configurable device |  | 5.14
2CKA006300A1580 | TB/U2.7.1-CG | Active | 4011395231173 | 228.3 | 1 | 1 | stuk | KNX - Tacteo | BE31340 | TL (KNX BJE (non DIN)) | stuk | Glasstouch sensor KNX Tacteo 2 hor. | Glasstouch sensor KNX -Tacteo double, horizontal | Glasstouch sensor KNX -Tacteo 2-gang, horizontal | TB/U2.7.1-CG Touch control element, 2gang Configurable device |  | 5.14
2CKA006300A1581 | TB/U4.7.1-CG | Active | 4011395231180 | 267.32 | 1 | 1 | stuk | KNX - Tacteo | BE31340 | TL (KNX BJE (non DIN)) | stuk | Glasstouch sensor KNX Tacteo 4 | Glasstouch sensor KNX -Tacteo quadruple | Glasstouch sensor KNX -Tacteo 4-gang | TB/U4.7.1-CG Touch control element, 4gang Configurable device |  | 5.14
2CKA006300A1582 | TB/U6.7.1-CG | Active | 4011395231197 | 305.18 | 1 | 1 | stuk | KNX - Tacteo | BE31340 | TL (KNX BJE (non DIN)) | stuk | Glasstouch sensor KNX Tacteo 6 | Glasstouch sensor KNX -Tacteo 6-fois | Glasstouch sensor KNX -Tacteo 6-gang | TB/U6.7.1-CG Touch control element, 6gang Configurable device |  | 5.14
2CKA006300A1583 | TR/U.2.1-CG | Active | 4011395231203 | 290.26 | 1 | 1 | stuk | KNX - Tacteo | BE31340 | TL (KNX BJE (non DIN)) | stuk | Touch RTC KNX -Tacteo RTC* | Touch RTC KNX -Tacteo RTC* | Touch RTC KNX -Tacteo RTC* | TR/U.2.1-CG Touch room temperature controller Configurable device |  | 5.14
2CKA006300A1584 | TBW/U.2.1-CG | Active | 4011395231210 | 203.07 | 1 | 1 | stuk | KNX - Tacteo | BE31340 | TL (KNX BJE (non DIN)) | stuk | BJ-Watchdog 180 KNX -Tacteo st,. sensor | Busch-Guard 180 KNX -Tacteo sensor standard | Busch-Watchdog 180 KNX -Tacteo standard sensor | TBW/U.2.1-CG Busch-Watchdog 180 flush-mounted standard sensor Configurable device |  | 5.14
2CKA006300A1585 | TA/U3.2.1-CG | Active | 4011395231227 | 242.08 | 1 | 1 | stuk | KNX - Tacteo | BE31340 | TL (KNX BJE (non DIN)) | stuk | KNX -Tacteokaartlezer | Sensor chambre exterieur KNX -Tacteo avec lecteur de badge | Room outdoor sensor KNX -Tacteo with card reader | TA/U3.2.1-CG Room outdoor sensor Configurable device |  | 5.14
2CKA006300A1587 | TLM/U.2.1-CG | Active | 4011395231241 | 302.87 | 1 | 1 | stuk | KNX - Tacteo | BE31340 | TL (KNX BJE (non DIN)) | stuk | KNX -Tacteo zonder kaartlezer | Sensor chambre exterieur KNX -Tacteo sans lecteur de badge | Room outdoor sensor KNX -Tacteo without card reader | TLM/U.2.1-CG Room outdoor sensor with card reader Configurable device |  | 5.14
2CKA006300A1588 | TKK/U.3.1-CG | Active | 4011395231258 | 305.18 | 1 | 1 | stuk | KNX - Tacteo | BE31340 | TL (KNX BJE (non DIN)) | stuk | Card KNX -Tacteo Conventioneel | Card holder KNX -Tacteo conventionelle | Card holder KNX -Tacteo Conventional | TKK/U.3.1-CG Card holder universal Configurable device |  | 5.14
2CKA006300A1589 | TKM/U.3.1-CG | Active | 4011395231272 | 305.18 | 1 | 1 | stuk | KNX - Tacteo | BE31340 | TL (KNX BJE (non DIN)) | stuk | Card KNX -Tacteo universeel | Card holder KNX -Tacteo universale | Card holder KNX -Tacteo universal | TKM/U.3.1-CG Card holder universal Configurable device |  | 5.14
2CKA006300A1590 | TB/U1.3.1-CG | Active | 4011395231289 | 207.66 | 1 | 1 | stuk | KNX - Tacteo | BE31340 | TL (KNX BJE (non DIN)) | stuk | Glasstouch sensor KNX Tacteo 1 | Glasstouch sensor KNX -Tacteo simple | Glasstouch sensor KNX -Tacteo 1-gang | TB/U1.3.1-CG Touch control element, 1gang Configurable device |  | 5.14
2CKA006300A1593 | TB/U4.8.1-CG | Active | 4011395231326 | 267.32 | 1 | 1 | stuk | KNX - Tacteo | BE31340 | TL (KNX BJE (non DIN)) | stuk | Glasstouch sensor KNX Tacteo 4 | Glasstouch sensor KNX -Tacteo quadruple | Glasstouch sensor KNX -Tacteo 4-gang | TB/U4.8.1-CG Touch control element, 4gang Configurable device |  | 5.14
2CKA006300A1594 | TB/U6.8.1-CG | Active | 4011395231333 | 305.18 | 1 | 1 | stuk | KNX - Tacteo | BE31340 | TL (KNX BJE (non DIN)) | stuk | Glasstouch sensor KNX Tacteo 6 | Glasstouch sensor KNX -Tacteo 6-fois | Glasstouch sensor KNX -Tacteo 6-gang | TB/U6.8.1-CG Touch control element, 6gang Configurable device |  | 5.14
2CKA006300A1595 | TR/U.3.1-CG | Active | 4011395231340 | 290.26 | 1 | 1 | stuk | KNX - Tacteo | BE31340 | TL (KNX BJE (non DIN)) | stuk | Touch RTC KNX -Tacteo RTC* | Touch RTC KNX -Tacteo RTC* | Touch RTC KNX -Tacteo RTC* | TR/U.3.1-CG Touch room temperature controller Configurable device |  | 5.14
2CKA006300A1596 | TBW/U.3.1-CG | Active | 4011395231357 | 203.07 | 1 | 1 | stuk | KNX - Tacteo | BE31340 | TL (KNX BJE (non DIN)) | stuk | BJ-Watchdog 180 KNX -Tacteo st,. sensor | Busch-Guard 180 KNX -Tacteo sensor standard | Busch-Watchdog 180 KNX -Tacteo standard sensor | TBW/U.3.1-CG Busch-Watchdog 180 flush-mounted standard sensor Configurable device |  | 5.14
2CKA006300A1597 | TA/U3.3.1-CG | Active | 4011395231364 | 242.08 | 1 | 1 | stuk | KNX - Tacteo | BE31340 | TL (KNX BJE (non DIN)) | stuk | KNX -Tacteokaartlezer | Sensor chambre exterieur KNX -Tacteo avec lecteur de badge | Room outdoor sensor KNX -Tacteo with card reader | TA/U3.3.1-CG Room outdoor sensor with card reader Configurable device |  | 5.14
2CKA006300A1599 | TLM/U.3.1-CG | Active | 4011395231395 | 302.87 | 1 | 1 | stuk | KNX - Tacteo | BE31340 | TL (KNX BJE (non DIN)) | stuk | KNX -Tacteo zonder kaartlezer | Sensor chambre exterieur KNX -Tacteo sans lecteur de badge | Room outdoor sensor KNX -Tacteo without card reader | TLM/U.3.1-CG Room outdoor sensor Configurable device |  | 5.14
2CKA006300A1602 | TB/U6.5.1-CG | Active | 4011395254165 | 305.18 | 1 | 1 | stuk | KNX - Tacteo | BE31340 | TL (KNX BJE (non DIN)) | stuk | Glasstouch sensor KNX Tacteo 6 | Glasstouch sensor KNX -Tacteo 6-fois | Glasstouch sensor KNX -Tacteo 6-gang | TB/U6.5.1-CG Touch control element, 6gang Configurable device |  | 5.14
2CKA006300A1603 | TSN/U.2.1-CG | Active | 4011395254172 | 346.48 | 1 | 1 | stuk | KNX - Tacteo | BE31340 | TL (KNX BJE (non DIN)) | stuk | KNX -Tacteokamernummer | Sensor chambre exterieur KNX -Tacteo avec nombre de chambre | Room outdoor sensor KNX -Tacteo with room number | TSN/U.2.1-CG Room outdoor sensor with room number Configurable device |  | 5.14
2CKA006300A1611 | TZW/U.0.1.CK | Active | 4011395254325 | 6.77 | 1 | 1 | stuk | KNX - Tacteo | BE31340 | TL (KNX BJE (non DIN)) | stuk | RemovalPRotection tool KNX -Tacteo | Outil de demontage KNX -Tacteo | Removal protection tool KNX -Tacteo | TZW/U.0.1.CK Removal protection tool
2CKA006300A1612 | TB/U4.5.1-CG | Active | 4011395256268 | 267.32 | 1 | 1 | stuk | KNX - Tacteo | BE31340 | TL (KNX BJE (non DIN)) | stuk | Glasstouch sensor KNX Tacteo 4 | Glasstouch sensor KNX -Tacteo quadruple | Glasstouch sensor KNX -Tacteo 4-gang | TB/U4.5.1-CG Touch control element, 4gang Configurable device |  | 5.14
2CKA006300A1614 | TB/U1.2.11-CG | Active | 4011395256282 | 207.66 | 1 | 1 | stuk | KNX - Tacteo | BE31340 | TL (KNX BJE (non DIN)) | stuk | KNX TB/U1.2.11-CG Tacteo enkel hor. | TB/U1.2.11-CG Touch control element, 1gang Configurable device | KNX TB/U1.2.11-CG Tacteo Pushbutton 1 function | TB/U1.2.11-CG Touch control element, 1gang Configurable device |  | 5.14
2CKA006300A1617 | TB/U4.7.11-CG | Active | 4011395256329 | 267.32 | 1 | 1 | stuk | KNX - Tacteo | BE31340 | TL (KNX BJE (non DIN)) | stuk | KNX TB/U4.7.11-CG Tacteo 4- hor. | TB/U4.7.11-CG Touch control element, 4gang Configurable device | KNX TB/U4.7.11-CG Tacteo Pushbutton 4 functions | TB/U4.7.11-CG Touch control element, 4gang Configurable device |  | 5.14
2CKA006300A1618 | TB/U6.7.11-CG | Active | 4011395256336 | 305.18 | 1 | 1 | stuk | KNX - Tacteo | BE31340 | TL (KNX BJE (non DIN)) | stuk | KNX TB/U6.7.11-CG Tacteo 6- hor. | TB/U6.7.11-CG Touch control element, 6gang Configurable device | KNX TB/U6.7.11-CG Tacteo Pushbutton 6 functions | TB/U6.7.11-CG Touch control element, 6gang Configurable device |  | 5.14
2CKA006300A1619 | TR/U.2.11-CG | Active | 4011395256343 | 290.26 | 1 | 1 | stuk | KNX - Tacteo | BE31340 | TL (KNX BJE (non DIN)) | stuk | KNX TR/U.2.11-CG Tacteo ruimtethermo. hor. | TR/U.2.11-CG Touch room temperature controller Configurable device | KNX TR/U.2.11-CG Tacteo Thermostat horizontal | TR/U.2.11-CG Touch room temperature controller Configurable device |  | 5.14
2CKA006300A1633 | TZE/U.0.1.CK | Active | 4011395258293 | 6.77 | 1 | 1 | stuk | KNX - Tacteo | BE31340 | TL (KNX BJE (non DIN)) | stuk | RemovalPRotection KNX -Tacteo sensoren | Protection contre demontage KNX -Tacteo pour sensor | Removal protection KNX -Tacteo for control elements | TZE/U.0.1.CK Removal protection for control elements
2CKA006300A1641 | TB/U1-CG | Active | 4011395296424 | 247.45 | 1 | 1 | stuk | Touch control element, 1gang | BE31340 | TL (KNX BJE (non DIN)) | stuk | TB/U1-CG Touch control element, 1gang Premium customization | TB/U1-CG Touch control element, 1gang Premium customization | TB/U1-CG Touch control element, 1gang Premium customization | TB/U1-CG Touch control element, 1gang Premium customization |  | 5.14
2CKA006300A1642 | TB/U2-CG | Active | 4011395297261 | 267.7 | 1 | 1 | stuk | Touch control element, 2gang | BE31340 | TL (KNX BJE (non DIN)) | stuk | TB/U2-CG Touch control element, 2gang Premium customization | TB/U2-CG Touch control element, 2gang Premium customization | TB/U2-CG Touch control element, 2gang Premium customization | TB/U2-CG Touch control element, 2gang Premium customization |  | 5.14
2CKA006300A1643 | TB/U4-CG | Active | 4011395297278 | 305.94 | 1 | 1 | stuk | Touch control element, 4gang | BE31340 | TL (KNX BJE (non DIN)) | stuk | TB/U4-CG Touch control element, 4gang Premium customization | TB/U4-CG Touch control element, 4gang Premium customization | TB/U4-CG Touch control element, 4gang Premium customization | TB/U4-CG Touch control element, 4gang Premium customization |  | 5.14
2CKA006300A1644 | TB/U6-CG | Active | 4011395297285 | 341.93 | 1 | 1 | stuk | Touch control element, 6gang | BE31340 | TL (KNX BJE (non DIN)) | stuk | TB/U6-CG Touch control element, 6gang Premium customization | TB/U6-CG Touch control element, 6gang Premium customization | TB/U6-CG Touch control element, 6gang Premium customization | TB/U6-CG Touch control element, 6gang Premium customization |  | 5.14
2CKA006300A1645 | TB/U12-CG | Active | 4011395297292 | 430.79 | 1 | 1 | stuk | Touch control element, 12gang | BE31340 | TL (KNX BJE (non DIN)) | stuk | TB/U12-CG Touch control element, 12gang Premium customization | TB/U12-CG Touch control element, 12gang Premium customization | TB/U12-CG Touch control element, 12gang Premium customization | TB/U12-CG Touch control element, 12gang Premium customization |  | 5.14
2CKA006300A1646 | TA/U3-CG | Active | 4011395297308 | 275.58 | 1 | 1 | stuk | Room outdoor sensor | BE31340 | TL (KNX BJE (non DIN)) | stuk | TA/U3-CG Room outdoor sensor Premium customization | TA/U3-CG Room outdoor sensor Premium customization | TA/U3-CG Room outdoor sensor Premium customization | TA/U3-CG Room outdoor sensor Premium customization |  | 5.14
2CKA006300A1647 | TR/U-CG | Active | 4011395297315 | 321.69 | 1 | 1 | stuk | Touch room temperature controller | BE31340 | TL (KNX BJE (non DIN)) | stuk | TR/U-CG Touch room temperature controller Premium customization | TR/U-CG Touch room temperature controller Premium customization | TR/U-CG Touch room temperature controller Premium customization | TR/U-CG Touch room temperature controller Premium customization |  | 5.14
2CKA006300A1648 | TBR/U4-CG | Active | 4011395297322 | 482.54 | 1 | 1 | stuk | Touch control element, 4gang with room temperature controller | BE31340 | TL (KNX BJE (non DIN)) | stuk | TBR/U4-CG Touch control element, 4gang with room temperature controller Premium customization | TBR/U4-CG Touch control element, 4gang with room temperature controller Premium customization | TBR/U4-CG Touch control element, 4gang with room temperature controller Premium customization | TBR/U4-CG Touch control element, 4gang with room temperature controller Premium customization |  | 5.14
2CKA006300A1649 | TKK/U-CG | Active | 4011395297339 | 353.18 | 1 | 1 | stuk | Card holder, universal | BE31340 | TL (KNX BJE (non DIN)) | stuk | TKK/U-CG Card holder, universal Premium customization | TKK/U-CG Card holder, universal Premium customization | TKK/U-CG Card holder, universal Premium customization | TKK/U-CG Card holder, universal Premium customization |  | 5.14
2CKA006300A1650 | TKM/U-CG | Active | 4011395297346 | 353.18 | 1 | 1 | stuk | Card holder programmable | BE31340 | TL (KNX BJE (non DIN)) | stuk | TKM/U-CG Card holder programmable Premium customization | TKM/U-CG Card holder programmable Premium customization | TKM/U-CG Card holder programmable Premium customization | TKM/U-CG Card holder programmable Premium customization |  | 5.14
2CKA006300A1651 | TLM/U-CG | Active | 4011395297353 | 353.18 | 1 | 1 | stuk | Room outdoor sensor with card reader | BE31340 | TL (KNX BJE (non DIN)) | stuk | TLM/U-CG Room outdoor sensor with card reader Premium customization | TLM/U-CG Room outdoor sensor with card reader Premium customization | TLM/U-CG Room outdoor sensor with card reader Premium customization | TLM/U-CG Room outdoor sensor with card reader Premium customization |  | 5.14
2CKA006300A1652 | TSM/U-CG | Active | 4011395297360 | 427.42 | 1 | 1 | stuk | Room outdoor sensor with card reader and room number | BE31340 | TL (KNX BJE (non DIN)) | stuk | TSM/U-CG Room outdoor sensor with card reader and room number Premium customization | TSM/U-CG Room outdoor sensor with card reader and room number Premium customization | TSM/U-CG Room outdoor sensor with card reader and room number Premium customization | TSM/U-CG Room outdoor sensor with card reader and room number Premium customization |  | 5.14
2CKA006300A1653 | TSN/U-CG | Active | 4011395297377 | 407.17 | 1 | 1 | stuk | Room outdoor sensor with room number | BE31340 | TL (KNX BJE (non DIN)) | stuk | TSN/U-CG Room outdoor sensor with room number Premium customization | TSN/U-CG Room outdoor sensor with room number Premium customization | TSN/U-CG Room outdoor sensor with room number Premium customization | TSN/U-CG Room outdoor sensor with room number Premium customization |  | 5.14
2CKA006300A1654 | TBW/U-CG | Active | 4011395297384 | 249.7 | 1 | 1 | stuk | Busch-Watchdog 180 flush-mounted standard sensor | BE31340 | TL (KNX BJE (non DIN)) | stuk | TBW/U-CG Busch-Watchdog 180 flush-mounted standard sensor Premium customization | TBW/U-CG Busch-Watchdog 180 flush-mounted standard sensor Premium customization | TBW/U-CG Busch-Watchdog 180 flush-mounted standard sensor Premium customization | TBW/U-CG Busch-Watchdog 180 flush-mounted standard sensor Premium customization |  | 5.14
2CKA006330A0030 | SLY/A.0.1-84 | Active | 4011395264973 | 13.94 | 1 | 1 | stuk | KNX -Tenton | BE31340 | TL (KNX BJE (non DIN)) | stuk | SLY/A.0.1-84 Bottom end strips outM | SLY/A.0.1-84 Bottom end strips without m | SLY/A.0.1-84 Bottom end strips without m | SLY/A.0.1-84 Bottom end strips without manufacturer logo ABB Tenton®
2CKA006330A0037 | SBS/U6.0.1-885 | Active | 4011395298718 | 161.76 | 1 | 1 | stuk | Room temperature controller extension unit with control function 6gang | BE31340 | TL (KNX BJE (non DIN)) | stuk | HVAC- sensor-Slave KNX - ClimaEco Mat zwart 6f, CE | HVAC- capteur-esclave KNX - ClimaEco Mat noir 6f, CE | HVAC- sensor-Slave KNX - ClimaEco Mat zwart 6f, CE | HVAC- sensor-Slave KNX - ClimaEco Mat zwart 6f, CE |  | 5.14
2CKA008110A0120 | DBS/S 1.1.1.1 | Limited | 4011395255797 | 1835.65 | 1 | 1 | stuk | Visualisation | BE31340 | TL (KNX BJE (non DIN)) | stuk | KNX iOT Dashboard | DBS/S 1.1.1.1 IoT Dashboard Server | KNX IoT Dashboard Server REG | DBS/S 1.1.1.1 IoT Dashboard Server |  | 5.14
2CKA008300A0356 | DP7-S-611 | Active | 4011395182420 | 2240.42 | 1 | 1 | stuk | free@home | BE31340 | TG (Electronic Security) | stuk | DP7-S-611 ABB-free@homeTouch 7'' indoor | DP7-S-611 ABB-free@homeTouch 7'' indoor | DP7-S-611 ABB-free@homeTouch 7'' indoor | DP7-S-611 ABB-free@homeTouch 7" indoor video station with 17.8 cm (7") touch display |  | 5.14
2CKA008300A0357 | DP7-S-625 | Active | 4011395182383 | 2265.54 | 1 | 1 | stuk | free@home | BE31340 | TG (Electronic Security) | stuk | DP7-S-625 ABB-free@homeTouch 7'' indoor | DP7-S-625 ABB-free@homeTouch 7'' indoor | DP7-S-625 ABB-free@homeTouch 7'' indoor | DP7-S-625 ABB-free@homeTouch 7" indoor video station with 17.8 cm (7") touch display |  | 5.14
2CSY232175R2041 | TS/T 1.1 | Active | 8012542321750 | 3441.85 | 1 | 1 | stuk | Transponder Cards | BE31340 | TL (KNX BJE (non DIN)) | stuk | Transponder Cards TS/T 1.1 | 2CSY232175R2041 TS/T 1.1 - Set of 1000 transponder cards (MIFARE) | 2CSY232175R2041 TS/T 1.1 - Set of 1000 transponder cards (MIFARE) | 2CSY232175R2041 TS/T 1.1 - Set of 1000 transponder cards (MIFARE) |  | 5.14
2CSY233741S3611 | TZE/U.0.3.CK | Active | 8012542337416 | 18.42 | 1 | 1 | stuk | KNX - Tacteo | BE31340 | TL (KNX BJE (non DIN)) | stuk | KNX TZE/U.0.3.CK anti-diefstal kit | 2CSY233741S3611 TZE/U.0.3.CK - Anti-theft claw vertical, Tacteo | KNX TZE/U.0.3.CK Removal protection | 2CSY233741S3611 TZE/U.0.3.CK - Anti-theft claw vertical, Tacteo
2CSY245271S3601 | TZE/U.0.2.CK | Active | 8012542452713 | 18.42 | 1 | 1 | stuk | KNX - Tacteo | BE31340 | TL (KNX BJE (non DIN)) | stuk | KNX TZE/U.0.2.CK anti-diefstal kit | 2CSY245271S3601 TZE/U.0.2.CK - Anti-theft claw squared and horizontal, Tacteo | KNX TZE/U.0.2.CK Removal protection | 2CSY245271S3601 TZE/U.0.2.CK - Anti-theft claw squared and horizontal, Tacteo
2CSY258202R2051 | SW MiniMAC 4.1 | Active | 8012542582021 | 2927.87 | 1 | 1 | stuk | System Management and Configuration Software | BE31340 | TL (KNX BJE (non DIN)) | stuk | KNX SoftWareMiniMAC 4.1 | 2CSY258202R2051 SOFTWARE MINIMAC 4.1 | KNX SoftWare MiniMAC 4.1 | 2CSY258202R2051 SOFTWARE MINIMAC 4.1 |  | 5.14
2CSY259412R2041 | TS/T 1 | Active | 8012542594123 | 38.98 | 1 | 1 | stuk | Transponder Cards | BE31340 | TL (KNX BJE (non DIN)) | stuk | 2CSY259412R2041 TS/T 1-Set of 10 Transpon Cards | 2CSY259412R2041 TS/T 1 - Set of 10 Transponder Cards | KNX Set of 10 Transponder Cards (MIFARE) | 2CSY259412R2041 TS/T 1 - Set of 10 Transponder Cards |  | 5.14
2CSY289621R3801 | TP/T 1 | Active | 8012542896210 | 371.72 | 1 | 1 | stuk | System Management and Configuration Software | BE31340 | TL (KNX BJE (non DIN)) | stuk | KNX TP/T 1 USB interface-MIFARE | 2CSY289621R3801 USB Programmer - MIFARE | KNX TP/T 1 USB Programmer - MIFARE | 2CSY289621R3801 USB Programmer - MIFARE |  | 5.14
GHQ3050017R0001 | SSF/G | Active | 4016779534666 | 260.61 | 1 | 1 | stuk | Sirens (Acoustic) | BE31340 | TS (Desto Alrm Fire & Ac) | stuk | Buiten sirene KNX in | Sirène extérieur Gamme SSF en boitier | SSF/G Sirene im Gehäuse | SSF/G Siren in Enclosure |  | 5.14
GHQ3050018R0001 | SSF/GB | Active | 4016779534673 | 390.93 | 1 | 1 | stuk | Siren / Strobe Combinations | BE31340 | TS (Desto Alrm Fire & Ac) | stuk | Buiten sirene KNXflitslicht | SSF/GB Combination Signalling | SSF/GB Sirene mit Blitzleuchte | SSF/GB Siren with Strobe |  | 5.14
GHQ3050023R0001 | WEL/A,ES | Active | 4016779585705 | 327.29 | 1 | 1 | stuk | System SafeKey | BE31340 | TS (Desto Alrm Fire & Ac) | stuk | SafeKey lezer WEL/A | Lecteur SafeKey Gamme WEL/A Montage mural | WEL/A,ES SafeKey-Wandleser, Aufputz | WEL/A,ES SafeKey Chipreader, Surface Mounted |  | 5.14
GHQ3050027R0001 | SCS | Active | 4016779585750 | 30.4 | 1 | 1 | stuk | System SafeKey | BE31340 | TS (Desto Alrm Fire & Ac) | stuk | SafeKey SCS chipsleutel | SafeKey Gamme SCS Clé à puce | SCS SafeKey-Chipschlüssel | SCS SafeKey Chipkey |  | 5.14
GHQ3050031R0001 | L240/BS | Active | 4016779585613 | 383.47 | 1 | 1 | stuk | System Components | BE31340 | TS (Desto Alrm Fire & Ac) | stuk | SafeKey-meetML240 | Module d'analyse SafeKey Gamme L240 | L240/BS SafeKey-Auswertemodul | L240/BS SafeKey Evaluation Module |  | 5.14
GHQ3201972R0001 | MRS/W | Active | 4016779506601 | 19.43 | 1 | 1 | stuk | Conventional | BE31340 | TS (Desto Alrm Fire & Ac) | stuk | Magneetreedcont.setMRS wit | Jeu d'aimants et de contacts Reed | MRS/W Magnet-Reedkontakt-Set, weiss | MRS/W Magnet Reed Contact Set, white
GHQ3201972R0002 | MRS/B | Active | 4016779506595 | 20.49 | 1 | 1 | stuk | Conventional | BE31340 | TS (Desto Alrm Fire & Ac) | stuk | Magneetreedcont.setMRS bruin | Jeu d'aimants et de contacts Reed | MRS/B Magnet-Reedkontakt-Set, braun | MRS/B Magnet Reed Contact Set, brown
GHQ3201972R0011 | VMRS/W | Active | 4016779506588 | 351.21 | 1 | 1 | stuk | Conventional | BE31340 | TS (Desto Alrm Fire & Ac) | stuk | Magneetreedcont.set VMRS wit | Jeu promotionnel d'aimants et de contacts Reed | VMRS/W Vorteils-Set Reedkontakte, weiss | VMRS/W Magnet Reed Contact Saver Set, white
GHQ3201972R0012 | VMRS/B | Active | 4016779506571 | 368.59 | 1 | 1 | stuk | Conventional | BE31340 | TS (Desto Alrm Fire & Ac) | stuk | Magneetreedcont.set VMRS bruin | Jeu promotionnel d'aimants et de contacts Reed | VMRS/B Vorteils-Set Reedkontakte, braun | VMRS/B Magnet Reed Contact Saver Set, brown
GHQ4001906R0001 | LKS | Active | 4013232392801 | 23.63 | 1 | 1 | stuk | Conventional | BE31340 | TS (Desto Alrm Fire & Ac) | stuk | LKS Loctite Adhesive | LKS Loctite Adhesive | LKS Loctite-Klebeset für Glasbruchmelder | LKS Loctite Adhesive for Glass Breaking Detectors
GHQ4030001R0012 | SWM4/RN | Active | 4013232057502 | 98.42 | 1 | 1 | stuk | Conventional | BE31340 | TS (Desto Alrm Fire & Ac) | stuk | Watermelder SWMrelaisuitgang | Détecteur de presence d'eau 12V | SWM4/RN Wassermelder mit Relais, für 12 V | SWM4RN Water Detector with Relay, 12 V |  | 5.14
GHQ6050053R0001 | LL/S1.1 | Active | 4016779392105 | 1177.24 | 1 | 1 | stuk | Gateways | BE31340 | TO (KNX DIN) | stuk | Glasvezelinterface LL/S | Interface fibres optiques | LL/S1.1 Lichtwellenleiter-Schnittstelle, REG | LL/S1.1 Optical Fibre Interface, MDRC |  | 5.14
GHQ6301901R0001 | BUSKLEMME | Active | 4012233802302 | 1.68 | 1 | 50 | stuk | Connection Terminals and Accessories | BE31340 | TO (KNX DIN) | stuk | Bus klem KNX 50 st rood/zw | Bornier de connexion pour bus | BUSKLEMME Busanschlussklemme, 50 Stück | BUSKLEMME Bus Connection Terminal, 50 Pieces |  | 5.14
GHQ6301902R0001 | KLEMME | Active | 4016779079303 | 1.68 | 1 | 50 | stuk | Connection Terminals and Accessories | BE31340 | TO (KNX DIN) | stuk | Bus klem KNX wit/geel | Connection Terminal, 50Pack | KLEMME Anschlussklemme, 50 Stück | KLEMME Connection Terminal, 50 Pieces |  | 5.14
GHQ6301908R0001 | VB/K200.1 | Active | 4016779469807 | 2.17 | 1 | 1 | stuk | Bus Bars and Wiring Jumpers | BE31340 | TO (KNX DIN) | stuk | Bedradingsbruggen KNX 200mm | Ponts de câblage VB/K 200.1 Horizontal 2 mm | VB/K200.1 Verdrahtungsbrücke, waagrecht, 200 mm | VB/K200.1 Wiring Jumper, horizontal, 200 mm |  | 5.14
GHQ6301908R0002 | VB/K270.1 | Active | 4016779469906 | 2.4 | 1 | 1 | stuk | Bus Bars and Wiring Jumpers | BE31340 | TO (KNX DIN) | stuk | Bedradingsbruggen KNX 270mm | Ponts de câblage VB/K 270.1 Vertical 27 mm | VB/K270.1 Verdrahtungsbrücke, senkrecht, 270 mm | VB/K270.1 Wiring Jumper, vertical, 270 mm |  | 5.14
GHQ6301908R0003 | VB/K100.1 | Active | 4016779501033 | 1.97 | 1 | 1 | stuk | Bus Bars and Wiring Jumpers | BE31340 | TO (KNX DIN) | stuk | Bedradingsbruggen KNX 100mm | Ponts de câblage VB/K 100.1 | VB/K100.1 Verdrahtungsbrücke, waagrecht, 100 mm | VB/K100.1 Wiring Jumper, horizontal, 100 mm |  | 5.14
GHQ6301908R0004 | VB/K360.1 | Active | 4016779846769 | 2.58 | 1 | 1 | stuk | Bus Bars and Wiring Jumpers | BE31340 | TO (KNX DIN) | stuk | Bedradingsbrug KNX 360mm | Pont de câblage Gamme VB/K 360mm | VB/K360.1 Verdrahtungsbrücke, senkrecht, 360 mm | VB/K360.1 Wiring Jumper, vertical, 360 mm |  | 5.14
GHQ6301910R0001 | KS/K4.1 | Active | 4016779517256 | 35.79 | 1 | 1 | stuk | Battery Modules and Accessories | BE31340 | TO (KNX DIN) | stuk | Kabelset KNX Basis | Jeu de câbles de base Base | KS/K4.1 Kabelsatz, Basis | KS/K4.1 Cable Set, Basic |  | 5.14
GHQ6301910R0011 | KS/K2.1 | Active | 4016779528931 | 31.24 | 1 | 1 | stuk | Battery Modules and Accessories | BE31340 | TO (KNX DIN) | stuk | Kabelset KNX Uitbreiding | Jeu de câbles d'extension Extension | KS/K2.1 Kabelsatz, Erweiterung | KS/K2.1 Cable Set, Extension |  | 5.14
GHQ6310009R0001 | US/E1 | Active | 4016779005708 | 69.86 | 1 | 1 | stuk | Diagnostic and Protection Components | BE31340 | TO (KNX DIN) | stuk | US/E1 Connection TerminalSurge Arrester | Parafoudre bipolaire | US/E1 Anschlussklemme mit Überspannungsschutz | US/E1 Connection Terminal with Surge Arrester
GHQ6310044R0111 | ER/U1.1 | Active | 4016779497251 | 49.38 | 1 | 1 | stuk | Valve Drive Actuators | BE31340 | TO (KNX DIN) | stuk | Elektronisch relais KNX enkel | Relais électronique, simple simple | ER/U1.1 Elektronisches Relais, 1fach, UP | ER/U1.1 Electronic Relay, 1-fold, FM |  | 5.14
GHQ6310049R0111 | SU/S30.640.1 | Limited | 4016779514774 | 486.82 | 1 | 1 | stuk | KNX Power Supplies | BE31340 | TO (KNX DIN) | stuk | KNXnoodstroomvoorziening 640MA | Alimentation électrique 640 mA | SU/S30.640.1 Unterbrechungsfreie EIB- Spannungsversorgung, 640 mA, REG | SU/S30.640.1 Uninterruptible EIB Power Supply, 640 mA, MDRC |  | 5.14
GHQ6310062R0111 | AM/S12.1 | Active | 4016779514811 | 162.67 | 1 | 1 | stuk | Battery Modules and Accessories | BE31340 | TO (KNX DIN) | stuk | Mod.batt.KNX 12 VDC | Batterie modulaire, 12 VDC, MR 12 V cc | AM/S12.1 Akku-Modul, 12 V DC, REG | AM/S12.1 Battery Module, 12 V DC, MDRC | SA11101025 | 5.14
GHQ6310070R0111 | US/U4.2 | Active | 4016779564816 | 102.51 | 1 | 1 | stuk | Universal Interfaces | BE31340 | TO (KNX DIN) | stuk | Univer.interface KNX 4 | Interface universelle 4 voies, quadruple | US/U4.2 Universal-Schnittstelle, 4fach, UP | US/U4.2 Universal Interface, 4-fold, FM |  | 5.14
GHQ6310074R0111 | US/U2.2 | Active | 4016779564830 | 62.72 | 1 | 1 | stuk | Universal Interfaces | BE31340 | TO (KNX DIN) | stuk | Univer.interface KNX 2 | Interface universelle 2 voies, double | US/U2.2 Universal-Schnittstelle, 2fach, UP | US/U2.2 Universal Interface, 2-fold, FM |  | 5.14
GHQ6310080R0111 | LM/S1.1 | Active | 4016779581219 | 150.96 | 1 | 1 | stuk | Logic and Application Controllers | BE31340 | TO (KNX DIN) | stuk | Log.eMKNX | Module logique, MRD | LM/S1.1 Logikmodul, REG | LM/S1.1 Logic Module, MDRC |  | 5.14
GHQ6310084R0111 | JSB/S1.1 | Active | 4016779579933 | 681.06 | 1 | 1 | stuk | Shading Control Units | BE31340 | TO (KNX DIN) | stuk | JaloezieMREG Bedien.door zonlicht | Module de contrôle pour stores | JSB/S1.1 Jalousiesteuerbaustein, REG | JSB/S1.1 Shutter Control Unit, MDRC |  | 5.14
GHQ6310085R0111 | SMB/S1.1 | Active | 4016779580922 | 636.6 | 1 | 1 | stuk | Fault Monitoring and Data Logging | BE31340 | TO (KNX DIN) | stuk | Storingsmeldbouwsteen KNX Din-rail | Module de surveillance défauts | SMB/S1.1 Störmeldebaustein, REG | SMB/S1.1 Fault Monitoring Unit, MDRC |  | 5.14
GHQ7132443R0004 | NDA/W | Active | 4013232616907 | 47.03 | 1 | 1 | stuk | Conventional | BE31340 | TS (Desto Alrm Fire & Ac) | stuk | Afdekplaat KNX Wit | NDA/W Cover Plate for Emergency Call Button, white | NDA/W Abdeckplatte für Notrufdrücker, weiss | NDA/W Cover Plate for Emergency Call Button, white
GHQ7132443R0011 | ND/W | Active | 4013232025402 | 58.7 | 1 | 1 | stuk | Conventional | BE31340 | TS (Desto Alrm Fire & Ac) | stuk | Noodoproepknop KNX wit | Bouton d#appel d#urgence KNX Montage mural, blanc | ND/W Notrufdrücker, weiss, Aufputz | ND/W Emergency Call Button, white, Surface Mounted
GHQ7132443R0021 | NDU/W | Active | 4013232025501 | 58.7 | 1 | 1 | stuk | Conventional | BE31340 | TS (Desto Alrm Fire & Ac) | stuk | Noodoproepknop KNX wit | Bouton d#appel d#urgence KNX blanc | NDU/W Notrufdrücker, weiss, Unterputz | NDU/W Emergency Call Button, white, Flush Monted
GHV9210018V0022 | VSUE | Active | 4013232701207 | 28.93 | 1 | 1 | stuk | Conventional | BE31340 | TS (Desto Alrm Fire & Ac) | stuk | Afsluitbewaking ramen KNX | Surveillance de fermeture pour fenêtre | VSü Verschlussüberwachung für Fenster | VSUE Window Lock Monitoring Contact
GHV9220004V0004 | GP2 | Active | 4013232666704 | 108.7 | 1 | 1 | stuk | Conventional | BE31340 | TS (Desto Alrm Fire & Ac) | stuk | Test DeviceMech.Glas Break | Test Device Mechanical Glas Break | GP2 Mechanisches Prüfgerät für SPGS | GP2 Mechanical tester for SPGS
GHV9220004V0009 | SPGS/W | Active | 4013232614200 | 38.59 | 1 | 1 | stuk | Conventional | BE31340 | TS (Desto Alrm Fire & Ac) | stuk | Glasbreuksensoren KNX wit | Détecteur de bris de vitre, blanc | SPGS/W Passiver Glasbruchsensor, weiss | SPGS/W Passive Glass Break Sensor, white |  | 5.14
GHV9240001V0011 | SAK7 | Active | 4013232744938 | 53.5 | 1 | 1 | stuk | Lead Acid Batteries | BE31340 | TS (Desto Alrm Fire & Ac) | stuk | Loodgel-accu KNX 12V 7Ah | Accumulateurs au plomb-gel | SAK7 Bleigel-Akkumulator, 12 V DC, 7,2 Ah | SAK7 Sealed Lead Acid Battery, 12 V DC, 7.2 Ah | SB11101025 | 5.14
GHV9240001V0013 | SAK17 | Active | 4013232744952 | 136.52 | 1 | 1 | stuk | Lead Acid Batteries | BE31340 | TS (Desto Alrm Fire & Ac) | stuk | Loodgel-accu KNX 12V 17Ah | Accumulateurs au plomb-gel | SAK17 Bleigel-Akkumulator, 12 V DC, 18 Ah | SAK17 Sealed Lead Acid Battery, 12 V DC, 18 Ah | SB11101040 | 5.14
1SL9049A00 | 1SL9049A00 | Active | 8000126208900 | 21.75 | 1 | 32 | meter | Cable Tray | BE31450 | SF (LUCA,HAF&Striebel) | meter | Bedradingskoker 8/12 halogeen vrij 80x40 | Goullotte de câblage 8/12 mm L:80mm, H:40mm, Sans halogène, RAL7035 | WIR DUCT 8/12 HAL FRE80x40-GREY R7035 | WIR DUCT 8/12 HAL FRE80x40-GREY R7035
1SL9065A00 | 1SL9065A00 | Active | 8000126209020 | 19.59 | 1 | 22 | meter | Cable Tray | BE31450 | SF (LUCA,HAF&Striebel) | meter | Bedradingskoker 8/12 halogeen vrij 40x60 | Goullotte de câblage 8/12 mm L:40mm, H:60mm, Sans halogène, RAL7035 | WIR DUCT 8/12 HAL FRE 40x60-GREY R7035 | WIR DUCT 8/12 HAL FRE 40x60-GREY R7035
1SL9069A00 | 1SL9069A00 | Active | 8000126209082 | 28.79 | 1 | 24 | meter | Cable Tray | BE31450 | SF (LUCA,HAF&Striebel) | meter | Bedradingskoker 8/12 halogeen vrij 80x60 | Goullotte de câblage 8/12 mm L:80mm, H:60mm, Sans halogène, RAL7035 | WIR DUCT 8/12 HAL FRE 80x60-GREY R7035 | WIR DUCT 8/12 HAL FRE 80x60-GREY R7035
1SL9083A00 | 1SL9083A00 | Active | 8000126209174 | 19.44 | 1 | 28 | meter | Cable Tray | BE31450 | SF (LUCA,HAF&Striebel) | meter | Kabelgoot Luca 8/12mm halogeen vrij 25x80 Grijs RAL 7035 | Goullotte de câblage 8/12 mm L:25mm, H:80mm, Sans halogène, RAL7035 | WIR DUCT 8/12 HAL FRE 25x80-GREY R7035 | WIR DUCT 8/12 HAL FRE 25x80-GREY R7035
1SL9085A00 | 1SL9085A00 | Active | 8000126209204 | 24.01 | 1 | 36 | meter | Cable Tray | BE31450 | SF (LUCA,HAF&Striebel) | meter | Kabelgoot Luca 8/12mm halogeen vrij 40x80 Grijs RAL 7035 | Goullotte de câblage 8/12 mm L:40mm, H:80mm, Sans halogène, RAL7035 | WIR DUCT 8/12 HAL FRE 40x80-GREY R7035 | WIR DUCT 8/12 HAL FRE 40x80-GREY R7035
1SL9087A00 | 1SL9087A00 | Active | 8000126209235 | 30.12 | 1 | 24 | meter | Cable Tray | BE31450 | SF (LUCA,HAF&Striebel) | meter | Kabelgoot Luca 8/12mm halogeen vrij 60x80 Grijs RAL 7035 | Goullotte de câblage 8/12 mm L:60mm, H:80mm, Sans halogène, RAL7035 | WIR DUCT 8/12 HAL FRE 60x80-GREY R7035 | WIR DUCT 8/12 HAL FRE 60x80-GREY R7035
1SL9091A00 | 1SL9091A00 | Active | 8000126209297 | 40.28 | 1 | 16 | meter | Cable Tray | BE31450 | SF (LUCA,HAF&Striebel) | meter | Bedradingskoker 4/6 100x80mm Halogeenvrij | Goullotte de câblage 8/12 mm L:100mm, H:80mm, Sans halogène, RAL7035 | Wiring Duct 4/6 100x80mm Halogen free | Wiring Duct 4/6 100x80mm Halogen free
1SL9133A00 | 1SL9133A00 | Active | 8000126209389 | 10.49 | 1 | 58 | meter | Cable Tray | BE31450 | SF (LUCA,HAF&Striebel) | meter | Kabelgoot Luca 4/6mm halogeen vrij 25x30 Grijs RAL 7035 | Goullotte Luca 25X30, sans Halogène, RAL7035 | Wiring duct Luca 25X30, Halogen free, RAL7035 | Wiring duct Luca 25X30, Halogen free, RAL7035
1SL9163A00 | 1SL9163A00 | Active | 8000126209655 | 14.84 | 1 | 34 | meter | Cable Tray | BE31450 | SF (LUCA,HAF&Striebel) | meter | Kabelgoot Luca 4/6mm halogeen vrij 25x60 Grijs RAL 7035 | Goullotte de câblage 4/6 mm L:25mm, H:60mm, Sans halogène, RAL7035 | Wiring duct 4/6 mm W:25mm, H:60mm, Halogen free, RAL7035 | Wiring duct 4/6 mm W:25mm, H:60mm, Halogen free, RAL7035
1SL9165A00 | 1SL9165A00 | Active | 8000126209686 | 19.59 | 1 | 22 | meter | Cable Tray | BE31450 | SF (LUCA,HAF&Striebel) | meter | Kabelgoot Luca 4/6mm halogeen vrij 40x60 Grijs RAL 7035 | Goullotte Luca 40x60, sans halogène, RAL9016 | Wiring duct Luca 40x60, Halogen free, RAL9016 | Wiring duct Luca 40x60, Halogen free, RAL9016
1SL9167A00 | 1SL9167A00 | Active | 8000126209716 | 25.81 | 1 | 32 | meter | Cable Tray | BE31450 | SF (LUCA,HAF&Striebel) | meter | Kabelgoot Luca 4/6mm halogeen vrij 60x60 Grijs RAL 7035 | Goullotte Luca 60X60, sans Halogène, RAL7035 | Wiring duct Luca 60x60, Halogen free, RAL7035 | Wiring duct Luca 60x60, Halogen free, RAL7035
1SL9169A00 | 1SL9169A00 | Active | 8000126209747 | 28.79 | 1 | 24 | meter | Cable Tray | BE31450 | SF (LUCA,HAF&Striebel) | meter | Kabelgoot Luca 4/6mm halogeen vrij 80x60 Grijs RAL 7035 | Goullotte Luca 80X60, sans Halogène, RAL7035 | Wiring duct Luca 80x60, Halogen free, RAL7035 | Wiring duct Luca 80x60, Halogen free, RAL7035
1SL9171A00 | 1SL9171A00 | Active | 8000126209778 | 23.25 | 1 | 20 | meter | Cable Tray | BE31450 | SF (LUCA,HAF&Striebel) | meter | Bedradingskoker 4/6 halogeen vrij 100x60-Grijs R7035 | WIR DUCT 4/6 HAL FRE 100x60-GREY R7035 | WIR DUCT 4/6 HAL FRE 100x60-GREY R7035 | WIR DUCT 4/6 HAL FRE 100x60-GREY R7035
1SL9173A00 | 1SL9173A00 | Active | 8000126093056 | 27.66 | 1 | 14 | meter | Cable Tray | BE31450 | SF (LUCA,HAF&Striebel) | meter | Kabelgoot 4/6 mm B:120mm, H:60mm, Halogeen vrij, RAL7035 | Goullotte de câblage 4/6 mm L:120mm, H:60mm, Sans halogène, RAL7035 | Wiring duct 4/6 mm W:120mm, H:60mm, Halogen free, RAL7035 | Wiring duct 4/6 mm W:120mm, H:60mm, Halogen free, RAL7035
1SL9185A00 | 1SL9185A00 | Active | 8000126209860 | 24.01 | 1 | 36 | meter | Cable Tray | BE31450 | SF (LUCA,HAF&Striebel) | meter | Kabelgoot Luca 4/6mm halogeen vrij 40x80 Grijs RAL 7035 | Goullotte de câblage 4/6 mm L:40mm, H:80mm, Sans halogène, RAL7035 | Wiring duct 4/6 mm W:40mm, H:80mm, Halogen free, RAL7035 | Wiring duct 4/6 mm W:40mm, H:80mm, Halogen free, RAL7035
1SL9187A00 | 1SL9187A00 | Active | 8000126209891 | 30.12 | 1 | 24 | meter | Cable Tray | BE31450 | SF (LUCA,HAF&Striebel) | meter | Kabelgoot Luca 4/6mm halogeen vrij 60x80 Grijs RAL 7035 | Goullotte de câblage 4/6 mm L:60mm, H:80mm, Sans halogène, RAL7035 | Wiring duct 4/6 mm W:60mm, H:80mm, Halogen free, RAL7035 | Wiring duct 4/6 mm W:60mm, H:80mm, Halogen free, RAL7035
1SL9189A00 | 1SL9189A00 | Active | 8000126093285 | 32.69 | 1 | 16 | meter | Cable Tray | BE31450 | SF (LUCA,HAF&Striebel) | meter | Kabelgoot Luca 4/6mm halogeen vrij 80x80 Grijs RAL 7035 | Goullotte de câblage 4/6 mm L:80mm, H:80mm, Sans halogène, RAL7035 | Wiring duct 4/6 mm W:80mm, H:80mm, Halogen free, RAL7035 | Wiring duct 4/6 mm W:80mm, H:80mm, Halogen free, RAL7035
7TAA016010R0001 | WM-0 | Active | 5414363127000 | 2340.56 | 100 | 10 | stuk | EZ-Code | BE31450 | LZ (Identification syst.) | stuk | WIRE MKR BK-VNYL CLTH L0-Q460 | WIRE MKR BK-VNYL CLTH L0-Q460 | WIRE MKR BK-VNYL CLTH L0-Q460 | WIRE MKR BK-VNYL CLTH L0-Q460
7TAA016020R0003 | WM-BW3 | Active | 5414363076834 | 3120.29 | 100 | 10 | stuk | Connectivity & Grounding | BE31450 | LZ (Identification syst.) | stuk | Kabelmerker Beschrijfbaar 124x25 x 25mm | Câble mkr noir-vinyl lam-1x6-qty30 | Wire Marker Books Vinyl, Self Laminating 30 Blank Write-on Self-Laminating Transparent Vinyl Markers, Marking Area: 1 inch x 1 Inch | WIRE MKR BK-VNYL SELF LAM-1X6-QTY30
7TAA016020R0005 | WM-BW5 | Active | 5414363076841 | 3120.29 | 100 | 10 | stuk | Connectivity & Grounding | BE31450 | LZ (Identification syst.) | stuk | Kabelmerker Beschrijfbaar 70x25 x 20mm | CARNET MARQ. 30P VIERGE20X25MM | Wire Marker Books Vinyl, Self Laminating 60 Blank Write-on Self-Laminating Transparent Vinyl Markers, Marking Area: 1 inch x 0.75 Inch | WIRE MKR BK-VNYL SELF LAM-1X3-QTY60
7TAA017430R0000 | MSC2 | Active | 5415022255522 | 2303.4 | 100 | 10 | stuk | Connectivity & Grounding | BE31450 | LY (Heat Shrink) | stuk | Isol.Splitter 12-2 Awg 3/4InMoer | Épiss isol 12-2 awg boulon 3/4 po | Motor Stub Splice Insulator 12 - 2 AWG, Bolt Max Length 3/4 inch | INSUL SPLICE 12-2 AWG 3/4IN BOLT
7TAA017430R0002 | MSC250 | Active | 5415022255454 | 7767.89 | 100 | 2 | stuk | Connectivity & Grounding | BE31450 | LY (Heat Shrink) | stuk | Isol.Splitter 3/0-300 1-1/2InMoer | Épiss isol 3/0-300 boulon 1-1/2 po | Motor Stub Splice Insulator 3/0 AWG - 300 kcmil, Bolt Max Length 1-1/2 inch | INSUL SPLICE 3/0-300 1-1/2IN BOLT
7TAA017430R0003 | MSC500 | Active | 5415022255447 | 8988.89 | 100 | 5 | stuk | Connectivity & Grounding | BE31450 | LY (Heat Shrink) | stuk | Isolatie Splitter 350-500 1-3/4InMoer | Épiss isol350-500 boulon 1-3/4 po | Motor Stub Splice Insulator 350 AWG - 500 kcmil, Bolt Max Length 1-3/4 inch | INSUL SPLICE 350-500 1-3/4IN BOLT
7TAA017800R0000 | CHS-KIT | Active | 5415022255591 | 9967.21 | 100 | 1 | stuk | Connectivity & Grounding | BE31450 | LY (Heat Shrink) | stuk | Gekleurde krimpkous kit | Kit thermorétr coloré | COLORED HEAT SHRINK KIT | COLORED HEAT SHRINK KIT
7TAA131010R0036 | WT115A | Active | 5414363165071 | 107643.55 | 100 | 1 | stuk | Application Tooling | BE31450 | L4 (Tooling) | stuk | Hd Krimp Handgereedschap D E F G Niet-Geïs Aansl | Outil man sert. non iso d e f g ter | TERMINAL TOOL | TERMINAL TOOL
7TAA131010R0037 | WT2000 | Active | 5414363165170 | 14442.21 | 100 | 1 | stuk | Application Tooling | BE31450 | L4 (Tooling) | stuk | Handgereedschap A B C Ab Pt Ra Rb Rc Ins | Outil man iso a b c ab pt ra rb rc | TOOL, PLIER TYPE | TOOL, PLIER TYPE
7TAA131070R0005 | ERG4001 | Active | 5414363491620 | 32611.96 | 100 | 1 | stuk | Application Tooling | BE31450 | L4 (Tooling) | stuk | Ergonomische Krimptang voor RA, RB, RC Geïsoleerde Terminals/Verbindingen Loskoppelen | Outil sert. ergo iso ra, rb, rc | Ergonomic Hand Tool for Crimping RA, RB, RC Insulated Terminals/Splices/ Disconnects | Ergonomic Hand Tool for Crimping RA, RB, RC Insulated Terminals/Splices/ Disconnects
7TAA131070R0006 | ERG4002 | Active | 5414363491637 | 32621.98 | 100 | 1 | stuk | Application Tooling | BE31450 | L4 (Tooling) | stuk | Ergonomische Handgereedschap Krimp A, B, C niet geïsoleerde Terminal, Loskoppelen | ERGO CRIMP TOOL UNINSUL 22-10A | Ergonomic Hand Tool for Crimping A, B, C Non-Insulated Terminals, Splices, and Disconnects | Ergonomic Hand Tool for Crimping A, B, C Non-Insulated Terminals, Splices, and Disconnects
7TAA131070R0007 | ERG4004 | Active | 5414363491644 | 43131.2 | 100 | 1 | stuk | Application Tooling | BE31450 | L4 (Tooling) | stuk | Ergonomische Krimptang voor AB, C Vlag Terminals | Outil sert. ergo pour bornes drap a,b,c | Ergonomic Hand Tool for Crimping AB, C Flag Terminals | Ergonomic Hand Tool for Crimping AB, C Flag Terminals
7TAA131070R0008 | ERG4005 | Active | 5414363491651 | 31936.72 | 100 | 1 | stuk | Connectivity & Grounding | BE31450 | L4 (Tooling) | stuk | Handgereedschap ERG4005 | Outil sert. ergo non iso l b,c,d,e | Ergonomic Hand Tool for Crimping B, C, D E Non-Insulated Terminals/Splices/ Disconnects (D,E Tubular Only) | ERGO CRIMP TOOL NONINSUL B,C,D,E
7TAA131070R0010 | ERG4007 | Active | 5414363491675 | 38550.42 | 100 | 1 | stuk | Application Tooling | BE31450 | L4 (Tooling) | stuk | Ergonomische Krimptang RD, RE Geïsoleerde Terminals | Outil sert. ergo tubul isol rd,re | Ergonomic Hand Tool for Crimping RD, RE Insulated Terminals (Tubular Only) | Ergonomic Hand Tool for Crimping RD, RE Insulated Terminals (Tubular Only)
7TAA131070R0011 | ERG4008 | Active | 5414363491682 | 46519.04 | 100 | 1 | stuk | Application Tooling | BE31450 | L4 (Tooling) | stuk | Ergonomische Krimptang D, E, F, G, H Niet-Geïsoleerde Terminals | Outil sert. ergo bornes d,e,f,g terminals | Ergonomic Hand Tool for Crimping D, E, F G, H Non-insulated Terminals (Tubular Only) | Ergonomic Hand Tool for Crimping D, E, F G, H Non-insulated Terminals (Tubular Only)
7TAA131070R0012 | ERG4255 | Active | 5414363491705 | 38838.53 | 100 | 1 | stuk | Application Tooling | BE31450 | L4 (Tooling) | stuk | Ergonomische Krimptang RA, RB, RC Geïsoleerde Warmte krimp Terminal, Splitters | Outil sert. ergo thermoretr ra,rb,rc | Ergonomic Hand Tool for Crimping RA, RB, RC Insulated Heat Shrink Terminals/ Splices/Disconnects | Ergonomic Hand Tool for Crimping RA, RB, RC Insulated Heat Shrink Terminals/ Splices/Disconnects
7TAA131070R0013 | ERG4500 | Active | 5414363491699 | 32628.82 | 100 | 1 | stuk | Application Tooling | BE31450 | L4 (Tooling) | stuk | Ergonomische Krimptang Geïsoleerde Terminal, Splitters | Outil sert. ergo episs bornes iso | Ergonomic Hand Tool for Crimping Insulated Terminals/Splices/Disconnects | Ergonomic Hand Tool for Crimping Insulated Terminals/Splices/Disconnects
7TAA131100R0000 | ERG4 | Active | 5414363491712 | 72526.51 | 100 | 1 | stuk | Application Tooling | BE31450 | L4 (Tooling) | stuk | Krimpgereedschap voor installatie kabel verbindingsring #26-1/0 AWG | Outil virole ergo 26-1/0 awg | Crimp Tool for Installing Wire Ferrules #26-1/0 AWG | Crimp Tool for Installing Wire Ferrules #26-1/0 AWG
7TAA131160R0007 | WTJ020 | Active | 5414363072188 | 15156.49 | 100 | 1 | stuk | Connectivity & Grounding | BE31450 | L4 (Tooling) | stuk | H,Gereedsch.Open Ss s | Outil man pour att câbles ext libre | CABLE TIE INSTALLATION TOOL FOR SS | HAND TOOL FOR FREE-END SS CABLETIES
7TAA131230R0010 | ERG4811 | Active | 5415022228229 | 93245.4 | 100 | 1 | stuk | Dragon Tooth | BE31450 | L4 (Tooling) | stuk | Ergonomische Krimptang 214420 Terminals | Outil man sert. ergo214420 terms | Ergonomic Hand Tool for Crimping 214420 Series Terminals | Ergonomic Hand Tool for Crimping 214420 Series Terminals
7TAA131300R0000 | 4402 | Active | 5414363112266 | 40572.35 | 100 | 1 | stuk | Application Tooling | BE31450 | L4 (Tooling) | stuk | Persinzetmatrijs t.b.v. WT440 voor Shield-Kon® GSC156 buitenhuls | Matr pour outil wt440, racc jaune gsc156 | Die (Interchangeable) for Shield-Kon WT440 Manual Crimp Tool for GSC156 Connectors | Die (Interchangeable) for Shield-Kon WT440 Manual Crimp Tool for GSC156 Connectors
7TAA131300R0001 | 4403 | Active | 5414363112273 | 40572.35 | 100 | 1 | stuk | Application Tooling | BE31450 | L4 (Tooling) | stuk | Persinzetmatrijs t.b.v. WT440 voor Shield-Kon® GSC175 buitenhuls | Matr pour outil wt440, racc bleu gsc175 | Die (Interchangeable) for Shield-Kon WT440 Manual Crimp Tool for GSC175 Connectors | Die (Interchangeable) for Shield-Kon WT440 Manual Crimp Tool for GSC175 Connectors
7TAA131300R0002 | 4406 | Active | 5414363112280 | 25023.39 | 100 | 1 | stuk | Connectivity & Grounding | BE31450 | L4 (Tooling) | stuk | Persinzetstuk 4406 | Matr pour outil wt440, org, rge, étain | Die (Interchangeable) for Shield-Kon WT40 Manual Crimp Tool for GSC187, GSC194, GSC199 Connectors | DIE FOR WT440 TOOL, ORG, RED, TIN
7TAA131310R0003 | 4400 | Active | 5414363112242 | 40572.35 | 100 | 1 | stuk | Application Tooling | BE31450 | L4 (Tooling) | stuk | Persinzetmatrijs t.b.v. WT440 voor Shield-Kon® GSC128 buitenhuls | Matrpour wt440, racc bleu gsc128 | Die (Interchangeable) for Shield-Kon WT440 Manual Crimp Tool for GSC128 Connectors | Die (Interchangeable) for Shield-Kon WT440 Manual Crimp Tool for GSC128 Connectors
7TAA131310R0004 | 4401 | Active | 5414363112259 | 40572.35 | 100 | 1 | stuk | Application Tooling | BE31450 | L4 (Tooling) | stuk | Persinzetmatrijs t.b.v. WT440 voor Shield-Kon® GSC149 buitenhuls | MATRI. MET. WT440/540-GSC149 | Die (Interchangeable) for Shield-Kon WT440 Manual Crimp Tool for GSC149 Connectors | Die (Interchangeable) for Shield-Kon WT440 Manual Crimp Tool for GSC149 Connectors
7TAA131310R0005 | 4408 | Active | 5414363112297 | 40572.35 | 100 | 1 | stuk | Application Tooling | BE31450 | L4 (Tooling) | stuk | Persinzetmatrijs t.b.v. WT440 voor Shield-Kon® GSC205, GSC219 buitenhuls | Matr pour wt440, racc gsc205/519 | Die (Interchangeable) for Shield-Kon WT440 Manual Crimp Tool for GSC205, GSC219 Connectors | Die (Interchangeable) for Shield-Kon WT440 Manual Crimp Tool for GSC205, GSC219 Connectors
7TAA131310R0006 | 4409 | Active | 5414363112303 | 40572.35 | 100 | 1 | stuk | Application Tooling | BE31450 | L4 (Tooling) | stuk | Persinzetmatrijs t.b.v. WT440 voor Shield-Kon® GSC225 buitenhuls | Matr pour wt440, racc viol gsc225 | Die (Interchangeable) for Shield-Kon WT440 Manual Crimp Tool for GSC225 Connectors | Die (Interchangeable) for Shield-Kon WT440 Manual Crimp Tool for GSC225 Connectors
7TAA131310R0007 | 4410 | Active | 5414363112310 | 40572.35 | 100 | 1 | stuk | Application Tooling | BE31450 | L4 (Tooling) | stuk | Persinzetmatrijs t.b.v. WT440 voor Shield-Kon® GSC232 buitenhuls | Matr pour wt440, racc org gsc232 | Die (Interchangeable) for Shield-Kon WT440 Manual Crimp Tool for GSC232 Connectors | Die (Interchangeable) for Shield-Kon WT440 Manual Crimp Tool for GSC232 Connectors
7TAA131310R0008 | 4411-SK | Active | 5414363135104 | 25023.39 | 100 | 1 | stuk | Connectivity & Grounding | BE31450 | L4 (Tooling) | stuk | Persinzetstuk 4411-SK | Matr pour wt440, racc jaune gsc261 | Die (Interchangeable) for Shield-Kon WT440 Manual Crimp Tool for GSC261 Connectors | DIE FOR WT440 TOOL, GSC261 CONN YEL
7TAA131310R0009 | 4412 | Active | 5414363112327 | 82679.3 | 100 | 1 | stuk | Application Tooling | BE31450 | L4 (Tooling) | stuk | Persinzetmatrijs t.b.v. WT440 voor Shield-Kon® GSC275 buitenhuls | Matr pour wt440, racc étain gsc275 | Die (Interchangeable) for Shield-Kon WT440 Manual Crimp Tool for GSC275 Connectors | Die (Interchangeable) for Shield-Kon WT440 Manual Crimp Tool for GSC275 Connectors
7TAA131310R0010 | 4414 | Active | 5414363112334 | 82679.3 | 100 | 1 | stuk | Application Tooling | BE31450 | L4 (Tooling) | stuk | Persinzetmatrijs t.b.v. WT440 voor Shield-Kon® GSC281, GSC287,GSC297 Buitenhuls | Matr pour outil wt440, viol, bleu, vert | Die (Interchangeable) for Shield-Kon WT440 Manual Crimp Tool for GSC281, GSC287, GSC297 Connectors | Die (Interchangeable) for Shield-Kon WT440 Manual Crimp Tool for GSC281, GSC287, GSC297 Connectors
7TAA131310R0011 | 4415 | Active | 5414363112341 | 96715.08 | 100 | 1 | stuk | Application Tooling | BE31450 | L4 (Tooling) | stuk | Persinzetmatrijs t.b.v. WT440 voor Shield-Kon® GSC312 buitenhuls | Matr pour wt440, racc jaune gsc312 | Die (Interchangeable) for Shield-Kon WT440 Manual Crimp Tool for GSC312 Connectors | Die (Interchangeable) for Shield-Kon WT440 Manual Crimp Tool for GSC312 Connectors
7TAA131310R0012 | 4416 | Active | 5414363112358 | 81078.25 | 100 | 1 | stuk | Connectivity & Grounding | BE31450 | L4 (Tooling) | stuk | Persinzetstuk 4416 | Matr pour wt440, racc étain gsc327 | Die (Interchangeable) for Shield-Kon WT440 Manual Crimp Tool for GSC327 Connectors | DIE FOR WT440 TOOL, GSC327 CONN TIN
7TAA131310R0013 | 4417 | Active | 5414363112365 | 74257.94 | 100 | 1 | stuk | Application Tooling | BE31450 | L4 (Tooling) | stuk | Persinzetmatrijs t.b.v. WT440 voor Shield-Kon® GSC348 buitenhuls | Matr pour wt440, racc org gsc348 | Die (Interchangeable) for Shield-Kon WT440 Manual Crimp Tool for GSC348 Connectors | Die (Interchangeable) for Shield-Kon WT440 Manual Crimp Tool for GSC348 Connectors
7TAA131310R0014 | 4419 | Active | 5414363112372 | 51800.89 | 100 | 1 | stuk | Application Tooling | BE31450 | L4 (Tooling) | stuk | Persinzetmatrijs t.b.v. WT440 voor Shield-Kon® GSC101 buitenhuls | Matr pour wt440, racc étain gsc101 | Die (Interchangeable) for Shield-Kon WT440 Manual Crimp Tool for GSC101 Connectors | Die (Interchangeable) for Shield-Kon WT440 Manual Crimp Tool for GSC101 Connectors
7TAA131400R0005 | TBM45S | Active | 5414363491729 | 34492.29 | 100 | 1 | stuk | Application Tooling | BE31450 | L4 (Tooling) | stuk | Krimptang #8-#2 Cu, #10-#6 Al Connector, 54705-54727 C-Taps | Outil sert. ergo #8-#2 bornes de serrage cu | Crimps #8-#2 Cu, #10-#6 Al Connectors, 54705-54727 C-Taps | Crimps #8-#2 Cu, #10-#6 Al Connectors, 54705-54727 C-Taps
7TAA131440R0009 | 13454 | Active | 5414363137344 | 10128.5 | 100 | 1 | stuk | Application Tooling | BE31450 | L4 (Tooling) | stuk | Color-Keyed® matrijs voor kabelschoenen Voor krimpgereedschap TBM5 3n TBM5-S | Outil mat. série tbm5 8-2 cu 10-6 al | Die for TBM5 Series Tool, #8-#2 Copper, #10-6 Aluminum | Die for TBM5 Series Tool, #8-#2 Copper, #10-6 Aluminum
7TAA131440R0010 | 13455 | Active | 5414363182887 | 10778.51 | 100 | 1 | stuk | Application Tooling | BE31450 | L4 (Tooling) | stuk | Color-Keyed® matrijs voor kabelschoenen Voor krimpgereedschap TBM5 3n TBM5-S | Outil mat. série tbm5 1-1/0 cu 4-2 al | Die for TBM5 Series Tool, #1-1/0 Copper, #4-2 Aluminum | Die for TBM5 Series Tool, #1-1/0 Copper, #4-2 Aluminum
7TAA131440R0011 | 13456 | Active | 786210134567 | 9988.37 | 100 | 1 | stuk | Application Tooling | BE31450 | L4 (Tooling) | stuk | Die for TBM5 Series Tool, 4/0-250 kcmil Copper | Outil mat. série tbm5 4/0-250kcmilcu | Die for TBM5 Series Tool, 4/0-250 kcmil Copper | Die for TBM5 Series Tool, 4/0-250 kcmil Copper
7TAA131440R0012 | 13457 | Active | 786210134574 | 9801.82 | 100 | 1 | stuk | Application Tooling | BE31450 | L4 (Tooling) | stuk | Die for TBM5 Series Tool, #1-3/0 Aluminum | Outil mat. série tbm5 1-3/0 al | Die for TBM5 Series Tool, #1-3/0 Aluminum | Die for TBM5 Series Tool, #1-3/0 Aluminum
7TAA131440R0013 | 13458 | Active | 786210134581 | 9864.25 | 100 | 1 | stuk | Application Tooling | BE31450 | L4 (Tooling) | stuk | Die for TBM5 Series Tool, 4/0 Aluminum | Outil mat. série tbm5 4/0 al | Die for TBM5 Series Tool, 4/0 Aluminum | Die for TBM5 Series Tool, 4/0 Aluminum
7TAA131440R0014 | 13461 | Active | 5414363137351 | 10314.6 | 100 | 1 | stuk | Application Tooling | BE31450 | L4 (Tooling) | stuk | Color-Keyed® matrijs voor kabelschoenen Voor krimpgereedschap TBM5 3n TBM5-S | Outil mat. série tbm8 8-2 cu 10-6 al | Die for TBM8 Series Tool for #8-#2 Copper, #10-6 Aluminum | Die for TBM8 Series Tool for #8-#2 Copper, #10-6 Aluminum
7TAA131440R0015 | 13462 | Active | 5414363137368 | 10626.7 | 100 | 1 | stuk | Application Tooling | BE31450 | L4 (Tooling) | stuk | Color-Keyed® matrijs voor kabelschoenen Voor krimpgereedschap TBM5 3n TBM5-S | Outil mat. série tbm8 1-1/0 cu 4-2 al | Die for TBM8 Series Tool for #1-1/0 Copper, #4-2 Aluminum | Die for TBM8 Series Tool for #1-1/0 Copper, #4-2 Aluminum
7TAA131440R0021 | 13468 | Active | 5414363137429 | 11439.57 | 100 | 1 | stuk | Application Tooling | BE31450 | L4 (Tooling) | stuk | Color-Keyed® matrijs voor kabelschoenen Voor krimpgereedschap TBM5 3n TBM5-S | Outil mat. série tbm5 500kcmil cu | Die for TBM8 Series Tool for 500 kcmil Copper, 350 kcmil Aluminum | Die for TBM8 Series Tool for 500 kcmil Copper, 350 kcmil Aluminum
7TAA131460R0000 | 364RF | Active | 5414363110408 | 25653.64 | 100 | 1 | stuk | Application Tooling | BE31450 | L4 (Tooling) | stuk | Kabelschaar tot 250 mm² of 30mm | Outil de coupe de câble jusqu#à 250 mm2 | Cable Cutter - Fiberglass Handles, Up to 500 kcmil Copper or Aluminum | Cable Cutter - Fiberglass Handles, Up to 500 kcmil Copper or Aluminum
7TAA131470R0000 | 366RF | Active | 5414363074229 | 46209.38 | 100 | 1 | stuk | Application Tooling | BE31450 | L4 (Tooling) | stuk | Kabelschaar tot 500 mm² of 50mm | Outil de coupe de câble jusqu#à 500 mm2 | Cable Cutter - Fiberglass Handles, Up to 1000 KCMIL Copper or Aluminum | Cable Cutter - Fiberglass Handles, Up to 1000 KCMIL Copper or Aluminum
7TAA131470R0019 | ERG1-WS | Active | 5414363113256 | 15431.4 | 100 | 1 | stuk | Application Tooling | BE31450 | L4 (Tooling) | stuk | Strip- knipgereedschap voor geleiders Van 0,02 - 10 mm² | PINCE MANU.2 FCT.D0.02-10MM2 | Wire Cutting/Stripping Tool 22-10 AWG | Wire Cutting/Stripping Tool 22-10 AWG
7TAA131470R0020 | VBC-1 | Active | 5414363183266 | 6176.32 | 100 | 1 | stuk | Application Tooling | BE31450 | L4 (Tooling) | stuk | Vervanging V-Mes Cassette voor ERG1-WS Kabel striptang | LAMES EN V DE RECHANG. ERG1WS | Replacement V-Blade Cassette for ERG1-WS Wire Stripping/Cutting Tool | Replacement V-Blade Cassette for ERG1-WS Wire Stripping/Cutting Tool
7TAA131790R0000 | ERG120 | Active | 5414363170990 | 27671.61 | 100 | 1 | stuk | Connectivity & Grounding | BE31450 | L4 (Tooling) | stuk | CABLE TIE INSTALL TOOL 50-120LB | OUTIL POSE COL. 4. 7 A 7. 6MM | Ergonomic Hand Tool for Nylon Cable Ties 50-120 Pounds, 4.67mm (0.184 Inches) 7.64mm (0.301 Inches) Cable Tie Widths | CABLE TIE INSTALL TOOL 50-120LB
7TAA131790R0001 | ERG50 | Active | 5414363170983 | 27382.28 | 100 | 1 | stuk | Connectivity & Grounding | BE31450 | L4 (Tooling) | stuk | CABLE TIE instal.TOOL 18-50LB | OUTIL POSE COL. 2. 4 A 4. 8MM | Ergonomic Hand Tool for Nylon Cable Ties 18-50 Pounds 0.094-0.184 Cable Tie Width 0 | CABLE TIE INSTALLATION TOOL 18-50LB
7TAA131800R0000 | DAS-250 | Active | 5414363017837 | 47677.97 | 100 | 1 | stuk | Connectivity & Grounding | BE31450 | L4 (Tooling) | stuk | Kabelladder Install.Gereedsch..3 W | Outil d#installation att cble échelle rob 0,3 w | CABLE TIE INSTALLATION TOOL FOR SS | CBL TIE HD LADDER INSTALL TOOL .3 W
7TAA131800R0004 | WT1-TB | Active | 5414363075370 | 6279.97 | 100 | 1 | stuk | Connectivity & Grounding | BE31450 | L4 (Tooling) | stuk | LT DUTY TOOL NYL CBLE TIES 18-50LB | Outil léger, att cbl nyl 18-50lb | Light Duty Hand Tool for Nylon Cable Ties 18-50 Pounds, 0.094 Inches (2.39mm) - 0.184 Inches (4.67mm) Cable Tie Width | LT DUTY TOOL, NYL CBLE TIES 18-50LB
7TAA131800R0005 | WT197 | Active | 5414363071938 | 167782.86 | 100 | 1 | stuk | Connectivity & Grounding | BE31450 | L4 (Tooling) | stuk | H, TOOL NYL CABLE TIES 50-120LBS | Outil manuel, att câble nyl 50-120 lbs | Hand Tool Nylon Cable Ties 50-120 lbs .184-.301 Cable Tie Width, Military Specified (MIL-SPEC MS90387-2) | HAND TOOL, NYL CABLE TIES 50-120LBS
7TAA131800R0006 | WT199 | Active | 5414363071945 | 155227.01 | 100 | 1 | stuk | Connectivity & Grounding | BE31450 | L4 (Tooling) | stuk | Mil spec tang kunststof 2 4mm-4 8mm | Outils manuel, att câble nyl 18-50lbs | Hand Tool for Nylon Cable Ties 18-50 lbs .094-.184 Cable Tie Width, Military Specified (MIL-SPEC MS90387-1) | HAND TOOL, NYL CABLE TIES 18-50LBS
7TAA131800R0007 | WT2-TB | Active | 5414363071976 | 10087.46 | 100 | 1 | stuk | Application Tooling | BE31450 | L4 (Tooling) | stuk | Spantang met draaisnij voor kunststof Kabelbinders 4,8mm - 7,6mm | Outil léger, att cbl nyl 50-120lb | Light Duty Hand Tool for Nylon Cable Ties 50-120 Pounds, 0.184 Inches (4.67mm) -0.301 Inches (7.65mm) Cable Tie Width | Light Duty Hand Tool for Nylon Cable Ties 50-120 Pounds, 0.184 Inches (4.67mm) -0.301 Inches (7.65mm) Cable Tie Width
7TAA131800R0008 | WT3D | Active | 5414363072003 | 3256 | 100 | 1 | stuk | Connectivity & Grounding | BE31450 | L4 (Tooling) | stuk | CBL TIE DELTEC INSTALL TOOL | Outil install att cabl deltec | Cable Tie Manual Installation Hand Tool Deltec | CBL TIE DELTEC INSTALL TOOL
7TAA131810R0000 | L-400-C | Active | 5414363153979 | 2700.15 | 100 | 1 | stuk | Connectivity & Grounding | BE31450 | L4 (Tooling) | stuk | Kbl Bind Hd Nylon Gereedsch.18-50 | Outil nylon att cbl rob 18-50# | CABLE TIE MANUAL INSTALLATION TOOL | CBL TIE HD NYLON TOOL 18-50No
7TAA131810R0002 | WT3S | Active | 5414363072010 | 7492.19 | 100 | 1 | stuk | Connectivity & Grounding | BE31450 | L4 (Tooling) | stuk | Spantang RVS bundelb,en (YLD) | Outil install att cbl ss jusqu#à 0,4 w | Cable Tie Installation Tool for Ladder type Stainless Steel Cable Ties up to .500 Width | CBL TIE SS INSTALL TOOL UP TO .4 W
7TAA131870R0001 | 15522SS | Active | 5415022288667 | 35520.41 | 100 | 1 | stuk | Application Tooling | BE31450 | L4 (Tooling) | stuk | Matrijs voor #6 CU, #8 Al, Kabelverpersing Geschikt voor 12-14 Tons Martijs Kleur Blauw, Matrijs code 24 | Mat flex ss 12-14 ton code 24 blu | Die for 12-14 Ton Tools for #6 CU, #8 Al Die Color Blue, Die Code 24 | Die for 12-14 Ton Tools for #6 CU, #8 Al Die Color Blue, Die Code 24
7TAA131870R0002 | 15527SS | Active | 5415022288681 | 35520.41 | 100 | 1 | stuk | Application Tooling | BE31450 | L4 (Tooling) | stuk | Matrijs voor #4 CU, #6 Al Kabelverpersing Geschikt voor 12-14 Tons Matrijs Kleur Grijs, Matrijs code 29 | Mat flex ss 12-14 ton code 29 gri | Die for 12-14 Ton Tools for #4 CU, #6 Al Die Color Gray, Die Code 29 | Die for 12-14 Ton Tools for #4 CU, #6 Al Die Color Gray, Die Code 29
7TAA131870R0003 | 15526SS | Active | 5415022288674 | 35520.41 | 100 | 1 | stuk | Application Tooling | BE31450 | L4 (Tooling) | stuk | Matrijs voor 2/0 CU, #1 AI, Kabelverpersing Geschikt voor 12-14 Tons Matrijs Kleur Zwart/Goud, Matrijs code 45 | Mat flex ss 12-14 ton code 45 blc/or | Die for 12-14 Ton Tools for 2/0 CU, #1 Al, Die Color Black/Gold, Die Code 45 | Die for 12-14 Ton Tools for 2/0 CU, #1 Al, Die Color Black/Gold, Die Code 45
7TAA131870R0004 | 15528SS | Active | 5415022288698 | 35520.41 | 100 | 1 | stuk | Application Tooling | BE31450 | L4 (Tooling) | stuk | Matrijs voor #2 CU, Kabelverpersing Geschikt voor 12-14 Tons Matrijs Kleur Bruin, Matrijs code 33 | Mat flex ss 12-14 ton code 33 mar | Die for 12-14 Ton Tools for #2 CU, Die Color Brown, Die Code 33 | Die for 12-14 Ton Tools for #2 CU, Die Color Brown, Die Code 33
7TAA131870R0005 | 15513SS | Active | 5415022288629 | 35520.41 | 100 | 1 | stuk | Application Tooling | BE31450 | L4 (Tooling) | stuk | Matrijs voor #1 CU, #4 Al, Kabelverpersing Geschikt voor 12-14 Tons Matrijs Kleur Groen Matrijs code 37 | Mat flex ss 12-14 ton code 37 ver | Die for 12-14 Ton Tools for #1 CU, #4 Al Die Color Green, Die Code 37 | Die for 12-14 Ton Tools for #1 CU, #4 Al Die Color Green, Die Code 37
7TAA131870R0006 | 15508SS | Active | 5415022288599 | 35520.41 | 100 | 1 | stuk | Application Tooling | BE31450 | L4 (Tooling) | stuk | Matrijs voor 1/0 CU, #2 Al, Kabelverpersing Geschikt voor 12-14 Tons Matrijs Kleur Roze, Matrijs code 42 | Mat flex ss 12-14 ton code 42 ros | Die for 12-14 Ton Tools for 1/0 CU, #2 Al, Die Color Pink, Die Code 42 | Die for 12-14 Ton Tools for 1/0 CU, #2 Al, Die Color Pink, Die Code 42
7TAA131870R0007 | 15530SS | Active | 5415022288704 | 35520.41 | 100 | 1 | stuk | Application Tooling | BE31450 | L4 (Tooling) | stuk | Matrijs voor 3/0 CU, Kabelverpersing Geschikt voor 12-14 Tons Matrijs Kleur Oranje, Matrijs code 50 | Mat flex ss 12-14 ton code 50 org/tan | Die for 12-14 Ton Tools for 3/0 CU, 1/0 Al, Die Color Orange, Die Code 50 | Die for 12-14 Ton Tools for 3/0 CU, 1/0 Al, Die Color Orange, Die Code 50
7TAA131870R0008 | 15511SS | Active | 5415022288605 | 35520.41 | 100 | 1 | stuk | Application Tooling | BE31450 | L4 (Tooling) | stuk | Matrijs voor 4/0 CU, 2/0 AI, Kabelverpersing Geschikt voor 12-14 Tons Matrijs Kleur Paars Matrijs code 54 | Mat hex ss 14 ton cde 54 vio/olive | Die for 12-14 Ton Tools for 4/0 CU, 2/0 Al, Die Color Purple, Olive, Die Code 54 | Die for 12-14 Ton Tools for 4/0 CU, 2/0 Al, Die Color Purple, Olive, Die Code 54
7TAA131870R0011 | 15534SS | Active | 5415022288711 | 35520.41 | 100 | 1 | stuk | Application Tooling | BE31450 | L4 (Tooling) | stuk | Matrijs voor 300 kcmil copper, 4/0 Al, Kabelverpersing Geschikt voor 12-14 Tons Matrijs Kleur Wit, Matrijs code 66H | Mat flex ss 12-14 ton code 66 blc | Die for 12-14 Ton Tools, 300 kcmil Copper, 4/0 Aluminum, Die Color White, Die Code 66H | Die for 12-14 Ton Tools, 300 kcmil Copper, 4/0 Aluminum, Die Color White, Die Code 66H
7TAA131870R0012 | 15514SS | Active | 5415022288636 | 35520.41 | 100 | 1 | stuk | Application Tooling | BE31450 | L4 (Tooling) | stuk | Matrijs voor 350 kcmil CU, 250 kcmil AI, Kabelverpersing Geschikt voor 12-14 Tons Matrijs Kleur Rood, Matrijs code 71H | Mat flex ss 12-14 ton code 71h rge | Die for 12-14 Ton Tools for 350 kcmil CU 250 kcmil Al, Die Color Red, Die Code 71H | Die for 12-14 Ton Tools for 350 kcmil CU 250 kcmil Al, Die Color Red, Die Code 71H
7TAA131870R0013 | 15512SS | Active | 5415022288612 | 35520.41 | 100 | 1 | stuk | Application Tooling | BE31450 | L4 (Tooling) | stuk | Matrijs voor 400 kcmil CU, 300 kcmil AI, Kabelverpersing Geschikt voor 12-14 Tons Matrijs Kleur Blauw Matrijs code 76H | Mat flex ss 12-14 ton code 76h ble | Die for 12-14 Ton Tools for 400 kcmil CU 300 kcmil Al, Die Color Blue, Die Code 76H | Die for 12-14 Ton Tools for 400 kcmil CU 300 kcmil Al, Die Color Blue, Die Code 76H
7TAA131870R0015 | 15506SS | Active | 5415022288582 | 35520.41 | 100 | 1 | stuk | Application Tooling | BE31450 | L4 (Tooling) | stuk | Matrijs voor 500 kcmil of 350 kcmil CU Kabelverpersing Geschikt voor 12-14 Tons Persgereedschap, Matrijs kleur Bruin Matrijs code 87H | Mat flex ss 14 ton code 87h mar | Die for 12-14 Ton Tools for 500 kcmil CU 350 kcmil Al, Die Color Brown, Die Code 87H | Die for 12-14 Ton Tools for 500 kcmil CU 350 kcmil Al, Die Color Brown, Die Code 87H
7TAA131870R0017 | 15505SS | Active | 5415022288575 | 35520.41 | 100 | 1 | stuk | Application Tooling | BE31450 | L4 (Tooling) | stuk | Matrijs voor 700 kcmil of 500 kcmil AL Kabelverpersing Geschikt voor 12-14 Tons Persgereedschap, Matrijs kleur roze Matrijs code 99H | Mat flex ss 14 ton code 99h ros | Die for 12-14 Ton Tools for 700 kcmil CU 500 kcmil Al, Die Color Pink, Die Code 99H | Die for 12-14 Ton Tools for 700 kcmil CU 500 kcmil Al, Die Color Pink, Die Code 99H
7TAA131870R0018 | 15515SS | Active | 5415022288643 | 35520.41 | 100 | 1 | stuk | Application Tooling | BE31450 | L4 (Tooling) | stuk | Matrijs voor 750 kcmil CU, 650 kcmil AI, Kabelverpersing Geschikt voor 12-14 Tons Matrijs Kleur Zwart, Matrijs code 106H | Mat flex ss 12-14 ton code 106h blc | Die for 12-14 Ton Tools for 750 kcmil CU 650 kcmil Al, Die Color Black, Die Code 106H | Die for 12-14 Ton Tools for 750 kcmil CU 650 kcmil Al, Die Color Black, Die Code 106H
7TAA131870R0021 | 15520SS | Active | 5415022288650 | 35520.41 | 100 | 1 | stuk | Application Tooling | BE31450 | L4 (Tooling) | stuk | Matrijs voor #8 CU, #10 AI, Kabelverpersing Geschikt voor 12-14 Tons Matrijs Kleur Rood, Matrijs code 21 | Mat flex ss 12-14 ton code 21 rge | Die for 12-14 Ton Tools for #8 CU, #10 Al, Die Color Red, Die Code 21 | Die for 12-14 Ton Tools for #8 CU, #10 Al, Die Color Red, Die Code 21
7TAA131900R0000 | 15603 | Active | 5414363182894 | 102352.59 | 100 | 1 | stuk | Application Tooling | BE31450 | L4 (Tooling) | stuk | Color-Keyed®verwisselbare persstempel Voor kabelschoenen voor TBM14M en TBM15i | Mat hex 15 ton av mat code 125h | Die for TBM14BSCR / TBM15BSCR. Die code 125H. | Die for TBM14BSCR / TBM15BSCR. Die code 125H.
7TAA131900R0002 | 15611 | Active | 5414363138365 | 101046.54 | 100 | 1 | stuk | Application Tooling | BE31450 | L4 (Tooling) | stuk | Color-Keyed®verwisselbare persstempel Voor kabelschoenen voor TBM14M en TBM15i | Mat hex 15 ton av code 94h ver | Die for TBM14BSCR / TBM15BSCR. Die code 94H | Die for TBM14BSCR / TBM15BSCR. Die code 94H
7TAA131990R0342 | WT-PTORCH | Active | 5415022255478 | 19690.8 | 100 | 1 | stuk | Application Tooling | BE31450 | L4 (Tooling) | stuk | HANDHELD BUTANE POWER TORCH | Torch élec. butane manuelle | HANDHELD BUTANE POWER TORCH | HANDHELD BUTANE POWER TORCH
7TAA159080R0000 | CSS-270 | Active | 5414363934844 | 163.39 | 100 | 25 | stuk | Deltec | BE31450 | LU (Cable Ties I) | stuk | CABLE SUPPORT 27 INCH | Support câble 27 pouce | Deltec Cable Tie w/ Double-Locking Head, Black Acetal for Temperatures up to 85 Degrees C, L 685.8mm, W12.7mm, Thickness 1.52mm, Tenstile Strength 1112 Newtons | CABLE SUPPORT 27 INCH
7TAA159090R0000 | 696-41794 | Active | 5414363145646 | 49031.71 | 100 | 1 | stuk | Deltec | BE31450 | LU (Cable Ties I) | stuk | Deltec b, op rol 304 8m 12 7mm breed | Att câble bobine 0,5 po 1000 ft acetal | Deltec Cable Tie Without Double-Locking Head, Black Acetal for Temp up to 85 Degrees C, L 308.4m, Reel, W 12.7mm, Thickness 1.52mm, Strength 1112 Newtons | CABLE TIE 0.5IN 1000FT REEL ACETAL
7TAA159090R0001 | 696-41795 | Active | 5414363126744 | 54.26 | 100 | 500 | stuk | Deltec | BE31450 | LU (Cable Ties I) | stuk | Dubble vergrendelinkskop met sluiting Van Koperlegering | Att cbl tête lkg noir acetal gros | Deltec Cable Tie Locking Head Only, Black Acetal for Temperatures up to 85 Degrees C, L 21.59mm, W 19.05mm, Height 12.57mm, Weather & Ultraviolet Resistant | Deltec Cable Tie Locking Head Only, Black Acetal for Temperatures up to 85 Degrees C, L 21.59mm, W 19.05mm, Height 12.57mm, Weather & Ultraviolet Resistant
7TAA159090R0003 | CSS-135 | Active | 5414363934851 | 120.06 | 100 | 50 | stuk | Deltec | BE31450 | LU (Cable Ties I) | stuk | CABLE SUPPORT 13.5 INCH | Support câble 13,5 pouce | Deltec Cable Tie w/ Double-Locking Head, Black Acetal for Temperatures up to 85 Degrees C, L 342.9mm, W12.7mm, Thickness 1.52mm, Tenstile Strength 1112 Newtons | CABLE SUPPORT 13.5 INCH
7TAA159090R0005 | TYD-50R | Active | 5414363067245 | 3658.56 | 100 | 5 | stuk | Deltec | BE31450 | LU (Cable Ties I) | stuk | CABLE TIE 15X0.5IN BLK ACETAL 250LB | COL.ROUL.12.7MM NOIR UV 152M | Deltec Cable Tie Without Double-Locking Head, Black Acetal for Temp up to 85 Degrees C, L 15.24m, Reel, W 12.7mm, Thickness 1.52mm, Strength 1112 Newtons | CABLE TIE 15X0.5IN BLK ACETAL 250LB
7TAA159090R0006 | TYD-LH | Active | 5414363067290 | 62 | 100 | 25 | stuk | Deltec | BE31450 | LU (Cable Ties I) | stuk | CBL TIE LKG HEAD BLK ACETAL 25PK | CBL TIE LKG HEAD BLK ACETAL 25PK | Deltec Cable Tie Locking Head Only, Black Acetal for Temperatures up to 85 Degrees C, L 21.59mm, W 19.05mm, Height 12.57mm, Weather & Ultraviolet Resistant | CBL TIE LKG HEAD BLK ACETAL 25PK
7TAA159090R0009 | TYD5135M | Active | 5414363067276 | 122.83 | 100 | 250 | stuk | Deltec | BE31450 | LU (Cable Ties I) | stuk | CABLE TIE 14X0.5IN BLK ACETAL 250LB | COL.DELRIN 12.7X343MM NOIR UV | Deltec Cable Tie w/ Double-Locking Head, Black Acetal for Temperatures up to 85 Degrees C, L 342.9mm, W12.7mm, Thickness 1.52mm, Tenstile Strength 1112 Newtons | CABLE TIE 14X0.5IN BLK ACETAL 250LB
7TAA159090R0010 | TYD5270M | Active | 5414363067283 | 175.05 | 100 | 10 | stuk | Deltec | BE31450 | LU (Cable Ties I) | stuk | CABLE TIE 27X0.5IN BLK ACETAL 250LB | COL.12.7X685.8MM NOIR UV | Deltec Cable Tie w/ Double-Locking Head, Black Acetal for Temperatures up to 85 Degrees C, L 685.8mm, W12.7mm, Thickness 1.52mm, Tenstile Strength 1112 Newtons | CABLE TIE 27X0.5IN BLK ACETAL 250LB
7TAA159100R0005 | CSS-50R | Active | 5414363149866 | 3559.38 | 100 | 10 | stuk | Deltec | BE31450 | LU (Cable Ties I) | stuk | SUPPORTCABLE | SUPPORT,CABLE | Deltec Cable Tie Without Double-Locking Head, Black Acetal for Temp up to 85 Degrees C, L 15.24m, Reel, W 12.7mm, Thickness 1.52mm, Strength 1112 Newtons | SUPPORT,CABLE
7TAA159110R0000 | CSS-100 | Active | 5414363149835 | 109.41 | 100 | 50 | stuk | Deltec | BE31450 | LU (Cable Ties I) | stuk | CABLE TIE 10X0.5IN BLK ACETAL 250LB | Att câble 10x0,5 po noir acetal 250lb | Deltec Cable Tie w/ Double-Locking Head, Black Acetal for Temperatures up to 85 Degrees C, L 254mm, W 12.07mm, Thickness 1.52mm, Tenstile Strength 1112 Newtons | CABLE TIE 10X0.5IN BLK ACETAL 250LB
7TAA159120R0000 | CSS-5K | Active | 5414363149873 | 22715.75 | 100 | 1 | stuk | Deltec | BE31450 | LU (Cable Ties I) | stuk | Deltec kit 5 rollen b,,150 Vergr.skoppen | Kit att cbl 5 bobine 15,2 mm/150 têtes | Deltec Cable Tie Kit Containing Five 15.2mm, Reel of Weather and Ultraviolet Resistant Black Acetal Strap and 150 Locking Heads | CBL TIE KIT 5 15.2MM REEL/150 HEADS
7TAA159130R0001 | CSS-10K | Active | 5414363149842 | 44966.15 | 100 | 1 | stuk | Deltec | BE31450 | LU (Cable Ties I) | stuk | Deltec kit 10 rollen b,,300 Vergr.skoppen | Kit att cbl 5 bobine 15,2 mm/300 têtes | Deltec Cable Tie Kit Containing Ten 15.2mm, Reel of Weather and Ultraviolet Resistant Black Acetal Strap and 300 Locking Heads | CBL TIE KIT 5 15.2M REEL/300 HEADS
7TAA159140R0000 | CSS-360 | Active | 5415022199635 | 70.79 | 100 | 1 | stuk | Deltec | BE31450 | LU (Cable Ties I) | stuk | Deltec Modulaire kabel tussenlaag, Zwart Polypropylene Temp tot 85 Graden C H 12.7m, Weer & UV Bestendig | Entret abl empil modulaires noir | Deltec Modular Stackable Cable Spacer, Black Polypropylene for Temp up to 85 Degrees C, Heigth 12.7m, Weather and Ultraviolet Resistant, | Deltec Modular Stackable Cable Spacer, Black Polypropylene for Temp up to 85 Degrees C, Heigth 12.7m, Weather and Ultraviolet Resistant,
7TAA159150R0000 | CSS-LH | Active | 5414363149910 | 60.28 | 100 | 25 | stuk | Deltec | BE31450 | LU (Cable Ties I) | stuk | HEADSCABLE SUPPORT | Têtes, support câble | Deltec Cable Tie Locking Head Only, Black Acetal for Temperatures up to 85 Degrees C, L 21.59mm, W 19.05mm, Height 12.57mm, Weather & Ultraviolet Resistant | HEADS,CABLE SUPPORT
7TAA159160R0000 | TCP360 | Active | 5414363162919 | 21.81 | 100 | 100 | stuk | Deltec | BE31450 | LU (Cable Ties I) | stuk | Deltec modulaire stapelbare Kabelafstandsstukken per 12,7mm, Zwart | Entret câble modulaire 2x1 po noir vio | Deltec Modular Stackable Cable Spacer, for Coaxial Cable, Black Polypropylene for Temp up to 85 Degrees C, L 53.34mm, W 30.48mm, H 12.7mm, Weather/UV Resis | Deltec Modular Stackable Cable Spacer, for Coaxial Cable, Black Polypropylene for Temp up to 85 Degrees C, L 53.34mm, W 30.48mm, H 12.7mm, Weather/UV Resis
7TAA159170R0000 | CSS-160 | Active | 5414363149859 | 127.8 | 100 | 50 | stuk | Deltec | BE31450 | LU (Cable Ties I) | stuk | CABLE TIE 16X.5IN BLK ACETAL 250LB | Att câble 16x0,5 po noir acetal 250lb | Deltec Cable Tie w/ Double-Locking Head, Black Acetal for Temperatures up to 85 Degrees C, L 406.4mm, W12.7mm, Thickness 1.52mm, Tenstile Strength 1112 Newtons | CABLE TIE 16X.5IN BLK ACETAL 250LB
7TAA159180R0000 | CSS-H | Active | 5414363149903 | 113.51 | 100 | 50 | stuk | Deltec | BE31450 | LU (Cable Ties I) | stuk | Kabelsteunsysteem met sluiting in Koperlegering met bevestigingsoog 6,9mm | Sangle susp metal 0,89x0,87 po zinc | Cable Tie Metal Hanger Deltec Strap, Plated Steel, L 22.5mm, W 22.2mm, H 29.8mm, Mount hole Diam 6.9mm | Cable Tie Metal Hanger Deltec Strap, Plated Steel, L 22.5mm, W 22.2mm, H 29.8mm, Mount hole Diam 6.9mm
7TAA159220R0000 | CSS-B | Active | 5414363149880 | 52.91 | 100 | 50 | stuk | Deltec | BE31450 | LU (Cable Ties I) | stuk | Kabelsteunsysteem met sluiting in Koperlegering met bevestigingsoog 2 x 6,7mm | Sangle base metal 2x0,56 po revêt zinc | Cable Tie Metal Base Deltec Strap, Zinc Plated Steel, L 48.4mm, W 14.3mm, H 7.1mm, Two Mount iam 6.7mm, | Cable Tie Metal Base Deltec Strap, Zinc Plated Steel, L 48.4mm, W 14.3mm, H 7.1mm, Two Mount iam 6.7mm,
7TAG009000R0094 | FO200-40-2 | Active | 5414363021247 | 153.16 | 100 | 1000 | stuk | Ty-Rap Fastening | BE31450 | LR (Premium Cable Ties I) | stuk | TY-GRIP Klitb, 228 6mmx12 7mm Rood | Att câble 40lb 0,5x9 po loupe fo rge | FO Slotted Loop Tie, Red PA 6.6, Hook Side & Low Density Polyethylene on Loop Side, Temp to 104.4 Degree C, L 228.6mm W 12.7mm, Thickness 1.588mm, 178 Newtons | CABLE TIE 40LB .5X9 IN RED FO LOOP
7TAG009000R0095 | FO200-50-4 | Active | 5414363021377 | 230.48 | 100 | 1 | stuk | Ty-Rap Fastening | BE31450 | LR (Premium Cable Ties I) | stuk | TY-GRIP Klitb, 228 6mmx19 1mm Geel | Att câble 50lb 0,75x9 po loupe fo jaune | FO Slotted Loop Tie, Yellow PA 6.6, Hook Side & Low Density Polyethylene on Loop Side, Temp to 104.4 Degree C, L 228.6mm W 19.05mm, Thickn 1.588mm, 222.5 Newtons | CABLE TIE 50LB .75X9 YELLOW FO LOO
7TAG009000R0096 | FO200-50-6 | Active | 5414363021414 | 230.48 | 100 | 1 | stuk | Ty-Rap Fastening | BE31450 | LR (Premium Cable Ties I) | stuk | TY-GRIP Klitb, 228 6mmx19 1mm Blauw | Att câble 50lb 0,75x9 po loupe fo bleu | FO Slotted Loop Tie, Blue PA 6.6, Hook Side & Low Density Polyethylene on Loop Side, Temp to 104.4 Degree C, L 228.6mm W 19.05mm, Thickn 1.588mm, 222.5 Newtons | CABLE TIE 50LB .75X9IN BLUE FO LOOP
7TAG009000R0097 | FO200-50-8 | Active | 5414363021438 | 230.48 | 100 | 1000 | stuk | Ty-Rap Fastening | BE31450 | LR (Premium Cable Ties I) | stuk | TY-GRIP Klitb, 228 6mmx19 1mm Grijs | Att câble 50lb 0,75x9 po loupe fo gris | FO Slotted Loop Tie, Gray PA 6.6, Hook Side & Low Density Polyethylene on Loop Side, Temp to 104.4 Degree C, L 228.6mm W 19.05mm, Thickn 1.588mm, 222.5 Newtons | CABLE TIE 50LB .75X9IN GRAY FO LOOP
7TAG009000R0098 | FO350-40-2 | Active | 5414363021483 | 200.75 | 100 | 1000 | stuk | Ty-Rap Fastening | BE31450 | LR (Premium Cable Ties I) | stuk | TY-GRIP Klitb, 330 2mmx12 7mm Rood | Att câble 40lb 0,5x13 po loupe fo rge | FO Slotted Loop Tie, Red PA 6.6, Hook Side & Low Density Polyethylene on Loop Side, Temp to 104.4 Degree C, L 330.2mm W 12.7mm, Thickness 1.588mm, 178 Newtons | CABLE TIE 40LB .5X13 IN RED FO LOOP
7TAG009000R0099 | FO350-40-3 | Active | 5414363021490 | 200.75 | 100 | 1000 | stuk | Ty-Rap Fastening | BE31450 | LR (Premium Cable Ties I) | stuk | TY-GRIP Klitb, 330 2mmx12 7mm Oranje | Att câble 40lb 0,5x13 po loupe fo org | FO Slotted Loop Tie, Orange PA 6.6, Hook Side & Low Density Polyethylene on Loop Side, Temp to 104.4 Degree C, L 330.2mm W 12.7mm, Thickness 1.588mm, 178 Newtons | CABLE TIE 40LB .5X13 ORANGE FO LOO
7TAG009000R0100 | FO350-40-4 | Active | 5414363021506 | 200.75 | 100 | 1 | stuk | Ty-Rap Fastening | BE31450 | LR (Premium Cable Ties I) | stuk | TY-GRIP Klitb, 330 2mmx12 7mm Geel | Att câble 40lb 0,5x13 po loupe fo jaune | FO Slotted Loop Tie, Yellow PA 6.6, Hook Side & Low Density Polyethylene on Loop Side, Temp to 104.4 Degree C, L 330.2mm W 12.7mm, Thickness 1.588mm, 178 Newtons | CABLE TIE 40LB .5X13 YELLOW FO LOO
7TAG009000R0101 | FO350-40-5 | Active | 5414363021513 | 200.75 | 100 | 1000 | stuk | Ty-Rap Fastening | BE31450 | LR (Premium Cable Ties I) | stuk | TY-GRIP Klitb, 330 2mmx12 7mm Groen | Att câble 40lb 0,5x13 po loupe fo vert | FO Slotted Loop Tie, Green PA 6.6, Hook Side & Low Density Polyethylene on Loop Side, Temp to 104.4 Degree C, L 330.2mm W 12.7mm, Thickness 1.588mm, 178 Newtons | CABLE TIE 40LB .5X13 GREEN FO LOOP
7TAG009000R0103 | FO350-40-9 | Active | 5414363021544 | 200.75 | 100 | 1 | stuk | Ty-Rap Fastening | BE31450 | LR (Premium Cable Ties I) | stuk | TY-GRIP Klitb, 330 2mmx12 7mm Wit | Att câble 40lb 0,5x13 po loupe fo blanc | FO Slotted Loop Tie, White PA 6.6, Hook Side & Low Density Polyethylene on Loop Side, Temp to 104.4 Degree C, L 330.2mm W 12.7mm, Thickness 1.588mm, 178 Newtons | CABLE TIE 40LB .5X13 WHITE FO LOOP
7TAG009000R0104 | FO350-50-0-FR | Active | 5414363403456 | 401.5 | 100 | 1000 | stuk | Ty-Rap Fastening | BE31450 | LR (Premium Cable Ties I) | stuk | TY-GRIP Klitb, 330 2mmx19.1mm zw | Att câble 50lb 13 po loupe fo flm ret | FO Slotted Loop Tie, Black PA 6.6, Hook Side & Low Density Polyethylene on Loop Side, Temp to 104.4 Degree C, L 330.2mm W 19.05mm, Thickn 1.588mm, 222.5 Newtons | CABLE TIE 50LB 13IN FLM RET FO LOOP
7TAG009000R0105 | FO350-50-2 | Active | 5414363021575 | 306.36 | 100 | 1 | stuk | Ty-Rap Fastening | BE31450 | LR (Premium Cable Ties I) | stuk | TY-GRIP Klitb, 330 2mmx19 1mm Rood | Att câble 50lb 0,75x13 po loupe fo rge | FO Slotted Loop Tie, Red PA 6.6, Hook Side & Low Density Polyethylene on Loop Side, Temp to 104.4 Degree C, L 330.2mm W 19.05mm, Thickn 1.588mm, 222.5 Newtons | CABLE TIE 50LB .75X13IN RED FO LOOP
7TAG009000R0106 | FO350-50-3 | Active | 5414363021582 | 306.36 | 100 | 1000 | stuk | Ty-Rap Fastening | BE31450 | LR (Premium Cable Ties I) | stuk | TY-GRIP Klitb, 330 2mmx19 1mm Oranje | Att câble 50lb 0,75x13 po loupe fo org | FO Slotted Loop Tie, Orange PA 6.6, Hook Side & Low Density Polyethylene on Loop Side, Temp to 104.4 Degree C, L 330.2mm W 19.05mm, Thickn 1.588mm, 222.5 Newtons | CABLE TIE 50LB .75X13 ORANGE FO LO
7TAG009000R0107 | FO350-50-5 | Active | 5414363021605 | 306.36 | 100 | 1000 | stuk | Ty-Rap Fastening | BE31450 | LR (Premium Cable Ties I) | stuk | TY-GRIP Klitb, 330 2mmx19 1mm Groen | Att câble 50lb 0,75x13 po loupe fo vert | FO Slotted Loop Tie, Green PA 6.6, Hook Side & Low Density Polyethylene on Loop Side, Temp to 104.4 Degree C, L 330.2mm W 19.05mm, Thickn 1.588mm, 222.5 Newtons | CABLE TIE 50LB .75X13 GREEN FO LOO
7TAG009000R0109 | FO350-50-9 | Active | 5414363021636 | 306.36 | 100 | 1 | stuk | Ty-Rap Fastening | BE31450 | LR (Premium Cable Ties I) | stuk | TY-GRIP Klitb, 330 2mmx19 1mm Wit | Att câble 50lb 0,75x13 po loupe fo blanc | FO Slotted Loop Tie, White PA 6.6, Hook Side & Low Density Polyethylene on Loop Side, Temp to 104.4 Degree C, L 330.2mm W 19.05mm, Thickn 1.588mm, 222.5 Newtons | CABLE TIE 50LB .75X13 WHITE FO LOO
7TAG009000R0110 | FOL300-50-2 | Active | 5414363129882 | 301.88 | 100 | 1000 | stuk | Ty-Rap Fastening | BE31450 | LR (Premium Cable Ties I) | stuk | TY-GRIP Klittenb,binderGesp 304 8mmx19 1mm Rood | Att câble 50lb 0,75x12 po loupe fo rge | FOL Buckle Tie, Red PA 6.6, for Temp up to 93.3 Degrees C, Length 304.8mm, Width 19.05mm, Thickness of 1.588mm, Tensile Strength 222.5 Newtons | CABLE TIE 50LB .75X12 RED FOL BUCK
7TAG009000R0113 | FOL300-50-9 | Active | 5414363021780 | 301.88 | 100 | 100 | stuk | Ty-Rap Fastening | BE31450 | LR (Premium Cable Ties I) | stuk | TY-GRIP Klittenb,binderGesp 304 8mmx19 1mm Wit | Att câble 50lb 0,75x12 po loupe fo blanc | FOL Buckle Tie, White PA 6.6, for Temp up to 93.3 Degrees C, Length 304.8mm, Width 19.05mm, Thickness of 1.588mm, Tensile Strength 222.5 Newtons | CABLE TIE 50LB .75X12 WHITE FOL BU
7TAG009000R0120 | FOS320-50-9 | Active | 5414363022206 | 249.83 | 100 | 1 | stuk | Ty-Rap Fastening | BE31450 | LR (Premium Cable Ties I) | stuk | Ty-Rap Fastening FOS320-50-9 | Att câble 50lb 12 po bande fos blc | FOS Strip Tie, White Nylon for Temp up to 104.4 Degrees C, Length 304.8mm, Width 19.05mm, Thickness 1.588mm, Tensile Strength 222.5 Newtons | CABLE TIE 50LB 12 IN WHT FOS STRIP
7TAG009000R0126 | FOS500-50-9 | Active | 5414363022275 | 361.34 | 100 | 1 | stuk | Ty-Rap Fastening | BE31450 | LR (Premium Cable Ties I) | stuk | Ty-Rap Fastening FOS500-50-9 | Att câble 50lb 18 po bande fos blc | FOS Strip Tie, White Nylon for Temp up to 104.4 Degrees C, Length 457.2mm, Width 19.05mm, Thickness 1.588mm, Tensile Strength 222.5 Newtons | CABLE TIE 50LB 18IN WHITE FOS STRIP
7TAG009000R0210 | TY234M-6 | Active | 5414363061595 | 24.97 | 100 | 10000 | stuk | Ty-Rap | BE31450 | LR (Premium Cable Ties I) | stuk | TY-RAP Kabelbinder met RVS Lip, 356mm x 2,54mm, UV bestendig, Blauw | Att câble 18lb 14 po bleu nylon | Cable Tie, Blue PA 6.6, for Temp up to 85 Degrees C, UL/EN/CSA62275, Type 2/21 L 355.6mm, W 2.54mm, Thickness 1.10mm, Tensile Strength 80 Newtons | Cable Tie, Blue PA 6.6, for Temp up to 85 Degrees C, UL/EN/CSA62275, Type 2/21 L 355.6mm, W 2.54mm, Thickness 1.10mm, Tensile Strength 80 Newtons
7TAG009000R0211 | TY234M-9 | Active | 5414363061618 | 41.62 | 100 | 10000 | stuk | Ty-Rap Fastening | BE31450 | LR (Premium Cable Ties I) | stuk | CABLE TIE 18LB 14IN wit NYLON | Att câble 18lb 14 po blanc nylon | Cable Tie, White PA 6.6, for Temp up to 85 Degrees C, UL/EN/CSA62275, Type 2/21 L 355.6mm, W 2.54mm, Thickness 1.10mm, Tensile Strength 80 Newtons | CABLE TIE 18LB 14IN WHITE NYLON
7TAG009000R0216 | TY242M-1 | Active | 5414363061885 | 14.95 | 100 | 1000 | stuk | Ty-Rap Fastening | BE31450 | LR (Premium Cable Ties I) | stuk | CABLE TIE 40LB 8IN BROWN NYLON | COL.3.6X208MM 180N MAR | Cable Tie, Red PA 6.6, for Temp up to 85 Degrees C, UL/EN/CSA62275, Type 2/21 L 208mm, W 3.6mm, Thickness 1.04mm, Tensile Strength 180 Newtons | CABLE TIE 40LB 8IN BROWN NYLON
7TAG009000R0234 | TY26M-1 | Active | 5414363062783 | 19.45 | 100 | 1000 | stuk | Ty-Rap Fastening | BE31450 | LR (Premium Cable Ties I) | stuk | CABLE TIE 40LB 11IN BROWN NYLON | COL.3.6X281MM 180N MAR | Cable Tie, Brown PA 6.6, for Temp up to 85 Degrees C, UL/EN/CSA62275, Type 2/21 L 284.4mm, W 3.71mm, Thickness 1.31mm, Tensile Strength 180 Newtons | CABLE TIE 40LB 11IN BROWN NYLON
7TAG009000R0235 | TY26M-7 | Active | 5414363062851 | 19.44 | 100 | 20000 | stuk | Ty-Rap Fastening | BE31450 | LR (Premium Cable Ties I) | stuk | CABLE TIE 40LB 11IN PURPLE NYLON | COL.3.6X281MM 180N VIO | Cable Tie, Purple PA 6.6, for Temp up to 85 Degrees C, UL/EN/CSA62275, Type 2/21 L 284.4mm, W 3.71mm, Thickness 1.31mm, Tensile Strength 180 Newtons | CABLE TIE 40LB 11IN PURPLE NYLON
7TAG009000R0236 | TY26M-9 | Active | 5414363062875 | 19.43 | 100 | 20000 | stuk | Ty-Rap Fastening | BE31450 | LR (Premium Cable Ties I) | stuk | TY-RAP RVS Lip 284mmx3 6mm UV Wit | COL.3.6X281MM 180N BLA | Cable Tie, White PA 6.6, for Temp up to 85 Degrees C, UL/EN/CSA62275, Type 2/21 L 284.4mm, W 3.71mm, Thickness 1.31mm, Tensile Strength 180 Newtons | CABLE TIE 40LB 11IN WHITE NYLON
7TAG009000R0239 | TY272M-1 | Active | 5414363062981 | 49.5 | 100 | 10000 | stuk | Ty-Rap | BE31450 | LR (Premium Cable Ties I) | stuk | TY-RAP Kabelbinder met RVS Lip, 222mm x 7,6mm, UV bestendig, Bruin | Att câble 120lb 9 po marron nylon | Cable Tie, Brown PA 6.6, for Temp up to 85 Degrees C, UL/EN/CSA62275, Type 2/21 L 222.3mm, W 6.99mm, Thickness 1.78mm, Tensile Strength 534 Newtons | Cable Tie, Brown PA 6.6, for Temp up to 85 Degrees C, UL/EN/CSA62275, Type 2/21 L 222.3mm, W 6.99mm, Thickness 1.78mm, Tensile Strength 534 Newtons
7TAG009000R0241 | TY275M-1 | Active | 5414363063100 | 97.95 | 100 | 5000 | stuk | Ty-Rap | BE31450 | LR (Premium Cable Ties I) | stuk | TY-RAP Kabelbinder met RVS Lip, 457mm x 7mm, Bruin | Att câble 120lb 18 po marron nylon | Cable Tie, Brown PA 6.6, for Temp up to 85 Degrees C, UL/EN/CSA62275, Type 2/21S L 457mm, W 7.0mm, Thickness 1.65mm, Tensile Strength 530 Newtons | Cable Tie, Brown PA 6.6, for Temp up to 85 Degrees C, UL/EN/CSA62275, Type 2/21S L 457mm, W 7.0mm, Thickness 1.65mm, Tensile Strength 530 Newtons
7TAG009000R0242 | TY275M-9 | Active | 5414363063179 | 97.86 | 100 | 5000 | stuk | Ty-Rap | BE31450 | LR (Premium Cable Ties I) | stuk | TY-RAP Kabelbinder met RVS Lip, 457mm x 7mm, Wit | Att câble 120lb 18 po blanc nylon | Cable Tie, White PA 6.6, for Temp up to 85 Degrees C, UL/EN/CSA62275, Type 2/21S L 457mm, W 7.0mm, Thickness 1.65mm, Tensile Strength 530 Newtons | Cable Tie, White PA 6.6, for Temp up to 85 Degrees C, UL/EN/CSA62275, Type 2/21S L 457mm, W 7.0mm, Thickness 1.65mm, Tensile Strength 530 Newtons
7TAG009000R0243 | TY277M-1 | Active | 5415022156782 | 99.77 | 100 | 5000 | stuk | Ty-Rap | BE31450 | LR (Premium Cable Ties I) | stuk | TY-RAP Kabelbinder met RVS Lip, 617mm x 7mm, Bruin | Att câble 120lb 24 po marron nylon | Cable Tie, Brown PA 6.6, for Temp up to 85 Degrees C, UL/EN/CSA62275, Type 2/21S L 617mm, W 7.0mm, Thickness 1.65mm, Tensile Strength 530 Newtons | Cable Tie, Brown PA 6.6, for Temp up to 85 Degrees C, UL/EN/CSA62275, Type 2/21S L 617mm, W 7.0mm, Thickness 1.65mm, Tensile Strength 530 Newtons
7TAG009000R0251 | TY34M-9 | Active | 5414363202271 | 43.43 | 100 | 10000 | stuk | Ty-Rap | BE31450 | LR (Premium Cable Ties I) | stuk | TY-RAP Kabelbinder met Bevestigingsoog en RVS Lip, 151mm x 3,5mm, Wit | Att câble 40lb 6 blanc trou mont #8 | Integrated Mounting Hole Cable Tie, Wite PA 6.6, Temp up to 85 Degrees C, L 150.98mm, W 3.71mm, Thickness 1.31mm, Tensile Strength 177 Newtons | Integrated Mounting Hole Cable Tie, Wite PA 6.6, Temp up to 85 Degrees C, L 150.98mm, W 3.71mm, Thickness 1.31mm, Tensile Strength 177 Newtons
7TAG009000R0258 | TY48M-2 | Active | 5414363065074 | 93.69 | 100 | 10000 | stuk | Ty-Rap Fastening | BE31450 | LR (Premium Cable Ties I) | stuk | CABLE TIE 50LB 14 RED ID 5X2.13M | Att câble 50lb 14 rge id 5x2,13 m | Identification Cable Tie, Red PA 6.6 Temp up to 85 Degrees C, UL/EN/CSA62275 L 360.36mm, W 4.81mm, Thickness 1.41mm, 220 Newtons, Marking Pad 12.7 x 57.15mm | CABLE TIE 50LB 14 RED ID 5X2.13 M
7TAG009000R0259 | TY48M-4 | Active | 5414363065081 | 93.69 | 100 | 10000 | stuk | Ty-Rap Fastening | BE31450 | LR (Premium Cable Ties I) | stuk | CABLE TIE 50LB 14 YELLOW ID 5X2.13 | COL.ETIQ.4.8X360MM JAU | Identification Cable Tie, Yellow PA 6.6 Temp up to 85 Degrees C, UL/EN/CSA62275 L 360.36mm, W 4.81mm, Thickness 1.41mm, 220 Newtons, Marking Pad 12.7 x 57.15mm | CABLE TIE 50LB 14 YELLOW ID 5X2.13
7TAG009000R0260 | TY48M-8 | Active | 5414363163978 | 93.69 | 100 | 10000 | stuk | Ty-Rap Fastening | BE31450 | LR (Premium Cable Ties I) | stuk | CABLE TIE 50LB 14 GRAY ID 5X2.13 | Att câble 50lb 14 gris id 5x2,13 | Identification Cable Tie, Gray PA 6.6 Temp up to 85 Degrees C, UL/EN/CSA62275 L 360.36mm, W 4.81mm, Thickness 1.41mm, 220 Newtons, Marking Pad 12.7 x 57.15mm | CABLE TIE 50LB 14 GRAY ID 5X2.13
7TAG009000R0261 | TY512M-4 | Active | 5414363130109 | 43.77 | 100 | 10000 | stuk | Ty-Rap Fastening | BE31450 | LR (Premium Cable Ties I) | stuk | CABLE TIE 18LB 8 YELLOW ID 1X.313 | Att câble 18lb 8 jaune id 1x0,313 | Identification Cable Tie, Yellow PA 6.6 Temp up to 85 Degrees C, UL/EN/CSA62275 L 208.29mm, W 2.02mm, Thickness 0.77mm, 80 Newtons, Marking Pad 25.15 x 7.67mm | CABLE TIE 18LB 8 YELLOW ID 1X.313
7TAG009000R0263 | TY51M-3 | Active | 5414363065203 | 42.22 | 100 | 5000 | stuk | Ty-Rap Fastening | BE31450 | LR (Premium Cable Ties I) | stuk | CABLE TIE 18LB 4 O ID 1X.313 | Att câble 18lb 4 orange id 1x0,313 | Identification Cable Tie, Orange PA 6.6 Temp up to 85 Degrees C, UL/EN/CSA62275 L 91.44mm, W 2.36mm, Thickness 25.4mm, 80 Newtons, Marking Pad 25.15 x 7.95mm | CABLE TIE 18LB 4 ORANGE ID 1X.313
7TAG009000R0264 | TY51M-5 | Active | 5414363065227 | 42.22 | 100 | 5000 | stuk | Ty-Rap Fastening | BE31450 | LR (Premium Cable Ties I) | stuk | CABLE TIE 18LB 4 GREEN ID 1X.313 | Att câble 18lb 4 vert id 1x0,313 | Identification Cable Tie, Green PA 6.6 Temp up to 85 Degrees C, UL/EN/CSA62275 L 91.44mm, W 2.36mm, Thickness 25.4mm, 80 Newtons, Marking Pad 25.15 x 7.95mm | CABLE TIE 18LB 4 GREEN ID 1X.313
7TAG009000R0309 | TY53M-4 | Active | 5414363066309 | 42.22 | 100 | 10000 | stuk | Ty-Rap Fastening | BE31450 | LR (Premium Cable Ties I) | stuk | TY-RAP label RVS Lip 102mmx2 3mm Geel | Att câble 18lb 4 jaune id 0,8x0,36 | Identification Cable Tie, Yellow PA 6.6 Temp up to 85 Degrees C, UL/EN/CSA62275 L 101.6mm, W 2.29mm, Thickness 1.18mm, 80 Newtons, Marking Pad 20.24 x 0.356mm | CABLE TIE 18LB 4 YELLOW ID .8X.36
7TAG009000R0323 | TYB2315M-6 | Active | 5414363066958 | 24.93 | 100 | 10000 | stuk | Ty-Rap | BE31450 | LR (Premium Cable Ties I) | stuk | TY-RAP Kabelbinder met RVS Lip, 150mm x 2,4mm, Blauw | Att câble 18lb 7 po bleu nylon | Cable Tie, Blue PA 6.6, for Temp up to 85 Degrees C, L 177.81mm, W 2.54mm, Thickness 1.1mm, Tensile Strength 80 Newtons | Cable Tie, Blue PA 6.6, for Temp up to 85 Degrees C, L 177.81mm, W 2.54mm, Thickness 1.1mm, Tensile Strength 80 Newtons
7TAG009000R0326 | TYHT277M | Active | 5414363149514 | 283.66 | 100 | 10000 | stuk | Ty-Rap | BE31450 | LR (Premium Cable Ties I) | stuk | TY-RAP Kabelbinder met RVS Lip, 617mm x 7,0mm, Hittebestendig, Olijfgroen | Att câble 120lb 24 po olv nyl hte temp | Extra High Temperature Cable Tie, Olive PA 4.6, for Temp up to 150 Degrees C, L 617mm, W 7.0mm, Thickness 1.6mm, Tensile Strength 540 Newtons | Extra High Temperature Cable Tie, Olive PA 4.6, for Temp up to 150 Degrees C, L 617mm, W 7.0mm, Thickness 1.6mm, Tensile Strength 540 Newtons
7TAG009010R0011 | TY5234MX | Active | 5414363065333 | 45.69 | 100 | 100 | stuk | Ty-Rap Fastening | BE31450 | LR (Premium Cable Ties I) | stuk | CBL TIE 18LB 14IN UV zw.NYLON | COL.2.4X356MM 80N NOIR UV | Cable Tie, Black PA 6.6, for Temp up to 105 Degrees C, UL/EN/CSA62275, Type 2/21 L 355.6mm, W 2.54mm, Thickness 1.1mm, Tensile Strength 80 Newtons, UV Resist | CBL TIE 18LB 14IN UV BLACK NYLON
7TAG009020R0050 | TY52315M | Active | 5414363065265 | 13.93 | 100 | 100 | stuk | Ty-Rap Fastening | BE31450 | LR (Premium Cable Ties I) | stuk | TY-RAP 178mmx2 4mm Nat. | CABLE TIE 18LB 7 NAT NYLON 2-PC DI | Cable Tie, Natural PA 6.6 for Temp up to 85 Degrees C, UL/EN/CSA62275, Type 2/21 L 177.81mm, W 2.54mm, Thickness 1.1mm, Tensile Strength 80 Newtons | CABLE TIE 18LB 7 NAT NYLON 2-PC DI
7TAG009020R0051 | TY52315MX | Active | 5414363065272 | 15.65 | 100 | 100 | stuk | Ty-Rap Fastening | BE31450 | LR (Premium Cable Ties I) | stuk | TY-RAP 178mmx2 4mm UV zw | COL.2.4X200MM NOIR UV | Cable Tie, Black PA 6.6, for Temp up to 105 Degrees C, UL/EN/CSA62275, Type 2/21 L 177.81mm, W 2.54mm, Thickness 1.1mm, Tensile Strength 80 Newtons, UV Resist | CABLE TIE 18LB 7IN UV BLK 2-PC DIST
7TAG009020R0052 | TY5234M | Active | 5414363065326 | 39.62 | 100 | 100 | stuk | Ty-Rap Fastening | BE31450 | LR (Premium Cable Ties I) | stuk | TY-RAP RVS Lip 356mmx2 4mm Nat. | COL.2.4X356MM 80N NAT | Cable Tie, Natural PA 6.6 for Temp up to 85 Degrees C, UL/EN/CSA62275, Type 2/21 L 355.6mm, W 2.54mm, Thickness 1.1mm, Tensile Strength 80 Newtons | CBL TIE 18LB 14IN NATURAL NYLON
7TAG009040R0005 | TY232M | Active | 5414363061410 | 7.81 | 100 | 1000 | stuk | Ty-Rap Fastening | BE31450 | LR (Premium Cable Ties I) | stuk | TY-RAP RVS Lip 203mmx2 54mm Nat. | COL.2.4X200MM 80N NAT | Cable Tie, Natural PA 6.6 for Temp up to 85 Degrees C, UL/EN/CSA62275, Type 2/21 L 203.2mm, W 2.54mm, Thickness 1.10mm, Tensile Strength 80 Newtons | CABLE TIE 18LB 8IN NATURAL NYLON
7TAG009040R0007 | TY232MX | Active | 5414363061540 | 9.38 | 100 | 1000 | stuk | Ty-Rap Fastening | BE31450 | LR (Premium Cable Ties I) | stuk | CABLE TIE 18LB 8IN UV zw.NYLON | COL.2.4X200MM 80N NOIR | Cable Tie, Black PA 6.6, for Temp up to 85 Degrees C, UL/EN/CSA62275, Type 2/21 L 355.6mm, W 2.54mm, Thickness 1.10mm, Tensile Strength 80 Newtons, UV Resist | CABLE TIE 18LB 8IN UV BLACK NYLON
7TAG009040R0009 | TY23M | Active | 5414363061632 | 3.29 | 100 | 1000 | stuk | Ty-Rap | BE31450 | LR (Premium Cable Ties I) | stuk | TY-RAP Kabelbinder met RVS Lip, 92mm x 2,29mm, Naturel | COL.2.4X92MM 80N NAT | Cable Tie, Nat PA 6.6, for Temp up to 85 Degrees C, UL/EN/CSA62275, Type 2/21 L 91.95mm, W 2.29mm, Thickness 0.75mm, Tensile Strength 80 Newtons, MIL-SPEC | Cable Tie, Nat PA 6.6, for Temp up to 85 Degrees C, UL/EN/CSA62275, Type 2/21 L 91.95mm, W 2.29mm, Thickness 0.75mm, Tensile Strength 80 Newtons, MIL-SPEC
7TAG009040R0011 | TY23MX | Active | 5414363061830 | 4.1 | 100 | 1000 | stuk | Ty-Rap Fastening | BE31450 | LR (Premium Cable Ties I) | stuk | CABLE TIE 18LB 4IN UV zw.NYLON | COL.2.4X92MM 80N NOIR UV | Cable Tie, Black PA 6.6, for Temp up to 105 Degree C, UL/EN/CSA62275, Type 2/21 L 91.95mm, W 2.29mm, Thickness 0.75mm, 80 Newtons, MIL-SPEC, UV Resistant | CABLE TIE 18LB 4IN UV BLACK NYLON
7TAG009050R0000 | TY234M | Active | 5414363061557 | 32.81 | 100 | 1000 | stuk | Ty-Rap Fastening | BE31450 | LR (Premium Cable Ties I) | stuk | TY-RAP RVS Lip 356mmx2 54mm Nat. | COL.2.4X356MM 80N NAT | Cable Tie, Nat PA 6.6, for Temp up to 85 Degrees C, UL/EN/CSA62275, Type 2/21 L 355.6mm, W 2.54mm, Thickness 1.10mm, Tensile Strength 80 Newtons | CABLE TIE 18LB 14IN NATURAL NYLON
7TAG009050R0001 | TY234MX | Active | 5414363061625 | 37.75 | 100 | 1000 | stuk | Ty-Rap Fastening | BE31450 | LR (Premium Cable Ties I) | stuk | CABLE TIE 18LB 14IN UV zw.NYLON | COL.2.4X356MM 80N NOIR UV | Cable Tie, Black PA 6.6, for Temp up to 85 Degrees C, UL/EN/CSA62275, Type 2/21 L 355.6mm, W 2.54mm, Thickness 1.10mm, Tensile Strength 80 Newtons, UV Resist | CABLE TIE 18LB 14IN UV BLACK NYLON
7TAG009050R0002 | TYB2315M | Active | 5414363066897 | 11.93 | 100 | 1000 | stuk | Ty-Rap | BE31450 | LR (Premium Cable Ties I) | stuk | TY-RAP Kabelbinder met RVS Lip, 150mm x 2,4mm, Naturel | COL.2.4X178MM 80N NAT | Cable Tie, Natural PA 6.6 for Temp up to 85 Degrees C for Indoor Appl, Length 177.81mm, Width 2.54mm, Thickness 1.1mm Tensile Strength Rating of 80 Newtons | Cable Tie, Natural PA 6.6 for Temp up to 85 Degrees C for Indoor Appl, Length 177.81mm, Width 2.54mm, Thickness 1.1mm Tensile Strength Rating of 80 Newtons
7TAG009050R0003 | TYB2315MX | Active | 5414363066989 | 15.44 | 100 | 1000 | stuk | Ty-Rap Fastening | BE31450 | LR (Premium Cable Ties I) | stuk | CABLE TIE 18LB 7IN UV zw.NYLON | COL.2.4X178MM 80N NOIR UV | Cable Tie, Black PA 6.6, for Temp up to 105 Degrees C, L 177.81mm, W 2.54mm, Thickness 1.1mm, Tensile Strength 80 Newtons, UV Resistant | CABLE TIE 18LB 7IN UV BLACK NYLON
7TAG009050R0005 | TY234MX-RW | Active | 5415022260533 | 53.33 | 100 | 1000 | stuk | Ty-Rap Fastening | BE31450 | LR (Premium Cable Ties I) | stuk | Ty234Mx Spoorwegen | TY234MX FOR RAILWAY | Ty-Rap Cable Tie 203mm 80 Newtons UV-Resistant Black Polyamide 6.6 for Railway | TY234MX FOR RAILWAY
7TAG009060R0012 | TY23M-0 | Active | 5414363061649 | 4.4 | 100 | 1000 | stuk | Ty-Rap Fastening | BE31450 | LR (Premium Cable Ties I) | stuk | TY-RAP RVS Lip 92mmx2 29mm zw | COL.2.4X92MM 80N NOIR | Cable Tie, Black PA 6.6, for Temp up to 85 Degrees C, UL/EN/CSA62275, Type 2/21 L 91.95mm, W 2.29mm, Thickness 0.75mm, Tensile Strength 80 Newtons | CABLE TIE 18LB 4 BLK NYLON 2-PC BU
7TAG009070R0083 | TY232M-1 | Active | 5414363061434 | 13.81 | 100 | 1000 | stuk | Ty-Rap Fastening | BE31450 | LR (Premium Cable Ties I) | stuk | CABLE TIE 18LB 8IN BROWN NYLON | COL.2.4X200MM 80N MAR | Cable Tie, Brown PA 6.6, for Temp up to 85 Degrees C, UL/EN/CSA62275, Type 2/21 L 203.2mm, W 2.54mm, Thickness 1.10mm, Tensile Strength 80 Newtons | CABLE TIE 18LB 8IN BROWN NYLON
7TAG009070R0084 | TY232M-2 | Active | 5414363061441 | 9 | 100 | 1000 | stuk | Ty-Rap Fastening | BE31450 | LR (Premium Cable Ties I) | stuk | CABLE TIE 18LB 8IN RED NYLON | COL.2.4X200MM 80N ROU | Cable Tie, Red PA 6.6, for Temp up to 85 Degrees C, UL/EN/CSA62275, Type 2/21 L 203.2mm, W 2.54mm, Thickness 1.10mm, Tensile Strength 80 Newtons | CABLE TIE 18LB 8IN RED NYLON
7TAG009070R0085 | TY232M-3 | Active | 5414363061458 | 12.74 | 100 | 1000 | stuk | Ty-Rap Fastening | BE31450 | LR (Premium Cable Ties I) | stuk | CABLE TIE 18LB 8IN O NYLON | COL.2.4X200MM 80N ORA | Cable Tie, Orange PA 6.6, for Temp up to 85 Degrees C, UL/EN/CSA62275, Type 2/21 L 203.2mm, W 2.54mm, Thickness 1.10mm, Tensile Strength 80 Newtons | CABLE TIE 18LB 8IN ORANGE NYLON
7TAG009070R0086 | TY232M-4 | Active | 5414363061465 | 9 | 100 | 1000 | stuk | Ty-Rap Fastening | BE31450 | LR (Premium Cable Ties I) | stuk | CABLE TIE 18LB 8IN YELLOW NYLON | COL.2.4X200MM 80N JAU | Cable Tie, Yellow PA 6.6, for Temp up to 85 Degrees C, UL/EN/CSA62275, Type 2/21 L 203.2mm, W 2.54mm, Thickness 1.10mm, Tensile Strength 80 Newtons | CABLE TIE 18LB 8IN YELLOW NYLON
7TAG009070R0087 | TY232M-5 | Active | 5414363061472 | 8.99 | 100 | 1000 | stuk | Ty-Rap Fastening | BE31450 | LR (Premium Cable Ties I) | stuk | CABLE TIE 18LB 8IN GREEN NYLON | COL.2.4X200MM 80N VER | Cable Tie, Green PA 6.6, for Temp up to 85 Degrees C, UL/EN/CSA62275, Type 2/21 L 203.2mm, W 2.54mm, Thickness 1.10mm, Tensile Strength 80 Newtons | CABLE TIE 18LB 8IN GREEN NYLON
7TAG009070R0088 | TY232M-6 | Active | 5414363061489 | 9 | 100 | 1000 | stuk | Ty-Rap Fastening | BE31450 | LR (Premium Cable Ties I) | stuk | CABLE TIE 18LB 8IN BLUE NYLON | COL.2.4X200MM 80N BLE | Cable Tie, Blue PA 6.6, for Temp up to 85 Degrees C, UL/EN/CSA62275, Type 2/21 L 203.2mm, W 2.54mm, Thickness 1.10mm, Tensile Strength 80 Newtons | CABLE TIE 18LB 8IN BLUE NYLON
7TAG009070R0089 | TY232M-7 | Active | 5414363061496 | 12.85 | 100 | 1000 | stuk | Ty-Rap Fastening | BE31450 | LR (Premium Cable Ties I) | stuk | CABLE TIE 18LB 8IN PURPLE NYLON | COL.2.4X200MM 80N VIO | Cable Tie, Purple PA 6.6, for Temp up to 85 Degrees C, UL/EN/CSA62275, Type 2/21 L 203.2mm, W 2.54mm, Thickness 1.10mm, Tensile Strength 80 Newtons | CABLE TIE 18LB 8IN PURPLE NYLON
7TAG009070R0090 | TY232M-8 | Active | 5414363061502 | 9 | 100 | 1000 | stuk | Ty-Rap Fastening | BE31450 | LR (Premium Cable Ties I) | stuk | CABLE TIE 18LB 8IN GRAY NYLON | COL.2.4X200MM 80N GRI | Cable Tie, Gray PA 6.6, for Temp up to 85 Degrees C, UL/EN/CSA62275, Type 2/21 L 203.2mm, W 2.54mm, Thickness 1.10mm, Tensile Strength 80 Newtons | CABLE TIE 18LB 8IN GRAY NYLON
7TAG009070R0091 | TY232M-9 | Active | 5414363061519 | 9 | 100 | 1000 | stuk | Ty-Rap Fastening | BE31450 | LR (Premium Cable Ties I) | stuk | CABLE TIE 18LB 8IN wit NYLON | COL.2.4X200MM 80N BLA | Cable Tie, White PA 6.6, for Temp up to 85 Degrees C, UL/EN/CSA62275, Type 2/21 L 203.2mm, W 2.54mm, Thickness 1.10mm, Tensile Strength 80 Newtons | CABLE TIE 18LB 8IN WHITE NYLON
7TAG009070R0092 | TY234M-2 | Active | 5414363061564 | 25.02 | 100 | 10000 | stuk | Ty-Rap | BE31450 | LR (Premium Cable Ties I) | stuk | TY-RAP Kabelbinder met RVS Lip, 356mm x 2,54mm, UV bestendig, Rood | COL.2.4X356MM 80N ROU | Cable Tie, Red PA 6.6, for Temp up to 85 Degrees C, UL/EN/CSA62275, Type 2/21 L 355.6mm, W 2.54mm, Thickness 1.10mm, Tensile Strength 80 Newtons | Cable Tie, Red PA 6.6, for Temp up to 85 Degrees C, UL/EN/CSA62275, Type 2/21 L 355.6mm, W 2.54mm, Thickness 1.10mm, Tensile Strength 80 Newtons
7TAG009070R0093 | TY234M-4 | Active | 5414363061571 | 25.32 | 100 | 10000 | stuk | Ty-Rap | BE31450 | LR (Premium Cable Ties I) | stuk | TY-RAP Kabelbinder met RVS Lip, 356mm x 2,54mm, UV bestendig, Geel | COL.2.4X356MM 80N JAU | Cable Tie, Yellow PA 6.6, for Temp up to 85 Degrees C, UL/EN/CSA62275, Type 2/21 L 355.6mm, W 2.54mm, Thickness 1.10mm, Tensile Strength 80 Newtons | Cable Tie, Yellow PA 6.6, for Temp up to 85 Degrees C, UL/EN/CSA62275, Type 2/21 L 355.6mm, W 2.54mm, Thickness 1.10mm, Tensile Strength 80 Newtons
7TAG009070R0094 | TY234M-7 | Active | 5414363930129 | 41.62 | 100 | 10000 | stuk | Ty-Rap Fastening | BE31450 | LR (Premium Cable Ties I) | stuk | CABLE TIE 18LB 14IN PURPLE NYLON | Att câble 18lb 14 po vio nylon | Cable Tie, Purple PA 6.6, for Temp up to 85 Degrees C, UL/EN/CSA62275, Type 2/21 L 355.6mm, W 2.54mm, Thickness 1.10mm, Tensile Strength 80 Newtons | CABLE TIE 18LB 14IN PURPLE NYLON
7TAG009070R0095 | TY23M-1 | Active | 5414363061687 | 4.4 | 100 | 1000 | stuk | Ty-Rap Fastening | BE31450 | LR (Premium Cable Ties I) | stuk | CABLE TIE 18LB 4IN BROWN NYLON 2-PC | COL.2.4X92MM 80N MAR | Cable Tie, Brown PA 6.6, for Temp up to 85 Degrees C, UL/EN/CSA62275, Type 2/21 L 91.95mm, W 2.29mm, Thickness 0.75mm, Tensile Strength 80 Newtons, MIL-SPEC | CABLE TIE 18LB 4IN BROWN NYLON 2-PC
7TAG009070R0096 | TY23M-2 | Active | 5414363061700 | 4.4 | 100 | 1000 | stuk | Ty-Rap Fastening | BE31450 | LR (Premium Cable Ties I) | stuk | CABLE TIE 18LB 4 RED NYLON 2-PC BU | COL.2.4X92MM 80N ROU | Cable Tie, Red PA 6.6, for Temp up to 85 Degrees C, UL/EN/CSA62275, Type 2/21 L 91.95mm, W 2.29mm, Thickness 0.75mm, Tensile Strength 80 Newtons, MIL-SPEC | CABLE TIE 18LB 4 RED NYLON 2-PC BU
7TAG009070R0097 | TY23M-3 | Active | 5414363061717 | 4.01 | 100 | 1000 | stuk | Ty-Rap Fastening | BE31450 | LR (Premium Cable Ties I) | stuk | CABLE TIE 18LB 4 O NYLON 2-PC | Att câble 18lb 4 orange nylon 2-pc | Cable Tie, Orange PA 6.6, for Temp up to 85 Degrees C, UL/EN/CSA62275, Type 2/21 L 91.95mm, W 2.29mm, Thickness 0.75mm, Tensile Strength 80 Newtons, MIL-SPEC | CABLE TIE 18LB 4 ORANGE NYLON 2-PC
7TAG009070R0098 | TY23M-4 | Active | 5414363061724 | 4.4 | 100 | 1000 | stuk | Ty-Rap Fastening | BE31450 | LR (Premium Cable Ties I) | stuk | CABLE TIE 18LB 4 YELLOW NYLON 2-PC | COL.2.4X92MM 80N JAU | Cable Tie, Yellow PA 6.6, for Temp up to 85 Degrees C, UL/EN/CSA62275, Type 2/21 L 91.95mm, W 2.29mm, Thickness 0.75mm, Tensile Strength 80 Newtons, MIL-SPEC | CABLE TIE 18LB 4 YELLOW NYLON 2-PC
7TAG009070R0099 | TY23M-5 | Active | 5414363061731 | 4.4 | 100 | 1000 | stuk | Ty-Rap Fastening | BE31450 | LR (Premium Cable Ties I) | stuk | CABLE TIE 18LB 4IN GREEN NYLON 2-PC | COL.2.4X92MM 80N VER | Cable Tie, Green PA 6.6, for Temp up to 85 Degrees C, UL/EN/CSA62275, Type 2/21 L 91.95mm, W 2.29mm, Thickness 0.75mm, Tensile Strength 80 Newtons, MIL-SPEC | CABLE TIE 18LB 4IN GREEN NYLON 2-PC
7TAG009070R0100 | TY23M-6 | Active | 5414363061748 | 4.01 | 100 | 1000 | stuk | Ty-Rap Fastening | BE31450 | LR (Premium Cable Ties I) | stuk | CABLE TIE 18LB 4IN BLUE NYLON | COL.2.4X92MM 80N BLE | Cable Tie, Blue PA 6.6, for Temp up to 85 Degrees C, UL/EN/CSA62275, Type 2/21 L 91.95mm, W 2.29mm, Thickness 0.75mm, Tensile Strength 80 Newtons, MIL-SPEC | CABLE TIE 18LB 4IN BLUE NYLON
7TAG009070R0101 | TY23M-7 | Active | 5414363061755 | 4.4 | 100 | 1000 | stuk | Ty-Rap Fastening | BE31450 | LR (Premium Cable Ties I) | stuk | CABLE TIE 18LB 4IN PURPLE NYLON | COL.2.4X92MM 80N VIO | Cable Tie, Purple PA 6.6, for Temp up to 85 Degrees C, UL/EN/CSA62275, Type 2/21 L 91.95mm, W 2.29mm, Thickness 0.75mm, Tensile Strength 80 Newtons, MIL-SPEC | CABLE TIE 18LB 4IN PURPLE NYLON
7TAG009070R0102 | TY23M-8 | Active | 5414363061779 | 4.4 | 100 | 1000 | stuk | Ty-Rap Fastening | BE31450 | LR (Premium Cable Ties I) | stuk | CABLE TIE 18LB 4IN GRAY NYLON | COL.2.4X92MM 80N GRI | Cable Tie, Gray PA 6.6, for Temp up to 85 Degrees C, UL/EN/CSA62275, Type 2/21 L 91.95mm, W 2.29mm, Thickness 0.75mm, Tensile Strength 80 Newtons, MIL-SPEC | CABLE TIE 18LB 4IN GRAY NYLON
7TAG009070R0107 | TYB2315M-2 | Active | 5414363066910 | 24.97 | 100 | 10000 | stuk | Ty-Rap | BE31450 | LR (Premium Cable Ties I) | stuk | TY-RAP Kabelbinder met RVS Lip, 150mm x 2,4mm, Rood | Att câble 18lb 7 po rge nylon | Cable Tie, Red PA 6.6, for Temp up to 85 Degrees C, L 177.81mm, W 2.54mm, Thickness 1.1mm, Tensile Strength 80 Newtons | Cable Tie, Red PA 6.6, for Temp up to 85 Degrees C, L 177.81mm, W 2.54mm, Thickness 1.1mm, Tensile Strength 80 Newtons
7TAG009070R0108 | TYB2315M-4 | Active | 5414363066934 | 24.81 | 100 | 10000 | stuk | Ty-Rap | BE31450 | LR (Premium Cable Ties I) | stuk | TY-RAP Kabelbinder met RVS Lip, 150mm x 2,4mm, Geel | COL.2.4X178MM 80N JAU | Cable Tie, Yellow PA 6.6, for Temp up to 85 Degrees C, L 177.81mm, W 2.54mm, Thickness 1.1mm, Tensile Strength 80 Newtons | Cable Tie, Yellow PA 6.6, for Temp up to 85 Degrees C, L 177.81mm, W 2.54mm, Thickness 1.1mm, Tensile Strength 80 Newtons
7TAG009070R0121 | TY23M-10 | Active | 5415022496338 | 5.5 | 100 | 1000 | stuk | Ty-Rap | BE31450 | LR (Premium Cable Ties I) | stuk | CABLE TIE 100X2.3MM 80N WHITE | CABLE TIE 100X2.3MM 80N WHITE | CABLE TIE 100X2.3MM 80N WHITE | CABLE TIE 100X2.3MM 80N WHITE
7TAG009120R0000 | TY242M | Active | 5414363061861 | 10.48 | 100 | 1000 | stuk | Ty-Rap Fastening | BE31450 | LR (Premium Cable Ties I) | stuk | TY-RAP RVS Lip 208mmx3 6mm Nat. | COL.3.6X208MM 180N NAT | Cable Tie, Natural PA 6.6 for Temp up to 85 Degrees C, UL/EN/CSA62275, Type 2/21 L 208mm, W 3.6mm, Thickness 1.04mm, Tensile Strength 180 Newtons | CABLE TIE 40LB 8IN NATURAL NYLON
7TAG009120R0002 | TY26M | Active | 5414363062738 | 17.02 | 100 | 1000 | stuk | Ty-Rap Fastening | BE31450 | LR (Premium Cable Ties I) | stuk | CABLE TIE 40LB 11IN NATURAL NYLON | COL.3.6X281MM 180N NAT | Cable Tie, Natural PA 6.6 for Temp up to 85 Degrees C, UL/EN/CSA62275, Type 2/21 L 284.4mm, W 3.71mm, Thickness 1.31mm, Tensile Strength 180 Newtons | CABLE TIE 40LB 11IN NATURAL NYLON
7TAG009120R0004 | TY26MX | Active | 5414363062912 | 19.95 | 100 | 1000 | stuk | Ty-Rap Fastening | BE31450 | LR (Premium Cable Ties I) | stuk | CABLE TIE 40LB 11IN UV zw.NYLON | COL.3.6X281MM 180N NOIR UV | Cable Tie, Black PA 6.6, for Temp up to 105 Degrees C, UL/EN/CSA62275, Type 2/21 L 284.4mm, W 3.71mm, Thickness 1.31mm, Tensile Strength 180 Newtons, UV Resist | CABLE TIE 40LB 11IN UV BLACK NYLON
7TAG009130R0004 | TY242MX | Active | 5414363061984 | 12.03 | 100 | 1000 | stuk | Ty-Rap Fastening | BE31450 | LR (Premium Cable Ties I) | stuk | CABLE TIE 40LB 8IN UV zw.NYLON | COL.3.6X208MM 180N NOIR UV | Cable Tie, Black PA 6.6, for Temp up to 105 Degrees C, UL/EN/CSA62275, Type 2/21 L 208mm, W 3.6mm, Thickness 1.04mm, Tensile Strength 180 Newtons, UV Resist | CABLE TIE 40LB 8IN UV BLACK NYLON
7TAG009130R0007 | TY24M | Active | 5414363062103 | 7.06 | 100 | 1000 | stuk | Ty-Rap Fastening | BE31450 | LR (Premium Cable Ties I) | stuk | TY-RAP RVS Lip 140mmx3 6mm Nat. | COL.3.6X140MM 180N NAT | Cable Tie, Natural PA 6.6 for Temp up to 85 Degrees C, UL/EN/CSA62275, Type 2/21 L 139.7mm, W 3.56mm, Thickness 1.31mm, Tensile Strength 180 Newtons, MIL-SPEC | CABLE TIE 40LB 5.5IN NATURAL NYLON
7TAG009130R0009 | TY24MX | Active | 5414363062257 | 7.73 | 100 | 1000 | stuk | Ty-Rap Fastening | BE31450 | LR (Premium Cable Ties I) | stuk | CABLE TIE 30LB 5.5IN UV BLK NYLON | COL.3.6X140MM 180N NOIR UV | Cable Tie, Black PA 6.6, for Temp up to 85 Degrees C, UL/EN/CSA62275, Type 2/21S L 139.7mm, W 3.56mm, Thickness 1.31mm, Tensile Strength 135 Newtons, MIL-SPEC | CABLE TIE 30LB 5.5IN UV BLK NYLON
7TAG009140R0018 | TY24M-0 | Active | 5414363075257 | 11.89 | 100 | 1000 | stuk | Ty-Rap Fastening | BE31450 | LR (Premium Cable Ties I) | stuk | TY-RAP RVS Lip 140mmx3 6mm zw | COL.3.6X140MM 180N NOIR | Cable Tie, Black PA 6.6, for Temp up to 85 Degrees C, UL/EN/CSA62275, Type 2/21 L 139.7mm, W 3.56mm, Thickness 1.31mm, Tensile Strength 135 Newtons | CABLE TIE 30LB 5.5IN BLK NYLON 2-PC
7TAG009160R0005 | TY242M-2 | Active | 5414363061908 | 11.75 | 100 | 1000 | stuk | Ty-Rap Fastening | BE31450 | LR (Premium Cable Ties I) | stuk | CABLE TIE 40LB 8IN RED NYLON | COL.3.6X208MM 180N ROU | Cable Tie, Orange PA 6.6, for Temp up to 85 Degrees C, UL/EN/CSA62275, Type 2/21 L 208mm, W 3.6mm, Thickness 1.04mm, Tensile Strength 180 Newtons | CABLE TIE 40LB 8IN RED NYLON
7TAG009160R0006 | TY242M-3 | Active | 5414363061915 | 11.75 | 100 | 1000 | stuk | Ty-Rap Fastening | BE31450 | LR (Premium Cable Ties I) | stuk | CABLE TIE 40LB 8IN O NYLON | COL.3.6X208MM 180N ORA | Cable Tie, Yellow PA 6.6, for Temp up to 85 Degrees C, UL/EN/CSA62275, Type 2/21 L 208mm, W 3.6mm, Thickness 1.04mm, Tensile Strength 180 Newtons | CABLE TIE 40LB 8IN ORANGE NYLON
7TAG009160R0007 | TY242M-4 | Active | 5414363061922 | 11.75 | 100 | 1000 | stuk | Ty-Rap Fastening | BE31450 | LR (Premium Cable Ties I) | stuk | CABLE TIE 40LB 8IN YELLOW NYLON | COL.3.6X208MM 180N JAU | Cable Tie, Green PA 6.6, for Temp up to 85 Degrees C, UL/EN/CSA62275, Type 2/21 L 208mm, W 3.6mm, Thickness 1.04mm, Tensile Strength 180 Newtons | CABLE TIE 40LB 8IN YELLOW NYLON
7TAG009160R0008 | TY242M-5 | Active | 5414363061939 | 11.75 | 100 | 1000 | stuk | Ty-Rap Fastening | BE31450 | LR (Premium Cable Ties I) | stuk | CABLE TIE 40LB 8IN GREEN NYLON | COL.3.6X208MM 180N VER | Cable Tie, Blue PA 6.6, for Temp up to 85 Degrees C, UL/EN/CSA62275, Type 2/21 L 208mm, W 3.6mm, Thickness 1.04mm, Tensile Strength 180 Newtons | CABLE TIE 40LB 8IN GREEN NYLON
7TAG009160R0009 | TY242M-6 | Active | 5414363061946 | 11.32 | 100 | 1000 | stuk | Ty-Rap Fastening | BE31450 | LR (Premium Cable Ties I) | stuk | CABLE TIE 40LB 8IN BLUE NYLON | COL.3.6X208MM 180N BLE | Cable Tie, Purple PA 6.6, for Temp up to 85 Degrees C, UL/EN/CSA62275, Type 2/21 L 208mm, W 3.6mm, Thickness 1.04mm, Tensile Strength 180 Newtons | CABLE TIE 40LB 8IN BLUE NYLON
7TAG009160R0010 | TY242M-7 | Active | 5414363061953 | 14.95 | 100 | 1000 | stuk | Ty-Rap Fastening | BE31450 | LR (Premium Cable Ties I) | stuk | CABLE TIE 40LB 8IN PURPLE NYLON | COL.3.6X208MM 180N VIO | Cable Tie, Gray PA 6.6, for Temp up to 85 Degrees C, UL/EN/CSA62275, Type 2/21 L 208mm, W 3.6mm, Thickness 1.04mm, Tensile Strength 180 Newtons | CABLE TIE 40LB 8IN PURPLE NYLON
7TAG009160R0011 | TY242M-8 | Active | 5414363061960 | 11.75 | 100 | 1000 | stuk | Ty-Rap Fastening | BE31450 | LR (Premium Cable Ties I) | stuk | CABLE TIE 40LB 8IN GRAY NYLON | COL.3.6X208MM 180N GRI | Cable Tie, White PA 6.6, for Temp up to 85 Degrees C, UL/EN/CSA62275, Type 2/21 L 208mm, W 3.6mm, Thickness 1.04mm, Tensile Strength 180 Newtons | CABLE TIE 40LB 8IN GRAY NYLON
7TAG009160R0012 | TY242M-9 | Active | 5414363061977 | 11.75 | 100 | 1000 | stuk | Ty-Rap Fastening | BE31450 | LR (Premium Cable Ties I) | stuk | TY-RAP RVS Lip 208mmx3 6mm UV Wit | COL.3.6X208MM 180N BLA | Cable Tie, White PA 6.6, for Temp up to 85 Degrees C, UL/EN/CSA62275, Type 2/21 L 208mm, W 3.6mm, Thickness 1.04mm, Tensile Strength 180 Newtons | CABLE TIE 40LB 8IN WHITE NYLON
7TAG009160R0016 | TY24M-1 | Active | 5414363062127 | 7.32 | 100 | 1000 | stuk | Ty-Rap Fastening | BE31450 | LR (Premium Cable Ties I) | stuk | CABLE TIE 40LB 5.5IN BROWN NYLON | COL.3.6X140MM 180N MAR | Cable Tie, Brown PA 6.6, for Temp up to 85 Degrees C, UL/EN/CSA62275, Type 2/21 L 139.7mm, W 3.56mm, Thickness 1.31mm, Tensile Strength 180 Newtons, MIL-SPEC | CABLE TIE 40LB 5.5IN BROWN NYLON
7TAG009160R0017 | TY24M-2 | Active | 5414363062141 | 7.31 | 100 | 1000 | stuk | Ty-Rap Fastening | BE31450 | LR (Premium Cable Ties I) | stuk | CABLE TIE 40LB 5.5IN RED NYLON | COL.3.6X140MM 180N ROU | Cable Tie, Red PA 6.6, for Temp up to 85 Degrees C, UL/EN/CSA62275, Type 2/21 L 139.7mm, W 3.56mm, Thickness 1.31mm, Tensile Strength 180 Newtons, MIL-SPEC | CABLE TIE 40LB 5.5IN RED NYLON
7TAG009160R0018 | TY24M-3 | Active | 5414363062158 | 4.87 | 100 | 1000 | stuk | Ty-Rap | BE31450 | LR (Premium Cable Ties I) | stuk | TY-RAP Kabelbinder met RVS Lip, 140mm x 3,6mm, UV bestendig, Oranje | COL.3.6X140MM 180N ORA | Cable Tie, Orange PA 6.6, for Temp up to 85 Degrees C, UL/EN/CSA62275, Type 2/21 L 139.7mm, W 3.56mm, Thickness 1.31mm, Tensile Strength 180 Newtons, MIL-SPEC | Cable Tie, Orange PA 6.6, for Temp up to 85 Degrees C, UL/EN/CSA62275, Type 2/21 L 139.7mm, W 3.56mm, Thickness 1.31mm, Tensile Strength 180 Newtons, MIL-SPEC
7TAG009160R0019 | TY24M-4 | Active | 5414363062165 | 7.31 | 100 | 1000 | stuk | Ty-Rap Fastening | BE31450 | LR (Premium Cable Ties I) | stuk | CABLE TIE 40LB 5.5IN YELLOW NYLON | COL.3.6X140MM 180N JAU | Cable Tie, Yellow PA 6.6, for Temp up to 85 Degrees C, UL/EN/CSA62275, Type 2/21 L 139.7mm, W 3.56mm, Thickness 1.31mm, Tensile Strength 180 Newtons, MIL-SPEC | CABLE TIE 40LB 5.5IN YELLOW NYLON
7TAG009160R0020 | TY24M-5 | Active | 5414363062172 | 7.31 | 100 | 1000 | stuk | Ty-Rap Fastening | BE31450 | LR (Premium Cable Ties I) | stuk | CABLE TIE 40LB 5.5IN GREEN NYLON | COL.3.6X140MM 180N VER | Cable Tie, Green PA 6.6, for Temp up to 85 Degrees C, UL/EN/CSA62275, Type 2/21 L 139.7mm, W 3.56mm, Thickness 1.31mm, Tensile Strength 180 Newtons, MIL-SPEC | CABLE TIE 40LB 5.5IN GREEN NYLON
7TAG009160R0021 | TY24M-6 | Active | 5414363062189 | 7.31 | 100 | 1000 | stuk | Ty-Rap Fastening | BE31450 | LR (Premium Cable Ties I) | stuk | CABLE TIE 40LB 5.5IN BLUE NYLON | COL.3.6X140MM 180N BLE | Cable Tie, Blue PA 6.6, for Temp up to 85 Degrees C, UL/EN/CSA62275, Type 2/21 L 139.7mm, W 3.56mm, Thickness 1.31mm, Tensile Strength 180 Newtons, MIL-SPEC | CABLE TIE 40LB 5.5IN BLUE NYLON
7TAG009160R0022 | TY24M-7 | Active | 5414363062196 | 7.31 | 100 | 1000 | stuk | Ty-Rap Fastening | BE31450 | LR (Premium Cable Ties I) | stuk | CABLE TIE 40LB 5.5IN PURPLE NYLON | COL.3.6X140MM 180N VIO | Cable Tie, Purple PA 6.6, for Temp up to 85 Degrees C, UL/EN/CSA62275, Type 2/21 L 139.7mm, W 3.56mm, Thickness 1.31mm, Tensile Strength 180 Newtons, MIL-SPEC | CABLE TIE 40LB 5.5IN PURPLE NYLON
7TAG009160R0023 | TY24M-8 | Active | 5414363062202 | 7.31 | 100 | 1000 | stuk | Ty-Rap Fastening | BE31450 | LR (Premium Cable Ties I) | stuk | CABLE TIE 40LB 5.5IN GRAY NYLON | COL.3.6X140MM 180N GRI | Cable Tie, Gray PA 6.6, for Temp up to 85 Degrees C, UL/EN/CSA62275, Type 2/21 L 139.7mm, W 3.56mm, Thickness 1.31mm, Tensile Strength 180 Newtons, MIL-SPEC | CABLE TIE 40LB 5.5IN GRAY NYLON
7TAG009160R0025 | TY26M-2 | Active | 5414363062806 | 19.45 | 100 | 1000 | stuk | Ty-Rap Fastening | BE31450 | LR (Premium Cable Ties I) | stuk | CABLE TIE 40LB 11IN RED NYLON | COL.3.6X281MM 180N ROU | Cable Tie, Red PA 6.6, for Temp up to 85 Degrees C, UL/EN/CSA62275, Type 2/21 L 284.4mm, W 3.71mm, Thickness 1.31mm, Tensile Strength 180 Newtons | CABLE TIE 40LB 11IN RED NYLON
7TAG009160R0026 | TY26M-3 | Active | 5414363062813 | 19.44 | 100 | 1000 | stuk | Ty-Rap Fastening | BE31450 | LR (Premium Cable Ties I) | stuk | CABLE TIE 40LB 11IN O NYLON | COL.3.6X281MM 180N ORA | Cable Tie, Orange PA 6.6, for Temp up to 85 Degrees C, UL/EN/CSA62275, Type 2/21 L 284.4mm, W 3.71mm, Thickness 1.31mm, Tensile Strength 180 Newtons | CABLE TIE 40LB 11IN ORANGE NYLON
7TAG009160R0027 | TY26M-4 | Active | 5414363062820 | 19.44 | 100 | 1000 | stuk | Ty-Rap Fastening | BE31450 | LR (Premium Cable Ties I) | stuk | CABLE TIE 40LB 11IN YELLOW NYLON | COL.3.6X281MM 180N JAU | Cable Tie, Yellow PA 6.6, for Temp up to 85 Degrees C, UL/EN/CSA62275, Type 2/21 L 284.4mm, W 3.71mm, Thickness 1.31mm, Tensile Strength 180 Newtons | CABLE TIE 40LB 11IN YELLOW NYLON
7TAG009160R0028 | TY26M-5 | Active | 5414363062837 | 19.44 | 100 | 1000 | stuk | Ty-Rap Fastening | BE31450 | LR (Premium Cable Ties I) | stuk | CABLE TIE 40LB 11IN GREEN NYLON | COL.3.6X281MM 180N VER | Cable Tie, Green PA 6.6, for Temp up to 85 Degrees C, UL/EN/CSA62275, Type 2/21 L 284.4mm, W 3.71mm, Thickness 1.31mm, Tensile Strength 180 Newtons | CABLE TIE 40LB 11IN GREEN NYLON
7TAG009160R0029 | TY26M-6 | Active | 5414363062844 | 19.44 | 100 | 1000 | stuk | Ty-Rap Fastening | BE31450 | LR (Premium Cable Ties I) | stuk | CABLE TIE 40LB 11IN BLUE NYLON | COL.3.6X281MM 180N BLE | Cable Tie, Blue PA 6.6, for Temp up to 85 Degrees C, UL/EN/CSA62275, Type 2/21 L 284.4mm, W 3.71mm, Thickness 1.31mm, Tensile Strength 180 Newtons | CABLE TIE 40LB 11IN BLUE NYLON
7TAG009160R0030 | TY26M-8 | Active | 5414363062868 | 19.44 | 100 | 1000 | stuk | Ty-Rap Fastening | BE31450 | LR (Premium Cable Ties I) | stuk | CABLE TIE 40LB 11IN GRAY NYLON | COL.3.6X281MM 180N GRI | Cable Tie, Gray PA 6.6, for Temp up to 85 Degrees C, UL/EN/CSA62275, Type 2/21 L 284.4mm, W 3.71mm, Thickness 1.31mm, Tensile Strength 180 Newtons | CABLE TIE 40LB 11IN GRAY NYLON
7TAG009160R0046 | TY24M-10 | Active | 5415022496345 | 8.79 | 100 | 1000 | stuk | Ty-Rap | BE31450 | LR (Premium Cable Ties I) | stuk | CABLE TIE 140X3.6MM 180N WHITE BULK | CABLE TIE 140X3.6MM 180N WHITE BULK | CABLE TIE 140X3.6MM 180N WHITE BULK | CABLE TIE 140X3.6MM 180N WHITE BULK
7TAG009180R0005 | TY277M-9 | Active | 5415022156799 | 84.27 | 100 | 5000 | stuk | Ty-Rap | BE31450 | LR (Premium Cable Ties I) | stuk | TY-RAP Kabelbinder met RVS Lip, 617mm x 7mm, Wit | Att câble 120lb 24 po blanc nylon | Cable Tie, White PA 6.6, for Temp up to 85 Degrees C, UL/EN/CSA62275, Type 2/21S L 617mm, W 7.0mm, Thickness 1.65mm, Tensile Strength 530 Newtons | Cable Tie, White PA 6.6, for Temp up to 85 Degrees C, UL/EN/CSA62275, Type 2/21S L 617mm, W 7.0mm, Thickness 1.65mm, Tensile Strength 530 Newtons
7TAG009210R0042 | TY25M | Active | 5414363062448 | 8.32 | 100 | 1000 | stuk | Ty-Rap | BE31450 | LR (Premium Cable Ties I) | stuk | TY-RAP Kabelbinder met RVS Lip, 186mm x 4,8mm, Naturel | COL.4.8X186MM 220N NAT | Cable Tie, Natural PA 6.6 for Temp up to 85 Degrees C, UL/EN/CSA62275, Type 2/21S L 185.67mm, W 4.67mm, Thickness 1.09mm, Tensile Strength 222 Newtons, MIL-SPEC | Cable Tie, Natural PA 6.6 for Temp up to 85 Degrees C, UL/EN/CSA62275, Type 2/21S L 185.67mm, W 4.67mm, Thickness 1.09mm, Tensile Strength 222 Newtons, MIL-SPEC
7TAG009210R0045 | TY25MX | Active | 5414363062691 | 11.15 | 100 | 1000 | stuk | Ty-Rap Fastening | BE31450 | LR (Premium Cable Ties I) | stuk | CABLE TIE 50LB 7IN UV zw.NYLON | COL.4.8X186MM 220N NOIR UV | Cable Tie, Black PA 6.6, for Temp up to 105 Degree C, UL/EN/CSA62275, Type 2/21S L 185.67mm, W 4.67mm, Thickness 1.09mm, Strength 222 Newton, MIL-SPEC, UV Resist | CABLE TIE 50LB 7IN UV BLACK NYLON
7TAG009210R0048 | TY28M | Active | 5414363063445 | 24.02 | 100 | 1000 | stuk | Ty-Rap Fastening | BE31450 | LR (Premium Cable Ties I) | stuk | CABLE TIE 50LB 14IN NATURAL NYLON | COL.4.8X360MM 220N NAT | Cable Tie, Natural PA 6.6 for Temp up to 85 Degrees C, UL/EN/CSA62275, Type 2/21S L 360.5mm, W 4.82mm, Thickness 1.4mm, Tensile Strength 222 Newtons, MIL-SPEC | CABLE TIE 50LB 14IN NATURAL NYLON
7TAG009210R0050 | TY28MX | Active | 5414363063650 | 28.96 | 100 | 1000 | stuk | Ty-Rap Fastening | BE31450 | LR (Premium Cable Ties I) | stuk | CABLE TIE 50LB 14IN UV zw.NYLON | COL.4.8X360MM 220N NOIR UV | Cable Tie, Black PA 6.6, for Temp up to 105 Degree C, UL/EN/CSA62275, Type 2/21S L 360.5mm, W 4.82mm, Thickness 1.4mm, Tensile Strength 222 Newtons, UV Resist | CABLE TIE 50LB 14IN UV BLACK NYLON
7TAG009210R0051 | TY28MX-A | Active | 5415022344790 | 34.57 | 100 | 1000 | stuk | Ty-Rap Fastening | BE31450 | LR (Premium Cable Ties I) | stuk | Kab.Bind.50Lb 14In | Att câble 50lb 14 po | CABLE TIE 50LB 14IN | CABLE TIE 50LB 14IN
7TAG009220R0001 | TY253M | Active | 5414363062295 | 25.82 | 100 | 1000 | stuk | Ty-Rap Fastening | BE31450 | LR (Premium Cable Ties I) | stuk | TY-RAP RVS Lip 290mmx4 8mm Nat. | COL.4.8X293MM 220N NAT | Cable Tie, Natural PA 6.6 for Temp up to 85 Degrees C, UL/EN/CSA62275, Type 2/21S L 289.7mm, W 4.82mm, Thickness 1.41mm, Tensile Strength 222 Newtons, MIL-SPEC | CABLE TIE 50LB 11IN NATURAL NYLON
7TAG009220R0003 | TY253MX | Active | 5414363062424 | 30.95 | 100 | 1000 | stuk | Ty-Rap Fastening | BE31450 | LR (Premium Cable Ties I) | stuk | CABLE TIE 50LB 11IN UV zw.NYLON | COL.4.8X293MM 220N NOIR UV | Cable Tie, Black PA 6.6, for Temp up to 105 Degree C, UL/EN/CSA62275, Type 2/21S L 289.7mm, W 4.82mm, Thickness 1.41mm, Strength 222 Newton, MIL-SPEC, UV Resist | CABLE TIE 50LB 11IN UV BLACK NYLON
7TAG009240R0010 | TY253M-0 | Active | 5414363062301 | 28.46 | 100 | 1000 | stuk | Ty-Rap Fastening | BE31450 | LR (Premium Cable Ties I) | stuk | TY-RAP RVS Lip 290mmx4 8mm zw | COL.4.8X293MM 220N NOIR | Cable Tie, Black PA 6.6, for Temp up to 85 Degrees C, UL/EN/CSA62275, Type 2/21S L 289.7mm, W 4.82mm, Thickness 1.41mm, Tensile Strength 222 Newtons, | CABLE TIE 50LB 11 BLK NYLON 2-PC B
7TAG009240R0012 | TY25M-0 | Active | 5414363075264 | 10.96 | 100 | 1000 | stuk | Ty-Rap Fastening | BE31450 | LR (Premium Cable Ties I) | stuk | TY-RAP RVS Lip 186mmx4 8mm zw | COL.4.8X186MM 220N NOIR | Cable Tie, Black PA 6.6, for Temp up to 85 Degrees C, UL/EN/CSA62275, Type 2/21S L 185.67mm, W 4.67mm, Thickness 1.09mm, Tensile Strength 222 Newtons, | CABLE TIE 50LB 7 BLK NYLON 2-PC BU
7TAG009270R0002 | TY253M-1 | Active | 5414363062318 | 28.43 | 100 | 1000 | stuk | Ty-Rap Fastening | BE31450 | LR (Premium Cable Ties I) | stuk | CABLE TIE 50LB 11IN BROWN NYLON | COL.4.8X293MM 220N MAR | Cable Tie, Brown PA 6.6, for Temp up to 85 Degrees C, UL/EN/CSA62275, Type 2/21S L 289.7mm, W 4.82mm, Thickness 1.41mm, Tensile Strength 222 Newtons, MIL-SPEC | CABLE TIE 50LB 11IN BROWN NYLON
7TAG009270R0003 | TY253M-2 | Active | 5414363062332 | 28.42 | 100 | 1000 | stuk | Ty-Rap Fastening | BE31450 | LR (Premium Cable Ties I) | stuk | CABLE TIE 50LB 11IN RED NYLON | COL.4.8X293MM 220N ROU | Cable Tie, Red PA 6.6, for Temp up to 85 Degrees C, UL/EN/CSA62275, Type 2/21S L 289.7mm, W 4.82mm, Thickness 1.41mm, Tensile Strength 222 Newtons, MIL-SPEC | CABLE TIE 50LB 11IN RED NYLON
7TAG009270R0004 | TY253M-3 | Active | 5414363062349 | 28.42 | 100 | 1000 | stuk | Ty-Rap Fastening | BE31450 | LR (Premium Cable Ties I) | stuk | CABLE TIE 50LB 11IN O NYLON | COL.4.8X293MM 220N ORA | Cable Tie, Orange PA 6.6, for Temp up to 85 Degrees C, UL/EN/CSA62275, Type 2/21S L 289.7mm, W 4.82mm, Thickness 1.41mm, Tensile Strength 222 Newtons, MIL-SPEC | CABLE TIE 50LB 11IN ORANGE NYLON
7TAG009270R0005 | TY253M-5 | Active | 5414363062363 | 28.42 | 100 | 1000 | stuk | Ty-Rap Fastening | BE31450 | LR (Premium Cable Ties I) | stuk | CABLE TIE 50LB 11IN GREEN NYLON | COL.4.8X293MM 220N VER | Cable Tie, Green PA 6.6, for Temp up to 85 Degrees C, UL/EN/CSA62275, Type 2/21S L 289.7mm, W 4.82mm, Thickness 1.41mm, Tensile Strength 222 Newtons, MIL-SPEC | CABLE TIE 50LB 11IN GREEN NYLON
7TAG009270R0006 | TY253M-6 | Active | 5414363062370 | 28.42 | 100 | 1000 | stuk | Ty-Rap Fastening | BE31450 | LR (Premium Cable Ties I) | stuk | CABLE TIE 50LB 11IN BLUE NYLON | COL.4.8X293MM 220N BLE | Cable Tie, Blue PA 6.6, for Temp up to 85 Degrees C, UL/EN/CSA62275, Type 2/21S L 289.7mm, W 4.82mm, Thickness 1.41mm, Tensile Strength 222 Newtons, MIL-SPEC | CABLE TIE 50LB 11IN BLUE NYLON
7TAG009270R0007 | TY253M-7 | Active | 5414363062387 | 34.79 | 100 | 15000 | stuk | Ty-Rap | BE31450 | LR (Premium Cable Ties I) | stuk | TY-RAP Kabelbinder met RVS Lip, 290mm x 4,8mm, UV bestendig, Lila | COL.4.8X293MM 220N VIO | Cable Tie, Purple PA 6.6, for Temp up to 85 Degrees C, UL/EN/CSA62275, Type 2/21S L 289.7mm, W 4.82mm, Thickness 1.41mm, Tensile Strength 222 Newtons, MIL-SPEC | Cable Tie, Purple PA 6.6, for Temp up to 85 Degrees C, UL/EN/CSA62275, Type 2/21S L 289.7mm, W 4.82mm, Thickness 1.41mm, Tensile Strength 222 Newtons, MIL-SPEC
7TAG009270R0008 | TY253M-8 | Active | 5414363062394 | 34.22 | 100 | 1000 | stuk | Ty-Rap | BE31450 | LR (Premium Cable Ties I) | stuk | TY-RAP Kabelbinder met RVS Lip, 290mm x 4,8mm, UV bestendig, Grijs | COL.4.8X293MM 220N GRI | Cable Tie, Gray PA 6.6, for Temp up to 85 Degrees C, UL/EN/CSA62275, Type 2/21S L 289.7mm, W 4.82mm, Thickness 1.41mm, Tensile Strength 222 Newtons, MIL-SPEC | Cable Tie, Gray PA 6.6, for Temp up to 85 Degrees C, UL/EN/CSA62275, Type 2/21S L 289.7mm, W 4.82mm, Thickness 1.41mm, Tensile Strength 222 Newtons, MIL-SPEC
7TAG009270R0010 | TY25M-1 | Active | 5414363062493 | 10.98 | 100 | 1000 | stuk | Ty-Rap Fastening | BE31450 | LR (Premium Cable Ties I) | stuk | CABLE TIE 50LB 7IN BROWN NYLON | COL.4.8X186MM 220N MAR | Cable Tie, Brown PA 6.6, for Temp up to 85 Degrees C, UL/EN/CSA62275, Type 2/21S L 185.67mm, W 4.67mm, Thickness 1.09mm, Tensile Strength 222 Newtons, MIL-SPEC | CABLE TIE 50LB 7IN BROWN NYLON
7TAG009270R0011 | TY25M-2 | Active | 5414363062516 | 10.96 | 100 | 1000 | stuk | Ty-Rap Fastening | BE31450 | LR (Premium Cable Ties I) | stuk | CABLE TIE 50LB 7IN RED NYLON | COL.4.8X186MM 220N ROU | Cable Tie, Red PA 6.6, for Temp up to 85 Degrees C, UL/EN/CSA62275, Type 2/21S L 185.67mm, W 4.67mm, Thickness 1.09mm, Tensile Strength 222 Newtons, MIL-SPEC | CABLE TIE 50LB 7IN RED NYLON
7TAG009270R0013 | TY25M-3 | Active | 5414363062547 | 10.96 | 100 | 1000 | stuk | Ty-Rap Fastening | BE31450 | LR (Premium Cable Ties I) | stuk | CABLE TIE 50LB 7IN O NYLON | COL.4.8X186MM 220N ORA | Cable Tie, Orange PA 6.6, for Temp up to 85 Degrees C, UL/EN/CSA62275, Type 2/21S L 185.67mm, W 4.67mm, Thickness 1.09mm, Tensile Strength 222 Newtons, MIL-SPEC | CABLE TIE 50LB 7IN ORANGE NYLON
7TAG009270R0014 | TY25M-4 | Active | 5414363062554 | 10.96 | 100 | 1000 | stuk | Ty-Rap Fastening | BE31450 | LR (Premium Cable Ties I) | stuk | CABLE TIE 50LB 7IN YELLOW NYLON | COL.4.8X186MM 220N JAU | Cable Tie, Yellow PA 6.6, for Temp up to 85 Degrees C, UL/EN/CSA62275, Type 2/21S L 185.67mm, W 4.67mm, Thickness 1.09mm, Tensile Strength 222 Newtons, MIL-SPEC | CABLE TIE 50LB 7IN YELLOW NYLON
7TAG009270R0015 | TY25M-5 | Active | 5414363062578 | 10.96 | 100 | 1000 | stuk | Ty-Rap Fastening | BE31450 | LR (Premium Cable Ties I) | stuk | CABLE TIE 50LB 7IN GREEN NYLON | COL.4.8X186MM 220N VER | Cable Tie, Green PA 6.6, for Temp up to 85 Degrees C, UL/EN/CSA62275, Type 2/21S L 185.67mm, W 4.67mm, Thickness 1.09mm, Tensile Strength 222 Newtons, MIL-SPEC | CABLE TIE 50LB 7IN GREEN NYLON
7TAG009270R0016 | TY25M-6 | Active | 5414363062592 | 10.96 | 100 | 1000 | stuk | Ty-Rap Fastening | BE31450 | LR (Premium Cable Ties I) | stuk | CABLE TIE 50LB 7IN BLUE NYLON | COL.4.8X186MM 220N BLE | Cable Tie, Blue PA 6.6, for Temp up to 85 Degrees C, UL/EN/CSA62275, Type 2/21S L 185.67mm, W 4.67mm, Thickness 1.09mm, Tensile Strength 222 Newtons, MIL-SPEC | CABLE TIE 50LB 7IN BLUE NYLON
7TAG009270R0017 | TY25M-7 | Active | 5414363062608 | 10.96 | 100 | 1000 | stuk | Ty-Rap Fastening | BE31450 | LR (Premium Cable Ties I) | stuk | CABLE TIE 50LB 7IN PURPLE NYLON | COL.4.8X186MM 220N VIO | Cable Tie, Purple PA 6.6, for Temp up to 85 Degrees C, UL/EN/CSA62275, Type 2/21S L 185.67mm, W 4.67mm, Thickness 1.09mm, Tensile Strength 222 Newtons, MIL-SPEC | CABLE TIE 50LB 7IN PURPLE NYLON
7TAG009270R0018 | TY25M-8 | Active | 5414363062622 | 10.96 | 100 | 1000 | stuk | Ty-Rap Fastening | BE31450 | LR (Premium Cable Ties I) | stuk | CABLE TIE 50LB 7IN GRAY NYLON | COL.4.8X186MM 220N GRI | Cable Tie, Gray PA 6.6, for Temp up to 85 Degrees C, UL/EN/CSA62275, Type 2/21S L 185.67mm, W 4.67mm, Thickness 1.09mm, Tensile Strength 222 Newtons, MIL-SPEC | CABLE TIE 50LB 7IN GRAY NYLON
7TAG009270R0020 | TY28M-1 | Active | 5414363063490 | 28.94 | 100 | 1000 | stuk | Ty-Rap Fastening | BE31450 | LR (Premium Cable Ties I) | stuk | CABLE TIE 50LB 14IN BROWN NYLON | COL.4.8X360MM 220N MAR | Cable Tie, Brown PA 6.6, for Temp up to 85 Degrees C, UL/EN/CSA62275, Type 2/21S L 360.5mm, W 4.82mm, Thickness 1.4mm, Tensile Strength 222 Newtons, MIL-SPEC | CABLE TIE 50LB 14IN BROWN NYLON
7TAG009270R0021 | TY28M-2 | Active | 5414363063513 | 28.94 | 100 | 1000 | stuk | Ty-Rap Fastening | BE31450 | LR (Premium Cable Ties I) | stuk | CABLE TIE 50LB 14IN RED NYLON | COL.4.8X360MM 220N ROU | Cable Tie, Red PA 6.6, for Temp up to 85 Degrees C, UL/EN/CSA62275, Type 2/21S L 360.5mm, W 4.82mm, Thickness 1.4mm, Tensile Strength 222 Newtons, MIL-SPEC | CABLE TIE 50LB 14IN RED NYLON
7TAG009270R0022 | TY28M-3 | Active | 5414363063520 | 28.94 | 100 | 1000 | stuk | Ty-Rap Fastening | BE31450 | LR (Premium Cable Ties I) | stuk | CABLE TIE 50LB 14IN O NYLON | COL.4.8X360MM 220N ORA | Cable Tie, Orange PA 6.6, for Temp up to 85 Degrees C, UL/EN/CSA62275, Type 2/21S L 360.5mm, W 4.82mm, Thickness 1.4mm, Tensile Strength 222 Newtons, MIL-SPEC | CABLE TIE 50LB 14IN ORANGE NYLON
7TAG009270R0023 | TY28M-4 | Active | 5414363063537 | 28.94 | 100 | 1000 | stuk | Ty-Rap Fastening | BE31450 | LR (Premium Cable Ties I) | stuk | CABLE TIE 50LB 14IN YELLOW NYLON | COL.4.8X360MM 220N JAU | Cable Tie, Yellow PA 6.6, for Temp up to 85 Degrees C, UL/EN/CSA62275, Type 2/21S L 360.5mm, W 4.82mm, Thickness 1.4mm, Tensile Strength 222 Newtons, MIL-SPEC | CABLE TIE 50LB 14IN YELLOW NYLON
7TAG009270R0024 | TY28M-5 | Active | 5414363063544 | 17.45 | 100 | 1000 | stuk | Ty-Rap | BE31450 | LR (Premium Cable Ties I) | stuk | TY-RAP Kabelbinder met RVS Lip, 360mm x 4,8mm, UV bestendig, Groen | COL.4.8X360MM 220N VER | Cable Tie, Green PA 6.6, for Temp up to 85 Degrees C, UL/EN/CSA62275, Type 2/21S L 360.5mm, W 4.82mm, Thickness 1.4mm, Tensile Strength 222 Newtons, MIL-SPEC | Cable Tie, Green PA 6.6, for Temp up to 85 Degrees C, UL/EN/CSA62275, Type 2/21S L 360.5mm, W 4.82mm, Thickness 1.4mm, Tensile Strength 222 Newtons, MIL-SPEC
7TAG009270R0025 | TY28M-6 | Active | 5414363075295 | 28.93 | 100 | 1000 | stuk | Ty-Rap Fastening | BE31450 | LR (Premium Cable Ties I) | stuk | CABLE TIE 50LB 14IN BLUE NYLON | COL.4.8X360MM 220N BLE | Cable Tie, Blue PA 6.6, for Temp up to 85 Degrees C, UL/EN/CSA62275, Type 2/21S L 360.5mm, W 4.82mm, Thickness 1.4mm, Tensile Strength 222 Newtons, MIL-SPEC | CABLE TIE 50LB 14IN BLUE NYLON
7TAG009270R0026 | TY28M-7 | Active | 5414363063568 | 28.93 | 100 | 1000 | stuk | Ty-Rap Fastening | BE31450 | LR (Premium Cable Ties I) | stuk | CABLE TIE 50LB 14IN PURPLE NYLON | COL.4.8X360MM 220N VIO | Cable Tie, Purple PA 6.6, for Temp up to 85 Degrees C, UL/EN/CSA62275, Type 2/21S L 360.5mm, W 4.82mm, Thickness 1.4mm, Tensile Strength 222 Newtons, MIL-SPEC | CABLE TIE 50LB 14IN PURPLE NYLON
7TAG009270R0027 | TY28M-8 | Active | 5414363063582 | 28.94 | 100 | 1000 | stuk | Ty-Rap Fastening | BE31450 | LR (Premium Cable Ties I) | stuk | CABLE TIE 50LB 14IN GRAY NYLON | COL.4.8X360MM 220N GRI | Cable Tie, Gray PA 6.6, for Temp up to 85 Degrees C, UL/EN/CSA62275, Type 2/21S L 360.5mm, W 4.82mm, Thickness 1.4mm, Tensile Strength 222 Newtons, MIL-SPEC | CABLE TIE 50LB 14IN GRAY NYLON
7TAG009270R0030 | TY5253M-2 | Active | 5414363065579 | 43.1 | 100 | 100 | stuk | Ty-Rap Fastening | BE31450 | LR (Premium Cable Ties I) | stuk | TY-RAP RVS Lip 290mmx4 8mm Rood | CABLE TIE 50LB 11 RED NYLON 2-PC D | Cable Tie, Red PA 6.6, for Temp up to 85 Degrees C, UL/EN/CSA62275, Type 2/21 L 289.7mm, W 4.82mm, Thickness 1.41mm, Tensile Strength 222 Newtons, MIL-SPEC | CABLE TIE 50LB 11 RED NYLON 2-PC D
7TAG009270R0032 | TY525M-2 | Active | 5414363065623 | 17.14 | 100 | 1000 | stuk | Ty-Rap Fastening | BE31450 | LR (Premium Cable Ties I) | stuk | TY-RAP RVS Lip 186mmx4 8mm Rood | Att câble 50lb 7 rge nylon dist 2-pc | Cable Tie, Red PA 6.6, for Temp up to 85 Degrees C, UL/EN/CSA62275, Type 2/21 L 185.67mm, W 4.67mm, Thickness 1.09mm, Tensile Strength 222 Newtons, MIL-SPEC | CABLE TIE 50LB 7 RED NYLON 2-PC DI
7TAG009270R0037 | TY525M-CLRS | Active | 5414363172147 | 22.77 | 100 | 100 | stuk | Ty-Rap Fastening | BE31450 | LR (Premium Cable Ties I) | stuk | TY-RAP RVS Lip 186mmx4 8mm Diverse kleuren | COL.4.8X186MM ASSORT 10 COUL | Cable Tie, Natural PA 6.6 for Temp up to 85 Degrees C, UL/EN/CSA62275, Type 2/21 L 185.67mm, W 4.67mm, Thickness 1.09mm, Tensile Strength 222 Newtons, MIL-SPEC | CABLE TIE 50LB 7IN PK MULTI-COLORS
7TAG009270R0051 | TY28M-10 | Active | 5415022496314 | 28.94 | 100 | 1000 | stuk | Ty-Rap Fastening | BE31450 | LR (Premium Cable Ties I) | stuk | CABLE TIE 400X4.8MM 220N WHTE BULK | CABLE TIE 400X4.8MM 220N WHTE BULK | CABLE TIE 400X4.8MM 220N WHTE BULK | CABLE TIE 400X4.8MM 220N WHTE BULK
7TAG009270R0054 | TY253M-10 | Active | 5415022496352 | 28.44 | 100 | 15000 | stuk | Ty-Rap Fastening | BE31450 | LR (Premium Cable Ties I) | stuk | CABLE TIE 300X4.8MM 220N wit BULK | CABLE TIE 300X4.8MM 220N WHITE BULK | CABLE TIE 300X4.8MM 220N WHITE BULK | CABLE TIE 300X4.8MM 220N WHITE BULK
7TAG009280R0000 | TY5275MX | Active | 5414363065807 | 70.38 | 100 | 500 | stuk | Ty-Rap | BE31450 | LR (Premium Cable Ties I) | stuk | TY-RAP Kabelbinder met RVS Lip, 457mm x 7,0mm, UV bestendig, Zwart | COL.7X457MM 540N NOIR UV | Cable Tie, Black PA 6.6, for Temp up to 105 Degrees C, UL/EN/CSA62275, Type 2/21 L 457mm, W 7.0mm, Thickness 1.65mm, Tensile Strength 530 Newtons, UV Resist | Cable Tie, Black PA 6.6, for Temp up to 105 Degrees C, UL/EN/CSA62275, Type 2/21 L 457mm, W 7.0mm, Thickness 1.65mm, Tensile Strength 530 Newtons, UV Resist
7TAG009280R0003 | TY529M | Active | 5414363065944 | 128.25 | 100 | 500 | stuk | Ty-Rap Fastening | BE31450 | LR (Premium Cable Ties I) | stuk | TY-RAP RVS Lip 771mmx7 6mm Nat. | COL.7X762MM 540N NAT | Cable Tie, Natural PA 6.6 for Temp up to 85 Degrees C, UL/EN/CSA62275, Type 2/21 L 770.61.5mm, W 6.93mm, Thickness 1.52mm Tensile Strength 534 Newtons | CBL TIE 120LB 30IN NATURAL NYLON
7TAG009280R0004 | TY529MX | Active | 5414363065968 | 147.14 | 100 | 500 | stuk | Ty-Rap Fastening | BE31450 | LR (Premium Cable Ties I) | stuk | CBL TIE 120LB 30IN UV zw.NYLON | COL.7X762MM 540N NOIR UV | Cable Tie, Black PA 6.6, for Temp up to 105 Degrees C, UL/EN/CSA62275, Type 2/21 L 770.61.5mm, W 6.93mm, Thickness 1.52mm Tensile Strength 534 Newtons, MIL-SPEC | CBL TIE 120LB 30IN UV BLACK NYLON
7TAG009290R0004 | TY5275M | Active | 5414363065791 | 64.92 | 100 | 50 | stuk | Ty-Rap | BE31450 | LR (Premium Cable Ties I) | stuk | TY-RAP Kabelbinder met RVS Lip, 457mm x 7,0 mm, Naturel | COL.7X457MM 540N NAT | Cable Tie, Natural PA 6.6 for Temp up to 85 Degrees C, UL/EN/CSA62275, Type 2/21 L 457mm, W 7.0mm, Thickness 1.65mm, Tensile Strength 530 Newtons | Cable Tie, Natural PA 6.6 for Temp up to 85 Degrees C, UL/EN/CSA62275, Type 2/21 L 457mm, W 7.0mm, Thickness 1.65mm, Tensile Strength 530 Newtons
7TAG009290R0005 | TY5277M | Active | 5414363065814 | 72.71 | 100 | 50 | stuk | Ty-Rap | BE31450 | LR (Premium Cable Ties I) | stuk | TY-RAP Kabelbinder met RVS Lip, 617mm x 7,0mm, Naturel | COL.7X617MM 540N NAT | Cable Tie, Natural PA 6.6 for Temp up to 85 Degrees C, UL/EN/CSA62275, Type 2/21 L 617mm, W 7.0mm, Thickness 1.6mm, Tensile Strength 530 Newtons | Cable Tie, Natural PA 6.6 for Temp up to 85 Degrees C, UL/EN/CSA62275, Type 2/21 L 617mm, W 7.0mm, Thickness 1.6mm, Tensile Strength 530 Newtons
7TAG009290R0006 | TY5277MX | Active | 5414363065821 | 80.71 | 100 | 500 | stuk | Ty-Rap Fastening | BE31450 | LR (Premium Cable Ties I) | stuk | CBL TIE 120LB 24IN UV zw.NYLON | COL.7X617MM 540N NOIR UV | Cable Tie, Black PA 6.6, for Temp up to 105 Degrees C, UL/EN/CSA62275, Type 2/21 L 617mm, W 7.0mm, Thickness 1.6mm, Tensile Strength 540 Newtons, UV Resist | CBL TIE 120LB 24IN UV BLACK NYLON
7TAG009320R0001 | TY275MX | Active | 5414363063186 | 52.83 | 100 | 500 | stuk | Ty-Rap Fastening | BE31450 | LR (Premium Cable Ties I) | stuk | TY-RAP RVS Lip 457mmx7mm UV zw | COL.7X457MM 540N NOIR | Cable Tie, Black PA 6.6, for Temp up to 105 Degree C, UL/EN/CSA62275, Type 2/21S L 457mm, W 7.0mm, Thickness 1.65mm, Tensile Strength 530 Newtons, UV Resist | CABLE TIE 120LB 18IN UV BLACK NYLON
7TAG009320R0003 | TY27M | Active | 5414363063247 | 41.8 | 100 | 500 | stuk | Ty-Rap Fastening | BE31450 | LR (Premium Cable Ties I) | stuk | TY-RAP RVS Lip 340mmx7mm Nat. | COL.7X338MM 540N NAT | Cable Tie, Natural PA 6.6 for Temp up to 85 Degrees C, UL/EN/CSA62275, Type 2/21S L 340mm, W 7.0mm, Thickness 1.65mm, Tensile Strength 530 Newtons, MIL-SPEC | CABLE TIE 120LB 13IN NATURAL NYLON
7TAG009320R0004 | TY27MX | Active | 5414363063407 | 49.3 | 100 | 1000 | stuk | Ty-Rap Fastening | BE31450 | LR (Premium Cable Ties I) | stuk | TY-RAP RVS Lip 340mmx7mm UV zw | COL.7X338MM 540N NOIR UV | Cable Tie, Black PA 6.6, for Temp up to 105 Degree C, UL/EN/CSA62275, Type 2/21S L 340.4mm, W 7.0mm, Thickness 1.65mm, Strength 530 Newtons, MIL-SPEC, UV Resis | CABLE TIE 120LB 13IN UV BLK NYLON
7TAG009320R0006 | TY27MX-RW | Active | 5415022181081 | 58.59 | 100 | 500 | stuk | Ty-Rap Fastening | BE31450 | LR (Premium Cable Ties I) | stuk | Kab.Bind.Spoorwegen Uvblk 13In 120Lb | COL RAILWAY-6.9X340 MM-NOIR | Cable Tie, Black Polyamide (Nylon 6.6) for Temperatures up to 105 Degr.Celsius ,UV Resistant, Length 340mm, Width 6.9mm , Tens. Strength 540N, MIL-SPEC MS3367-3 | CABLE TIE RAILWAY UVBLK 13IN 120LB
7TAG009330R0007 | TY272MX | Active | 5414363063087 | 40.62 | 100 | 500 | stuk | Ty-Rap Fastening | BE31450 | LR (Premium Cable Ties I) | stuk | CBL TIE 120LB 9IN UV BLK NYLON | COL.7X223MM 540N NOIR UV | Cable Tie, Black PA 6.6, for Temp up to 105 Degree C, UL/EN/CSA62275, Type 2/21S L 222.3mm, W 6.99mm, Thickness 1.78mm, Tensile Strength 534 Newtons, UV Resist | CBL TIE 120LB 9IN UV BLK NYLON
7TAG009330R0009 | TY275M | Active | 5414363063094 | 65.16 | 100 | 500 | stuk | Ty-Rap | BE31450 | LR (Premium Cable Ties I) | stuk | TY-RAP Kabelbinder met RVS Lip, 457mm x 7mm, Naturel | COL.7.0X457MM 540N | Cable Tie, Natural PA 6.6 for Temp up to 85 Degrees C, UL/EN/CSA62275, Type 2/21S L 457mm, W 7.0mm, Thickness 1.65mm, Tensile Strength 530 Newtons | Cable Tie, Natural PA 6.6 for Temp up to 85 Degrees C, UL/EN/CSA62275, Type 2/21S L 457mm, W 7.0mm, Thickness 1.65mm, Tensile Strength 530 Newtons
7TAG009330R0010 | TY277MX | Active | 5414363063230 | 63.69 | 100 | 500 | stuk | Ty-Rap Fastening | BE31450 | LR (Premium Cable Ties I) | stuk | TY-RAP RVS Lip 617mmx7mm UV zw | COL.7X617MM 540N NOIR UV | Cable Tie, Black PA 6.6, for Temp up to 105 Degree C, UL/EN/CSA62275, Type 2/21S L 617mm, W 7.0mm, Thickness 1.65mm, Tensile Strength 530 Newtons, UV Resist | CABLE TIE 120LB 24IN UV BLACK NYLON
7TAG009330R0012 | TY29M | Active | 5414363063698 | 75.1 | 100 | 500 | stuk | Ty-Rap | BE31450 | LR (Premium Cable Ties I) | stuk | TY-RAP Kabelbinder met RVS Lip, 771mm x 7,6mm, UV bestendig, Naturel | COL.7X762MM 540N NAT | Cable Tie, Natural PA 6.6 for Temp up to 85 Degrees C, UL/EN/CSA62275, Type 2/21S L 770.61.5mm, W 6.93mm, Thickness 1.52mm Tensile Strength 534 Newtons | Cable Tie, Natural PA 6.6 for Temp up to 85 Degrees C, UL/EN/CSA62275, Type 2/21S L 770.61.5mm, W 6.93mm, Thickness 1.52mm Tensile Strength 534 Newtons
7TAG009330R0014 | TY29MX | Active | 5414363063810 | 122.86 | 100 | 500 | stuk | Ty-Rap Fastening | BE31450 | LR (Premium Cable Ties I) | stuk | CABLE TIE 120LB 30IN UV zw.NYLON | COL.7X762MM 540N NOIR UV | Cable Tie, Black PA 6.6, for Temp up to 105 Degree C, UL/EN/CSA62275, Type 2/21S L 770.61.5mm, W 6.93mm, Thickness 1.52mm 534 Newtons, MIL-SPEC, UV Resistant | CABLE TIE 120LB 30IN UV BLACK NYLON
7TAG009340R0002 | TY272M | Active | 5414363062967 | 27.05 | 100 | 500 | stuk | Ty-Rap | BE31450 | LR (Premium Cable Ties I) | stuk | TY-RAP Kabelbinder met RVS Lip, 222mm x 7,6mm, UV bestendig, Naturel | COL.7X223MM 540N NAT | Cable Tie, Natural PA 6.6 for Temp up to 85 Degrees C, UL/EN/CSA62275, Type 2/21 L 222.3mm, W 6.99mm, Thickness 1.78mm, Tensile Strength 534 Newtons | Cable Tie, Natural PA 6.6 for Temp up to 85 Degrees C, UL/EN/CSA62275, Type 2/21 L 222.3mm, W 6.99mm, Thickness 1.78mm, Tensile Strength 534 Newtons
7TAG009340R0003 | TY277M | Active | 5414363063193 | 64.27 | 100 | 500 | stuk | Ty-Rap | BE31450 | LR (Premium Cable Ties I) | stuk | TY-RAP Kabelbinder met RVS Lip, 617mm x 7mm, Naturel | COL.7X617MM 540N NAT | Cable Tie, Natural PA 6.6 for Temp up to 85 Degrees C, UL/EN/CSA62275, Type 2/21S L 617mm, W 7.0mm, Thickness 1.65mm, Tensile Strength 530 Newtons | Cable Tie, Natural PA 6.6 for Temp up to 85 Degrees C, UL/EN/CSA62275, Type 2/21S L 617mm, W 7.0mm, Thickness 1.65mm, Tensile Strength 530 Newtons
7TAG009370R0000 | FOR180-50-0-FR | Active | 5414363443995 | 2989.83 | 100 | 200 | stuk | Ty-Rap Fastening | BE31450 | LR (Premium Cable Ties I) | stuk | Ty-Rap Fastening FOR180-50-0-FR | Att câble 50lb 180 po noir pour roul | FOR Roll Hook & Loop Tie, Black Nylon for Temp up to 104.4 Degrees C, Length 457.2mm, Width 19.05mm, Thickness 1.588mm, Tensile Strength 222.5 Newtons | CBL TIE 50LB 180IN BLACK FOR ROLL
7TAG009370R0001 | TY272M-2 | Active | 5414363062998 | 29.48 | 100 | 10000 | stuk | Ty-Rap | BE31450 | LR (Premium Cable Ties I) | stuk | TY-RAP Kabelbinder met RVS Lip, 222mm x 7,6mm, UV bestendig, Rood | COL.7X223MM 540N ROU | Cable Tie, Red PA 6.6, for Temp up to 85 Degrees C, UL/EN/CSA62275, Type 2/21 L 222.3mm, W 6.99mm, Thickness 1.78mm, Tensile Strength 534 Newtons | Cable Tie, Red PA 6.6, for Temp up to 85 Degrees C, UL/EN/CSA62275, Type 2/21 L 222.3mm, W 6.99mm, Thickness 1.78mm, Tensile Strength 534 Newtons
7TAG009370R0003 | TY272M-3 | Active | 5414363063001 | 49.27 | 100 | 10000 | stuk | Ty-Rap | BE31450 | LR (Premium Cable Ties I) | stuk | TY-RAP Kabelbinder met RVS Lip, 222mm x 7,6mm, UV bestendig, Oranje | COL.7X223MM 540N ORA | Cable Tie, Orange PA 6.6, for Temp up to 85 Degrees C, UL/EN/CSA62275, Type 2/21 L 222.3mm, W 6.99mm, Thickness 1.78mm, Tensile Strength 534 Newtons | Cable Tie, Orange PA 6.6, for Temp up to 85 Degrees C, UL/EN/CSA62275, Type 2/21 L 222.3mm, W 6.99mm, Thickness 1.78mm, Tensile Strength 534 Newtons
7TAG009370R0004 | TY272M-4 | Active | 5414363063018 | 31.17 | 100 | 10000 | stuk | Ty-Rap | BE31450 | LR (Premium Cable Ties I) | stuk | TY-RAP Kabelbinder met RVS Lip, 222mm x 7,6mm, UV bestendig, Geel | COL.7X223MM 540N JAU | Cable Tie, Yellow PA 6.6, for Temp up to 85 Degrees C, UL/EN/CSA62275, Type 2/21 L 222.3mm, W 6.99mm, Thickness 1.78mm, Tensile Strength 534 Newtons | Cable Tie, Yellow PA 6.6, for Temp up to 85 Degrees C, UL/EN/CSA62275, Type 2/21 L 222.3mm, W 6.99mm, Thickness 1.78mm, Tensile Strength 534 Newtons
7TAG009370R0005 | TY272M-5 | Active | 5414363063025 | 31.89 | 100 | 10000 | stuk | Ty-Rap | BE31450 | LR (Premium Cable Ties I) | stuk | TY-RAP Kabelbinder met RVS Lip, 222mm x 7,6mm, UV bestendig, Groen | COL.7X223MM 540N VER | Cable Tie, Green PA 6.6, for Temp up to 85 Degrees C, UL/EN/CSA62275, Type 2/21 L 222.3mm, W 6.99mm, Thickness 1.78mm, Tensile Strength 534 Newtons | Cable Tie, Green PA 6.6, for Temp up to 85 Degrees C, UL/EN/CSA62275, Type 2/21 L 222.3mm, W 6.99mm, Thickness 1.78mm, Tensile Strength 534 Newtons
7TAG009370R0007 | TY272M-6 | Active | 5414363063032 | 37.11 | 100 | 10000 | stuk | Ty-Rap Fastening | BE31450 | LR (Premium Cable Ties I) | stuk | CABLE TIE 120LB 9IN BLUE NYLON | COL.7X223MM 540N BLE | Cable Tie, Blue PA 6.6, for Temp up to 85 Degrees C, UL/EN/CSA62275, Type 2/21 L 222.3mm, W 6.99mm, Thickness 1.78mm, Tensile Strength 534 Newtons | CABLE TIE 120LB 9IN BLUE NYLON
7TAG009370R0009 | TY272M-7 | Active | 5414363063049 | 49.73 | 100 | 10000 | stuk | Ty-Rap | BE31450 | LR (Premium Cable Ties I) | stuk | TY-RAP Kabelbinder met RVS Lip, 222mm x 7,6mm, UV bestendig, Lila | COL.7X223MM 540N VIO | Cable Tie, Purple PA 6.6, for Temp up to 85 Degrees C, UL/EN/CSA62275, Type 2/21 L 222.3mm, W 6.99mm, Thickness 1.78mm, Tensile Strength 534 Newtons | Cable Tie, Purple PA 6.6, for Temp up to 85 Degrees C, UL/EN/CSA62275, Type 2/21 L 222.3mm, W 6.99mm, Thickness 1.78mm, Tensile Strength 534 Newtons
7TAG009370R0011 | TY272M-9 | Active | 5414363063063 | 51.94 | 100 | 10000 | stuk | Ty-Rap | BE31450 | LR (Premium Cable Ties I) | stuk | TY-RAP Kabelbinder met RVS Lip, 222mm x 7,6mm, UV bestendig, Wit | Att câble 120lb 9 po blanc nylon | Cable Tie, White PA 6.6, for Temp up to 85 Degrees C, UL/EN/CSA62275, Type 2/21 L 222.3mm, W 6.99mm, Thickness 1.78mm, Tensile Strength 534 Newtons | Cable Tie, White PA 6.6, for Temp up to 85 Degrees C, UL/EN/CSA62275, Type 2/21 L 222.3mm, W 6.99mm, Thickness 1.78mm, Tensile Strength 534 Newtons
7TAG009370R0012 | TY275M-4 | Active | 5414363063131 | 100.41 | 100 | 5000 | stuk | Ty-Rap | BE31450 | LR (Premium Cable Ties I) | stuk | TY-RAP Kabelbinder met RVS Lip, 457mm x 7mm, Geel | Att câble 120lb 18 po jaune nylon | Cable Tie, Yellow PA 6.6, for Temp up to 85 Degrees C, UL/EN/CSA62275, Type 2/21S L 457mm, W 7.0mm, Thickness 1.65mm, Tensile Strength 530 Newtons | Cable Tie, Yellow PA 6.6, for Temp up to 85 Degrees C, UL/EN/CSA62275, Type 2/21S L 457mm, W 7.0mm, Thickness 1.65mm, Tensile Strength 530 Newtons
7TAG009370R0013 | TY275M-5 | Active | 5414363063148 | 99.61 | 100 | 5000 | stuk | Ty-Rap | BE31450 | LR (Premium Cable Ties I) | stuk | TY-RAP Kabelbinder met RVS Lip, 457mm x 7mm, Groen | COL.7X457MM 540N BLE | Cable Tie, Green PA 6.6, for Temp up to 85 Degrees C, UL/EN/CSA62275, Type 2/21S L 457mm, W 7.0mm, Thickness 1.65mm, Tensile Strength 530 Newtons | Cable Tie, Green PA 6.6, for Temp up to 85 Degrees C, UL/EN/CSA62275, Type 2/21S L 457mm, W 7.0mm, Thickness 1.65mm, Tensile Strength 530 Newtons
7TAG009370R0014 | TY275M2 | Active | 5414363063117 | 72.2 | 100 | 5000 | stuk | Ty-Rap | BE31450 | LR (Premium Cable Ties I) | stuk | TY-RAP Kabelbinder met RVS Lip, 457mm x 7mm, Rood | Att câble 120lb 18 po rge nylon | Cable Tie, Red PA 6.6, for Temp up to 85 Degrees C, UL/EN/CSA62275, Type 2/21S L 457mm, W 7.0mm, Thickness 1.65mm, Tensile Strength 530 Newtons | Cable Tie, Red PA 6.6, for Temp up to 85 Degrees C, UL/EN/CSA62275, Type 2/21S L 457mm, W 7.0mm, Thickness 1.65mm, Tensile Strength 530 Newtons
7TAG009370R0015 | TY275M3 | Active | 5414363063124 | 99.38 | 100 | 5000 | stuk | Ty-Rap | BE31450 | LR (Premium Cable Ties I) | stuk | TY-RAP Kabelbinder met RVS Lip, 457mm x 7mm, Oranje | Att câble 120lb 18 po orange nylon | Cable Tie, Orange PA 6.6, for Temp up to 85 Degrees C, UL/EN/CSA62275, Type 2/21S L 457mm, W 7.0mm, Thickness 1.65mm, Tensile Strength 530 Newtons | Cable Tie, Orange PA 6.6, for Temp up to 85 Degrees C, UL/EN/CSA62275, Type 2/21S L 457mm, W 7.0mm, Thickness 1.65mm, Tensile Strength 530 Newtons
7TAG009370R0016 | TY275M6 | Active | 5414363063155 | 97.25 | 100 | 5000 | stuk | Ty-Rap | BE31450 | LR (Premium Cable Ties I) | stuk | TY-RAP Kabelbinder met RVS Lip, 457mm x 7mm, Blauw | Att câble 120lb 18 po bleu nylon | Cable Tie, Blue PA 6.6, for Temp up to 85 Degrees C, UL/EN/CSA62275, Type 2/21S L 457mm, W 7.0mm, Thickness 1.65mm, Tensile Strength 530 Newtons | Cable Tie, Blue PA 6.6, for Temp up to 85 Degrees C, UL/EN/CSA62275, Type 2/21S L 457mm, W 7.0mm, Thickness 1.65mm, Tensile Strength 530 Newtons
7TAG009370R0017 | TY277M-2 | Active | 5414363163954 | 99.29 | 100 | 500 | stuk | Ty-Rap | BE31450 | LR (Premium Cable Ties I) | stuk | TY-RAP Kabelbinder met RVS Lip, 617mm x 7mm, Rood | Att câble 120lb 24 po rge nylon | Cable Tie, Red PA 6.6, for Temp up to 85 Degrees C, UL/EN/CSA62275, Type 2/21S L 617mm, W 7.0mm, Thickness 1.65mm, Tensile Strength 530 Newtons | Cable Tie, Red PA 6.6, for Temp up to 85 Degrees C, UL/EN/CSA62275, Type 2/21S L 617mm, W 7.0mm, Thickness 1.65mm, Tensile Strength 530 Newtons
7TAG009370R0018 | TY277M-3 | Active | 5414363930136 | 99.99 | 100 | 5000 | stuk | Ty-Rap | BE31450 | LR (Premium Cable Ties I) | stuk | TY-RAP Kabelbinder met RVS Lip, 617mm x 7mm, Oranje | Att câble 120lb 24 po org nylon | Cable Tie, Orange PA 6.6, for Temp up to 85 Degrees C, UL/EN/CSA62275, Type 2/21S L 617mm, W 7.0mm, Thickness 1.65mm, Tensile Strength 530 Newtons | Cable Tie, Orange PA 6.6, for Temp up to 85 Degrees C, UL/EN/CSA62275, Type 2/21S L 617mm, W 7.0mm, Thickness 1.65mm, Tensile Strength 530 Newtons
7TAG009370R0019 | TY277M-4 | Active | 5414363063216 | 102.92 | 100 | 5000 | stuk | Ty-Rap | BE31450 | LR (Premium Cable Ties I) | stuk | TY-RAP Kabelbinder met RVS Lip, 617mm x 7mm, Geel | Att câble 120lb 24 po jaune nylon | Cable Tie, Yellow PA 6.6, for Temp up to 85 Degrees C, UL/EN/CSA62275, Type 2/21S L 617mm, W 7.0mm, Thickness 1.65mm, Tensile Strength 530 Newtons | Cable Tie, Yellow PA 6.6, for Temp up to 85 Degrees C, UL/EN/CSA62275, Type 2/21S L 617mm, W 7.0mm, Thickness 1.65mm, Tensile Strength 530 Newtons
7TAG009370R0020 | TY277M-5 | Active | 5414363063223 | 102.55 | 100 | 5000 | stuk | Ty-Rap | BE31450 | LR (Premium Cable Ties I) | stuk | TY-RAP Kabelbinder met RVS Lip, 617mm x 7mm, Groen | COL.7X617MM 540N BLE | Cable Tie, Green PA 6.6, for Temp up to 85 Degrees C, UL/EN/CSA62275, Type 2/21S L 617mm, W 7.0mm, Thickness 1.65mm, Tensile Strength 530 Newtons | Cable Tie, Green PA 6.6, for Temp up to 85 Degrees C, UL/EN/CSA62275, Type 2/21S L 617mm, W 7.0mm, Thickness 1.65mm, Tensile Strength 530 Newtons
7TAG009370R0021 | TY277M-6 | Active | 5414363930143 | 98.77 | 100 | 5000 | stuk | Ty-Rap | BE31450 | LR (Premium Cable Ties I) | stuk | TY-RAP Kabelbinder met RVS Lip, 617mm x 7mm, Blauw | Att câble 120lb 24 po bleu nylon | Cable Tie, Blue PA 6.6, for Temp up to 85 Degrees C, UL/EN/CSA62275, Type 2/21S L 617mm, W 7.0mm, Thickness 1.65mm, Tensile Strength 530 Newtons | Cable Tie, Blue PA 6.6, for Temp up to 85 Degrees C, UL/EN/CSA62275, Type 2/21S L 617mm, W 7.0mm, Thickness 1.65mm, Tensile Strength 530 Newtons
7TAG009370R0022 | TY27M-1 | Active | 5414363063261 | 26.9 | 100 | 500 | stuk | Ty-Rap | BE31450 | LR (Premium Cable Ties I) | stuk | TY-RAP Kabelbinder met RVS Lip, 340mm x 7mm, UV bestendig, Bruin | COL.7X338MM 540N MAR | Cable Tie, Brown PA 6.6, for Temp up to 85 Degrees C, UL/EN/CSA62275, Type 2/21S L 340mm, W 7.0mm, Thickness 1.65mm, Tensile Strength 530 Newtons, MIL-SPEC | Cable Tie, Brown PA 6.6, for Temp up to 85 Degrees C, UL/EN/CSA62275, Type 2/21S L 340mm, W 7.0mm, Thickness 1.65mm, Tensile Strength 530 Newtons, MIL-SPEC
7TAG009370R0023 | TY27M-2 | Active | 5414363063278 | 27.46 | 100 | 500 | stuk | Ty-Rap | BE31450 | LR (Premium Cable Ties I) | stuk | TY-RAP Kabelbinder met RVS Lip, 340mm x 7mm, UV bestendig, Rood | COL.7X338MM 540N ROU | Cable Tie, Red PA 6.6, for Temp up to 85 Degrees C, UL/EN/CSA62275, Type 2/21S L 340mm, W 7.0mm, Thickness 1.65mm, Tensile Strength 530 Newtons, MIL-SPEC | Cable Tie, Red PA 6.6, for Temp up to 85 Degrees C, UL/EN/CSA62275, Type 2/21S L 340mm, W 7.0mm, Thickness 1.65mm, Tensile Strength 530 Newtons, MIL-SPEC
7TAG009370R0024 | TY27M-3 | Active | 5414363063285 | 28.04 | 100 | 500 | stuk | Ty-Rap | BE31450 | LR (Premium Cable Ties I) | stuk | TY-RAP Kabelbinder met RVS Lip, 340mm x 7mm, UV bestendig, Oranje | COL.7X338MM 540N ORA | Cable Tie, Orange PA 6.6, for Temp up to 85 Degrees C, UL/EN/CSA62275, Type 2/21S L 340mm, W 7.0mm, Thickness 1.65mm, Tensile Strength 530 Newtons, MIL-SPEC | Cable Tie, Orange PA 6.6, for Temp up to 85 Degrees C, UL/EN/CSA62275, Type 2/21S L 340mm, W 7.0mm, Thickness 1.65mm, Tensile Strength 530 Newtons, MIL-SPEC
7TAG009370R0025 | TY27M-4 | Active | 5414363063292 | 29.76 | 100 | 500 | stuk | Ty-Rap | BE31450 | LR (Premium Cable Ties I) | stuk | TY-RAP Kabelbinder met RVS Lip, 340mm x 7mm, UV bestendig, Geel | COL.7X338MM 540N JAU | Cable Tie, Yellow PA 6.6, for Temp up to 85 Degrees C, UL/EN/CSA62275, Type 2/21S L 340mm, W 7.0mm, Thickness 1.65mm, Tensile Strength 530 Newtons, MIL-SPEC | Cable Tie, Yellow PA 6.6, for Temp up to 85 Degrees C, UL/EN/CSA62275, Type 2/21S L 340mm, W 7.0mm, Thickness 1.65mm, Tensile Strength 530 Newtons, MIL-SPEC
7TAG009370R0026 | TY27M-5 | Active | 5414363063308 | 48.16 | 100 | 500 | stuk | Ty-Rap Fastening | BE31450 | LR (Premium Cable Ties I) | stuk | TY-RAP RVS Lip 340mmx7mm UV Groen | COL.7X338MM 540N VER | Cable Tie, Green PA 6.6, for Temp up to 85 Degrees C, UL/EN/CSA62275, Type 2/21S L 340mm, W 7.0mm, Thickness 1.65mm, Tensile Strength 530 Newtons, MIL-SPEC | CABLE TIE 120LB 13IN GREEN NYLON
7TAG009370R0027 | TY27M-6 | Active | 5414363063322 | 48.17 | 100 | 500 | stuk | Ty-Rap Fastening | BE31450 | LR (Premium Cable Ties I) | stuk | TY-RAP RVS Lip 340mmx7mm UV Blauw | COL.7X338MM 540N BLE | Cable Tie, Blue PA 6.6, for Temp up to 85 Degrees C, UL/EN/CSA62275, Type 2/21S L 340mm, W 7.0mm, Thickness 1.65mm, Tensile Strength 530 Newtons, MIL-SPEC | CABLE TIE 120LB 13IN BLUE NYLON
7TAG009370R0028 | TY27M-7 | Active | 5414363063339 | 28.14 | 100 | 500 | stuk | Ty-Rap | BE31450 | LR (Premium Cable Ties I) | stuk | TY-RAP Kabelbinder met RVS Lip, 340mm x 7mm, UV bestendig, Lila | COL.7X338MM 540N VIO | Cable Tie, Purple PA 6.6, for Temp up to 85 Degrees C, UL/EN/CSA62275, Type 2/21S L 340mm, W 7.0mm, Thickness 1.65mm, Tensile Strength 530 Newtons, MIL-SPEC | Cable Tie, Purple PA 6.6, for Temp up to 85 Degrees C, UL/EN/CSA62275, Type 2/21S L 340mm, W 7.0mm, Thickness 1.65mm, Tensile Strength 530 Newtons, MIL-SPEC
7TAG009370R0029 | TY27M-8 | Active | 5414363063346 | 48.2 | 100 | 500 | stuk | Ty-Rap Fastening | BE31450 | LR (Premium Cable Ties I) | stuk | TY-RAP RVS Lip 340mmx7mm UV Grijs | COL.7X338MM 540N GRI | Cable Tie, Gray PA 6.6, for Temp up to 85 Degrees C, UL/EN/CSA62275, Type 2/21S L 340mm, W 7.0mm, Thickness 1.65mm, Tensile Strength 530 Newtons, MIL-SPEC | CABLE TIE 120LB 13IN GRAY NYLON
7TAG009370R0032 | TY29M-2 | Active | 5414363075301 | 137.19 | 100 | 500 | stuk | Ty-Rap Fastening | BE31450 | LR (Premium Cable Ties I) | stuk | CABLE TIE 120LB 30IN RED NYLON | COL.7X762MM 540N ROU | Cable Tie, Red PA 6.6, for Temp up to 85 Degrees C, UL/EN/CSA62275, Type 2/21S L 770.61.5mm, W 6.93mm, Thickness 1.52mm Tensile Strength 534 Newtons, MIL-SPEC | CABLE TIE 120LB 30IN RED NYLON
7TAG009370R0033 | TY29M-3 | Active | 5414363063735 | 137.19 | 100 | 5000 | stuk | Ty-Rap Fastening | BE31450 | LR (Premium Cable Ties I) | stuk | CABLE TIE 120LB 30IN O NYLON | COL.7X762MM 540N ORA | Cable Tie, Orange PA 6.6, for Temp up to 85 Degrees C, UL/EN/CSA62275, Type 2/21S L 770.61.5mm, W 6.93mm, Thickness 1.52mm Tensile Strength 534 Newtons, MIL-SPEC | CABLE TIE 120LB 30IN ORANGE NYLON
7TAG009370R0034 | TY29M-4 | Active | 5414363063742 | 137.19 | 100 | 5000 | stuk | Ty-Rap Fastening | BE31450 | LR (Premium Cable Ties I) | stuk | CABLE TIE 120LB 30IN YELLOW NYLON | COL.7X762MM 540N JAU | Cable Tie, Yellow PA 6.6, for Temp up to 85 Degrees C, UL/EN/CSA62275, Type 2/21S L 770.61.5mm, W 6.93mm, Thickness 1.52mm Tensile Strength 534 Newtons, MIL-SPEC | CABLE TIE 120LB 30IN YELLOW NYLON
7TAG009370R0037 | TY29M-7 | Active | 5414363063780 | 137.19 | 100 | 5000 | stuk | Ty-Rap Fastening | BE31450 | LR (Premium Cable Ties I) | stuk | CABLE TIE 120LB 30IN PURPLE NYLON | COL.7X762MM 540N VIO | Cable Tie, Purple PA 6.6, for Temp up to 85 Degrees C, UL/EN/CSA62275, Type 2/21S L 770.61.5mm, W 6.93mm, Thickness 1.52mm Tensile Strength 534 Newtons, MIL-SPEC | CABLE TIE 120LB 30IN PURPLE NYLON
7TAG009370R0044 | TY29M-10 | Active | 5415022496321 | 137.19 | 100 | 500 | stuk | Ty-Rap Fastening | BE31450 | LR (Premium Cable Ties I) | stuk | CABLE TIE 760X6.9MM 530N wit BULK | CABLE TIE 760X6.9MM 530N WHITE BULK | CABLE TIE 760X6.9MM 530N WHITE BULK | CABLE TIE 760X6.9MM 530N WHITE BULK
7TAG009370R0045 | TY27M-10 | Active | 5415022496307 | 44.28 | 100 | 10000 | stuk | Ty-Rap | BE31450 | LR (Premium Cable Ties I) | stuk | CABLE TIE 340X6.9MM 530N WHITE BULK | CABLE TIE 340X6.9MM 530N WHITE BULK | CABLE TIE 340X6.9MM 530N WHITE BULK | CABLE TIE 340X6.9MM 530N WHITE BULK
7TAG009410R0005 | LS-7.9-360-C | Active | 786209876836 | 273.28 | 100 | 50 | stuk | Ty-Rap | BE31450 | LT (Spares) | stuk | LS-7.9-360-C 316 S/S COATED TIE 7.9X360 MM | LS-7.9-360-C 316 S/S COATED TIE 7.9X360 MM | LS-7.9-360-C 316 S/S COATED TIE 7.9X360 MM | LS-7.9-360-C 316 S/S COATED TIE 7.9X360 MM
7TAG009420R0001 | LS-4.6-200-C | Active | 786209876720 | 507.06 | 100 | 100 | stuk | Ty-Rap | BE31450 | LT (Spares) | stuk | LS-4.6-200-C CBL TI 316 SST 100LB 8 BALL LK COAT | LS-4.6-200-C CBL TI 316 SST 100LB 8 BALL LK COAT | LS-4.6-200-C CBL TI 316 SST 100LB 8 BALL LK COAT | LS-4.6-200-C CBL TI 316 SST 100LB 8 BALL LK COAT
7TAG009420R0004 | LS-4.6-360-C | Active | 786209876751 | 716.08 | 100 | 100 | stuk | Ty-Rap | BE31450 | LT (Spares) | stuk | LS-4.6-360-C 316 S/S COATED TIE 4.6X360 MM | LS-4.6-360-C 316 S/S COATED TIE 4.6X360 MM | LS-4.6-360-C 316 S/S COATED TIE 4.6X360 MM | LS-4.6-360-C 316 S/S COATED TIE 4.6X360 MM
7TAG009420R0017 | LS-7.9-200-C | Active | 5415022513721 | 613.76 | 100 | 50 | stuk | Ty-Rap | BE31450 | LT (Spares) | stuk | LS-7.9-200-C 316 S/S COATED TIE 7.9X200MM | LS-7.9-200-C 316 S/S COATED TIE 7.9X200MM | LS-7.9-200-C 316 S/S COATED TIE 7.9X200MM | LS-7.9-200-C 316 S/S COATED TIE 7.9X200MM
7TAG009430R0006 | SS7-180 | Active | 5414363130055 | 246.26 | 100 | 100 | stuk | Ty-Rap Fastening | BE31450 | LR (Premium Cable Ties I) | stuk | Kab.Bind.302/304 Sst .17X7 dubb. L | Att câble 302/304 inox 0,17x7 dual l | CABLE TIE 302/304 SST .17X7 DUAL L | CABLE TIE 302/304 SST .17X7 DUAL L
7TAG009460R0072 | SSH16-250 | Active | 5414363161738 | 618.71 | 100 | 100 | stuk | Ty-Rap Fastening | BE31450 | LR (Premium Cable Ties I) | stuk | Kabelb, 201 SST.25X16 IN FREE-END | Att câble 201 inox 0,25x16 po ext libre | CABLE TIE 201 SST 1/4X16in FREE-END | CABLE TIE 201 SST.25X16 IN FREE-END
7TAG009510R0017 | TY153MFR | Active | 5414363060765 | 68.94 | 100 | 500 | stuk | Ty-Rap Fastening | BE31450 | LR (Premium Cable Ties I) | stuk | TY-RAP Vlamvertragend 110 49x2 46mm Wit | Att câble 18lb 4 j ignifuge dia i 0,78x1 | Cable Tie, Flame Retardant White PA 6.6 Temp up to 85 Degrees C, UL/EN/CSA62275 Type 2/21, L 110.49mm, W 2.46mm, 80 Newtons, Marking Pad 25.4x19.83mm | CABLE TIE 18LB 4 FLMRTD ID .78X1
7TAG009510R0018 | TY46M | Active | 5414363064831 | 55.7 | 100 | 1000 | stuk | Ty-Rap Fastening | BE31450 | LR (Premium Cable Ties I) | stuk | CABLE TIE 50LB 7IN NATURAL NYLON ID | COL.ETIQ.4.8X184MM NAT | Identification Cable Tie, Natural PA 6.6 Temp up to 85 Degrees C, UL/EN/CSA62275 Type 2/21S, L 184.15mm, W 4.81mm, Thickness 1.41mm, 220 Newtons, MIL-SPEC | CABLE TIE 50LB 7IN NATURAL NYLON ID
7TAG009510R0019 | TY46M-2 | Active | 5414363064855 | 72.24 | 100 | 10000 | stuk | Ty-Rap Fastening | BE31450 | LR (Premium Cable Ties I) | stuk | TY-RAP label RVS Lip 184mmx4 8mm Rood | COL.ETIQ.4.8X184MM ROU | Identification Cable Tie, Red PA 6.6 Temp up to 85 Degrees C, UL/EN/CSA62275 Type 2/21S, L 184.15mm, W 4.81mm, Thickness 1.41mm, 220 Newtons, MIL-SPEC | CABLE TIE 50LB 7 RED ID 5X.875 MA
7TAG009510R0020 | TY46M-3 | Active | 5414363163961 | 72.24 | 100 | 10000 | stuk | Ty-Rap Fastening | BE31450 | LR (Premium Cable Ties I) | stuk | CABLE TIE 50LB 7 O ID 5X.875 | Att câble 50lb 7 orange id 5x0,875 | Identification Cable Tie, Orange PA 6.6 Temp up to 85 Degrees C, UL/EN/CSA62275 Type 2/21S, L 184.15mm, W 4.81mm, Thickness 1.41mm, 220 Newtons, MIL-SPEC | CABLE TIE 50LB 7 ORANGE ID 5X.875
7TAG009510R0021 | TY46M-4 | Active | 5414363064879 | 72.24 | 100 | 10000 | stuk | Ty-Rap Fastening | BE31450 | LR (Premium Cable Ties I) | stuk | TY-RAP label RVS Lip 184mmx4 8mm Geel | COL.ETIQ.4.8X184MM JAU | Identification Cable Tie, Yellow PA 6.6 Temp up to 85 Degrees C, UL/EN/CSA62275 Type 2/21S, L 184.15mm, W 4.81mm, Thickness 1.41mm, 220 Newtons, MIL-SPEC | CABLE TIE 50LB 7 YELLOW ID 5X.875
7TAG009510R0022 | TY46M-5 | Active | 5414363134848 | 72.24 | 100 | 10000 | stuk | Ty-Rap Fastening | BE31450 | LR (Premium Cable Ties I) | stuk | TY-RAP label RVS Lip 184mmx4 8mm Groen | Att câble 50lb 7 vert id 5x0,875 | Identification Cable Tie, Green PA 6.6 Temp up to 85 Degrees C, UL/EN/CSA62275 Type 2/21S, L 184.15mm, W 4.81mm, Thickness 1.41mm, 220 Newtons, MIL-SPEC | CABLE TIE 50LB 7 GREEN ID 5X.875
7TAG009510R0023 | TY46M-6 | Active | 5414363064893 | 72.24 | 100 | 10000 | stuk | Ty-Rap Fastening | BE31450 | LR (Premium Cable Ties I) | stuk | TY-RAP label RVS Lip 184mmx4 8mm Blauw | COL.ETIQ.4.8X184MM BLE | Identification Cable Tie, Blue PA 6.6 Temp up to 85 Degrees C, UL/EN/CSA62275 Type 2/21S, L 184.15mm, W 4.81mm, Thickness 1.41mm, 220 Newtons, MIL-SPEC | CABLE TIE 50LB 7 BLUE ID 5X.875 M
7TAG009510R0024 | TY46M-9 | Active | 5414363064916 | 72.24 | 100 | 10000 | stuk | Ty-Rap Fastening | BE31450 | LR (Premium Cable Ties I) | stuk | TY-RAP label RVS Lip 184mmx4 8mm Wit | Att câble 50lb 7 blanc id 5x0,875 | Identification Cable Tie, White PA 6.6 Temp up to 85 Degrees C, UL/EN/CSA62275 Type 2/21S, L 184.15mm, W 4.81mm, Thickness 1.41mm, 220 Newtons | CABLE TIE 50LB 7 WHITE ID 5X.875
7TAG009510R0025 | TY46MD | Active | 5414363064923 | 138.32 | 100 | 500 | stuk | Ty-Rap Fastening | BE31450 | LR (Premium Cable Ties I) | stuk | CABLE TIE 50LB 7IN NAT NYLON ID DBL | DBLE COL.ETIQ 4.8X184MM NAT | Identification Cable Tie - Double Strap Configuration, Nat PA 6.6, Temp up to 85 Degrees C, UL/EN/CSA62275, Type 2/21S L 184.15mm, W 4.81mm, Thick 1.41mm, MS | CABLE TIE 50LB 7IN NAT NYLON ID DBL
7TAG009510R0026 | TY46MD-2 | Active | 5414363064930 | 210.25 | 100 | 3000 | stuk | Ty-Rap Fastening | BE31450 | LR (Premium Cable Ties I) | stuk | CABLE TIE 50LB 7 RED ID 1.17X1MA | DBL COL. ETIQ 4.8X184MM ROU | Identification Cable Tie - Double Strap Configuration, Red PA 6.6, Temp up to 85 Degrees C, UL/EN/CSA62275, Type 2/21S L 184.15mm, W 4.81mm, Thick 1.41mm, MS | CABLE TIE 50LB 7 RED ID 1.17X1 MA
7TAG009510R0027 | TY46MD-3 | Active | 5414363064947 | 210.25 | 100 | 3000 | stuk | Ty-Rap Fastening | BE31450 | LR (Premium Cable Ties I) | stuk | CABLE TIE 50LB 7 O ID 1.17X1 | DBL COL. ETIQ 4.8X184MM ORA | Identification Cable Tie - Double Strap Configuration, Orange PA 6.6, Temp up to 85 Degrees C, UL/EN/CSA62275, Type 2/21S L 184.15mm, W 4.81mm, Thick 1.41mm, MS | CABLE TIE 50LB 7 ORANGE ID 1.17X1
7TAG009510R0028 | TY46MD-4 | Active | 5414363064954 | 199.82 | 100 | 3000 | stuk | Ty-Rap Fastening | BE31450 | LR (Premium Cable Ties I) | stuk | CABLE TIE 50LB 7 YELLOW ID 1.17X1 | DBL COL. ETIQ 4.8X184MM JAU | Identification Cable Tie - Double Strap Configuration, Yellow PA 6.6, Temp up to 85 Degrees C, UL/EN/CSA62275, Type 2/21S L 184.15mm, W 4.81mm, Thick 1.41mm, MS | CABLE TIE 50LB 7 YELLOW ID 1.17X1
7TAG009510R0029 | TY46MD-6 | Active | 5414363064961 | 210.25 | 100 | 3000 | stuk | Ty-Rap Fastening | BE31450 | LR (Premium Cable Ties I) | stuk | CABLE TIE 50LB 7 BLUE ID 1.17X1M | DBL COL. ETIQ 4.8X184MM BLE | Identification Cable Tie - Double Strap Configuration, Blue PA 6.6, Temp up to 85 Degrees C, UL/EN/CSA62275, Type 2/21S L 184.15mm, W 4.81mm, Thick 1.41mm, MS | CABLE TIE 50LB 7 BLUE ID 1.17X1 M
7TAG009510R0030 | TY46MDX | Active | 5414363064978 | 192.2 | 100 | 500 | stuk | Ty-Rap Fastening | BE31450 | LR (Premium Cable Ties I) | stuk | CABLE TIE 50LB 7 UV BLK ID 1.17X1 | DBL COL.ETIQ 4.8X184MM NOIR UV | Identification Cable Tie - Double Strap Configuration, Black PA 6.6, Temp up to 105 Degree C, UL/EN/CSA62275, Type 2/21S L 184.15mm, W 4.81mm, Thick 1.41mm, MS | CABLE TIE 50LB 7 UV BLK ID 1.17X1
7TAG009510R0031 | TY46MF | Active | 5414363064985 | 325.87 | 100 | 250 | stuk | Ty-Rap Fastening | BE31450 | LR (Premium Cable Ties I) | stuk | CABLE TIE 50LB 7IN NAT NYLON ID QUA | COLX4 PORT.ETIQ 4.8X184MM NAT | Identification Cable Tie - Quadruple Configuration, Nat PA 6.6, Temp up to 85 Degrees C, UL/EN/CSA62275, Type 2/21S L 184.15mm, W 4.81mm, Thick 1.41mm | CABLE TIE 50LB 7IN NAT NYLON ID QUA
7TAG009510R0033 | TY46MT | Active | 5414363065005 | 271.82 | 100 | 500 | stuk | Ty-Rap Fastening | BE31450 | LR (Premium Cable Ties I) | stuk | CABLE TIE 50LB 7IN NAT NYLON ID TPL | COLX3 PORT.ETIQ 4.8X184MM NAT | Identification Cable Tie - Triple Strap Configuration, Nat PA 6.6, Temp up to 85 Degrees C, UL/EN/CSA62275, Type 2/21S L 184.15mm, W 4.81mm, Thick 1.41mm, MS | CABLE TIE 50LB 7IN NAT NYLON ID TPL
7TAG009510R0034 | TY46MT-4 | Active | 5414363065029 | 313.85 | 100 | 3000 | stuk | Ty-Rap Fastening | BE31450 | LR (Premium Cable Ties I) | stuk | CABLE TIE 50LB 7 YELLOW ID 1.2X1 | TRIPLE COL. ETIQ 4.8X184MM JAU | Identification Cable Tie - Triple Strap Configuration, Yellow PA 6.6, Temp up to 85 Degrees C, UL/EN/CSA62275, Type 2/21S L 184.15mm, W 4.81mm, Thick 1.41mm, MS | CABLE TIE 50LB 7 YELLOW ID 1.2X1
7TAG009510R0035 | TY46MT-5 | Active | 5414363065036 | 313.85 | 100 | 3000 | stuk | Ty-Rap Fastening | BE31450 | LR (Premium Cable Ties I) | stuk | CABLE TIE 50LB 7 GREEN ID 1.2X1M | Att câble 50lb 7 vert id 1,2x1 m | Identification Cable Tie - Triple Strap Configuration, Green PA 6.6, Temp up to 85 Degrees C, UL/EN/CSA62275, Type 2/21S L 184.15mm, W 4.81mm, Thick 1.41mm, MS | CABLE TIE 50LB 7 GREEN ID 1.2X1 M
7TAG009510R0037 | TY46MTX | Active | 5414363065043 | 288.31 | 100 | 3000 | stuk | Ty-Rap Fastening | BE31450 | LR (Premium Cable Ties I) | stuk | CABLE TIE 50LB 7 UV BLK ID 1.2X1 | Att câble 50lb 7 uv noir id 1,2x1 | Identification Cable Tie - Triple Strap Configuration, Black PA 6.6, Temp up to 105 Degree C, UL/EN/CSA62275, Type 2/21S L 184.15mm, W 4.81mm, Thick 1.41mm, MS | CABLE TIE 50LB 7 UV BLK ID 1.2X1
7TAG009510R0038 | TY46MX | Active | 5414363065050 | 67.16 | 100 | 10000 | stuk | Ty-Rap Fastening | BE31450 | LR (Premium Cable Ties I) | stuk | CABLE TIE 50LB 7IN UV BLK NYLON ID | COL.ETIQ.4.8X184MM NR UV | Identification Cable Tie, Black PA 6.6 Temp up to 105 Degrees C, UL/EN/CSA62275 L 184.15mm, W 4.81mm, Thickness 1.41mm, 220 Newtons, Marking Pad 12.7 x 26.99mm | CABLE TIE 50LB 7IN UV BLK NYLON ID
7TAG009510R0039 | TY48M | Active | 5414363065067 | 87.93 | 100 | 1000 | stuk | Ty-Rap Fastening | BE31450 | LR (Premium Cable Ties I) | stuk | CABLE TIE 50LB 14IN NAT NYLON ID | COL.ETIQ.4.8X360MM NAT | Identification Cable Tie, Natural PA 6.6 Temp up to 85 Degrees C, UL/EN/CSA62275 L 360.36mm, W 4.81mm, Thickness 1.41mm, 220 Newtons, Marking Pad 12.7 x 57.15mm | CABLE TIE 50LB 14IN NAT NYLON ID
7TAG009510R0040 | TY48M-3 | Active | 5414363930150 | 111.88 | 100 | 10000 | stuk | Ty-Rap Fastening | BE31450 | LR (Premium Cable Ties I) | stuk | CABLE TIE50LB14OID5X2.13 | Att câble, 50lb, 14, orange,id 5x2,13 | Identification Cable Tie, Orange PA 6.6 Temp up to 85 Degrees C, UL/EN/CSA62275 L 360.36mm, W 4.81mm, Thickness 1.41mm, 220 Newtons, Marking Pad 12.7 x 57.15mm | CABLE TIE,50LB,14,ORANGE,ID,5X2.13
7TAG009510R0041 | TY48M-5 | Active | 5414363065098 | 93.69 | 100 | 1000 | stuk | Ty-Rap Fastening | BE31450 | LR (Premium Cable Ties I) | stuk | CABLE TIE 50LB 14 GREEN ID 5X2.13 | COL.ETIQ.4.8X360MM VER | Identification Cable Tie, Green PA 6.6 Temp up to 85 Degrees C, UL/EN/CSA62275 L 360.36mm, W 4.81mm, Thickness 1.41mm, 220 Newtons, Marking Pad 12.7 x 57.15mm | CABLE TIE 50LB 14 GREEN ID 5X2.13
7TAG009510R0042 | TY48M-6 | Active | 5414363930167 | 111.88 | 100 | 10000 | stuk | Ty-Rap Fastening | BE31450 | LR (Premium Cable Ties I) | stuk | CABLE TIE50LB14BLUEID5X2.13 | COL50LB14BLUEID5X2.13 | Identification Cable Tie, Blue PA 6.6 Temp up to 85 Degrees C, UL/EN/CSA62275 L 360.36mm, W 4.81mm, Thickness 1.41mm, 220 Newtons, Marking Pad 12.7 x 57.15mm | CABLE TIE,50LB,14,BLUE,ID,5X2.13
7TAG009510R0043 | TY48MX | Active | 5414363065142 | 106.75 | 100 | 10000 | stuk | Ty-Rap Fastening | BE31450 | LR (Premium Cable Ties I) | stuk | CABLE TIE 50LB 14 UV BLK ID 5X2.13 | COL.ETIQ 4.8X360MM NOIR UV | Identification Cable Tie, Black PA 6.6 Temp up to 105 Degrees C, UL/EN/CSA62275 L 360.36mm, W 4.81mm, Thickness 1.41mm, 220 Newtons, Marking Pad 12.7 x 57.15mm | CABLE TIE 50LB 14 UV BLK ID 5X2.13
7TAG009510R0044 | TY512M | Active | 5414363065159 | 24.75 | 100 | 1000 | stuk | Ty-Rap | BE31450 | LR (Premium Cable Ties I) | stuk | TY-RAP Kabelbinder met Tekstplaat, 1-V, RVS lip, 208mm x 2,02mm, Naturel | COL.PORT.ETIQ.2.4X210MM NAT | Identification Cable Tie, Natural PA 6.6 Temp up to 85 Degrees C, UL/EN/CSA62275 L 208.29mm, W 2.02mm, Thickness 0.77mm, 80 Newtons, Marking Pad 25.15 x 7.67mm | Identification Cable Tie, Natural PA 6.6 Temp up to 85 Degrees C, UL/EN/CSA62275 L 208.29mm, W 2.02mm, Thickness 0.77mm, 80 Newtons, Marking Pad 25.15 x 7.67mm
7TAG009510R0045 | TY512M-2 | Active | 5414363497394 | 52.26 | 100 | 10000 | stuk | Ty-Rap Fastening | BE31450 | LR (Premium Cable Ties I) | stuk | CABLE TIE 18LB 8 RED ID 1X.313 | Att câble 18lb 8 rge id 1x0,313 | Identification Cable Tie, Red PA 6.6 Temp up to 85 Degrees C, UL/EN/CSA62275 L 208.29mm, W 2.02mm, Thickness 0.77mm, 80 Newtons, Marking Pad 25.15 x 7.67mm | CABLE TIE 18LB 8 RED ID 1X.313
7TAG009510R0046 | TY51M | Active | 5414363065180 | 33.61 | 100 | 500 | stuk | Ty-Rap Fastening | BE31450 | LR (Premium Cable Ties I) | stuk | CABLE TIE 18LB 4IN NATURAL NYLON ID | COL.PORT.ETIQ.24X92MM 80N NAT | Identification Cable Tie, Natural PA 6.6 Temp up to 85 Degrees C, UL/EN/CSA62275 L 91.44mm, W 2.36mm, Thickness 25.4mm, 80 Newtons, Marking Pad 25.15 x 7.95mm | CABLE TIE 18LB 4IN NATURAL NYLON ID
7TAG009510R0047 | TY51M-2 | Active | 5414363065197 | 25.68 | 100 | 5000 | stuk | Ty-Rap | BE31450 | LR (Premium Cable Ties I) | stuk | TY-RAP Kabelbinder met Tekstplaat, 1-V, RVS lip, 92mm x 2,4mm, Rood | COL.PORT.ETIQ.24X92MM 80N ROU | Identification Cable Tie, Red PA 6.6 Temp up to 85 Degrees C, UL/EN/CSA62275 L 91.44mm, W 2.36mm, Thickness 25.4mm, 80 Newtons, Marking Pad 25.15 x 7.95mm | Identification Cable Tie, Red PA 6.6 Temp up to 85 Degrees C, UL/EN/CSA62275 L 91.44mm, W 2.36mm, Thickness 25.4mm, 80 Newtons, Marking Pad 25.15 x 7.95mm
7TAG009510R0048 | TY51M-4 | Active | 5414363065210 | 35.33 | 100 | 5000 | stuk | Ty-Rap Fastening | BE31450 | LR (Premium Cable Ties I) | stuk | CABLE TIE 18LB 4 YELLOW ID 1X.313 | COL.PORT.ETIQ.24X92MM 80N JAU | Identification Cable Tie, Green PA 6.6 Temp up to 85 Degrees C, UL/EN/CSA62275 L 91.44mm, W 2.36mm, Thickness 25.4mm, 80 Newtons, Marking Pad 25.15 x 7.95mm | CABLE TIE 18LB 4 YELLOW ID 1X.313
7TAG009510R0049 | TY51M-9 | Active | 5414363065258 | 38.57 | 100 | 5000 | stuk | Ty-Rap | BE31450 | LR (Premium Cable Ties I) | stuk | TY-RAP Kabelbinder met Tekstplaat, 1-V, RVS lip, 92mm x 2,4mm, Wit | COL.ETIQ 24X92MM 80N BLA | Identification Cable Tie, White PA 6.6 Temp up to 85 Degrees C, UL/EN/CSA62275 L 91.44mm, W 2.36mm, Thickness 25.4mm, 80 Newtons, Marking Pad 25.15 x 7.95mm | Identification Cable Tie, White PA 6.6 Temp up to 85 Degrees C, UL/EN/CSA62275 L 91.44mm, W 2.36mm, Thickness 25.4mm, 80 Newtons, Marking Pad 25.15 x 7.95mm
7TAG009510R0050 | TY532M | Active | 5414363065975 | 41.45 | 100 | 1000 | stuk | Ty-Rap Fastening | BE31450 | LR (Premium Cable Ties I) | stuk | CABLE TIE 18LB 8IN NAT NYL IDMKPAD | COL.ETIQ.2.4X212MM NAT | Identification Cable Tie, Natural PA 6.6 Temp up to 85 Degrees C, UL/EN/CSA62275 L 212.725mm, W 2.53mm, Thickness 1.18mm, Tensile Strength 80 Newtons | CABLE TIE 18LB 8IN NAT NYL ID MKPAD
7TAG009510R0051 | TY532MX | Active | 5414363066019 | 50 | 100 | 10000 | stuk | Ty-Rap Fastening | BE31450 | LR (Premium Cable Ties I) | stuk | CABLE TIE 18LB 8 UV BLK ID .8X.36 | Att câble 18lb 8 uv noir id 0,8x0,36 | Cable Tie, Black PA 6.6, for Temp up to 105 Degrees C, UL/EN/CSA62275, Type 2/21 L 212.725mm, W 2.53mm, Thickness 1.18mm, Tensile Strength 80 Newtons | CABLE TIE 18LB 8 UV BLK ID .8X.36
7TAG009510R0052 | TY53M | Active | 5414363066286 | 33.61 | 100 | 500 | stuk | Ty-Rap Fastening | BE31450 | LR (Premium Cable Ties I) | stuk | CABLE TIE 18LB 4IN NAT NYL IDMKPAD | COL.ETIQ.2.4X102MM NAT | Identification Cable Tie, Natural PA 6.6 Temp up to 85 Degrees C, UL/EN/CSA62275 L 101.6mm, W 2.29mm, Thickness 1.18mm, 80 Newtons, Marking Pad 20.65 x 9.12mm | CABLE TIE 18LB 4IN NAT NYL ID MKPAD
7TAG009510R0054 | TY53M-3 | Active | 5414363163992 | 42.22 | 100 | 10000 | stuk | Ty-Rap Fastening | BE31450 | LR (Premium Cable Ties I) | stuk | CABLE TIE 18LB 4 O ID .8X.36 | COL.ETIQ.2.4X102MM ORA | Identification Cable Tie, Orange PA 6.6 Temp up to 85 Degrees C, UL/EN/CSA62275 L 101.6mm, W 2.29mm, Thickness 1.18mm, 80 Newtons, Marking Pad 20.65 x 9.12mm | CABLE TIE 18LB 4 ORANGE ID .8X.36
7TAG009510R0056 | TY53MFR | Active | 5414363066330 | 64.74 | 100 | 500 | stuk | Ty-Rap Fastening | BE31450 | LR (Premium Cable Ties I) | stuk | CABLE TIE 18LB 4 FLMRTD ID .8X.36 | COL.2.4X102MM NAT V-0 | Cable Tie, Flame Retardant White PA 6.6 Temp up to 85 Degrees C, UL/EN/CSA62275 L 101.6mm, W 2.29mm, Thickness 1.18mm, Tensile Strength 80 Newtons | CABLE TIE 18LB 4 FLMRTD ID .8X.36
7TAG009510R0057 | TY53MX | Active | 5414363066361 | 40.55 | 100 | 10000 | stuk | Ty-Rap Fastening | BE31450 | LR (Premium Cable Ties I) | stuk | CABLE TIE 18LB 4 UV BLK ID .8X.36 | COL.ETIQ 2.4X102MM NOIR UV | Cable Tie, Black PA 6.6, for Temp up to Temp up to 105 Degrees C, UL/EN/CSA62275 L 101.6mm, W 2.29mm, Thickness 1.18mm, Tensile Strength 80 Newtons, UV Resist | CABLE TIE 18LB 4 UV BLK ID .8X.36
7TAG009510R0058 | TY546M | Active | 5414363066514 | 70.74 | 100 | 100 | stuk | Ty-Rap Fastening | BE31450 | LR (Premium Cable Ties I) | stuk | CABLE TIE 50LB 7IN NAT NYL IDMKPAD | COL.ETIQ.48X184MM NAT | Identification Cable Tie, Natural PA 6.6 Temp up to 85 Degrees C, UL/EN/CSA62275 L 184.15mm, W 4.81mm, Thickness 1.41mm, 220 Newtons, Marking Pad 12.7 x 26.99mm | CABLE TIE 50LB 7IN NAT NYL ID MKPAD
7TAG009510R0059 | TY546MD | Active | 5414363066521 | 174.51 | 100 | 50 | stuk | Ty-Rap Fastening | BE31450 | LR (Premium Cable Ties I) | stuk | CBL TIE 50LB 7IN NAT NYLON ID DBL | COL.X2 PORT.ETIQ.4.8X184MM NAT | Identification Cable Tie - Double Strap Configuration, Natural PA 6.6, Temp to 85 Degrees C, UL/EN/CSA62275, L 184.15mm W 4.81mm, Thickness 1.41mm, 222 Newtons | CBL TIE 50LB 7IN NAT NYLON ID DBL
7TAG009510R0060 | TY546MF | Active | 5414363066538 | 391.95 | 100 | 50 | stuk | Ty-Rap Fastening | BE31450 | LR (Premium Cable Ties I) | stuk | CBL TIE 50LB 7IN NAT NYLON ID QUAD | COL.X4 PORT.ETIQ.4.8X184MM NAT | Identification Cable Tie - Quadr. Strap Configuration, Natural PA 6.6, Temp to 85 Degrees C, UL/EN/CSA62275, L 184.15mm W 4.81mm, Thickness 1.41mm, 222 Newtons | CBL TIE 50LB 7IN NAT NYLON ID QUAD
7TAG009510R0061 | TY546MT | Active | 5414363066552 | 285.17 | 100 | 100 | stuk | Ty-Rap Fastening | BE31450 | LR (Premium Cable Ties I) | stuk | CBL TIE 50LB 7IN NAT NYLON ID TRPL | COL.X3 PORT.ETIQ.4.8X184MM NAT | Identification Cable Tie - Triple Strap Configuration, Natural PA 6.6, Temp to 85 Degrees C, UL/EN/CSA62275, L 184.15mm W 4.81mm, Thickness 1.41mm, 222 Newtons | CBL TIE 50LB 7IN NAT NYLON ID TRPL
7TAG009510R0062 | TY546MX | Active | 5414363066569 | 78.84 | 100 | 10000 | stuk | Ty-Rap Fastening | BE31450 | LR (Premium Cable Ties I) | stuk | CBL TIE 50LB 7 UV zw.ID 1.2X1 | COL.ETIQ 4.8X184MM NOIR UV | Identification Cable Tie, Black PA 6.6 Temp up to 105 Degrees C, UL/EN/CSA62275 L 184.15mm, W 4.81mm, Thickness 1.41mm, 220 Newtons, Marking Pad 12.7 x 26.99mm | CBL TIE 50LB 7 UV BLACK ID 1.2X1
7TAG009510R0063 | TY548M | Active | 5414363066576 | 109.63 | 100 | 100 | stuk | Ty-Rap Fastening | BE31450 | LR (Premium Cable Ties I) | stuk | CABLE TIE 50LB 14IN NAT NYLMRKPAD | COL.ETIQ.4.8X360MM NAT | Identification Cable Tie, Natural PA 6.6 Temp up to 85 Degrees C, L 360.36mm W 4.81mm, Thickness 1.41mm, Marking Pad 12.7 x 57.15mm, Strength 220 Newtons | CABLE TIE 50LB 14IN NAT NYL MRKPAD
7TAG009510R0064 | TY5512M | Active | 5414363066620 | 28.25 | 100 | 100 | stuk | Ty-Rap | BE31450 | LR (Premium Cable Ties I) | stuk | TY-RAP Kabelbinder met Tekstplaat, RVS Lip, 210mm x 2,4mm, Naturel | COL.ETIQ 2.4X210MM NAT | Identification Cable Tie, Natural PA 6.6 Temp up to 85 Degrees C, L 208.29mm W 2.02mm, Thickness 0.77mm, Marking Pad 25.15 x 7.67mm, Strength 80 Newtons | Identification Cable Tie, Natural PA 6.6 Temp up to 85 Degrees C, L 208.29mm W 2.02mm, Thickness 0.77mm, Marking Pad 25.15 x 7.67mm, Strength 80 Newtons
7TAG009510R0065 | TY551M | Active | 5414363066644 | 42.53 | 100 | 100 | stuk | Ty-Rap Fastening | BE31450 | LR (Premium Cable Ties I) | stuk | CBL TIE 18LB 4IN NAT NYL IDMKPAD | COL.ETIQ.2.4X92MM NAT | Identification Cable Tie, Natural PA 6.6 Temp up to 85 Degrees C, L 91.44mm W 2.36mm, Thickness 25.4mm, Marking Pad 25.4 x 7.95mm, 80 Newtons, MIL-SPEC | CBL TIE 18LB 4IN NAT NYL ID MKPAD
7TAG009510R0066 | TY551MX | Active | 5414363066651 | 60.99 | 100 | 5000 | stuk | Ty-Rap Fastening | BE31450 | LR (Premium Cable Ties I) | stuk | CABLE TIE 18LB 4 UV BLK ID 1X.313 | COL.ETIQ 2.4X92MM NOIR UV | Identification Cable Tie, Black PA 6.6 Temp up to 105 Degrees C, UL/EN/CSA62275 L 91.44mm, W 2.36mm, Thickness 25.4mm, Marking Pad 25.4 x 7.95mm, MIL-SPEC | CABLE TIE 18LB 4 UV BLK ID 1X.313
7TAG009510R0067 | TY5532M | Active | 5414363066668 | 56.15 | 100 | 100 | stuk | Ty-Rap Fastening | BE31450 | LR (Premium Cable Ties I) | stuk | CBL TIE 18LB 8IN NAT NYL IDMARKPAD | COL.ETIQ.2.4X212MM NAT | Identification Cable Tie, Natural PA 6.6 Temp up to 85 Degrees C, L 212.725mm W 2.53mm, Thickness 1.18mm, Marking Pad 21.01 x 9.55mm, Strength 80 Newtons | CBL TIE 18LB 8IN NAT NYL ID MARKPAD
7TAG009510R0069 | TY553M | Active | 5414363066682 | 50.78 | 100 | 100 | stuk | Ty-Rap Fastening | BE31450 | LR (Premium Cable Ties I) | stuk | CBL TIE 18LB 8IN NAT NYL IDMRKPAD | COL.ETIQ.2.4X102MM NAT | Identification Cable Tie, Natural PA 6.6 Temp up to 85 Degrees C, L 101.6mm W 2.29mm, Thickness 1.18mm, Marking Pad 20.65 x 9.12mm, Strength 80 Newtons | CBL TIE 18LB 8IN NAT NYL ID MRKPAD
7TAG009520R0045 | TY1435M | Active | 5414363060710 | 37.88 | 100 | 1000 | stuk | Ty-Rap Fastening | BE31450 | LR (Premium Cable Ties I) | stuk | CABLE TIE 50LB 8IN NAT NYLMTG HOLE | COL. TROU FIX..4.7X198MM NAT | Integrated Mounting Hole Cable Tie, Nat PA 6.6, for Temp up to 85 Degrees C, UL/EN/CSA62275 Type 2/21S, L 198.42mm, W 4.57mm, Thickness 1.40mm, 220 Newtons | CABLE TIE 50LB 8IN NAT NYL MTG HOLE
7TAG009520R0046 | TY33M | Active | 5414363064190 | 24.02 | 100 | 1000 | stuk | Ty-Rap Fastening | BE31450 | LR (Premium Cable Ties I) | stuk | CABLE TIE 18LB 4IN NAT NYLMTG HOLE | COL. TROU FIX..2.3X102MM NAT | Integrated Mounting Hole Cable Tie, Natural PA 6.6, Temp up to 85 Degrees C, L 101.61mm, W 2.31mm, Thickness 0.92mm, Tensile Strength 80 Newtons | CABLE TIE 18LB 4IN NAT NYL MTG HOLE
7TAG009520R0048 | TY33MX | Active | 5414363064213 | 31.45 | 100 | 10000 | stuk | Ty-Rap Fastening | BE31450 | LR (Premium Cable Ties I) | stuk | CABLE TIE 18LB 4IN BLK NYLMTG HOLE | COL. TROU FIX..2.3X102MM NR UV | Integrated Mounting Hole Cable Tie, Black PA 6.6, Temp up to 105 Degrees C, L 101.61mm, W 2.31mm, Thickness 0.92mm, Tensile Strength 80 Newtons, UV Resist | CABLE TIE 18LB 4IN BLK NYL MTG HOLE
7TAG009520R0049 | TY34M | Active | 5414363064220 | 30.09 | 100 | 1000 | stuk | Ty-Rap Fastening | BE31450 | LR (Premium Cable Ties I) | stuk | CABLE TIE 40LB 6IN NAT NYLMTG HOLE | COL. TROU FIX..3.5X151MM NAT | Integrated Mounting Hole Cable Tie, Natural PA 6.6, Temp up to 85 Degrees C, L 150.98mm, W 3.71mm, Thickness 1.31mm, Tensile Strength 177 Newtons | CABLE TIE 40LB 6IN NAT NYL MTG HOLE
7TAG009520R0050 | TY34MX | Active | 5414363064244 | 34.95 | 100 | 1000 | stuk | Ty-Rap Fastening | BE31450 | LR (Premium Cable Ties I) | stuk | CABLE TIE 40LB 6IN BLK NYLMTG HOLE | COL. TROU FIX..3.5X151MM NR UV | Integrated Mounting Hole Cable Tie, Black PA 6.6, Temp up to 105 Degrees C, L 150.98mm, W 3.71mm, Thickness 1.31mm, Tensile Strength 177 Newtons, UV Resist | CABLE TIE 40LB 6IN BLK NYL MTG HOLE
7TAG009520R0051 | TY354M | Active | 5414363064268 | 66.4 | 100 | 5000 | stuk | Ty-Rap | BE31450 | LR (Premium Cable Ties I) | stuk | TY-RAP Kabelbinder met Bevestigingsoog en RVS Lip, 371mm x 4,8mm, Naturel | Att câble 50lb 14 nat trou mont #10 | Integrated Mounting Hole Cable Tie, Natural PA 6.6, Temp up to 85 Degrees C, L 371.35mm, W 4.83mm, Thickness 1.4mm, Tensile Strength 222 Newtons, #10 Screw | Integrated Mounting Hole Cable Tie, Natural PA 6.6, Temp up to 85 Degrees C, L 371.35mm, W 4.83mm, Thickness 1.4mm, Tensile Strength 222 Newtons, #10 Screw
7TAG009520R0053 | TY35M | Active | 5414363064282 | 31.72 | 100 | 1000 | stuk | Ty-Rap Fastening | BE31450 | LR (Premium Cable Ties I) | stuk | CBL TIE 50LB 8IN NAT NYLMNTG HOLE | COL. TROU FIX..4.7X199MM NAT | Integrated Mounting Hole Cable Tie, Natural PA 6.6, Temp up to 85 Degrees C, L 198.88mm, W 4.83mm, Thickness 1.4mm, Tensile Strength 222 Newtons, #10 Screw | CBL TIE 50LB 8IN NAT NYL MNTG HOLE
7TAG009520R0055 | TY35M-2 | Active | 5415022156805 | 41.62 | 100 | 5000 | stuk | Ty-Rap Fastening | BE31450 | LR (Premium Cable Ties I) | stuk | CABLE TIE 50LB 8IN REDNo10MTG HOLE | Att câble 50lb 8 po rge trou mont #10 | Integrated Mounting Hole Cable Tie, Red PA 6.6, Temp up to 85 Degrees C, L 198.88mm, W 4.83mm, Thickness 1.4mm, Tensile Strength 222 Newtons, #10 Screw | CABLE TIE 50LB 8IN REDNo10 MTG HOLE
7TAG009520R0056 | TY35MX | Active | 5414363064329 | 36.6 | 100 | 1000 | stuk | Ty-Rap Fastening | BE31450 | LR (Premium Cable Ties I) | stuk | CABLE TIE 50LB 6IN BLK NYLMTG HOLE | COL. TROU FIX..4.7X199MM NR UV | Integrated Mounting Hole Cable Tie, Black PA 6.6, Temp up to 105 Degrees C, L 198.88mm, W 4.83mm, Thickness 1.4mm, Strength 222 Newtons, #10 Screw, UV Res | CABLE TIE 50LB 6IN BLK NYL MTG HOLE
7TAG009520R0057 | TY37M | Active | 5414363064343 | 95.95 | 100 | 500 | stuk | Ty-Rap Fastening | BE31450 | LR (Premium Cable Ties I) | stuk | CBL TIE 120LB 14IN zw.NYLMT HOL | COL. TROU FIX..7.7X356MM NAT | Integrated Mounting Hole Cable Tie, Natural PA 6.6, Temp up to 85 Degrees C, L 355.6mm, W 7.65mm, Thickness 1.98mm, Strength 534 Newtons, 1/4 Inch Screw | CBL TIE 120LB 14IN BLACK NYL MT HOL
7TAG009520R0058 | TY37M-2 | Active | 5414363064350 | 149.27 | 100 | 5000 | stuk | Ty-Rap Fastening | BE31450 | LR (Premium Cable Ties I) | stuk | CABLE TIE 120LB 14 RED 1/4MTG HOL | COL. TROU FIX..7.7X356MM ROUGE | Integrated Mounting Hole Cable Tie, Red PA 6.6, Temp up to 85 Degrees C, L 355.6mm, W 7.65mm, Thickness 1.98mm, Strength 534 Newtons, 1/4 Inch Screw | CABLE TIE 120LB 14 RED 1/4 MTG HOL
7TAG009520R0060 | TY37MX | Active | 5414363064381 | 110.41 | 100 | 500 | stuk | Ty-Rap Fastening | BE31450 | LR (Premium Cable Ties I) | stuk | CABLE TIE 120LB 14IN BLK NYLMT HOL | COL. TROU FIX..7.7X356MM NR UV | Integrated Mounting Hole Cable Tie, Black PA 6.6, Temp up to 105 Degrees C, L 355.6mm, W 7.65mm, Thickness 1.98mm, Strength 534 Newtons, 1/4 Inch Screw | CABLE TIE 120LB 14IN BLK NYL MT HOL
7TAG009520R0061 | TY41M | Active | 5414363064824 | 149.23 | 100 | 500 | stuk | Ty-Rap Fastening | BE31450 | LR (Premium Cable Ties I) | stuk | CABLE TIE 65LB 10IN BK NYL PANELMT | COL.GOULOTTE 5.7X245MM NOIR UV | Panel and Chassis Mounting Cable Tie, Black PA 6.6 for Temp up to 85 Degrees C for Indoor Appl, L 243.84mm, W 5.59mm, Thickness 1.65mm, Tensile Strength 289 N | CABLE TIE 65LB 10IN BK NYL PANEL MT
7TAG009520R0062 | TY533M | Active | 5414363066026 | 21.23 | 100 | 100 | stuk | Ty-Rap | BE31450 | LR (Premium Cable Ties I) | stuk | TY-RAP Kabelbinder met Bevestigingsoog en RVS Lip, 102mm x 2,3mm, Naturel | COL. TROU FIX..2.3X102MM NAT | Integrated Mounting Hole Cable Tie, Nat PA 6.6, for Temp up to 85 Degrees C, L 101.61mm, W 2.31mm, Thickness 0.92mm, Tensile Strength 80 Newtons, #4 Screw | Integrated Mounting Hole Cable Tie, Nat PA 6.6, for Temp up to 85 Degrees C, L 101.61mm, W 2.31mm, Thickness 0.92mm, Tensile Strength 80 Newtons, #4 Screw
7TAG009520R0063 | TY533MX | Active | 5414363066040 | 46.66 | 100 | 100 | stuk | Ty-Rap | BE31450 | LR (Premium Cable Ties I) | stuk | TY-RAP Kabelbinder met Bevestigingsoog en RVS Lip, 102mm x 2,3mm, UV Bestendig, Zwart | COL. TROU FIX..2.3X102MM NR UV | Integrated Mounting Hole Cable Tie, Black PA 6.6, Temp up to 105 Degrees C, L 101.61mm, W 2.31mm, Thickness 0.92mm, Tensile Strength 80 Newtons, #4 Screw | Integrated Mounting Hole Cable Tie, Black PA 6.6, Temp up to 105 Degrees C, L 101.61mm, W 2.31mm, Thickness 0.92mm, Tensile Strength 80 Newtons, #4 Screw
7TAG009520R0064 | TY534M | Active | 5414363066071 | 35.66 | 100 | 100 | stuk | Ty-Rap Fastening | BE31450 | LR (Premium Cable Ties I) | stuk | CBL TIE 40LB 6IN NAT NYLMTG HOLE | COL. TROU FIX..3.5X151MM NAT | Integrated Mounting Hole Cable Tie, Nat PA 6.6, for Temp up to 85 Degrees C, L 150.98mm, W 3.71mm, Thickness 1.31mm, Tensile Strength 177 Newtons, #8 Screw | CBL TIE 40LB 6IN NAT NYL MTG HOLE
7TAG009520R0065 | TY534MX | Active | 5414363066095 | 44.3 | 100 | 100 | stuk | Ty-Rap Fastening | BE31450 | LR (Premium Cable Ties I) | stuk | CBL TIE 40LB 6IN zw.NYLMTG HOLE | COL. TROU FIX..3.5X151MM NR UV | Integrated Mounting Hole Cable Tie, Blac Black PA 6.6, Temp up to 105 Degrees C, L 150.98mm, W 3.71mm, Thickness 1.31mm, Strength 177 Newtons, #8 Screw, UV Resis | CBL TIE 40LB 6IN BLACK NYL MTG HOLE
7TAG009520R0066 | TY5354M | Active | 5414363066132 | 69.86 | 100 | 100 | stuk | Ty-Rap | BE31450 | LR (Premium Cable Ties I) | stuk | TY-RAP Kabelbinder met Bevestigingsoog en RVS Lip, 371mm x 4,7mm, Naturel | Att câble 50lb 14 nat trou mont #10 | Integrated Mounting Hole Cable Tie, Natural PA 6.6, Temp up to 85 Degrees C, L 371.35mm, W 4.83mm, Thickness 1.4mm, Tensile Strength 222 Newtons, #10 Screw | Integrated Mounting Hole Cable Tie, Natural PA 6.6, Temp up to 85 Degrees C, L 371.35mm, W 4.83mm, Thickness 1.4mm, Tensile Strength 222 Newtons, #10 Screw
7TAG009520R0067 | TY5354MX | Active | 5414363066156 | 77.69 | 100 | 100 | stuk | Ty-Rap | BE31450 | LR (Premium Cable Ties I) | stuk | TY-RAP Kabelbinder met Bevestigingsoog en RVS Lip, 371mm x 4,7mm, UV Bestendig, Zwart | Att câble 50lb 14 uv noir trou mont #10 | Integrated Mounting Hole Cable Tie, Black PA 6.6, Temp up to 105 Degrees C, L 371.35mm, W 4.83mm, Thickness 1.4mm, Tensile Strength 222 Newtons, #10 Screw | Integrated Mounting Hole Cable Tie, Black PA 6.6, Temp up to 105 Degrees C, L 371.35mm, W 4.83mm, Thickness 1.4mm, Tensile Strength 222 Newtons, #10 Screw
7TAG009520R0068 | TY535M | Active | 5414363066170 | 38.37 | 100 | 500 | stuk | Ty-Rap Fastening | BE31450 | LR (Premium Cable Ties I) | stuk | CBL TIE 50LB 8IN NAT NYLMNTG HOLE | COL. TROU FIX..4.7X199MM NAT | Integrated Mounting Hole Cable Tie, Natural PA 6.6, Temp up to 85 Degrees C, L 198.88mm, W 4.83mm, Thickness 1.4mm, Tensile Strength 222 Newtons, #10 Screw | CBL TIE 50LB 8IN NAT NYL MNTG HOLE
7TAG009520R0069 | TY535MX | Active | 5414363066194 | 43.9 | 100 | 500 | stuk | Ty-Rap Fastening | BE31450 | LR (Premium Cable Ties I) | stuk | CABLE TIE 50LB 8IN BLK NYLMTG HOLE | COL. TROU FIX..4.7X199MM NR UV | Integrated Mounting Hole Cable Tie, Black PA 6.6, Temp up to 105 Degrees C, L 198.88mm, W 4.83mm, Thickness 1.4mm, Strength 222 Newtons, #10 Screw, UV Res | CABLE TIE 50LB 8IN BLK NYL MTG HOLE
7TAG009520R0070 | TY537M | Active | 5414363066217 | 119.96 | 100 | 50 | stuk | Ty-Rap Fastening | BE31450 | LR (Premium Cable Ties I) | stuk | CBL TIE 120LB 14IN NAT NYLMNTG HOL | COL. TROU FIX..7.7X356MM NAT | Integrated Mounting Hole Cable Tie, Natural PA 6.6, Temp up to 85 Degrees C, L 355.6mm, W 7.65mm, Thickness 1.98mm, 534 Newtons, 1/4 Inch Mounting Hole | CBL TIE 120LB 14IN NAT NYL MNTG HOL
7TAG009520R0071 | TY537MX | Active | 5414363066248 | 129.5 | 100 | 50 | stuk | Ty-Rap Fastening | BE31450 | LR (Premium Cable Ties I) | stuk | CBL TIE 120LB 14IN BLK NYLMT HOL | COL. TROU FIX..7.7X356MM NR UV | Integrated Mounting Hole Cable Tie, Black PA 6.6, Temp up to 105 Degrees C, L 355.6mm, W 7.65mm, Thickness 1.98mm, 534 Newtons, 1/4 Inch Mounting Hole, UV | CBL TIE 120LB 14IN BLK NYL MT HOL
7TAG009520R0072 | TY541M | Active | 5414363066415 | 171.17 | 100 | 50 | stuk | Ty-Rap Fastening | BE31450 | LR (Premium Cable Ties I) | stuk | CBL TIE 65LB 10IN BLK NYL PANELMT | ATT.CABLE 10PO65LB TETE RONDE | Panel and Chassis Mounting Cable Tie, Black PA 6.6 for Temp up to 85 Degrees C for Indoor Appl, L 243.84mm, W 5.59mm, Thickness 1.65mm, Tensile Strength 289 N | CBL TIE 65LB 10IN BLK NYL PANEL MT
7TAG009520R0073 | TY545MX | Active | 5414363066491 | 200.85 | 100 | 50 | stuk | Ty-Rap | BE31450 | LR (Premium Cable Ties I) | stuk | TY-RAP Kabelbinder met Spijker, RVS Lip, 200mm x 4,7mm, UV Bestendig, Zwart | COL.A CLOU 4.8X198MM NOIR UV | Pre-Mountable Cable Tie with Integrated Nail for Wood or Similar Material, Black PA 6.6, up to 105 Degrees C, L 200mm, W 4.67mm, Thickness 1.02mm, 220 Newtons | Pre-Mountable Cable Tie with Integrated Nail for Wood or Similar Material, Black PA 6.6, up to 105 Degrees C, L 200mm, W 4.67mm, Thickness 1.02mm, 220 Newtons
7TAG009520R0074 | TY635M | Active | 5414363066729 | 37.88 | 100 | 30000 | stuk | Ty-Rap Fastening | BE31450 | LR (Premium Cable Ties I) | stuk | CABLE TIE 50LB 8IN NAT NYMTG HOLE | COL. TROU FIX..4.7X198MM NAT | Integrated Mounting Hole Cable Tie, Natural PA 6.6, Temp up to 85 Degrees C, L 198.42mm, W 4.57mm, Thickness 1.4mm, Tensile Strength 220 Newtons, #6 Screw | CABLE TIE 50LB 8IN NAT NY MTG HOLE
7TAG009520R0075 | TY635MX | Active | 5414363066743 | 44.05 | 100 | 30000 | stuk | Ty-Rap Fastening | BE31450 | LR (Premium Cable Ties I) | stuk | CABLE TIE 50LB 14IN BLK NYLMTG HOL | COL. TROU FIX..4.7X198MM NR UV | Integrated Mounting Hole Cable Tie, Black PA 6.6, Temp up to 105 Degrees C, UV Resist, UL/EN/CSA62275, Type 2/21S, L 198.42mm, W 4.57mm, Thick 1.4mm, 220 N | CABLE TIE 50LB 14IN BLK NYL MTG HOL
7TAG009530R0003 | 696-41836 | Active | 5414363011354 | 45.7 | 100 | 10000 | stuk | Ty-Rap | BE31450 | LR (Premium Cable Ties I) | stuk | Paneel Band met RVS lip, 197mm x 4.8mm, Naturel | Att câble 50lb 8 po nat nyl mnt pann | Panel Mounting Cable Tie, Natural PA 6.6 for Temp up to 85 Degrees C, for Indoor Appl, L 197mm, W 4.8mm, Thickness 1.1mm, Tensile Strength Rating 220 Newtons | Panel Mounting Cable Tie, Natural PA 6.6 for Temp up to 85 Degrees C, for Indoor Appl, L 197mm, W 4.8mm, Thickness 1.1mm, Tensile Strength Rating 220 Newtons
7TAG009530R0005 | TY38M | Active | 5414363064398 | 57.2 | 100 | 1000 | stuk | Ty-Rap | BE31450 | LR (Premium Cable Ties I) | stuk | TY-RAP Kabelbinder met RVS Lip, Paneelmontage, 200mm x 4,7mm, Naturel | COL.4.8X201MM 220N NAT | Push Mount Cable Tie, Natural PA 6.6, for Temp up to 85 Degrees C, L 200.2mm, W 4.67mm, Thickness 1.27mm, Tensile Strength Rating 222 Newtons | Push Mount Cable Tie, Natural PA 6.6, for Temp up to 85 Degrees C, L 200.2mm, W 4.67mm, Thickness 1.27mm, Tensile Strength Rating 222 Newtons
7TAG009530R0006 | TY38MX | Active | 5414363064404 | 58.74 | 100 | 1000 | stuk | Ty-Rap | BE31450 | LR (Premium Cable Ties I) | stuk | TY-RAP Kabelbinder met RVS Lip, Paneelmontage, 200mm x 4,7mm, Zwart, UV Bestendig | COL.4.8X201MM 220N NOIR UV | Push Mount Cable Tie, Black PA 6.6, for Temp up to 105 Degrees C, UV Resist. L 200.2mm, W 4.67mm, Thickness 1.27mm, Tensile Strength 222 Newtons | Push Mount Cable Tie, Black PA 6.6, for Temp up to 105 Degrees C, UV Resist. L 200.2mm, W 4.67mm, Thickness 1.27mm, Tensile Strength 222 Newtons
7TAG009530R0007 | TY538M | Active | 5414363066279 | 57.49 | 100 | 100 | stuk | Ty-Rap | BE31450 | LR (Premium Cable Ties I) | stuk | TY-RAP Kabelbinder met RVS Lip, 200 x 4,7mm, Naturel | COL.OEIL DE FIX.4.8X201MM NAT | Push Mount Cable Tie, Natural PA 6.6, for Temp up to 85 Degrees C, L 200.2mm, W 4.67mm, Thickness 1.27mm, Tensile Strength Rating 222 Newtons | Push Mount Cable Tie, Natural PA 6.6, for Temp up to 85 Degrees C, L 200.2mm, W 4.67mm, Thickness 1.27mm, Tensile Strength Rating 222 Newtons
7TAG009530R0008 | TY544MX | Active | 5414363066460 | 163.7 | 100 | 5000 | stuk | Ty-Rap Fastening | BE31450 | LR (Premium Cable Ties I) | stuk | CABLE TIE 50LB 8IN BLK NYL PEGMNT | Att câble 50lb 8 po noir nyl mnt taq | Pre-Mountable Cable Tie with Integrated Peg for Mounting onto Porous Concrete or Similar Materials (Masonry), Black Poly amide (Nylon 6.6) for Temperatures up to | CABLE TIE 50LB 8IN BLK NYL PEG MNT
7TAG009530R0009 | TY54M | Active | 5414363066590 | 42.81 | 100 | 10000 | stuk | Ty-Rap Fastening | BE31450 | LR (Premium Cable Ties I) | stuk | TY-RAP RVS Lip 151mmx3 7mm Nat. | Att câble 40lb 6 po nat 3/16 mont pouss | Push Mount Cable Tie, Natural PA 6.6, for Temp up to 85 Degrees C, L 151.38mm, W 3.71mm, Thickness 1.321mm, Tensile Strength Rating 180 N, M Hole 4.77mm | CABLE TIE 40LB 6IN NAT 3/16 PUSH MT
7TAG009530R0010 | TY554M | Active | 5414363066705 | 211.75 | 100 | 10000 | stuk | Ty-Rap Fastening | BE31450 | LR (Premium Cable Ties I) | stuk | CBL TIE 40LB 6IN NAT 3/16 PUSHMNT | CBL TIE 40LB 6IN NAT 3/16 PUSH MNT | Push Mount Cable Tie, Natural PA 6.6, for Temp up to 85 Degrees C, L 151.38mm, W 3.71mm, Thickness 1.321mm, Tensile Strength Rating 180 N, M Hole 4.77mm | CBL TIE 40LB 6IN NAT 3/16 PUSH MNT
7TAG009540R0001 | TYR505 | Active | 5414363067733 | 47.9 | 100 | 100 | stuk | Ty-Rap Fastening | BE31450 | LR (Premium Cable Ties I) | stuk | CABLE TIE 50LB 7IN NAT NYLON RELEAS | COL. REUTIL. 4. 7X190MM NAT | Reuseable Cable Tie, Natural PA 6.6, for Temp up to 85 Degrees C, UL/EN/CSA62275 Type 2/21S, L 189.69mm, W 4.83mm, Thickness 1.40mm, Tensile Strength 220 N | CABLE TIE 50LB 7IN NAT NYLON RELEAS
7TAG009540R0002 | TYR508 | Active | 5414363067740 | 69.79 | 100 | 100 | stuk | Ty-Rap Fastening | BE31450 | LR (Premium Cable Ties I) | stuk | CABLE TIE 50LB 14IN NAT NYLON REL | COL. REUTIL. 4. 8X364MM NAT | Reuseable Cable Tie, Natural PA 6.6, for Temp up to 85 Degrees C, UL/EN/CSA62275 Type 2/21S, L 364mm, W 4.83mm, Thickness 1.40mm, Tensile Strength 220 Newtons | CABLE TIE 50LB 14IN NAT NYLON REL
7TAG009550R0012 | 696-41562 | Active | 5414363074397 | 135.17 | 100 | 200 | stuk | Ty-Rap Fastening | BE31450 | LV (Cable Ties II) | stuk | Losse Kop zonder Bevestigingsoog | Tête blocage sangle amarr noir 150lb | Lashing Tie Locking Head, Black PA 6.6, for Temp up to 85 Degree C, No Mounting Hole, Tensile Strength 670 Newtons | LASHING TIE LOCKING HEAD BLK 150LB
7TAG009550R0013 | 696-41563 | Active | 5414363011071 | 65365.78 | 100 | 1 | stuk | Ty-Rap Fastening | BE31450 | LV (Cable Ties II) | stuk | B, op Rol 300m 13 2mm Breed | Att câble 151lb 1000 pd noir sangle pp | Heavy Duty Lashing Cable Ties, Reel 300m Black Polypropylene for Temp up to 110 Degrees C, UV Res, W 13.2mm, Thickness 1.8mm, Tensile Strength 670 Newtons | CABLE TIE 151LB 1000FT BLK PP LASH
7TAG009550R0018 | TY409 | Active | 5414363064794 | 214.1 | 100 | 100 | stuk | Ty-Rap Fastening | BE31450 | LR (Premium Cable Ties I) | stuk | CABLE TIE 200LB 19IN BK NYL REL LSH | COL.REUTIL 12.7X483MM NOIR UV | Releasable Lashing Cable Tie, Black PA 6.6, for Temp up to 85 Degrees C, L 483mm, W 12.7mm, Thickness 2mm, Tensile Strength 890 Newtons, UV Resist | CABLE TIE 200LB 19IN BK NYL REL LSH
7TAG009550R0019 | TY53418PX | Active | 5414363066064 | 753.05 | 100 | 25 | stuk | Ty-Rap Fastening | BE31450 | LR (Premium Cable Ties I) | stuk | CABLE TIE 150LB 18IN UV BLK PP LASH | BRIDE SUP POLYP. UV 18PO150LB | Lashing Cable Tie, Releasable Head with 6.9mm Mounting Hole , Black Polypropylne up to 110 Degrees C, L 462mm, W 13.2mm Thickness 1.9mm, 670 Newtons, UV Resist | CABLE TIE 150LB 18IN UV BLK PP LASH
7TAG009550R0020 | TY5409 | Active | 5414363066385 | 286.87 | 100 | 25 | stuk | Ty-Rap Fastening | BE31450 | LR (Premium Cable Ties I) | stuk | CBL TIE 200LB 19IN BLK NYL REL LSH | COL.REUTIL.12.7X483MM NOIR UV | Releasable Lashing Cable Tie, Black PA 6.6, for Temp up to 85 Degrees C, L 483mm, W 12.7mm, Thickness 2mm, Tensile Strength 890 Newtons, UV Resist | CBL TIE 200LB 19IN BLK NYL REL LSH
7TAG009550R0021 | TY5418PX | Active | 5414363066392 | 493.36 | 100 | 25 | stuk | Ty-Rap | BE31450 | LR (Premium Cable Ties I) | stuk | TY-RAP Kabelbinder met RVS Lip, 2-delig Voorgemonteerd, 457 x 13.2mm, Zwart, UV Bestendig | COL. PP. 13.2X457MM NOIR UV | Lashing Cable Tie, Black Polypropylene Temp up to 110 Degrees, UL/EN/CSA62275 L 457mm, W 13.2mm, Thickness 1.8mm, Tensile Strength 670 Newtons, UV Resist | Lashing Cable Tie, Black Polypropylene Temp up to 110 Degrees, UL/EN/CSA62275 L 457mm, W 13.2mm, Thickness 1.8mm, Tensile Strength 670 Newtons, UV Resist
7TAG009550R0022 | TY5424PX | Active | 5414363066422 | 362.58 | 100 | 25 | stuk | Ty-Rap Fastening | BE31450 | LR (Premium Cable Ties I) | stuk | CABLE TIE 150LB 24IN UV BLK PP LASH | COL.POLYPROP.13.2X610MM NR UV | Lashing Cable Tie, Black Polypropylene Temp up to 110 Degrees, UL/EN/CSA62275 L 457mm, W 13.2mm, Thickness 1.8mm, Tensile Strength 670 Newtons, UV Resist | CABLE TIE 150LB 24IN UV BLK PP LASH
7TAG009550R0023 | TY54407X | Active | 5414363066439 | 1107.42 | 100 | 500 | stuk | Ty-Rap | BE31450 | LR (Premium Cable Ties I) | stuk | TY-RAP Kabelbinder met RVS Lip, 2-delig Voorgemonteerd, 162mm x 12.7, Zwart, UV Bestendig | Att câble 200lb 6 uv nyl 12 aci ha | Hanger Strap-Releasable, Black PA 12 Temp up 80 Newtons, UV Resistant, Steel L 151.54mm, W 13.21mm, Tensile Strength 890 Newtons | Hanger Strap-Releasable, Black PA 12 Temp up 80 Newtons, UV Resistant, Steel L 151.54mm, W 13.21mm, Tensile Strength 890 Newtons
7TAG009550R0024 | TY54413X | Active | 5414363066446 | 1179.1 | 100 | 250 | stuk | Ty-Rap | BE31450 | LR (Premium Cable Ties I) | stuk | TY-RAP Kabelbinder met RVS Lip, 2-delig Voorgemonteerd, 349mm x 12.7, Zwart, UV Bestendig | Att câble 200lb 14 uv nyl 12 aci h | Hanger Strap-Releasable, Black PA 12 Temp up 80 Newtons, UV Resistant, Steel L 349.25mm, W 13.21mm, Tensile Strength 890 Newtons | Hanger Strap-Releasable, Black PA 12 Temp up 80 Newtons, UV Resistant, Steel L 349.25mm, W 13.21mm, Tensile Strength 890 Newtons
7TAG009550R0025 | TY5442PX | Active | 5414363066453 | 574.18 | 100 | 10 | stuk | Ty-Rap | BE31450 | LR (Premium Cable Ties I) | stuk | TY-RAP Kabelbinder met RVS Lip, 2-delig Voorgemonteerd, 1067mm x 13.2, Zwart, UV Bestendig | COL.POLYPROP.13.2X1067MM NR UV | Lashing Cable Tie, Black Polypropylene Temp up to 110 Degrees, UL/EN/CSA62275 L 1067mm, W 13.21mm, Thickness 1.8mm, Tensile Strength 670 Newtons, UV Resist | Lashing Cable Tie, Black Polypropylene Temp up to 110 Degrees, UL/EN/CSA62275 L 1067mm, W 13.21mm, Thickness 1.8mm, Tensile Strength 670 Newtons, UV Resist
7TAG009550R0026 | TY5460PX | Active | 5414363066507 | 840.93 | 100 | 100 | stuk | Ty-Rap Fastening | BE31450 | LR (Premium Cable Ties I) | stuk | CABLE TIE 150LB 60IN UV BLK PP LASH | COL.POLYPROP.13.2X1524MM NR UV | Lashing Cable Tie, Black Polypropylene Temp up to 110 Degrees, UL/EN/CSA62275 L 1524mm, W 13.2mm, Thickness 1.8mm, Tensile Strength 670 Newtons, UV Resist | CABLE TIE 150LB 60IN UV BLK PP LASH
7TAG009570R0000 | TY232MFR | Active | 5414363061526 | 39.51 | 100 | 10000 | stuk | Ty-Rap Fastening | BE31450 | LR (Premium Cable Ties I) | stuk | CABLE TIE 18LB 8IN WHI NYL FLM RTD | COL.2.4X203MM 80N V-0 | Cable Tie, Flame Retardant White PA 6.6 Temp up to 85 Degrees C, UL/EN/CSA62275 Type 2/21, L 203.2mm, W 2.54mm, Thickness 1.10mm, Tensile Strength 80 N | CABLE TIE 18LB 8IN WHI NYL FLM RTD
7TAG009570R0002 | TY23MFR | Active | 5414363061823 | 21.59 | 100 | 1000 | stuk | Ty-Rap Fastening | BE31450 | LR (Premium Cable Ties I) | stuk | CABLE TIE 18LB 4IN WHI NYL FLM RTD | COL.2.4X92MM 80N V-0 | Cable Tie, Flame Retardant White PA 6.6 85 Degrees C, UL/EN/CSA62275, Type 2/21 L 91.95mm, W 2.29mm, Thickness 0.75mm, Tensile Strength 80 Newtons | CABLE TIE 18LB 4IN WHI NYL FLM RTD
7TAG009570R0003 | TY24MFR | Active | 5414363062240 | 33.4 | 100 | 1000 | stuk | Ty-Rap Fastening | BE31450 | LR (Premium Cable Ties I) | stuk | CABLE TIE 40LB 5.5IN WHI NYL FLMRTD | COL.3.6X140MM 180N V-0 | Cable Tie, Flame Retardant White PA 6.6 Temp up to 85 Degrees C, UL/EN/CSA62275 L 139.7mm, W 3.56mm, Thickness 1.31mm, Tensile Strength 178 Newtons | CABLE TIE 40LB 5.5IN WHI NYL FLMRTD
7TAG009570R0004 | TY25MFR | Active | 5414363062684 | 62.99 | 100 | 1000 | stuk | Ty-Rap Fastening | BE31450 | LR (Premium Cable Ties I) | stuk | TY-RAP RVS Lip 186mmx4 8mm Vlamvertragend | COL.4.8X186MM 220N V-0 | Cable Tie, Flame Retardant White PA 6.6 85 Degrees C, UL/EN/CSA62275, Type 2/21S L 185.67mm, W 4.67mm, Thickness 1.09mm, Tensile Strength 222 Newtons, MIL-SPEC | CABLE TIE 50LB 7IN WHI NYL FLM RTD
7TAG009570R0005 | TY272MFR | Active | 5414363063070 | 74.41 | 100 | 15000 | stuk | Ty-Rap | BE31450 | LR (Premium Cable Ties I) | stuk | TY-RAP Kabelbinder met RVS Lip, 222mm x 7,6mm, Vlamvertragend, Wit | Att câble 120lb 9 po blc nyl flm ret | Cable Tie, Flame Retardant White PA 6.6 85 Degrees C, UL/EN/CSA62275, Type 2/21S L 222.3mm, W 6.99mm, Thickness 1.78mm, Tensile Strength 534 Newtons | Cable Tie, Flame Retardant White PA 6.6 85 Degrees C, UL/EN/CSA62275, Type 2/21S L 222.3mm, W 6.99mm, Thickness 1.78mm, Tensile Strength 534 Newtons
7TAG009570R0006 | TY27MFR | Active | 5414363063377 | 127.12 | 100 | 15000 | stuk | Ty-Rap Fastening | BE31450 | LR (Premium Cable Ties I) | stuk | TY-RAP RVS Lip 340mmx7mm Vlamvertragend | COL.7X338MM 540N V-0 | Cable Tie, Flame Retardant White PA 6.6 85 Degrees C, UL/EN/CSA62275, Type 2/21S L 335.28mm, W 7.6mm, Thickness 1.33mm, Tensile Strength 534 Newtons | CABLE TIE 120LB 13IN WHI NYL FLMRTD
7TAG009570R0007 | TY28MFR | Active | 5414363063636 | 75.67 | 100 | 500 | stuk | Ty-Rap Fastening | BE31450 | LR (Premium Cable Ties I) | stuk | CABLE TIE 50LB 14IN WHI NYL FLM RTD | COL.4.8X360MM 220N V-0 | Cable Tie, Flame Retardant White PA 6.6 85 Degrees C, UL/EN/CSA62275, Type 2/21S L 360.68mm, W 4.57mm, Thickness 1.33mm, Tensile Strength 222 Newtons | CABLE TIE 50LB 14IN WHI NYL FLM RTD
7TAG009590R0004 | TYH24M | Active | 5414363067399 | 8.99 | 100 | 1000 | stuk | Ty-Rap Fastening | BE31450 | LR (Premium Cable Ties I) | stuk | CABLE TIE 40LB 5IN GR NYL HEAT STBL | COL.3.6X140MM 180N 105°C | Cable Tie, Heat Stabilized PA 6.6, Green Temp up to 105 Degrees C, UL/EN/CSA62275 Type 2/21S, L 140.97mm, W 3.56mm, Thickness 1.37mm, Strength 180 Newtons | CABLE TIE 40LB 5IN GR NYL HEAT STBL
7TAG009590R0005 | TYH253M | Active | 5414363067405 | 35.93 | 100 | 1000 | stuk | Ty-Rap Fastening | BE31450 | LR (Premium Cable Ties I) | stuk | CABLE TIE 50LB 11IN GR NYL HEAT STB | COL.4.8X293MM 220N 105°C | Cable Tie, Heat Stabilized PA 6.6, Green Temp up to 105 Degrees C, UL/EN/CSA62275 Type 2/21S, L 290mm, W 4.8mm, Thickness 1.1mm, Tensile Strength 220 Newtons | CABLE TIE 50LB 11IN GR NYL HEAT STB
7TAG009590R0006 | TYH25M | Active | 5414363067412 | 10.94 | 100 | 1000 | stuk | Ty-Rap Fastening | BE31450 | LR (Premium Cable Ties I) | stuk | CABLE TIE 50LB 7IN GR NYL HEAT STBL | COL.4.8X186MM 220N 105°C | Cable Tie, Heat Stabilized PA 6.6, Green Temp up to 105 Degrees C, UL/EN/CSA62275 Type 2/21S, L 185.67mm, W 4.75mm, Thickness 1.50mm, Strength 220 Newtons | CABLE TIE 50LB 7IN GR NYL HEAT STBL
7TAG009590R0009 | TYH27M | Active | 5414363067450 | 57.1 | 100 | 500 | stuk | Ty-Rap Fastening | BE31450 | LR (Premium Cable Ties I) | stuk | CABLE TIE 120LB 13IN GR NYL HEAT ST | COL.7.0X338MM 540N 105°C | Cable Tie, Heat Stabilized PA 6.6, Green Temp up to 105 Degrees C, UL/EN/CSA62275 Type 2/21S, L 342.90mm, W 7.62mm, Thickness 1.65mm, Strength 540 Newtons | CABLE TIE 120LB 13IN GR NYL HEAT ST
7TAG009590R0010 | TYH28M | Active | 5414363067467 | 31.63 | 100 | 1000 | stuk | Ty-Rap Fastening | BE31450 | LR (Premium Cable Ties I) | stuk | CABLE TIE 50LB 14IN GR NYL HEAT STB | COL.4.8X360MM 220N 105°C | Cable Tie, Heat Stabilized PA 6.6, Green Temp up to 105 Degrees C, UL/EN/CSA62275 Type 2/21S, L 360.35mm, W 4.75mm, Thickness 1.47mm, Strength 220 Newtons | CABLE TIE 50LB 14IN GR NYL HEAT STB
7TAG009590R0012 | TYHT23M | Active | 5414363178408 | 27.05 | 100 | 1000 | stuk | Ty-Rap Fastening | BE31450 | LR (Premium Cable Ties I) | stuk | CABLE TIE 18LB 4IN OLIV NYL HI TEMP | COL.2.3X92MM PA4.6 150°C | Extra High Temperature Cable Tie, Olive PA 4.6, for Temp up to 150 Degrees C, L 91.9mm, W 2.34mm, Thickness 0.91mm, Tensile Strength 80 Newtons | CABLE TIE 18LB 4IN OLIV NYL HI TEMP
7TAG009590R0013 | TYHT24M | Active | 5415022047769 | 44.89 | 100 | 1000 | stuk | Ty-Rap Fastening | BE31450 | LR (Premium Cable Ties I) | stuk | HIGH TEMP TY24M NATURAL PA4.6 | Hte temp ty24m, naturel pa4,6 | Extra High Temperature Cable Tie, Olive PA 4.6, for Temp up to 150 Degrees C, L 139.7mm, W 3.55mm, Thickness 1.14mm, Tensile Strength 178 Newtons | HIGH TEMP TY24M, NATURAL PA4.6
7TAG009590R0014 | TYHT25M | Active | 5414363178415 | 58.2 | 100 | 1000 | stuk | Ty-Rap Fastening | BE31450 | LR (Premium Cable Ties I) | stuk | CABLE TIE 50LB 7IN OLIV NYL HI TEMP | COL.4.8X186MM PA4.6 150°C | Extra High Temperature Cable Tie, Olive PA 4.6, for Temp up to 150 Degrees C, L 186mm, W 4.77mm, Thickness 1.22mm, Tensile Strength 222 Newtons | CABLE TIE 50LB 7IN OLIV NYL HI TEMP
7TAG009590R0015 | TYHT27M | Active | 5414363178422 | 152.33 | 100 | 500 | stuk | Ty-Rap | BE31450 | LR (Premium Cable Ties I) | stuk | TY-RAP Kabelbinder met RVS Lip, 340mm x 7,0mm, Hittebest., Lichtgroen | COL.6.9X340MM PA4.6 150°C | Extra High Temperature Cable Tie, Olive PA 4.6, for Temp up to 150 Degrees C, L 340mm, W 6.86mm, Thickness 1.60mm, Tensile Strength 534 Newtons | Extra High Temperature Cable Tie, Olive PA 4.6, for Temp up to 150 Degrees C, L 340mm, W 6.86mm, Thickness 1.60mm, Tensile Strength 534 Newtons
7TAG009590R0016 | TYHT28M | Active | 5414363178439 | 97.62 | 100 | 1000 | stuk | Ty-Rap Fastening | BE31450 | LR (Premium Cable Ties I) | stuk | CABLE TIE 50LB 14IN OLV NYL HI TEMP | COL.4.8X360MM PA4.6 150°C | Extra High Temperature Cable Tie, Olive PA 4.6, for Temp up to 150 Degrees C, L 361mm, W 4.75mm, Thickness 1.27mm, Tensile Strength 222 Newtons | CABLE TIE 50LB 14IN OLV NYL HI TEMP
7TAG009600R0000 | TYP23MX | Active | 5414363178446 | 14.61 | 100 | 1000 | stuk | Ty-Rap Fastening | BE31450 | LR (Premium Cable Ties I) | stuk | CABLE TIE 18LB 3.4IN UV BLK PP | COL.POLYPROP.2.4X92MM NOIR UV | Cable Tie, Black Polypropylene for Temp up to 85 Degree C, UV R, UL/EN/CSA62275 Type 2/21, L 87.3mm, W 2.34mm, Thickness 0.91mm, Tensile Strength 80 Newtons | CABLE TIE 18LB 3.4IN UV BLK PP
7TAG009600R0001 | TYP25MX | Active | 5414363067689 | 14.94 | 100 | 1000 | stuk | Ty-Rap Fastening | BE31450 | LR (Premium Cable Ties I) | stuk | CABLE TIE 30LB 7IN UV zw.PP | COL.POLYPROP.4.8X186MM NOIR UV | Cable Tie, Black Polypropylene for Temp up to 85 Degree C, UV R, UL/EN/CSA62275 Type 2/21, L 178.18mm, W 4.72mm, Thickness 1.22mm, Tensile Strength 133 N | CABLE TIE 30LB 7IN UV BLACK PP
7TAG009600R0002 | TYP27MX | Active | 5414363067696 | 50.31 | 100 | 500 | stuk | Ty-Rap Fastening | BE31450 | LR (Premium Cable Ties I) | stuk | CABLE TIE 60LB 13IN UV zw.PP | COL.POLYPROP.7.0X338MM NOIR UV | Cable Tie, Black Polypropylene for Temp up to 85 Degree C, UV R, UL/EN/CSA62275 Type 2/21S, L 344.57mm, W 6.86mm, Thickness 1.52mm, Tensile Strength 267 N | CABLE TIE 60LB 13IN UV BLACK PP
7TAG009600R0003 | TYP28MX | Active | 5414363067702 | 34.88 | 100 | 1000 | stuk | Ty-Rap Fastening | BE31450 | LR (Premium Cable Ties I) | stuk | CABLE TIE 30LB 14IN UV zw.PP | COL.POLYPROP.4.8X360MM NR UV | Cable Tie, Black Polypropylene for Temp up to 85 Degree C, UV R, UL/EN/CSA62275 Type 2/21S, L 353.6mm, W 4.67mm, Thickness 1.19mm, Tensile Strength 133 N | CABLE TIE 30LB 14IN UV BLACK PP
7TAG009610R0000 | TYV25M | Active | 5414363068099 | 246.24 | 100 | 10000 | stuk | Ty-Rap | BE31450 | LR (Premium Cable Ties I) | stuk | TY-RAP Kabelbinder met RVS Lip, 186mm x 4,8mm, Fluorpolymeer ECTFE, Kastanjebruin | COL.HALAR 4.8X186MM 140°C V-0 | Fluoropolymer Cable Tie, Maroon Fluoropolymer ECTFE, up to 150 Degrees C L 185.67mm, W 4.67mm, Thickness 1.17mm, Tensile Strength 222 Newtons | Fluoropolymer Cable Tie, Maroon Fluoropolymer ECTFE, up to 150 Degrees C L 185.67mm, W 4.67mm, Thickness 1.17mm, Tensile Strength 222 Newtons
7TAG009610R0002 | TYV525M | Active | 5414363068112 | 258.35 | 100 | 100 | stuk | Ty-Rap | BE31450 | LR (Premium Cable Ties I) | stuk | TY-RAP Kabelbinder met RVS Lip, 186mm x 4,8mm, Fluorpolymeer ECTFE, Kastanjebruin | COL.HALAR 4.8X186MM 140°C V-0 | Fluoropolymer Cable Tie, Maroon Fluoropolymer ECTFE, up to 150 Degrees C L 185.67mm, W 4.67mm, Thickness 1.17mm, Tensile Strength 222 Newtons | Fluoropolymer Cable Tie, Maroon Fluoropolymer ECTFE, up to 150 Degrees C L 185.67mm, W 4.67mm, Thickness 1.17mm, Tensile Strength 222 Newtons
7TAG009620R0000 | TYZ23M | Active | 5414363068129 | 79.47 | 100 | 1000 | stuk | Ty-Rap Fastening | BE31450 | LR (Premium Cable Ties I) | stuk | TY-RAP RVS Lip 92mmx2 4mm Tefzel Aquamarijn | COL.TEFZEL 2.4X92MM 150°C V-0 | Cable Tie, Aquamarine Fluoropolymer ETFE for Temp up to 150 Degrees C, Length 91.95mm, Width 2.29mm, Thickeness 1.02mm Tensile Strength Rating of 80 Newtons | CABLE TIE 18LB 4IN AQUAMARINE ETFE
7TAG009620R0002 | TYZ25M | Active | 5414363068136 | 191.15 | 100 | 1000 | stuk | Ty-Rap Fastening | BE31450 | LR (Premium Cable Ties I) | stuk | CABLE TIE 50LB 7IN AQUAMARINE ETFE | COL.TEFZEL 4.8X186MM 150°C V-0 | Cable Tie, Aquamarine Fluoropolymer ETFE for Temp up to 150 Degrees C, Length 185.67mm, Width 4.14mm, Thickness 1.57mm Tensile Strength Rating of 222 Newtons | CABLE TIE 50LB 7IN AQUAMARINE ETFE
7TAG009620R0004 | TYZ27M | Active | 5414363068143 | 397.35 | 100 | 100 | stuk | Ty-Rap Fastening | BE31450 | LR (Premium Cable Ties I) | stuk | CABLE TIE 120LB 13IN AQUAMARIN ETFE | COL.TEFZEL 7.0X338MM 150°C V-0 | Cable Tie, Aquamarine Fluoropolymer ETFE for Temp up to 150 Degrees C, Length 339.85mm, Width 6.68mm, Thickness 1.78mm Tensile Strength Rating of 534 Newtons | CABLE TIE 120LB 13IN AQUAMARIN ETFE
7TAG009620R0005 | TYZ28M | Active | 5414363068150 | 328.22 | 100 | 500 | stuk | Ty-Rap Fastening | BE31450 | LR (Premium Cable Ties I) | stuk | CABLE TIE 50LB 14IN AQUAMARINE ETFE | COL.TEFZEL 4.8X360MM 150°C V-0 | Cable Tie, Aquamarine Fluoropolymer ETFE for Temp up to 150 Degrees C, Length 375.5mm, Width 4.22mm, Thickness 157mm Tensile Strength Rating of 222 Newtons | CABLE TIE 50LB 14IN AQUAMARINE ETFE
7TAG009620R0006 | TYZ523M | Active | 5414363068167 | 95.45 | 100 | 100 | stuk | Ty-Rap Fastening | BE31450 | LR (Premium Cable Ties I) | stuk | TY-RAP RVS Lip 92mmx2 4mm Tefzel Aquamarijn | COL.TEFZEL 2.4X92MM 150°C V-0 | Cable Tie, Aquamarine Fluoropolymer ETFE for Temp up to 150 Degrees C, Length 91.95mm, Width 2.29mm, Thickeness 1.02mm Tensile Strength Rating of 80 Newtons | CBL TIE 18LB 4IN AQUAMARINE ETFE
7TAG009620R0007 | TYZ525M | Active | 5414363068174 | 227.64 | 100 | 100 | stuk | Ty-Rap Fastening | BE31450 | LR (Premium Cable Ties I) | stuk | CBL TIE 50LB 7IN AQUAMARINE ETFE | COL.TEFZEL 4.8X186MM 150°C V-0 | Cable Tie, Aquamarine Fluoropolymer ETFE for Temp up to 150 Degrees C, Length 185.67mm, Width 4.14mm, Thickness 1.57mm Tensile Strength Rating of 222 Newtons | CBL TIE 50LB 7IN AQUAMARINE ETFE
7TAG009620R0008 | TYZ527M | Active | 5414363068181 | 528.86 | 100 | 50 | stuk | Ty-Rap Fastening | BE31450 | LR (Premium Cable Ties I) | stuk | CBL TIE 120LB 13IN AQUAMARINE ETFE | COL.TEFZEL 7.0X338MM 150°C V-0 | Cable Tie, Aquamarine Fluoropolymer ETFE for Temp up to 150 Degrees C, Length 339.85mm, Width 6.68mm, Thickness 1.78mm Tensile Strength Rating of 534 Newtons | CBL TIE 120LB 13IN AQUAMARINE ETFE
7TAG009620R0009 | TYZ528M | Active | 5414363068198 | 393.6 | 100 | 100 | stuk | Ty-Rap Fastening | BE31450 | LR (Premium Cable Ties I) | stuk | CABLE TIE 50LB 14IN AQUAMARIN ETFE | COL.TEFZEL 4.8X360MM 150°C V-0 | Cable Tie, Aquamarine Fluoropolymer ETFE for Temp up to 150 Degrees C, Length 360.43mm, Width 4.22mm, Thickness 1.57mm Tensile Strength Rating of 222 Newtons | CABLE TIE 50LB 14IN AQUAMARIN ETFE
7TAG009630R0018 | FO200-40-0 | Active | 5414363021223 | 131.54 | 100 | 10 | stuk | Ty-Rap Fastening | BE31450 | LR (Premium Cable Ties I) | stuk | TY-GRIP Klitb, 228 6mmx12 7mm zw | COL. VELCRO 12. 7X228. 6MM NOI | FO Slotted Loop Tie, Black PA 6.6, Hook Side & Low Density Polyethylene on Loop Side, Temp to 104.4 Degree C, L 228.6mm W 12.7mm, Thickness 1.588mm, 178 Newtons | CABLE TIE 40LB 9IN BLK NYL FO LOOP
7TAG009630R0019 | FO200-40-1 | Active | 5414363021230 | 153.16 | 100 | 1000 | stuk | Ty-Rap Fastening | BE31450 | LR (Premium Cable Ties I) | stuk | TY-GRIP Klitb, 228 6mmx12 7mm Bruin | Att câble 40lb 0,5x9 po loupe fo marron | FO Slotted Loop Tie, Brown PA 6.6, Hook Side & Low Density Polyethylene on Loop Side, Temp to 104.4 Degree C, L 228.6mm W 12.7mm, Thickness 1.588mm, 178 Newtons | CABLE TIE 40LB .5X9IN BROWN FO LOOP
7TAG009630R0020 | FO200-40-3 | Active | 5414363021254 | 153.16 | 100 | 1 | stuk | Ty-Rap Fastening | BE31450 | LR (Premium Cable Ties I) | stuk | TY-GRIP Klitb, 228 6mmx12 7mm Oranje | Att câble 40lb 0,5x9 po loupe fo org | FO Slotted Loop Tie, Orange PA 6.6, Hook Side & Low Density Polyethylene on Loop Side, Temp to 104.4 Degree C, L 228.6mm W 12.7mm, Thickness 1.588mm, 178 Newtons | CABLE TIE 40LB .5X9 ORANGE FO LOOP
7TAG009630R0021 | FO200-40-4 | Active | 5414363021261 | 145.47 | 100 | 1000 | stuk | Ty-Rap Fastening | BE31450 | LR (Premium Cable Ties I) | stuk | TY-GRIP Klitb, 228 6mmx12 7mm Geel | Att câble 40lb 0,5x9 po loupe fo jau | FO Slotted Loop Tie, Yellow PA 6.6, Hook Side & Low Density Polyethylene on Loop Side, Temp to 104.4 Degree C, L 228.6mm W 12.7mm, Thickness 1.588mm, 178 Newtons | CABLE TIE 40LB .5X9 YELLOW FO LOOP
7TAG009630R0022 | FO200-40-5 | Active | 5414363021278 | 153.16 | 100 | 1000 | stuk | Ty-Rap Fastening | BE31450 | LR (Premium Cable Ties I) | stuk | TY-GRIP Klitb, 228 6mmx12 7mm Groen | Att câble 40lb 0,5x9 po loupe fo vert | FO Slotted Loop Tie, Green PA 6.6, Hook Side & Low Density Polyethylene on Loop Side, Temp to 104.4 Degree C, L 228.6mm W 12.7mm, Thickness 1.588mm, 178 Newtons | CABLE TIE 40LB .5X9IN GREEN FO LOOP
7TAG009630R0023 | FO200-40-6 | Active | 5414363021285 | 153.16 | 100 | 1000 | stuk | Ty-Rap Fastening | BE31450 | LR (Premium Cable Ties I) | stuk | TY-GRIP Klitb, 228 6mmx12 7mm Blauw | Att câble 40lb 0,5x9 po loupe fo ble | FO Slotted Loop Tie, Blue PA 6.6, Hook Side & Low Density Polyethylene on Loop Side, Temp to 104.4 Degree C, L 228.6mm W 12.7mm, Thickness 1.588mm, 178 Newtons | CABLE TIE 40LB .5X9 IN BLUE FO LOOP
7TAG009630R0024 | FO200-40-8 | Active | 5414363021292 | 153.16 | 100 | 1000 | stuk | Ty-Rap Fastening | BE31450 | LR (Premium Cable Ties I) | stuk | TY-GRIP Klitb, 228 6mmx12 7mm Grijs | Att câble 40lb 0,5x9 po loupe fo gris | FO Slotted Loop Tie, Gray PA 6.6, Hook Side & Low Density Polyethylene on Loop Side, Temp to 104.4 Degree C, L 228.6mm W 12.7mm, Thickness 1.588mm, 178 Newtons | CABLE TIE 40LB .5X9 IN GRAY FO LOOP
7TAG009630R0025 | FO200-40-9 | Active | 5414363021308 | 153.16 | 100 | 10 | stuk | Ty-Rap Fastening | BE31450 | LR (Premium Cable Ties I) | stuk | TY-GRIP Klitb, 228 6mmx12 7mm Wit | Att câble 40lb 0,5x9 po loupe fo blc | FO Slotted Loop Tie, White PA 6.6, Hook Side & Low Density Polyethylene on Loop Side, Temp to 104.4 Degree C, L 228.6mm W 12.7mm, Thickness 1.588mm, 178 Newtons | CABLE TIE 40LB .5X9 IN WHT FO LOOP
7TAG009630R0026 | FO200-50-0 | Active | 5414363021315 | 217.31 | 100 | 10 | stuk | Ty-Rap Fastening | BE31450 | LR (Premium Cable Ties I) | stuk | TY-GRIP Klitb, 228 6mmx19 1mm zw | COL. VELCRO 19X228. 6MM NOI | FO Slotted Loop Tie, Black PA 6.6, Hook Side & Low Density Polyethylene on Loop Side, Temp to 104.4 Degree C, L 228.6mm W 19.05mm, Thickn 1.588mm, 222.5 Newtons | CABLE TIE 50LB 9IN BLK NYL FO LOOP
7TAG009630R0027 | FO200-50-2 | Active | 5414363021346 | 230.48 | 100 | 1000 | stuk | Ty-Rap Fastening | BE31450 | LR (Premium Cable Ties I) | stuk | TY-GRIP Klitb, 228 6mmx19 1mm Rood | Att câble 50lb 0,75x9 po loupe fo rge | FO Slotted Loop Tie, Red PA 6.6, Hook Side & Low Density Polyethylene on Loop Side, Temp to 104.4 Degree C, L 228.6mm W 19.05mm, Thickn 1.588mm, 222.5 Newtons | CABLE TIE 50LB .75X9IN RED FO LOOP
7TAG009630R0028 | FO200-50-3 | Active | 5414363021360 | 230.48 | 100 | 1000 | stuk | Ty-Rap Fastening | BE31450 | LR (Premium Cable Ties I) | stuk | TY-GRIP Klitb, 228 6mmx19 1mm Oranje | Att câble 50lb 0,75x9 po loupe fo org | FO Slotted Loop Tie, Orange PA 6.6, Hook Side & Low Density Polyethylene on Loop Side, Temp to 104.4 Degree C, L 228.6mm W 19.05mm, Thickn 1.588mm, 222.5 Newtons | CABLE TIE 50LB .75X9 ORANGE FO LOO
7TAG009630R0029 | FO200-50-5 | Active | 5414363021391 | 230.48 | 100 | 1000 | stuk | Ty-Rap Fastening | BE31450 | LR (Premium Cable Ties I) | stuk | TY-GRIP Klitb, 228 6mmx19 1mm Groen | Att câble 50lb 0,75x9 po loupe fo vert | FO Slotted Loop Tie, Green PA 6.6, Hook Side & Low Density Polyethylene on Loop Side, Temp to 104.4 Degree C, L 228.6mm W 19.05mm, Thickn 1.588mm, 222.5 Newtons | CABLE TIE 50LB .75X9 GREEN FO LOOP
7TAG009630R0030 | FO200-50-9 | Active | 5414363021445 | 230.48 | 100 | 1 | stuk | Ty-Rap Fastening | BE31450 | LR (Premium Cable Ties I) | stuk | TY-GRIP Klitb, 228 6mmx19 1mm Wit | Att câble 50lb 0,75x9 po loupe fo blc | FO Slotted Loop Tie, White PA 6.6, Hook Side & Low Density Polyethylene on Loop Side, Temp to 104.4 Degree C, L 228.6mm W 19.05mm, Thickn 1.588mm, 222.5 Newtons | CABLE TIE 50LB .75X9 WHITE FO LOOP
7TAG009630R0031 | FO350-40-0 | Active | 5414363021469 | 200.75 | 100 | 10 | stuk | Ty-Rap Fastening | BE31450 | LR (Premium Cable Ties I) | stuk | TY-GRIP Klitb, 330 2mmx12 7mm zw | COL. VELCRO 12. 7X330. 2MM NOI | FO Slotted Loop Tie, Black PA 6.6, Hook Side & Low Density Polyethylene on Loop Side, Temp to 104.4 Degree C, L 330.2mm W 12.7mm, Thickness 1.588mm, 178 Newtons | CABLE TIE 40LB 13IN BLK NYL FO LOOP
7TAG009630R0032 | FO350-40-6 | Active | 5414363021520 | 200.75 | 100 | 1 | stuk | Ty-Rap Fastening | BE31450 | LR (Premium Cable Ties I) | stuk | TY-GRIP Klitb, 330 2mmx12 7mm Blauw | Att câble 40lb 0,5x13 po loupe fo bleu | FO Slotted Loop Tie, Gray PA 6.6, Hook Side & Low Density Polyethylene on Loop Side, Temp to 104.4 Degree C, L 330.2mm W 12.7mm, Thickness 1.588mm, 178 Newtons | CABLE TIE 40LB .5X13IN BLUE FO LOOP
7TAG009630R0033 | FO350-50-0 | Active | 5414363021551 | 289.77 | 100 | 10 | stuk | Ty-Rap Fastening | BE31450 | LR (Premium Cable Ties I) | stuk | TY-GRIP Klitb, 330 2mmx19 1mm zw | Att câble 50lb 13 po loupe fo noir nyl | FO Slotted Loop Tie, Black PA 6.6, Hook Side & Low Density Polyethylene on Loop Side, Temp to 104.4 Degree C, L 330.2mm W 19.05mm, Thickn 1.588mm, 222.5 Newtons | CABLE TIE 50LB 13IN BLK NYL FO LOOP
7TAG009630R0034 | FO350-50-4 | Active | 5414363021599 | 306.36 | 100 | 1 | stuk | Ty-Rap Fastening | BE31450 | LR (Premium Cable Ties I) | stuk | TY-GRIP Klitb, 330 2mmx19 1mm Geel | Att câble 50lb 0,75x13 po loupe fo jau | FO Slotted Loop Tie, Yellow PA 6.6, Hook Side & Low Density Polyethylene on Loop Side, Temp to 104.4 Degree C, L 330.2mm W 19.05mm, Thickn 1.588mm, 222.5 Newtons | CABLE TIE 50LB .75X13 YELLOW FO LO
7TAG009630R0035 | FO350-50-6 | Active | 5414363021612 | 306.36 | 100 | 1 | stuk | Ty-Rap Fastening | BE31450 | LR (Premium Cable Ties I) | stuk | TY-GRIP Klitb, 330 2mmx19 1mm Blauw | Att câble 50lb 0,75x13 po loupe fo bleu | FO Slotted Loop Tie, Blue PA 6.6, Hook Side & Low Density Polyethylene on Loop Side, Temp to 104.4 Degree C, L 330.2mm W 19.05mm, Thickn 1.588mm, 222.5 Newtons | CABLE TIE 50LB .75X13 BLUE FO LOOP
7TAG009630R0036 | FOL300-50-0 | Active | 5414363021650 | 255.27 | 100 | 10 | stuk | Ty-Rap Fastening | BE31450 | LR (Premium Cable Ties I) | stuk | TY-GRIP Klittenb,binderGesp 304 8mmx19 1mm zw | COL.VELC.BOUCL 12.7X304.8MM N | FOL Buckle Tie, Black PA 6.6, for Temp up to 93.3 Degrees C, Length 304.8mm, Width 19.05mm, Thickness of 1.588mm, Tensile Strength 222.5 Newtons | CABLE TIE 50LB 12IN BLK NYL FOL BKL
7TAG009630R0038 | FOL300-50-4 | Active | 5415022156737 | 301.88 | 100 | 1000 | stuk | Ty-Rap Fastening | BE31450 | LR (Premium Cable Ties I) | stuk | TY-GRIP Klittenb,binderGesp 304 8mmx19 1mm Geel | Att boucle 50lb 0,75x12 po fol jau | FOL Buckle Tie, Yellow PA 6.6, for Temp up to 93.3 Degrees C, Length 304.8mm, Width 19.05mm, Thickness of 1.588mm, Tensile Strength 222.5 Newtons | BUCKLE TIE 50LB .75X12IN YELLOW FOL
7TAG009630R0039 | FOL300-50-6 | Active | 5415022156744 | 301.88 | 100 | 1000 | stuk | Ty-Rap Fastening | BE31450 | LR (Premium Cable Ties I) | stuk | Ty-Rap Fastening FOL300-50-6 | Att boucle 50lb 0,75x12 po fol bleu | FOL Buckle Tie, Blue PA 6.6, for Temp up to 93.3 Degrees C, Length 304.8mm, Width 19.05mm, Thickness of 1.588mm, Tensile Strength 222.5 Newtons | BUCKLE TIE 50LB .75X12IN BLUE FOL
7TAG009630R0040 | FOL500-50-0 | Active | 5414363021803 | 331.98 | 100 | 10 | stuk | Ty-Rap Fastening | BE31450 | LR (Premium Cable Ties I) | stuk | TY-GRIP Klittenb,binderGesp 457.2mmx19.1mm zw | COL. A BOUCLE 127X4572MM NOI | FOL Buckle Tie, Black PA 6.6, for Temp up to 93.3 Degrees C, Length 457.2mm, Width 19.05mm, Thickness of 1.588mm, Tensile Strength Rating of 222.5 Newtons | CBL TIE 50LB 12IN BLACK NYL FOL BKL
7TAG009630R0041 | FOR180-50-0 | Active | 5414363021889 | 2514.63 | 100 | 1 | stuk | Ty-Rap Fastening | BE31450 | LR (Premium Cable Ties I) | stuk | Ty-Rap Fastening FOR180-50-0 | COL 50LB 180IN BLK FOR ROLLED | FOR Roll Hook & Loop Tie, Black Nylon for Temp up to 104.4 Degrees C, Length 457.2mm, Width 19.05mm, Thickness 1.588mm, Tensile Strength 222.5 Newtons | CABLE TIE 50LB 180IN BLK FOR ROLL
7TAG009630R0042 | FOR180-50-2 | Active | 5415022156751 | 2663.14 | 100 | 200 | stuk | Ty-Rap Fastening | BE31450 | LR (Premium Cable Ties I) | stuk | Ty-Rap Fastening FOR180-50-2 | CABLE TIE 50LB 180 | FOR Roll Hook & Loop Tie, Red Nylon for Temp up to 104.4 Degrees C, Length 457.2mm, Width 19.05mm, Thickness 1.588mm, Tensile Strength 222.5 Newtons | CABLE TIE 50LB 180
7TAG009630R0043 | FOR180-50-4 | Active | 5414363129905 | 2663.14 | 100 | 200 | stuk | Ty-Rap Fastening | BE31450 | LR (Premium Cable Ties I) | stuk | Ty-Rap Fastening FOR180-50-4 | Att câble 50lb 180 jau pour roul | FOR Roll Hook & Loop Tie, Yellow Nylon for Temp up to 104.4 Degrees C, Length 457.2mm, Width 19.05mm, Thickness 1.588mm, Tensile Strength 222.5 Newtons | CABLE TIE 50LB 180 YELLOW FOR ROLL
7TAG009630R0044 | FOR180-50-6 | Active | 5414363021988 | 2663.14 | 100 | 1 | stuk | Ty-Rap Fastening | BE31450 | LR (Premium Cable Ties I) | stuk | CABLE TIE 50LB 180 BLUE ROLLED | Att câble 50lb 180 bleu pour roul | FOR Roll Hook & Loop Tie, Blue Nylon for Temp up to 104.4 Degrees C, Length 457.2mm, Width 19.05mm, Thickness 1.588mm, Tensile Strength 222.5 Newtons | CABLE TIE 50LB 180 BLUE FOR ROLLED
7TAG009630R0045 | FOR180-50-9 | Active | 5414363022015 | 2663.14 | 100 | 1 | stuk | Ty-Rap Fastening | BE31450 | LR (Premium Cable Ties I) | stuk | Ty-Rap Fastening FOR180-50-9 | COL 50LB 180 WHITE FOR ROLLE | FOR Roll Hook & Loop Tie, White Nylon for Temp up to 104.4 Degrees C, Length 457.2mm, Width 19.05mm, Thickness 1.588mm, Tensile Strength 222.5 Newtons | CABLE TIE 50LB 180 WHITE FOR ROLLE
7TAG009630R0046 | FOS150-50-0 | Active | 5414363022039 | 138.61 | 100 | 10 | stuk | Ty-Rap Fastening | BE31450 | LR (Premium Cable Ties I) | stuk | Ty-Rap Fastening FOS150-50-0 | COL.VELCRO BDE 17.7X152.4MM N | FOS Strip Tie, Black Nylon for Temp up to 104.4 Degrees C, Length 152.4mm, Width 19.05mm, Thickness 1.588mm, Tensile Strength 222.5 Newtons | CABLE TIE 50LB 6IN BLK NY FOS STRIP
7TAG009630R0047 | FOS150-50-9 | Active | 5414363022114 | 138.61 | 100 | 1000 | stuk | Ty-Rap Fastening | BE31450 | LR (Premium Cable Ties I) | stuk | Ty-Rap Fastening FOS150-50-9 | Att câble 50lb 6 po bande fos blc | FOS Strip Tie, White Nylon for Temp up to 104.4 Degrees C, Length 152.4mm, Width 19.05mm, Thickness 1.588mm, Tensile Strength 222.5 Newtons | CABLE TIE 50LB 6 IN WHITE FOS STRIP
7TAG009630R0048 | FOS320-50-0 | Active | 5414363022121 | 246.04 | 100 | 10 | stuk | Ty-Rap Fastening | BE31450 | LR (Premium Cable Ties I) | stuk | Ty-Rap Fastening FOS320-50-0 | Att câble 50lb 12 po bande fos noir | FOS Strip Tie, Black Nylon for Temp up to 104.4 Degrees C, Length 304.8mm, Width 19.05mm, Thickness 1.588mm, Tensile Strength 222.5 Newtons | CABLE TIE 50LB 12IN BLK FOS STRIP
7TAG009630R0050 | FOS500-50-0 | Active | 5414363022213 | 361.34 | 100 | 1000 | stuk | Ty-Rap Fastening | BE31450 | LR (Premium Cable Ties I) | stuk | Ty-Rap Fastening FOS500-50-0 | Att câble 50lb 18 po bande fos noir | FOS Strip Tie, Black Nylon for Temp up to 104.4 Degrees C, Length 457.2mm, Width 19.05mm, Thickness 1.588mm, Tensile Strength 222.5 Newtons | CABLE TIE 50LB 18IN BLK FOS STRIP
7TAG009640R0000 | TY23MX-A | Active | 5414363061854 | 7.79 | 100 | 1000 | stuk | Ty-Rap | BE31450 | LR (Premium Cable Ties I) | stuk | TY-RAP Kabelbinder met RVS Lip, 92mm x 2,29mm, Hittebestendig, Zwart | COL.2.4X92MM NOIR UV 105°C | Cable Tie, Heat Stabilized, UV Resist, Black PA 6.6, for Temp up to 105 Degrees UL/EN/CSA62275 Type 2/21S, L 91.95mm, W 2.34mm, Thickness 0.91mm, 80 Newtons | Cable Tie, Heat Stabilized, UV Resist, Black PA 6.6, for Temp up to 105 Degrees UL/EN/CSA62275 Type 2/21S, L 91.95mm, W 2.34mm, Thickness 0.91mm, 80 Newtons
7TAG009640R0001 | TY24MX-A | Active | 5414363062271 | 11.59 | 100 | 1000 | stuk | Ty-Rap | BE31450 | LR (Premium Cable Ties I) | stuk | TY-RAP Kabelbinder met RVS Lip, 140mm x 3,6mm, Hittebestendig | COL.3.6X140MM NOIR UV 105°C | Cable Tie, Heat Stabilized, UV Resist, Black PA 6.6, for Temp up to 105 Degrees L 139.7mm, W 3.56mm, Thickness 1.31mm, Tensile Strength 178 Newtons, UV Resist | Cable Tie, Heat Stabilized, UV Resist, Black PA 6.6, for Temp up to 105 Degrees L 139.7mm, W 3.56mm, Thickness 1.31mm, Tensile Strength 178 Newtons, UV Resist
7TAG009640R0002 | TY25MX-A | Active | 5414363062714 | 12.9 | 100 | 1000 | stuk | Ty-Rap Fastening | BE31450 | LR (Premium Cable Ties I) | stuk | TY-RAP RVS Lip 186mmx4 8mm Hitte | COL.4.8X186MM NOIR UV 105°C | Cable Tie, Heat Stabilized, UV Resist, Black PA 6.6, for Temp up to 105 Degrees L 186mm, W 4.77mm, Thickness 1.22mm, Tensile Strength 222 Newtons, | CABLE TIE 50LB 7IN BLK NYL HT STBL
7TAG009640R0003 | TY27MX-A | Active | 5414363063421 | 59.89 | 100 | 500 | stuk | Ty-Rap Fastening | BE31450 | LR (Premium Cable Ties I) | stuk | CABLE TIE 120LB 13IN BK NYL HT STB | COL.7X340MM NOIR UV 105°C | Cable Tie, Heat Stabilized, UV Resist, Black PA 6.6, Temp up to 105 Degrees C, L 340mm, W 6.86mm, Thickness 1.60mm, Tensile Strength 540 Newtons | CABLE TIE 120LB 13IN BK NYL HT STB
7TAG009660R0008 | TC102-NDT | Active | 5415022188240 | 35.16 | 100 | 1000 | stuk | Ty-Rap Fastening | BE31450 | LS (Prem. Cable Ties II) | stuk | MOUNTING BASE .75X.5IN DET NY SCREW | Base montage 0,75x0,5 po vis detec ny | Low-Profile Detectable Mounting Base, Detectable Blue Nylon 6.6, L 19.1m W 12.7mm, H 3.05mm, Mounting Method Bulk Pack | MOUNTING BASE .75X.5IN DET NY SCREW
7TAG009660R0009 | TC102-PDT | Active | 5415022188257 | 42.32 | 100 | 1000 | stuk | Ty-Rap Fastening | BE31450 | LS (Prem. Cable Ties II) | stuk | MOUNTING BASE .75X.5IN DET PP SCREW | Base montage 0,75x0,5 po vis detec pp | Low-Profile Detectable Mounting Base, Detectable Blue Polypropylene, L 19.1mm W 12.7mm, H 3.05mm, Mounting Method | MOUNTING BASE .75X.5IN DET PP SCREW
7TAG009660R0010 | TC141-NDT | Active | 5415022188301 | 106.75 | 100 | 500 | stuk | Ty-Rap Fastening | BE31450 | LS (Prem. Cable Ties II) | stuk | SADDLE SPRT BASE .7X.4IN DETEC NYL | Base sprt selle 0,7x0,4 po detec nyl | Detectable Saddle Support Mounting Base, Detectable Blue Nylon, L 17.02mm, Width 11.1mm, H 8.38mm, Screw Mounting Method, #6 Pan Head Screw, Mounting Hole 3.8mm | SADDLE SPRT BASE .7X.4IN DETEC NYL
7TAG009660R0011 | TC142-NDT | Active | 5415022188318 | 138.02 | 100 | 500 | stuk | Ty-Rap Fastening | BE31450 | LS (Prem. Cable Ties II) | stuk | SADDLE SPRT BASE .9X.5IN DETEC NYL | Base sprt selle 0,9x0,5 po detec nyl | Saddle Support Mounting Base, Detectable Blue Nylon, L 23.4mm, W 14.2mm, H 10.67mm, Mounting Hole Size 5.2mm, Bulk Pack | SADDLE SPRT BASE .9X.5IN DETEC NYL
7TAG009660R0012 | TC342A-NDT | Active | 5415022188349 | 111.32 | 100 | 10000 | stuk | Ty-Rap Fastening | BE31450 | LS (Prem. Cable Ties II) | stuk | 2WAY ADHMTG BASE 1.1X1.1IN DET NYL | Base mont adh 2 voies 1,1x1,1 po det nyl | 2-Way or 4-Way Detectable Mounting Base Detectable Blue Polypropylene Temp to 85 Degr C, L 28.58mm, W 28.58mm, H 6.35mm, Bulk Pack | 2WAY ADH MTG BASE 1.1X1.1IN DET NYL
7TAG009660R0013 | TC344A-NDT | Active | 5415022188370 | 111.32 | 100 | 1000 | stuk | Ty-Rap Fastening | BE31450 | LS (Prem. Cable Ties II) | stuk | 4WAY ADHMTG BASE .75X.75IN DET NYL | Base mont adh 4 voies 0,75x0,75 po det nyl | 2-Way or 4-Way Detectable Mounting Base Detectable Blue Nylon 6.6 Temp to 85 Degr C, L 19.05mm, W 19.05mm, H 4.83mm, Mounting Hole Size 4.4mm, Bulk Pack | 4WAY ADH MTG BASE .75X.75IN DET NYL
7TAG009660R0014 | TC347A-NDT | Active | 5415022188400 | 111.32 | 100 | 1000 | stuk | Ty-Rap Fastening | BE31450 | LS (Prem. Cable Ties II) | stuk | 2/4WAYMTG BASE 1.1X1.1IN DET NYL | Base mont 2/4 voies 1,1x1,1 po det nyl | 2-Way or 4-Way Detectable Mounting Base Detectable Blue Nylon 6.6 Temp to 85 Degr C, L 28.58mm, W 28.58mm, H 8.67mm, Mounting Hole Size 4.4mm, Bulk Pack | 2/4WAY MTG BASE 1.1X1.1IN DET NYL
7TAG009660R0015 | TC5102-NDT | Active | 5415022188233 | 38.62 | 100 | 100 | stuk | Ty-Rap Fastening | BE31450 | LS (Prem. Cable Ties II) | stuk | MTG BASE .75X.5IN DETEC NYLON SCREW | EM.DE.AVISSER12.7X19.1MM-PA6.6 | Low-Profile Detectable Mounting Base, Detectable Blue Nylon 6.6, L 19.1m W 12.7mm, H 3.05mm, Mounting Method 100 Pack | MTG BASE .75X.5IN DETEC NYLON SCREW
7TAG009660R0017 | TC5141-NDT | Active | 5415022188264 | 117.6 | 100 | 100 | stuk | Ty-Rap Fastening | BE31450 | LS (Prem. Cable Ties II) | stuk | SADDLE SPRT BASE DETEC NY SCREWMNT | EM.DE.ASELLETTE17X11.1MM-PA6.6 | Detectable Saddle Support Mounting Base, Detectable Blue Nylon, L 17.02mm, Width 11.1mm, Screw Mounting Method, #6 Pan Head Screw, Mounting Hole 3.8mm | SADDLE SPRT BASE DETEC NY SCREW MNT
7TAG009660R0018 | TC5141-PDT | Active | 5415022188271 | 140.86 | 100 | 100 | stuk | Ty-Rap Fastening | BE31450 | LS (Prem. Cable Ties II) | stuk | SADDLE SPRT BASE DETEC PP SCREWMNT | Base sprt selle detec pp mont vis | Detectable Saddle Support Mounting Base, Detectable Blue Polypropylene, L 17.02mm Width 11.1mm, Height 8.38mm, Screw MM #6 Pan Head Screw, Mounting Hole 3.8mm | SADDLE SPRT BASE DETEC PP SCREW MNT
7TAG009660R0019 | TC5142-NDT | Active | 5415022188288 | 151.68 | 100 | 100 | stuk | Ty-Rap Fastening | BE31450 | LS (Prem. Cable Ties II) | stuk | SADDLE SPRT BASE .9X.6IN DETEC NYL | Base sprt selle 0,9x0,6 po detec nyl | Saddle Support Mounting Base, Detectable Blue Nylon, L 23.4mm, W 14.2mm, Mounting Hole Size 5.2mm, 100 Pack | SADDLE SPRT BASE .9X.6IN DETEC NYL
7TAG009660R0020 | TC5142-PDT | Active | 5415022188295 | 181.74 | 100 | 100 | stuk | Ty-Rap Fastening | BE31450 | LS (Prem. Cable Ties II) | stuk | SADDLE SPRT BASE .9X.6IN DETEC PP | Saddle sprt base 0,90x0,6 po detec pp | Saddle Support Mounting Base, Detectable Blue Polypropylene, L 23.4mm, W 14.2mm, H 10.67mm, Mounting Hole Size 5.2mm, Bulk Pack | SADDLE SPRT BASE .9X.6IN DETEC PP
7TAG009660R0021 | TC5342A-NDT | Active | 5415022188325 | 122.5 | 100 | 100 | stuk | Ty-Rap Fastening | BE31450 | LS (Prem. Cable Ties II) | stuk | 2WAYMTG BASE 1.1X1.1IN DET NYL ADH | EMB.S DETEC.PLATE29X29MM-PA6.6 | 2-Way or 4-Way Detectable Mounting Base, Detectable Blue PA 6.6 for Temp up to 85 Degrees C, Length 28.58mm, W 28.58mm, H 6.35mm, Self-Adhesive Mounting Method | 2WAY MTG BASE 1.1X1.1IN DET NYL ADH
7TAG009660R0022 | TC5342A-PDT | Active | 5415022188332 | 146.95 | 100 | 5000 | stuk | Ty-Rap Fastening | BE31450 | LS (Prem. Cable Ties II) | stuk | 2WAYMTG BASE 1.1X1.1IN DET PP ADH | EMB.DETECT.PLT29X29MM-POLYPRO | 2-Way or 4-Way Detectable Mounting Base Detectable Blue Polypropylene Temp to 85 Degr C, L 28.58mm, W 28.58mm, H 6.35mm, | 2WAY MTG BASE 1.1X1.1IN DET PP ADH
7TAG009660R0023 | TC5344A-NDT | Active | 5415022188356 | 114.62 | 100 | 100 | stuk | Ty-Rap Fastening | BE31450 | LS (Prem. Cable Ties II) | stuk | 4WAYMTG BASE .75X.75IN DET NYL ADH | EM.DET.AUTOADH/VIS 191.X19.1MM | 2-Way or 4-Way Detectable Mounting Base Detectable Blue Nylon 6.6 Temp to 85 Degr C, L 19.05mm, W 19.05mm, H 4.83mm, Mounting Hole Size 4.4mm, 100 Pack | 4WAY MTG BASE .75X.75IN DET NYL ADH
7TAG009660R0024 | TC5344A-PDT | Active | 5415022188363 | 146.95 | 100 | 5000 | stuk | Ty-Rap Fastening | BE31450 | LS (Prem. Cable Ties II) | stuk | 4WAYMTG BASE .75X.75IN DET PP ADH | EMBS DETEC19.1X19.1MM-POLYPROP | 2-Way or 4-Way Detectable Mounting Base Detectable Blue Polypropylene Temp to 85 Degr C, L 19.05mm, W 19.05mm, H 4.83mm, Mounting Hole Size 4.4mm | 4WAY MTG BASE .75X.75IN DET PP ADH
7TAG009660R0025 | TC5347A-NDT | Active | 5415022188387 | 122.5 | 100 | 100 | stuk | Ty-Rap Fastening | BE31450 | LS (Prem. Cable Ties II) | stuk | 2/4WAYMTG BASE 1.1X1.1IN DETEC NYL | EMBS DET.AUTOADH/29X29MM-PA6.6 | 2-Way or 4-Way Detectable Mounting Base Detectable Blue Nylon 6.6 Temp to 85 Degr C, L 28.58mm, W 28.58mm, H 8.67mm, Mounting Hole Size 4.4mm, 100 Pack | 2/4WAY MTG BASE 1.1X1.1IN DETEC NYL
7TAG009660R0026 | TC5347A-PDT | Active | 5415022188394 | 146.95 | 100 | 100 | stuk | Ty-Rap Fastening | BE31450 | LS (Prem. Cable Ties II) | stuk | 2/4WAYMTG BASE 1.1X1.1IN DETEC PP | Base mont 2/4 voies 1,1x1,1 po det pp | 2-Way or 4-Way Detectable Mounting Base Detectable Blue Polypropylene Temp to 85 Degr C, L 28.58mm, W 28.58mm, H 8.67mm, Mounting Hole Size 4.4mm | 2/4WAY MTG BASE 1.1X1.1IN DETEC PP
7TAG009660R0029 | TY523M-NDT | Active | 5414363176077 | 14.48 | 100 | 100 | stuk | Ty-Rap Fastening | BE31450 | LR (Premium Cable Ties I) | stuk | CABLE TIE 18LB 4IN BLUE NYL DETECT | COL.PA6 AGRO.DETECT.BU2.4X92MM | Detectable Cable Tie, Bright Blue PA 6.6 for Temperatures up to 85 Degrees C, for Indoor Applications, L 87.3mm, W 2.34mm, Thickness 0.91mm, 80 Newtons | CABLE TIE 18LB 4IN BLUE NYL DETECT
7TAG009660R0030 | TY523M-PDT | Active | 5414363176114 | 17.62 | 100 | 100 | stuk | Ty-Rap Fastening | BE31450 | LR (Premium Cable Ties I) | stuk | CABLE TIE 18LB 4IN BLUE PP DETECT | COL.POLYPR.AGRO.DET.BU2.4X92MM | Detectable Cable Tie, Bright Blue Polypr Polypropylene for Temp up to 85 Degrees C, for Indoor Applications, L 2.34mm, W 4.72mm, Thickness 0.91mm, 80 Newtons | CABLE TIE 18LB 4IN BLUE PP DETECT
7TAG009660R0031 | TY524M-NDT | Active | 5414363510789 | 17.16 | 100 | 100 | stuk | Ty-Rap Fastening | BE31450 | LR (Premium Cable Ties I) | stuk | TY-RAP RVS Lip 140mmx3 6mm Blauw | ATTACHE CABLE NYL 5-1/2PO30LB | Detectable Cable Tie, Bright Blue PA 6.6 for Temperatures up to 85 Degrees C, for Indoor Applications, L 140mm, W 3.6mm, Tensile Strength 180 Newtons | CABLE TIE 40LB 5.5IN BLU NYL DETECT
7TAG009660R0032 | TY525M-NDT | Active | 5414363077343 | 23.58 | 100 | 1000 | stuk | Ty-Rap Fastening | BE31450 | LR (Premium Cable Ties I) | stuk | CABLE TIE 50LB 7IN BLUE NYL DETECT | COL.PA6 AGR.DETECT.BU4.8X186MM | Detectable Cable Tie, Bright Blue PA 6.6 for Temperatures up to 85 Degrees C, for Indoor Applications, L 178.18mm, W 4.72mm, Thickness 1.22mm, 180 Newtons | CABLE TIE 50LB 7IN BLUE NYL DETECT
7TAG009660R0033 | TY525M-PDT | Active | 5414363077787 | 28.56 | 100 | 100 | stuk | Ty-Rap Fastening | BE31450 | LR (Premium Cable Ties I) | stuk | CABLE TIE 30LB 7IN BLUE PP DETECT | COL.POLYPR.AGR.DETEC.4.8X186MM | Detectable Cable Tie, Bright Blue Polypropylene for Temp up to 85 Degrees C, for Indoor Applications, L 178.18mm, W 4.72mm, Thickness 1.22mm, 133 Newtons | CABLE TIE 30LB 7IN BLUE PP DETECT
7TAG009660R0034 | TY527M-NDT | Active | 5414363176169 | 80.98 | 100 | 50 | stuk | Ty-Rap Fastening | BE31450 | LR (Premium Cable Ties I) | stuk | CABLE TIE 120LB 13IN BLU NYL DETECT | COL.PA6 AGR.DETECT.BU7.0X340MM | Detectable Cable Tie, Bright Blue PA 6.6 for Temperatures up to 85 Degrees C, for Indoor Applications, L 334.57mm, W 6.86mm, Thickness 1.52mm, 534 Newtons | CABLE TIE 120LB 13IN BLU NYL DETECT
7TAG009660R0035 | TY527M-PDT | Active | 5414363176176 | 111.72 | 100 | 50 | stuk | Ty-Rap Fastening | BE31450 | LR (Premium Cable Ties I) | stuk | CABLE TIE 60LB 13IN BLUE PP DETEC | COL.POLYPR.AGR.DETEC.7.0X340MM | Detectable Cable Tie, Bright Blue Polypr Polypropylene for Temp up to 85 Degrees C, for Indoor Applications, L 334.57mm, W 6.86mm, Thickness 1.52mm, 267 Newtons | CABLE TIE 60LB 13IN BLUE PP DETEC
7TAG009660R0036 | TY528M-NDT | Active | 5414363176121 | 48.55 | 100 | 100 | stuk | Ty-Rap Fastening | BE31450 | LR (Premium Cable Ties I) | stuk | CABLE TIE 50LB 14IN BLUE NYL DETECT | COL.PA6 AGR.DETECT.BU4.8X360MM | Detectable Cable Tie, Bright Blue PA 6.6 for Temperatures up to 85 Degrees C, for Indoor Applications, L 353.6mm, W 4.67mm, Thickness 1.19mm, 222 Newtons | CABLE TIE 50LB 14IN BLUE NYL DETECT
7TAG009660R0037 | TY528M-PDT | Active | 5414363176138 | 54.47 | 100 | 100 | stuk | Ty-Rap Fastening | BE31450 | LR (Premium Cable Ties I) | stuk | CABLE TIE 30LB 14IN BLUE PP DETEC | COL.POLYPR.AGR.DETEC.4.8X360MM | Cable Tie, Bright Blue Polypropylene for 85 Degrees C, UL/EN/CSA62275, Type 2/21 L 353.6mm, W 4.67mm, Thickness 1.19mm, Tensile Strength 135 Newtons | CABLE TIE 30LB 14IN BLUE PP DETEC
7TAG009680R0006 | TC5105 | Active | 5414363029243 | 36.52 | 100 | 100 | stuk | Ty-Rap Fastening | BE31450 | LR (Premium Cable Ties I) | stuk | MTG PLATE AL 1X.5IN No10 SCREW | EMB.AVIS 13X25MM AL COL.4.8MM | Aluminum Mounting Plate, for Temp up to 450 Degrees C, UV Resist, L 25.4mm, W 13.2mm, H 3.8mm, Self-Adhesive/Screw Mounting with #10 Screw | MTG PLATE AL 1X.5IN No10 SCREW
7TAG009710R0008 | TC88 | Active | 5414363059363 | 157.69 | 100 | 100 | stuk | Ty-Rap Fastening | BE31450 | LR (Premium Cable Ties I) | stuk | Ty-Rap Fastening TC88 | EMB.CLIPS 23X19MM CAB.D12.7MM | Mechanical-Locking Routing Clamp, Nat PA 6.6, for Temp up to 85 Degrees C, L 19.1mm, W 12.7mm, H 40.5mm, Mounting Hole Size of 6.35mm, Clip or Glue Method | ROUTING CLAMP NAT NY .25IN MTG HOLE
7TAG009710R0009 | TC95 | Active | 5414363059387 | 216.11 | 100 | 1000 | stuk | Ty-Rap | BE31450 | LR (Premium Cable Ties I) | stuk | Heropenbare Steekneusklem voor Bundel Diameter tot 25,4mm | EMB.CLIPS 41X19MM CAB.D25.4MM | Mechanical-Locking Routing Clamp, Natura PA 6.6, L 19.1mm, W 12.7mm, H 22.6mm, Mounting Hole Size 6.35mm, Clip or Glue Mounting Method | Mechanical-Locking Routing Clamp, Natura PA 6.6, L 19.1mm, W 12.7mm, H 22.6mm, Mounting Hole Size 6.35mm, Clip or Glue Mounting Method
7TAG009720R0006 | TC223-TB | Active | 5414363058373 | 297.22 | 100 | 1000 | stuk | Ty-Rap | BE31450 | LR (Premium Cable Ties I) | stuk | Identificatie Label 18,0mm x 24,0mm, Naturel | Att câble plaque id nylon 0,75x1,28 | Identification Tag, Natural Nylon for Temp up to 85 Degrees C, L 32.51mm, W 19.68mm, Thickness 0.381mm, Secured Into Place Using Cable Tie | Identification Tag, Natural Nylon for Temp up to 85 Degrees C, L 32.51mm, W 19.68mm, Thickness 0.381mm, Secured Into Place Using Cable Tie
7TAG009750R0017 | GRNY-040-0-C | Active | 5414363023463 | 5303.88 | 100 | 1 | stuk | Ty-Rap Fastening | BE31450 | LR (Premium Cable Ties I) | stuk | Doorvoertul Paneel 1 01mm 30 5M zw | PROTECT. TOLE 3.17X4.82MM NOI | Extruded Grommeting, Black PA 6.6 for Temp up to 85 Degrees C, Height 4.83mm, Width 3.17mm, Thickness 1.02mm, Width Maximum Panel Thickness 1.02mm | GROMMETING EXTD .04IN BLK NYL 100FT
7TAG009750R0018 | GRNY-040-9-C | Active | 5414363023470 | 5303.88 | 100 | 1 | stuk | Ty-Rap Fastening | BE31450 | LR (Premium Cable Ties I) | stuk | Doorvoertul Paneel 1 01mm 30 5M Nat. | Ext oeillets 0,04 po nat nyl 100 pd | Extruded Grommeting, Natural PA 6.6 for Temp up to 85 Degrees C, Height 4.83mm, Width 3.17mm, Thickness 1.02mm, Width Maximum Panel Thickness 1.02mm | GROMMETING EXTD .04IN NAT NYL 100FT
7TAG009750R0019 | GRNY-052-0-C | Active | 5414363023487 | 6707.94 | 100 | 1 | stuk | Ty-Rap Fastening | BE31450 | LR (Premium Cable Ties I) | stuk | Doorvoertul Paneel 1 32Mm 30 5M zw | Ext oeillets 0,052 po noir nyl 100 pd | Extruded Grommeting, Black PA 6.6 for Temp up to 85 Degrees C, Height 4.82mm, Width 3.17mm, Thickness 1.02mm, Width Maximum Panel Thickness 1.32mm | GROMMETING EXTD .052IN BLK NY 100FT
7TAG009750R0021 | GRNY-052-9-C | Active | 5414363023517 | 6707.94 | 100 | 1 | stuk | Ty-Rap Fastening | BE31450 | LR (Premium Cable Ties I) | stuk | Doorvoertul Paneel 1 32Mm 30 5M Nat. | Ext oeillets 0,052 po nat nyl 100 pd | Extruded Grommeting, Natural PA 6.6, for Temp up to 85 Degrees C, H 4.82mm, W 3.17mm, Thickness 1.02mm, Width Max Panel Thickness 1.32mm, Reel 30.48 Meter | GROMMETING EXTD .052IN NAT NY 100FT
7TAG009750R0022 | GRNY-062-0-C | Active | 5414363023531 | 6088.18 | 100 | 1 | stuk | Ty-Rap Fastening | BE31450 | LR (Premium Cable Ties I) | stuk | Doorvoertul Paneel 1 57Mm 30 5M zw | PROTECT. TOLE 1.57X5.08MM NOI | Extruded Grommeting, Black PA 6.6 for Temp up to 85 Degrees C, Height 5.08mm, Width 4.32mm, Thickness 1.14mm, Width Maximum Panel Thickness 1.57mm | GROMMETING EXTD .062IN BLK NY 100FT
7TAG009750R0023 | GRNY-062-9-C | Active | 5414363023548 | 6088.18 | 100 | 1 | stuk | Ty-Rap Fastening | BE31450 | LR (Premium Cable Ties I) | stuk | Doorvoertul Paneel 1 57Mm 30 5M Nat. | Ext oeillets 0,062 po nat nyl 100 pd | Extruded Grommeting, Natural PA 6.6 for Temp up to 85 Degrees C, Height 5.08mm, Width 4.32mm, Thickness 1.14mm, Width Maximum Panel Thickness 1.57mm | GROMMETING EXTD .062IN NAT NY 100FT
7TAG009750R0024 | GRNY-085-0-C | Active | 5414363023555 | 6681.65 | 100 | 1 | stuk | Ty-Rap Fastening | BE31450 | LR (Premium Cable Ties I) | stuk | Doorvoertul Paneel 2 15Mm 30 5M zw | Ext oeillets 0,085 po noir nyl 100 pd | Extruded Grommeting, Black PA 6.6 for Temp up to 85 Degrees C, Height 5.08mm, Width 4.32mm, Thickness 1.14mm, Width Maximum Panel Thickness 2.15mm | GROMMETING EXTD .085IN BLK NY 100FT
7TAG009750R0026 | GRNY-085-9-C | Active | 5414363023586 | 6681.65 | 100 | 1 | stuk | Ty-Rap Fastening | BE31450 | LR (Premium Cable Ties I) | stuk | Doorvoertul Paneel 2 15Mm 30 5M Nat. | Ext oeillets 0,085 po nat nyl 100 pd | Extruded Grommeting, Natural PA 6.6 for Temp up to 85 Degrees C, Height 5.08mm, Width 4.32mm, Thickness 1.14mm, Width Maximum Panel Thickness 2.15mm | GROMMETING EXTD .085IN NAT NY 100FT
7TAG009750R0027 | GRNY-100-0-C | Active | 5414363023609 | 9166.15 | 100 | 1 | stuk | Ty-Rap Fastening | BE31450 | LR (Premium Cable Ties I) | stuk | Doorvoertul Paneel 2 54Mm 30 5M zw | Ext oeillets 0,10 po noir nyl 100 pd | Extruded Grommeting, Black PA 6.6 for Temp up to 85 Degrees C, Height 5.58mm, Width 5.33mm, Thickness 1.14mm, Width Maximum Panel Thickness 2.54mm | GROMMETING EXTD .10IN BLK NYL 100FT
7TAG009750R0028 | GRNY-100-9-C | Active | 5414363023616 | 9166.15 | 100 | 1 | stuk | Ty-Rap Fastening | BE31450 | LR (Premium Cable Ties I) | stuk | Doorvoertul Paneel 2 54Mm 30 5M Nat. | Ext oeillets 0,10 po nat nyl 100 pd | Extruded Grommeting, Natural PA 6.6 for Temp up to 85 Degrees C, Height 5.58mm, Width 5.33mm, Thickness 1.14mm, Width Maximum Panel Thickness 2.54mm | GROMMETING EXTD .10IN NAT NYL 100FT
7TAG009750R0029 | GRNY-125-0-C | Active | 5414363023623 | 9772.81 | 100 | 1 | stuk | Ty-Rap Fastening | BE31450 | LR (Premium Cable Ties I) | stuk | Doorvoertul Paneel 3 17Mm 30 5M zw | Ext oeillets 0,125 po noir nyl 100 pd | Extruded Grommeting, Black PA 6.6 for Temp up to 85 Degrees C, Height 5.58mm, Width 5.21mm, Thickness 1.27mm, Width Maximum Panel Thickness 3.17mm | GROMMETING EXTD .125IN BLK NY 100FT
7TAG009750R0031 | GRNY-125-9-C | Active | 5414363023654 | 9772.81 | 100 | 1 | stuk | Ty-Rap Fastening | BE31450 | LR (Premium Cable Ties I) | stuk | Doorvoertul Paneel 3 17Mm 30 5M Nat. | Ext oeillets 0,125 po nat nyl 100 pd | Extruded Grommeting, Natural PA 6.6 for Temp up to 85 Degrees C, Height 5.58mm, Width 5.21mm, Thickness 1.27mm, Width Maximum Panel Thickness 3.17mm | GROMMETING EXTD .125IN NAT NYL100FT
7TAG009750R0032 | GRNY-187-0-C | Active | 5414363023661 | 12379.68 | 100 | 1 | stuk | Ty-Rap Fastening | BE31450 | LR (Premium Cable Ties I) | stuk | Doorvoertul Paneel 4 74Mm 30 5M zw | Ext oeillets 0,187 po noir nyl 100 pd | Extruded Grommeting, Black PA 6.6 for Temp up to 85 Degrees C, Height 6.85mm, Width 6.98mm, Thickness 1.27mm, Width Maximum Panel Thickness 4.74mm | GROMMETING EXTD .187IN BLK NY 100FT
7TAG009750R0033 | GRNY-187-9-C | Active | 5414363023678 | 12379.68 | 100 | 10 | stuk | Ty-Rap Fastening | BE31450 | LR (Premium Cable Ties I) | stuk | Doorvoertul Paneel 4 74Mm 30 5M Nat. | Ext oeillets 0,187 po nat nyl 100 pd | Extruded Grommeting, Natural PA 6.6 for Temp up to 85 Degrees C, Height 6.85mm, Width 6.98mm, Thickness 1.27mm, Width Maximum Panel Thickness 4.74mm | GROMMETING EXTD .187IN NAT NY 100FT
7TAG009750R0034 | GRNY-250-0-C | Active | 5414363023685 | 12972.83 | 100 | 1 | stuk | Ty-Rap Fastening | BE31450 | LR (Premium Cable Ties I) | stuk | Doorvoertul Paneel 6 35Mm 30 5M zw | Ext oeillets 0,25 po noir nyl 100 pd | Extruded Grommeting, Black PA 6.6 for Temp up to 85 Degrees C, Height 7.11mm, Width 9.40mm, Thickness 1.27mm, Width Maximum Panel Thickness 6.35mm | GROMMETING EXTD .25IN BLK NYL 100FT
7TAG009750R0035 | GRNY-250-9-C | Active | 5414363023692 | 12972.83 | 100 | 1 | stuk | Ty-Rap Fastening | BE31450 | LR (Premium Cable Ties I) | stuk | Doorvoertul Paneel 6 35Mm 30 5M Nat. | Ext oeillets 0,25 po nat nyl 100 pd | Extruded Grommeting, Natural PA 6.6 for Temp up to 85 Degrees C, Height 7.11mm, Width 9.40mm, Thickness 1.27mm, Width Maximum Panel Thickness 6.35mm | GROMMETING EXTD .25IN NAT NYL 100FT
7TAG009790R0010 | TC5344 | Active | 5414363058908 | 57.37 | 100 | 100 | stuk | Ty-Rap Fastening | BE31450 | LR (Premium Cable Ties I) | stuk | 4WAYMTG BASE .75X.75IN NAT 100PK | Base mont 4 voies 0,75x0,75 po nat 100pk | Four-Way Adhesive Mini Mounting Base, Nat PA 6.6, for Temp up to 65 Degrees C, L 19.05mm, W 19.05mm, H 4.85mm, Two- Component Glue/Screw Mounting Method | 4WAY MTG BASE .75X.75IN NAT 100PK
7TAG009800R0000 | TC5342A | Active | 5414363058892 | 64.74 | 100 | 500 | stuk | Ty-Rap Fastening | BE31450 | LR (Premium Cable Ties I) | stuk | 2WAYMTG BASE 1.1X1.1IN NAT NYL ADH | COL 1'' NAT MTG BASE-ADH | Low-Profile Mounting Plate, Nat PA 6.6 for Temp up to 65 Degrees C, L 28.58mm, W 28.58mm, H 6.35mm, Self-Adhesive Mounting Method | 2WAY MTG BASE 1.1X1.1IN NAT NYL ADH
7TAG009800R0002 | TC5345A | Active | 5414363058946 | 62.16 | 100 | 500 | stuk | Ty-Rap Fastening | BE31450 | LR (Premium Cable Ties I) | stuk | 4WAYMTG BASE 1.1X1.1IN NAT NYL ADH | EMB. ADH. 25X25MM NAT | Four-Way Mounting Base, Natural PA 6.6 for Temp up to 65 Degrees C, L 28.58mm, W 28.58mm, H 5.08mm, Self-Adhesive/Screw Mounting Method, #6 Screw, M Hole 4.3mm | 4WAY MTG BASE 1.1X1.1IN NAT NYL ADH
7TAG009800R0005 | TC5345AX | Active | 5414363058960 | 76.45 | 100 | 100 | stuk | Ty-Rap Fastening | BE31450 | LR (Premium Cable Ties I) | stuk | 4WAYMTG BASE 1.1X1.1IN BLK NYL ADH | EMB. ADH. 25X25MM NOIR UV | Four-Way Mounting Base, Black Nylon 6.6 for Temp up to 65 Degrees C, L 28.58mm, W 28.58mm, H 5.08mm, Self-Adhesive/Screw Moun Met, #6 Screw, M Hole 4.3mm, UV Res | 4WAY MTG BASE 1.1X1.1IN BLK NYL ADH
7TAG009810R0008 | TC344 | Active | 5414363058526 | 57.23 | 100 | 1000 | stuk | Ty-Rap Fastening | BE31450 | LR (Premium Cable Ties I) | stuk | 4WAYMTG BASE .75X.75IN NAT SCREW | CABLE COL.75 INCH NAT MTG BASE | Four-Way Adhesive Mini Mounting Base, Natural PA 6.6 for Temp up to 65 Degrees L 19.05mm, W 19.05mm, H 4.85mm, Two- Component Glue/Screw Mounting Method | 4WAY MTG BASE .75X.75IN NAT SCREW
7TAG009810R0010 | TC344A | Active | 5414363058533 | 50.81 | 100 | 1000 | stuk | Ty-Rap Fastening | BE31450 | LR (Premium Cable Ties I) | stuk | 4WAY ADHMTG BASE .75X.75IN NAT NYL | EMB.ADH.19.1X19.1MM C.3.6MM NA | Four-Way Adhesive Mini Mounting Base, Natural PA 6.6 for Temp up to 65 Degrees L 19.05mm, W 19.05mm, H 4.85mm, Self- Adhesive Mounting Method | 4WAY ADH MTG BASE .75X.75IN NAT NYL
7TAG009810R0012 | TC344AX | Active | 5414363058540 | 50.82 | 100 | 1000 | stuk | Ty-Rap Fastening | BE31450 | LR (Premium Cable Ties I) | stuk | 4WAY ADHMTG BASE .75X.75IN BLK NYL | EMB.AD.19.1X19.1MM C.3.6MM NUV | Four-Way Adhesive Mini Mounting Base, Black PA 6.6 for Temp up to 65 Degrees L 19.05mm, W 19.05mm, H 4.85mm, Self- Adhesive Mounting Method, UV Resistant | 4WAY ADH MTG BASE .75X.75IN BLK NYL
7TAG009820R0036 | TC342 | Active | 5414363058465 | 64.74 | 100 | 1000 | stuk | Ty-Rap Fastening | BE31450 | LR (Premium Cable Ties I) | stuk | 2WAYMTG BASE 1.1X1.1IN NAT NYL | EMB.A COL.28.5X29MM COL.4.8MM | Low-Profile Mounting Plate, Nat PA 6.6 for Temp up to 65 Degrees C, L 28.9mm, W 28.9mm, H 5.7mm, Two-Component Glue Mounting Method | 2WAY MTG BASE 1.1X1.1IN NAT NYL
7TAG009820R0037 | TC342A | Active | 5414363058472 | 68.64 | 100 | 1000 | stuk | Ty-Rap Fastening | BE31450 | LR (Premium Cable Ties I) | stuk | 2WAY ADHMTG BASE 1.1X1.1IN NAT NYL | 2WAY ADH MTG BASE 1.1X1.1IN NAT NYL | Low-Profile Mounting Plate, Nat PA 6.6 for Temp up to 65 Degrees C, L 28.58mm, W 28.58mm, H 6.35mm, Self-Adhesive Mounting Method | 2WAY ADH MTG BASE 1.1X1.1IN NAT NYL
7TAG009820R0038 | TC342A-X | Active | 5414363162896 | 68.64 | 100 | 1000 | stuk | Ty-Rap Fastening | BE31450 | LR (Premium Cable Ties I) | stuk | 2WAY ADHMTG BASE 1.1X1.1IN BLK NYL | Base mont adh 2 voies 1,1x1,1 po noir nyl | Low-Profile Mounting Plate, Black PA 6.6 for Temp up to 85 Degrees C, L 28.58mm, W 28.58mm, H 6.35mm, Self-Adhesive Mounting Method, UV Resistant | 2WAY ADH MTG BASE 1.1X1.1IN BLK NYL
7TAG009820R0040 | TC342X | Active | 5414363058519 | 68.02 | 100 | 5000 | stuk | Ty-Rap Fastening | BE31450 | LR (Premium Cable Ties I) | stuk | 2WAYMTG BASE 1.1X1.1IN BLK NYL | Base mont 2 voies 1,1x1,1 po noir nyl | Low-Profile Mounting Plate, Black PA 6.6 for Temp up to 85 Degrees C, L 28.9mm, W 28.9mm, H 5.7mm, Two-Component Glue Mounting Method, UV Resistant | 2WAY MTG BASE 1.1X1.1IN BLK NYL
7TAG009820R0041 | TC345 | Active | 5414363058557 | 53.16 | 100 | 5000 | stuk | Ty-Rap Fastening | BE31450 | LR (Premium Cable Ties I) | stuk | 4WAYMTG BASE 1.1X1.1IN NAT SCR/GLU | Base mont 4 voies 1,1x1,1 po nat vis/col | Four-Way Mounting Base, Natural PA 6.6 for Temp up to 85 Degrees C, L 28.58mm, W 28.58mm, H 5.08mm, Screw/Glue Mounting Method, #6 Screw, Mounting Hole 4.3mm | 4WAY MTG BASE 1.1X1.1IN NAT SCR/GLU
7TAG009820R0045 | TC345A | Active | 5414363058564 | 62.9 | 100 | 1000 | stuk | Ty-Rap Fastening | BE31450 | LR (Premium Cable Ties I) | stuk | 4WAYADHMTG BASE 1.1X1.1IN NAT NYL | Base mont 4 voies 1,1x1,1 po nat nyl | Four-Way Mounting Base, Natural PA 6.6 for Temp up to 85 Degrees C, L 28.58mm, W 28.58mm, H 5.08mm, Self-Adhesive/Screw Mounting Method, #6 Screw, M Hole 4.3mm | 4WAYADH MTG BASE 1.1X1.1IN NAT NYL
7TAG009820R0048 | TC345AX | Active | 5414363058595 | 55.83 | 100 | 1000 | stuk | Ty-Rap Fastening | BE31450 | LR (Premium Cable Ties I) | stuk | 4WAY ADHMTG BASE 1.1X1.1IN BLK NYL | EMB. ADH 4XDIR 1PO NOIR UV | Four-Way Mounting Base, Black PA 6.6 for Temp up to 85 Degrees C, L 28.58mm, W 28.58mm, H 5.08mm, Self-Adhesive/Screw M Method, #6 Screw, M Hole 4.3mm, UV Res | 4WAY ADH MTG BASE 1.1X1.1IN BLK NYL
7TAG009820R0050 | TC347 | Active | 5414363058601 | 79.45 | 100 | 1000 | stuk | Ty-Rap Fastening | BE31450 | LR (Premium Cable Ties I) | stuk | 2/4WAYMTG BASE 1.1X1.1IN NAT | EMB COL 2 VOIES-28.6X28.6-NAT | Two-Way or Four-Way Mounting Base, Nat PA 6.6, for Temp up to 85 Degrees C, L 28.58mm, W 28.58mm, H 8.53mm, Screw/ Two-Component Glue Moun Method, #8 Screw | 2/4WAY MTG BASE 1.1X1.1IN NAT
7TAG009820R0051 | TC347A | Active | 5414363058618 | 68.54 | 100 | 1000 | stuk | Ty-Rap Fastening | BE31450 | LR (Premium Cable Ties I) | stuk | 2/4WAYMTG BASE 1.1X1.1IN NAT ADH | EMBASE ADH.29X29MM COL.7.6MM | Two-Way or Four-Way Mounting Base, Nat PA 6.6, for Temp up to 65 Degrees C, L 28.58mm, W 28.58mm, H 8.53mm, Screw/ Two-Component Glue Moun Method, #8 Screw | 2/4WAY MTG BASE 1.1X1.1IN NAT ADH
7TAG009820R0053 | TC347FR | Active | 5414363058625 | 85.16 | 100 | 1000 | stuk | Ty-Rap Fastening | BE31450 | LR (Premium Cable Ties I) | stuk | 2/4WAYMTG BASE 1.1X1.1IN FLRET NYL | Base mont 2/4 voies 1,1x1,1 po ignif nyl | Two-Way or Four-Way Mounting Base, Nat PA 6.6, for Temp up to 85 Degrees C, L 28.58mm, W 28.58mm, H 8.53mm, Screw/2- Component Glue Method, #8 Screw, Flamepr | 2/4WAY MTG BASE 1.1X1.1IN FLRET NYL
7TAG009820R0054 | TC347X | Active | 5414363058632 | 86.8 | 100 | 5000 | stuk | Ty-Rap Fastening | BE31450 | LR (Premium Cable Ties I) | stuk | 2/4WAYMTG BASE 1.1X1.1IN BLK NYL | Base mont 2/4 voies 1,1x1,1 po noir nyl | Two-Way or Four-Way Mounting Base, Black PA 6.6, for Temp up to 85 Degrees C, L 28.58mm, W 28.58mm, H 8.53mm, Screw/ Two-Component Glue Moun Method, #8 Screw | 2/4WAY MTG BASE 1.1X1.1IN BLK NYL
7TAG009820R0055 | TCZ347 | Active | 5414363059462 | 370.93 | 100 | 5000 | stuk | Ty-Rap Fastening | BE31450 | LR (Premium Cable Ties I) | stuk | 2/4WAYMNTG BASE 1.1X1.1IN ETFE SCR | EMBAVIS29X29MM COL7.6MM TEFZEL | Two-Way or Four-Way Mounting Base, Aquarine ETFE Fluoropolymer for Temp up to 150 Degrees C, L 28.58mm, W 28.58mm, H 8.53mm, Screw/2-Comp Glue, #8 Screw | 2/4WAY MNTG BASE 1.1X1.1IN ETFE SCR
7TAG009830R0000 | TC050X050A-C | Active | 5414363130062 | 51.88 | 100 | 100 | stuk | Ty-Rap | BE31450 | LR (Premium Cable Ties I) | stuk | Bevestigingszadel, Zelfklevend, Vier Ingangen voor Kabelbinders tot 4,8mm Naturel | EMB COL 4 VOIES-12.7X12.7-NAT | Four-Way Adhesive Mini Mounting Base, Nat PA 6.6 for Temp up to 65 Degrees C, L 12.7mm, W 12.7mm, H 4.52mm, Slot W 5.59mm, Self-Adhesive Mounting | Four-Way Adhesive Mini Mounting Base, Nat PA 6.6 for Temp up to 65 Degrees C, L 12.7mm, W 12.7mm, H 4.52mm, Slot W 5.59mm, Self-Adhesive Mounting
7TAG009830R0001 | TC050X050AX-C | Active | 5414363057826 | 54.43 | 100 | 100 | stuk | Ty-Rap | BE31450 | LR (Premium Cable Ties I) | stuk | Bevestigingszadel, Zelfklevend, Vier Ingangen voor Kabelbinders tot 4,8mm Zwart | Base mont 4 voies 0,5x0,5 po noir nyl adh | Four-Way Adhesive Mini Mounting Base, Black PA 6.6 for Temp up to 65 Degrees C L 12.7mm, W 12.7mm, H 4.52mm, UV Resist Slot W 5.59mm, Self-Adhesive Mounting | Four-Way Adhesive Mini Mounting Base, Black PA 6.6 for Temp up to 65 Degrees C L 12.7mm, W 12.7mm, H 4.52mm, UV Resist Slot W 5.59mm, Self-Adhesive Mounting
7TAG009830R0002 | TC150X150A-L | Active | 5414363162865 | 101.39 | 100 | 50 | stuk | Ty-Rap Fastening | BE31450 | LR (Premium Cable Ties I) | stuk | 4WAYMTG BASE 1.5X1.5IN NAT NY ADH | Base mont 4 voies 1,5x1,5 po nat nyl adh | Four-Way Mounting Base, Natural PA 6.6 for Temp up to 65 Degrees C, L 38.1mm, W 38.1mm, H 7.4mm, Self-Adhesive/Screw Mounting Method, #8 Screw, Hole 4.3mm | 4WAY MTG BASE 1.5X1.5IN NAT NY ADH
7TAG009830R0003 | TC150X150AX-L | Active | 5414363058274 | 111.41 | 100 | 50 | stuk | Ty-Rap Fastening | BE31450 | LR (Premium Cable Ties I) | stuk | 4WAYMTG BASE 1.5X1.5IN BLK NY ADH | Base mont 4 voies 1,5x1,5 po noir nyl adh | Four-Way Mounting Base, Black PA 6.6 for Temp up to 65 Degrees C, L 38.1mm, W 38.1mm, H 7.4mm, Self-Adhesive/Screw Mounting Method, #8 Screw, Hole 4.3mm | 4WAY MTG BASE 1.5X1.5IN BLK NY ADH
7TAG009830R0004 | TC150X150L | Active | 5414363058281 | 94.92 | 100 | 2500 | stuk | Ty-Rap Fastening | BE31450 | LR (Premium Cable Ties I) | stuk | 4WAYMTG BASE 1.5X1.5IN NAT NY SCR | Base mont 4 voies 1,5x1,5 po nat nyl vis | Four-Way Mounting Base, Natural PA 6.6 for Temp up to 85 Degrees C, L 38.1mm, W 38.1mm, H 7.4mm, Screw/Glue Mounting Method, #8 Screw, Mounting Hole 4.3mm | 4WAY MTG BASE 1.5X1.5IN NAT NY SCR
7TAG009830R0005 | TC200X200A-L | Active | 5414363075042 | 168.19 | 100 | 50 | stuk | Ty-Rap Fastening | BE31450 | LR (Premium Cable Ties I) | stuk | 4WAYMTG BASE 2X2IN NAT NY SCR/ADH | Base mont 4 voies 2x2 po nat nyl vis/adh | Four-Way Mounting Base, Natural PA 6.6 for Temp up to 85 Degrees C, L 50.8mm, W 38.1mm, H 7.4mm, Self-Adhesive/Screw Method, #8 Screw, Mounting Hole 4.3mm | 4WAY MTG BASE 2X2IN NAT NY SCR/ADH
7TAG009830R0006 | TC200X200L | Active | 5414363058342 | 109.78 | 100 | 2500 | stuk | Ty-Rap Fastening | BE31450 | LR (Premium Cable Ties I) | stuk | 4WAYMTG BASE 2X2IN NAT NYL GLU/SCR | Base mont 4 voies 2x2 po nat nyl col/vis | Four-Way Mounting Base, Natural PA 6.6 for Temp up to 85 Degrees C, L 50.8mm, W 50.8mm, H 7.4mm, Screw/Glue Mounting Method, #8 Screw, Mounting Hole 4.3mm | 4WAY MTG BASE 2X2IN NAT NYL GLU/SCR
7TAG009840R0005 | TC105 | Active | 5414363057895 | 34.72 | 100 | 1000 | stuk | Ty-Rap Fastening | BE31450 | LR (Premium Cable Ties I) | stuk | MOUNTING PLATE AL 1X.5IN No10 SCREW | EMB.AVIS 13X25MM AL COL.4.8MM | Aluminum Mounting Plate, for Temp up to 450 Degrees C, UV Resist, L 25.4mm, W 13.2mm, H 3.8mm, Screw Mounting with #10 Screw | MOUNTING PLATE AL 1X.5IN No10 SCREW
7TAG009840R0007 | TC142X | Active | 5414363500278 | 42.28 | 100 | 500 | stuk | Ty-Rap Fastening | BE31450 | LR (Premium Cable Ties I) | stuk | SADDLE SUPPORT BASE .9X.5IN BLK NYL | Base support selle 0,9x0,5 po noir nyl | Saddle Support Mounting Base, Heat Stabilized Black PA 6.6 for Temp up to 85 Degrees C, L 23.42mm, W 14.29mm, H 10.72mm, Mount with #10 Screw | SADDLE SUPPORT BASE .9X.5IN BLK NYL
7TAG009840R0008 | TC150X150 | Active | 5414363058236 | 90.56 | 100 | 2500 | stuk | Ty-Rap Fastening | BE31450 | LR (Premium Cable Ties I) | stuk | 4WAYMTG BASE 1.5X1.5IN NAT NYL SCR | Base mont 4 voies 1,5x1,5 po nat nyl vis | Four-Way Mounting Base, Natural PA 6.6 for Temp up to 85 Degrees C, L 38.1mm, W 38.1mm, H 7.4mm, Screw/Glue Mounting Method, #8 Screw, Mounting Hole 4.3mm | 4WAY MTG BASE 1.5X1.5IN NAT NYL SCR
7TAG009840R0009 | TC150X150A | Active | 5414363058243 | 96.42 | 100 | 500 | stuk | Ty-Rap Fastening | BE31450 | LR (Premium Cable Ties I) | stuk | 4WAYMTG BASE 1.5X1.5IN NAT NYL ADH | Base mont 4 voies 1,5x1,5 po nat nyl adh | Four-Way Mounting Base, Natural PA 6.6 for Temp up to 65 Degrees C, L 38.1mm, W 38.1mm, H 7.4mm, Self-Adhesive/Screw Mounting Method, #8 Screw, Hole 4.3mm | 4WAY MTG BASE 1.5X1.5IN NAT NYL ADH
7TAG009840R0010 | TC150X150AX | Active | 5414363058267 | 106.04 | 100 | 2500 | stuk | Ty-Rap Fastening | BE31450 | LR (Premium Cable Ties I) | stuk | 4WAYMTG BASE 1.5X1.5IN BLK NYL ADH | Base mont 4 voies 1,5x1,5 po noir nyl adh | Four-Way Mounting Base, Black PA 6.6 for Temp up to 65 Degrees C, L 38.1mm, W 38.1mm, H 7.4mm, Self-Adhesive/Screw Mounting Method, #8 Screw, Hole 4.3mm | 4WAY MTG BASE 1.5X1.5IN BLK NYL ADH
7TAG009840R0011 | TC200X200 | Active | 5414363058304 | 104.54 | 100 | 2500 | stuk | Ty-Rap Fastening | BE31450 | LR (Premium Cable Ties I) | stuk | 4WAYMTG BASE 2X2IN NAT NY GLUE/SCR | Base mont 4 voies 2x2 po nat nyl col/vis | Four-Way Mounting Base, Natural PA 6.6 for Temp up to 85 Degrees C, L 50.8mm, W 50.8mm, H 7.4mm, Screw/Glue Mounting Method, #8 Screw, Mounting Hole 4.3mm | 4WAY MTG BASE 2X2IN NAT NY GLUE/SCR
7TAG009840R0012 | TC200X200A | Active | 5414363058311 | 110.53 | 100 | 500 | stuk | Ty-Rap Fastening | BE31450 | LR (Premium Cable Ties I) | stuk | 4WAYMTG BASE 2X2IN NAT NYL SCR/ADH | Base mont 4 voies 2x2 po nat nyl vis/adh | 4-Way Mounting Base, Natural PA 6.6 for Temp up to 65 Degrees C, Length 50.8mm, W 50.8mm, H 7.4mm, Self-Adhesive/Screw Mounting Method, #8 Screw, Hole 4.3mm | 4WAY MTG BASE 2X2IN NAT NYL SCR/ADH
7TAG009840R0013 | TC200X200AX | Active | 5414363058335 | 116.06 | 100 | 2500 | stuk | Ty-Rap Fastening | BE31450 | LR (Premium Cable Ties I) | stuk | 4WAYMTG BASE 2X2IN BLK NYL SCR/ADH | Base mont 4 voies 2x2 po noir nyl vis/adh | Four-Way Mounting Base, Black PA 6.6 for Temp up to 65 Degrees C, L 50.8mm, W 38.1mm, H 7.4mm, Self-Adhesive/Screw Method, #8 Screw, Mounting Hole 4.3mm | 4WAY MTG BASE 2X2IN BLK NYL SCR/ADH
7TAG009840R0015 | TC368 | Active | 5414363058731 | 93.28 | 100 | 5000 | stuk | Ty-Rap Fastening | BE31450 | LR (Premium Cable Ties I) | stuk | 4WAYMTG BASE 2X2IN NAT NY SCR/GLUE | EMB.AVIS 50.8X50.8MM COL.VELCR | Four-Way Mounting Base, Natural PA 6.6 for Temp up to 85 Degrees C, L 50.8mm, W 50.8mm, H 6.6mm, Screw/Glue Mounting Method, #8 Screw, Mounting Hole 4.3mm | 4WAY MTG BASE 2X2IN NAT NY SCR/GLUE
7TAG009840R0016 | TC368A | Active | 5414363058748 | 93.67 | 100 | 500 | stuk | Ty-Rap Fastening | BE31450 | LR (Premium Cable Ties I) | stuk | 4WAYMTG BASE 2X2IN NAT NYL ADH | EMB.ADH.50.8X50.8MM COL.VELCRO | 4-Way Mounting Base, Natural PA 6.6 for Temp up to 85 Degrees C, Length 50.8mm, W 50.8mm, H 6.6mm, Self-Adhesive/Screw Mounting Method, #8 Screw, Hole 4.3mm | 4WAY MTG BASE 2X2IN NAT NYL ADH
7TAG009840R0017 | TC5140 | Active | 5414363186298 | 104.58 | 100 | 100 | stuk | Ty-Rap | BE31450 | LR (Premium Cable Ties I) | stuk | Bevestigingszadel, Schroef, voor Kabelbinder tot 2,4mm, Naturel | EMB SELLETTE-VIS - NAT | Saddle Support Mounting Base, Natural PA 6.6, L 14.29mm, W 8.73mm, H 6.75mm, Mounting with #4 Screw | Saddle Support Mounting Base, Natural PA 6.6, L 14.29mm, W 8.73mm, H 6.75mm, Mounting with #4 Screw
7TAG009840R0018 | TC5142X | Active | 5414363491224 | 48.2 | 100 | 100 | stuk | Ty-Rap Fastening | BE31450 | LR (Premium Cable Ties I) | stuk | SADDLE SUPPORT BASE .9X.6IN BLK NYL | COL .6X.9 SADDLE NOIR | Saddle Support Mounting Base, Heat Stabilized Black PA 6.6 for Temp up to 85 Degrees C, L 23.42mm, W 14.29mm, H 10.72mm, Mount with #10 Screw | SADDLE SUPPORT BASE .9X.6IN BLK NYL
7TAG009840R0020 | TC817-TB | Active | 5414363059240 | 41.17 | 100 | 1000 | stuk | Ty-Rap Fastening | BE31450 | LR (Premium Cable Ties I) | stuk | MNTG BASE .44X.44IN NAT NYL LOW-PRO | EMB.A COLLER 11X11MM COL.4.8MM | Low-Profile Mounting Plate, Nat PA 6.6 for Temp up to 85 Degrees C, L 11.1mm, W 11.1mm, H 4.75mm, Epoxy Glue Mounting Method | MNTG BASE .44X.44IN NAT NYL LOW-PRO
7TAG009850R0001 | TC5358 | Active | 5414363059097 | 66.42 | 100 | 100 | stuk | Ty-Rap | BE31450 | LR (Premium Cable Ties I) | stuk | Bevestigingszadel, Zwaar Belastbaar voor Kabelbinders tot 12,7mm, 9,9mm | Prise mur 0,39x..39 po noir nyl maçon | Heavy-Duty Wall Plug, Black PA 6.6, for Temp up to 85 Degrees C, Uv Resist, L 9.9mm, W 9.9mm, H 31.8mm, Use With Masonry/Brick Surfaces, Hole Size 6.35mm | Heavy-Duty Wall Plug, Black PA 6.6, for Temp up to 85 Degrees C, Uv Resist, L 9.9mm, W 9.9mm, H 31.8mm, Use With Masonry/Brick Surfaces, Hole Size 6.35mm
7TAG009850R0002 | TC5359 | Active | 5414363059103 | 204.26 | 100 | 50 | stuk | Ty-Rap Fastening | BE31450 | LR (Premium Cable Ties I) | stuk | WALL PLUG .75X..75IN BLK NYLMSNRY | Prise mur 0,75x..75 po noir nyl maçon | Heavy-Duty Wall Plug, Black PA 6.6, for Temp up to 85 Degrees C, Uv Resist, L 19.1mm, W 19.1mm, H 38.4mm, Use With Masonry/Brick Surfaces, Hole Size 9.5mm | WALL PLUG .75X..75IN BLK NYL MSNRY
7TAG009850R0003 | TC5823 | Active | 5414363059127 | 35.62 | 100 | 100 | stuk | Ty-Rap | BE31450 | LR (Premium Cable Ties I) | stuk | Bevestigingszadel met Steekneus voor Kabelbinders tot 4,8mm, Naturel | Base mont push-in 0,45x0,45 po nat nyl | Push-In Mounting Base, Natural PA 6.6 for Temp up to 85 Degrees Celcius L 11.33mm, W 11.33mm, H 17.0mm, | Push-In Mounting Base, Natural PA 6.6 for Temp up to 85 Degrees Celcius L 11.33mm, W 11.33mm, H 17.0mm,
7TAG009860R0004 | TC118-TB | Active | 5414363058090 | 32.9 | 100 | 1000 | stuk | Ty-Rap | BE31450 | LR (Premium Cable Ties I) | stuk | Bevestigingselement met Klinknagel voor Kabelbinders tot 4,8mm, Blauw | Base mont sur rivet 0,75x0,5 po ble nyl | Rivet-Mounted Base, Blue PA 6.6, for up to 85 Degrees C, L 19.1mm, W 12.7mm, Height 15mm, Rivet Mounted, #8 Clearance Hole up to 4.4mm | Rivet-Mounted Base, Blue PA 6.6, for up to 85 Degrees C, L 19.1mm, W 12.7mm, Height 15mm, Rivet Mounted, #8 Clearance Hole up to 4.4mm
7TAG009860R0005 | TC120 | Active | 5414363058106 | 31.67 | 100 | 1000 | stuk | Ty-Rap Fastening | BE31450 | LR (Premium Cable Ties I) | stuk | RIVET-MOUNTED BASE .75X.5IN YEL NYL | EMB.RIV.13X19MM COL.4.8MM BLE | Rivet-Mounted Base, Yellow PA 6.6, for up to 85 Degrees C, L 19.1mm, W 12.7mm, Height 15mm, Rivet Mounted, #8 Clearance Hole up to 4.9mm | RIVET-MOUNTED BASE .75X.5IN YEL NYL
7TAG009860R0006 | TC121-TB | Active | 5414363075028 | 52.91 | 100 | 1000 | stuk | Ty-Rap Fastening | BE31450 | LR (Premium Cable Ties I) | stuk | PUSH-INMNT CLAMP .44X.41IN NAT NYL | Pince mont push-in 0,44x0,41 .po nat nyl | Push-In Premountable Clamp, Natural PA 6.6 for Temp up to 85 Degrees C, Width 11.30mm, Heigth 10.54mm, Clip In Mounting Method | PUSH-IN MNT CLAMP .44X.41IN NAT NYL
7TAG009860R0007 | TC823-TB | Active | 5414363059271 | 28.64 | 100 | 1000 | stuk | Ty-Rap Fastening | BE31450 | LR (Premium Cable Ties I) | stuk | PUSH-INMNT base .45X.45IN NAT NYL | EMBACLIPS 11.1X11.1MM COL4.8MM | Push-In Mounting Base, Natural PA 6.6 for Temp up to 85 Degrees Celcius L 11.33mm, W 11.33mm, H 17.0mm, | PUSH-IN MNT base .45X.45IN NAT NYL
7TAG009860R0008 | TC823X | Active | 5414363059288 | 34.4 | 100 | 1000 | stuk | Ty-Rap Fastening | BE31450 | LR (Premium Cable Ties I) | stuk | PUSH-INMNT base .45X.45IN BLK NYL | Base mont push-in 0,45x0,45 po noir nyl | Push-In Mounting Base, Black PA 6.6 for Temp up to 85 Degrees C, Uv Resist, L 11.33mm, W 11.33mm, H 17.0mm | PUSH-IN MNT base .45X.45IN BLK NYL
7TAG009870R0000 | TC502 | Active | 5414363058809 | 23.93 | 100 | 100 | stuk | Ty-Rap Fastening | BE31450 | LR (Premium Cable Ties I) | stuk | MINIMTG BASE .75X.5IN NAT NY SCREW | Mini base mont 0,75x0,5 po nat ny vis | Miniature Mounting Base, Natural PA 6.6 for Temp up to 85 Degrees C, Length 19.1mm, Width 12.7mm, Height 3.2mm, #8 Screw Mounting Method | MINI MTG BASE .75X.5IN NAT NY SCREW
7TAG009870R0002 | TC5141 | Active | 5414363058823 | 37.11 | 100 | 100 | stuk | Ty-Rap | BE31450 | LR (Premium Cable Ties I) | stuk | Bevestigingszadel, Schroef, voor Kabelbinder tot 4,8mm, Naturel | Base sprt selle 0,7x0,4 po nat nyl vis | Saddle Support Mounting Base, Natural PA 6.6, L 17.07mm, W 11.13mm, H 8.33mm, Mounting with #6 Screw | Saddle Support Mounting Base, Natural PA 6.6, L 17.07mm, W 11.13mm, H 8.33mm, Mounting with #6 Screw
7TAG009870R0003 | TC5142 | Active | 5414363058830 | 44.23 | 100 | 100 | stuk | Ty-Rap Fastening | BE31450 | LR (Premium Cable Ties I) | stuk | SADDLE SPRT BASE NAT NYL SCREWMNT | EMB.AVIS 14.2X23.4MM COL.7.6MM | Saddle Support Mounting Base, Natural PA 6.6, L 23.42mm, W 14.29mm, H 10.72mm, Mounting with #10 Screw | SADDLE SPRT BASE NAT NYL SCREW MNT
7TAG009870R0004 | TC5355 | Active | 5414363059066 | 121.46 | 100 | 25 | stuk | Ty-Rap Fastening | BE31450 | LR (Premium Cable Ties I) | stuk | MNTG CRADLE 1.75X.75IN BLK NY SCREW | EMB MONT SANGLE FIX. VIS #8 | Heavy-Duty Mounting Cradle, Black PA 6.6 for Temp up to 85 Degrees C, Uv Resist, L 44.45mm, W 19.1mm, H 15.9mm, for Use w Lashing Ties, Screw M Method, #8 Screw | MNTG CRADLE 1.75X.75IN BLK NY SCREW
7TAG009870R0005 | TC5356 | Active | 5414363059073 | 132.85 | 100 | 25 | stuk | Ty-Rap Fastening | BE31450 | LR (Premium Cable Ties I) | stuk | MNTG CRADLE 1.75X.75IN zw.NY SCR | Base mont 1,75x0,75 po noir ny vis | Heavy-Duty Mounting Cradle, Black PA 6.6 for Temp up to 85 Degrees C, Uv Resist, L 44.45mm, W 19.1mm, H 15.9mm, for Use w Lashing Ties, Screw M Method, #10 Screw | MNTG CRADLE 1.75X.75IN BLACK NY SCR
7TAG009870R0006 | TC5357 | Active | 5414363059080 | 94.41 | 100 | 25 | stuk | Ty-Rap Fastening | BE31450 | LR (Premium Cable Ties I) | stuk | MTG CRADLE 1.75X.75IN zw.NYL SCR | Base mont 1,75x0,75 po noir ny vis | Heavy-Duty Mounting Cradle, Black PA 6.6 for Temp up to 85 Degrees C, Uv Resist, L 44.45mm, W 19.1mm, H 15.9mm, for Use w Lashing Ties, Screw Mount, 0.25'' Screw | MTG CRADLE 1.75X.75IN BLACK NYL SCR
7TAG009870R0007 | TC5828 | Active | 5414363059134 | 27.2 | 100 | 100 | stuk | Ty-Rap | BE31450 | LR (Premium Cable Ties I) | stuk | Bevestigingszadel met 4 Ingangen Schroef voor Kabelbinders tot 4,8mm, Naturel | Base mont 2 voies 0,89x0,4 po nat nyl vis | Two-Way Mounting Base, Natural PA 6.6 for Temp up to 85 Degrees C, L 22.48mm, W 10.16mm, 3.8mm, Screw Mounting Method #8 Hex Head Screw, Mount Hole Dia 4.3mm | Two-Way Mounting Base, Natural PA 6.6 for Temp up to 85 Degrees C, L 22.48mm, W 10.16mm, 3.8mm, Screw Mounting Method #8 Hex Head Screw, Mount Hole Dia 4.3mm
7TAG009880R0000 | TC101 | Active | 5414363057840 | 26.3 | 100 | 1000 | stuk | Ty-Rap Fastening | BE31450 | LR (Premium Cable Ties I) | stuk | MOUNTING BASE 2X.5IN NAT No10 SCREW | Base mont 2x0,5 po nat #10 vis | Mounting Base, Natural PA 6.6 for Temp up to 85 Degrees Celsius, Length 50mm, Width 12.7mm, Height 3.2mm, Screw Mounting Method, #10 Screw | MOUNTING BASE 2X.5IN NAT No10 SCREW
7TAG009880R0001 | TC102 | Active | 5414363057857 | 18.17 | 100 | 1000 | stuk | Ty-Rap Fastening | BE31450 | LR (Premium Cable Ties I) | stuk | MINIMTG BASE .75X.5IN NAT NYL SCR | EMB.AVIS 13X19MM COL.4.8MM | Miniature Mounting Base, Natural PA 6.6 for Temp up to 85 Degrees C, Length 19.1mm, Width 12.7mm, Height 3.2mm, #8 Screw Mounting Method | MINI MTG BASE .75X.5IN NAT NYL SCR
7TAG009880R0002 | TC103 | Active | 5414363057871 | 131.84 | 100 | 500 | stuk | Ty-Rap Fastening | BE31450 | LR (Premium Cable Ties I) | stuk | MOUNTING BASE 3X.62IN NAT NYL SCREW | Base mont 3x0,62 po nat nyl vis | Mounting Base, Natural PA 6.6 for Temp up to 85 Degrees Celsius, Length 79mm, Width 15.8mm, Height 5.1mm, Screw Mounting Method | MOUNTING BASE 3X.62IN NAT NYL SCREW
7TAG009880R0003 | TC104 | Active | 5414363057888 | 15.11 | 100 | 1000 | stuk | Ty-Rap Fastening | BE31450 | LR (Premium Cable Ties I) | stuk | MINIMTG BASE .4X.3IN NAT NYL SCREW | EMB.AVIS 8X10MM COL.2.4MM | Miniature Mounting Base, Natural PA 6.6 for Temp up to 85 Degrees C, Length 10.3mm, Width 7.92mm, Height 2.4mm #5 Screw Mounting Method | MINI MTG BASE .4X.3IN NAT NYL SCREW
7TAG009880R0004 | TC112-TB | Active | 5414363058052 | 45.96 | 100 | 1000 | stuk | Ty-Rap Fastening | BE31450 | LR (Premium Cable Ties I) | stuk | MINIMTG BASE .75X.37IN NAT NYL SCR | Mini base mont 2 voies 0,75x0,37 po nat nyl vis | Miniature Mounting Base, Natural PA 6.6 for Temp up to 85 Degrees C, Length 19.1mm, Width 9.5mm, Height 4.8mm, Fillister-Head Screw Mounting Method | MINI MTG BASE .75X.37IN NAT NYL SCR
7TAG009880R0005 | TC140 | Active | 5414363058199 | 58.22 | 100 | 500 | stuk | Ty-Rap | BE31450 | LR (Premium Cable Ties I) | stuk | Schroefzadel voor Kabelbinders tot 2,4mm Naturel | EMB.AVIS 8.7X14.2MM COL.2.4MM | Saddle Support Mounting Base, Nat PA 6.6 for Temp up to 85 Degrees C, L 14.29mm, Width 8.73mm, Height 6.75mm, Mount with #4 Screw | Saddle Support Mounting Base, Nat PA 6.6 for Temp up to 85 Degrees C, L 14.29mm, Width 8.73mm, Height 6.75mm, Mount with #4 Screw
7TAG009880R0006 | TC141 | Active | 5414363058205 | 32.71 | 100 | 500 | stuk | Ty-Rap | BE31450 | LR (Premium Cable Ties I) | stuk | Schroefzadel voor Kabelbinders tot 4,8mm Naturel | EMB.AVIS 11.1X17MM COL.4.8MM | Saddle Support Mounting Base, Nat PA 6.6 for Temp up to 85 Degrees C, L 17.07mm, Width 11.13mm, Height 8.33mm, Screw Mounting Method, #6 Pan Head Screw | Saddle Support Mounting Base, Nat PA 6.6 for Temp up to 85 Degrees C, L 17.07mm, Width 11.13mm, Height 8.33mm, Screw Mounting Method, #6 Pan Head Screw
7TAG009880R0007 | TC142 | Active | 5414363058229 | 38.87 | 100 | 500 | stuk | Ty-Rap Fastening | BE31450 | LR (Premium Cable Ties I) | stuk | Schroefzadel s tot 7 6mm Nat. | EMB.AVIS 14.2X23.4MM COL.7.6MM | Saddle Support Mounting Base, Nat PA 6.6 for Temp up to 85 Degrees C, L 23.42mm, Width 14.29mm, Height 10.72mm, Mount w/ #10 Screw | SADDLE SUPPORT BASE .9X.5IN NAT NYL
7TAG009880R0008 | TC804-TB | Active | 5414363059196 | 40.08 | 100 | 1000 | stuk | Ty-Rap | BE31450 | LR (Premium Cable Ties I) | stuk | Miniatuur Montuurplaat, Natuurlijke PA 6.6 voor Temp tot 85 Graden C, Lengte 10.16mm, Wijdte 7.92mm, Dikte 2.4mm, #2 Schroefmontage Methode | Mini base mont 2 voies 0,4x0,3 po nat nyl vis | Miniature Mounting Base, Natural PA 6.6 for Temp up to 85 Degrees C, Length 10.16mm, Width 7.92mm, Thickness 2.4mm, #2 Screw Mounting Method | Miniature Mounting Base, Natural PA 6.6 for Temp up to 85 Degrees C, Length 10.16mm, Width 7.92mm, Thickness 2.4mm, #2 Screw Mounting Method
7TAG009880R0009 | TC812-TB | Active | 5414363059202 | 45.96 | 100 | 1000 | stuk | Ty-Rap Fastening | BE31450 | LR (Premium Cable Ties I) | stuk | MINIMTG BASE .8X.4IN NAT NYL SCREW | EMB. AVIS 10X19MM COL. 4. 8MM | Miniature Mounting Base, Natural PA 6.6 for Temp up to 85 Degrees C, Length 19.3mm, Width 9.5mm, Height 4.8mm, Screw Mounting Method #10 Pan Head Screw | MINI MTG BASE .8X.4IN NAT NYL SCREW
7TAG009880R0011 | TC814-TB | Active | 5414363075059 | 45.96 | 100 | 1000 | stuk | Ty-Rap Fastening | BE31450 | LR (Premium Cable Ties I) | stuk | MINIMTG BASE .8X.4IN NAT NY SCREW | EMB. AVIS 10X19MM COL. 4. 8MM | Miniature Screw-Mounted Base, Natural PA 6.6 for Temp up to 85 Degrees C, L 19.3mm, Width 9.78mm, Height 5.0mm, #5 Screw, Mounting Hole Diameter 3.3mm | MINI MTG BASE .8X.4IN NAT NY SCREW
7TAG009880R0012 | TC815-TB | Active | 5414363059233 | 66.23 | 100 | 5000 | stuk | Ty-Rap Fastening | BE31450 | LR (Premium Cable Ties I) | stuk | INLINEMTG BASE 1.2X.8IN NAT NY SCR | Base mont en ligne 1,2x0,8 po nat nyl vis | In-Line Mounting Base, Natural PA 6.6 for Temp up to 85 Degrees C, L 32.0mm, W 19.56mm, H 6.6mm, Screw Mounting Method, #10 Screw | INLINE MTG BASE 1.2X.8IN NAT NY SCR
7TAG009880R0014 | TC826-TB | Active | 5414363075066 | 46.41 | 100 | 1000 | stuk | Ty-Rap Fastening | BE31450 | LR (Premium Cable Ties I) | stuk | 2WAYMNTG BASE .96X.5IN NAT NYL SCR | EMB. AVIS 13X24MM COL. 4. 8MM | Cross-Fastening Screw-Mounted Base, Natural PA 6.6 for Temp up to 85 Degrees Celsius, L 24.31mm, W 13.21mm, H 5.97mm, #8 Screw, Mounting Hole Diam 4.4mm | 2WAY MNTG BASE .96X.5IN NAT NYL SCR
7TAG009880R0015 | TC828-TB | Active | 5414363075073 | 23.66 | 100 | 1000 | stuk | Ty-Rap Fastening | BE31450 | LR (Premium Cable Ties I) | stuk | 2WAYMNTG BASE .89X.4IN NAT NYL SCR | EMB. AVIS 10X23MM COL. 4. 8MM | Two-Way Mounting Base, Natural PA 6.6 for Temp up to 85 Degrees C, L 22.48mm, W 10.16mm, 3.8mm, Screw Mounting Method #8 Hex Head Screw, Mount Hole Dia 4.3mm | 2WAY MNTG BASE .89X.4IN NAT NYL SCR
7TAG009900R0000 | GD-001-TB | Active | 5415022260526 | 213.76 | 100 | 100 | stuk | Ty-Rap Fastening | BE31450 | LR (Premium Cable Ties I) | stuk | Kabel Hoekclip 90 Gra | Agrafe de bord câble, 90 deg | CABLE EDGE CLIP, 90 DEG | CABLE EDGE CLIP, 90 DEG
7TAG009900R0005 | TC402 | Active | 5415022360981 | 333.22 | 100 | 50 | stuk | Ty-Rap Fastening | BE31450 | LR (Premium Cable Ties I) | stuk | CABLE CLIP U-STYLE 20YR OUTDOOR | CABLE CLIP, U-STYLE, 20YR OUTDOOR | CABLE CLIP, U-STYLE, 20YR OUTDOOR | CABLE CLIP, U-STYLE, 20YR OUTDOOR
7TAG009900R0006 | TC403 | Active | 5415022360998 | 357.09 | 100 | 50 | stuk | Ty-Rap Fastening | BE31450 | LR (Premium Cable Ties I) | stuk | CABLE CLIP W-STYLE 20YR OUTDOOR | CABLE CLIP, W-STYLE, 20YR OUTDOOR | CABLE CLIP, W-STYLE, 20YR OUTDOOR | CABLE CLIP, W-STYLE, 20YR OUTDOOR
7TAG009900R0007 | TC401 | Active | 5415022360974 | 208.75 | 100 | 100 | stuk | Ty-Rap Fastening | BE31450 | LR (Premium Cable Ties I) | stuk | CABLE CLIP 90 DEGREE 20YR OUTDOOR | CABLE CLIP, 90 DEGREE, 20YR OUTDOOR | CABLE CLIP, 90 DEGREE, 20YR OUTDOOR | CABLE CLIP, 90 DEGREE, 20YR OUTDOOR
7TAG009900R0008 | TC412X | Active | 5415022361001 | 306.84 | 100 | 50 | stuk | Ty-Rap Fastening | BE31450 | LR (Premium Cable Ties I) | stuk | CABLE CLIP U-STYLE WEATHER RESIST | CABLE CLIP U-STYLE WEATHER RESIST | CABLE CLIP U-STYLE WEATHER RESIST | CABLE CLIP U-STYLE WEATHER RESIST
7TAG009900R0009 | TC413X | Active | 5415022361018 | 308.09 | 100 | 50 | stuk | Ty-Rap Fastening | BE31450 | LR (Premium Cable Ties I) | stuk | CABLE CLIP W-STYLE WEATHER RESIST | CABLE CLIP W-STYLE WEATHER RESIST | CABLE CLIP W-STYLE WEATHER RESIST | CABLE CLIP W-STYLE WEATHER RESIST
7TAG009910R0018 | 696-41614 | Active | 5414363011095 | 140.86 | 100 | 200 | stuk | Ty-Rap Fastening | BE31450 | LV (Cable Ties II) | stuk | LOCKING HEADMTG HOLE 6.9MM BLK NYL | Trou mont tête bloc 6,9 mm noir nyl | Lashing Tie Locking Head w Mounting Hole Black PA 6.6, for Temp up to 85 Degrees C, Tensile Strength 670 Newton, Mounting Hole Size 6.9mm | LOCKING HEAD MTG HOLE 6.9MM BLK NYL
7TAG009910R0071 | TC106 | Active | 5414363057918 | 217.75 | 100 | 200 | stuk | Ty-Rap Fastening | BE31450 | LR (Premium Cable Ties I) | stuk | RIGHT ANGLEMNTG BRKT 1X1IN NAT NYL | EMB.AVIS19X25.4MM EQ.COL.7.6MM | Right-Angle Bundle Support, Natural PA 6.6 for Temp up to 85 Degree C, L 25.4mm Width 19.1mm, H 25.4mm, 2 Screw Mounting Method, #4 Screw, Mounting Hole 3.3mm | RIGHT ANGLE MNTG BRKT 1X1IN NAT NYL
7TAG009910R0072 | TC1101 | Active | 5414363057949 | 319.85 | 100 | 100 | stuk | Ty-Rap Fastening | BE31450 | LR (Premium Cable Ties I) | stuk | 1 BUNDLEMNTG STRIP 1.7X.5IN NAT NY | 1 bande mont faisc 1,7x0,5 po nat ny | Multiple Bundle Mounting Strip, Natural PA 6.6 for Temp up to 85 Degrees C, L 44.45mm, W 12.7mm, Thickness 3.17mm, Two-Screw Mounting Method, #6 Screw | 1 BUNDLE MNTG STRIP 1.7X.5IN NAT NY
7TAG009910R0073 | TC1102 | Active | 5414363057956 | 343.88 | 100 | 100 | stuk | Ty-Rap Fastening | BE31450 | LR (Premium Cable Ties I) | stuk | 2 BUNDLEMNTG STRIP 3X.5IN NAT NYL | 2 bande mont faisc 3x0,5 po nat ny | Multiple Bundle Mounting Strip, Natural PA 6.6 for Temp up to 85 Degrees C, L 76.2mm, W 12.7mm, Thickness 3.17mm, Two-Screw Mounting Method, #6 Screw | 2 BUNDLE MNTG STRIP 3X.5IN NAT NYL
7TAG009910R0074 | TC1103 | Active | 5414363057963 | 378.41 | 100 | 100 | stuk | Ty-Rap Fastening | BE31450 | LR (Premium Cable Ties I) | stuk | 3 BUNDLEMNTG STRIP 4.2X.5IN NAT NY | 3 bande mont faisc 4,2x0,5 po nat ny | Multiple Bundle Mounting Strip, Natural PA 6.6 for Temp up to 85 Degrees C, L 107.95mm, W 12.7mm, Thickness 3.17mm, Two-Screw Mounting Method, #6 Screw | 3 BUNDLE MNTG STRIP 4.2X.5IN NAT NY
7TAG009910R0075 | TC1104 | Active | 5414363057970 | 412.97 | 100 | 100 | stuk | Ty-Rap Fastening | BE31450 | LR (Premium Cable Ties I) | stuk | 4 BUNDLEMNTG STRIP 5.5X.5IN NAT NY | 4 bande mont faisc 5,5 x0,5 po nat ny | Multiple Bundle Mounting Strip, Natural PA 6.6 for Temp up to 85 Degrees C, L 139.7mm, W 12.7mm, Thickness 3.17mm, Two-Screw Mounting Method, #6 Screw | 4 BUNDLE MNTG STRIP 5.5X.5IN NAT NY
7TAG009910R0076 | TC1105 | Active | 5414363057987 | 513.57 | 100 | 500 | stuk | Ty-Rap Fastening | BE31450 | LR (Premium Cable Ties I) | stuk | 5 BUNDLEMNTG STRIP 6.7X.5IN NAT NY | 5 bande mont faisc 6,7x0,5 po nat ny | Multiple Bundle Mounting Strip, Natural PA 6.6 for Temp up to 85 Degrees C, L 171.45mm, W 12.7mm, Thickness 3.17mm, Two-Screw Mounting Method, #6 Screw | 5 BUNDLE MNTG STRIP 6.7X.5IN NAT NY
7TAG009910R0077 | TC1112 | Active | 5414363057994 | 1117.24 | 100 | 100 | stuk | Ty-Rap Fastening | BE31450 | LR (Premium Cable Ties I) | stuk | 6 BUNDLEMNTG STRIP 9.9X.6IN NAT NY | 6 bande mont faisc 9,9x0,6 po nat ny | Multiple Bundle Mounting Strip, Natural PA 6.6 for Temp up to 85 Degrees C, L 252.78mm, W 15.87mm, Thickness 5.15mm, Two-Screw Mounting Method, #6 Screw | 6 BUNDLE MNTG STRIP 9.9X.6IN NAT NY
7TAG009910R0078 | TC1113 | Active | 5414363058007 | 301.88 | 100 | 500 | stuk | Ty-Rap Fastening | BE31450 | LR (Premium Cable Ties I) | stuk | 1 BUNDLEMNTG STRIP 2.1X.6IN NAT NY | 1 bande mont faisc 2,1x0,6 po nat ny | Multiple Bundle Mounting Strip, Natural PA 6.6 for Temp up to 85 Degrees C, L 53.34mm, W 15.87mm, Thickness 5.15mm, Two-Screw Mounting Method, #6 Screw | 1 BUNDLE MNTG STRIP 2.1X.6IN NAT NY
7TAG009910R0080 | TC1115 | Active | 5414363058021 | 878.48 | 100 | 100 | stuk | Ty-Rap Fastening | BE31450 | LR (Premium Cable Ties I) | stuk | 3 BUNDLEMNTG STRIP 5.1X.6IN NAT NY | 3 bande mont faisc 5,1x0,6 po nat ny | Multiple Bundle Mounting Strip, Natural PA 6.6 for Temp up to 85 Degrees C, L 129.54mm, W 15.87mm, Thickness 5.15mm, Two-Screw Mounting Method, #6 Screw | 3 BUNDLE MNTG STRIP 5.1X.6IN NAT NY
7TAG009910R0081 | TC1116 | Active | 5414363058038 | 949.05 | 100 | 100 | stuk | Ty-Rap Fastening | BE31450 | LR (Premium Cable Ties I) | stuk | 4 BUNDLEMNTG STRIP 6.6X.6IN NAT NY | 4 bande mont faisc 6,6x0,6 po nat ny | Multiple Bundle Mounting Strip, Natural PA 6.6 for Temp up to 85 Degrees C, L 167.64mm, W 15.87mm, Thickness 5.15mm, Two-Screw Mounting Method, #6 Screw | 4 BUNDLE MNTG STRIP 6.6X.6IN NAT NY
7TAG009910R0082 | TC1117 | Active | 5414363058045 | 1025.66 | 100 | 100 | stuk | Ty-Rap Fastening | BE31450 | LR (Premium Cable Ties I) | stuk | 5 BUNDLEMNTG STRIP 8.1X.6IN NAT NY | 5 bande mont faisc 8,1x0,6 po nat ny | Multiple Bundle Mounting Strip, Natural PA 6.6 for Temp up to 85 Degrees C, L 205.74mm, W 15.87mm, Thickness 5.15mm, Two-Screw Mounting Method, #6 Screw | 5 BUNDLE MNTG STRIP 8.1X.6IN NAT NY
7TAG009910R0084 | TC375 | Active | 5414363058779 | 186.22 | 100 | 100 | stuk | Ty-Rap Fastening | BE31450 | LR (Premium Cable Ties I) | stuk | ST,-OFF BRKTMTG BASE 3.65IN NAT | Base mont suprt inter 3,65 po nat | Stand-Off Brackets Mounting Base, Nat PA 6.6, for Temp up to 85 Degrees C, L 92.71mm, W 17.5mm, H 19.05mm, Screw Mounting Method, Mounting Hole Dia 4.8mm | STAND-OFF BRKT MTG BASE 3.65IN NAT
7TAG009910R0086 | TC376 | Active | 5414363058793 | 180.87 | 100 | 100 | stuk | Ty-Rap | BE31450 | LR (Premium Cable Ties I) | stuk | Bevestigingselement, Schroef, voor Verticale Toepassing, Lengte 44mm | Base mont suprt inter 1,75 po nat | Stand-Off Brackets Mounting Base, Nat PA 6.6, for Temp up to 85 Degrees C, L 44.45mm, W 17.5mm, H 17.00mm, Screw Mounting Method, Mounting Hole Dia 4.8mm | Stand-Off Brackets Mounting Base, Nat PA 6.6, for Temp up to 85 Degrees C, L 44.45mm, W 17.5mm, H 17.00mm, Screw Mounting Method, Mounting Hole Dia 4.8mm
7TAG009910R0088 | TC92 | Active | 5414363059370 | 144.77 | 100 | 100 | stuk | Ty-Rap | BE31450 | LR (Premium Cable Ties I) | stuk | Bevestigingselement voor Kabelmontage Vlak, Parallel, Kruiselings, Schroef | EMB. AVIS 15X15MMCABLE D20MM | Saddle-Type Mounting Base, Nat PA 6.6 for Temp up to 85 Degrees C, L 15.11m, W 15.11m, H 14.27mm, Screw Mounting Method, #6 Screw | Saddle-Type Mounting Base, Nat PA 6.6 for Temp up to 85 Degrees C, L 15.11m, W 15.11m, H 14.27mm, Screw Mounting Method, #6 Screw
7TAG009920R0001 | TC109 | Active | 5414363057932 | 181.07 | 100 | 1000 | stuk | Ty-Rap Fastening | BE31450 | LR (Premium Cable Ties I) | stuk | RIGHT ANGLEMTG BRKT 1X1IN NAT NYL | Suprt angle droit 1x1 po nat nyl | Right-Angle Bundle Support, Natural PA 6.6 for Temp up to 85 Degree C, L 14.3mm Width 9.9mm, H 11.1mm, 2 Screw Mounting Method, Mounting Hole Size 2.4mm | RIGHT ANGLE MTG BRKT 1X1IN NAT NYL
7TAG009960R0051 | SRPE-375-9-C | Active | 5414363053408 | 7527.56 | 100 | 1 | stuk | Ty-Rap Fastening | BE31450 | LR (Premium Cable Ties I) | stuk | SPIRAL WRAP NAT POLYTHN .375INCH OD | SPIRAL WRAP NAT POLYTHN .375INCH OD | SPIRAL WRAP NAT POLYTHN .375INCH OD | SPIRAL WRAP NAT POLYTHN .375INCH OD
7TAG009970R0027 | FOR180-50-3 | Active | 5415022156768 | 2663.14 | 100 | 200 | stuk | Ty-Rap Fastening | BE31450 | LR (Premium Cable Ties I) | stuk | Ty-Rap Fastening FOR180-50-3 | Att câble 50lb 180 po prg for | FOR Roll Hook & Loop Tie, Orange Nylon for Temp up to 104.4 Degrees C, Length 457.2mm, Width 19.05mm, Thickness 1.588mm, Tensile Strength 222.5 Newtons | CABLE TIE 50LB 180 IN ORANGE FOR
7TAG009970R0028 | FRPV-1000-8-C | Active | 5414363022329 | 65.46 | 100 | 100 | stuk | Ty-Rap Fastening | BE31450 | LR (Premium Cable Ties I) | stuk | PVC-kabelbeugel Vlakb,kabel Grijs | Clip câble ruban plat gris pvc 1x1 po | Cable Clip for Flat Ribbon Cable, Gray PVC for Temp up to 65 Degrees C, UV Res Length 26.187mm, Height 8.89mm gth of 26.187mm (1.031 Inches), Height o | CABLE CLIP FLAT RBN GRAY PVC 1X1IN
7TAG009970R0029 | FRPV-1000-8-D | Active | 5414363022336 | 62.2 | 100 | 500 | stuk | Ty-Rap Fastening | BE31450 | LR (Premium Cable Ties I) | stuk | CBL CLIP FLAT RBN GRAY PVC 1X1IN | Clip câble ruban plat gris pvc 1x1 po | Cable Clip for Flat Ribbon Cable, Gray PVC for Temp up to 65 Degrees C, UV Res Length 26.187mm, Height 8.89mm gth of 26.187mm (1.031 Inches), Height o | CBL CLIP FLAT RBN GRAY PVC 1X1IN
7TAG009970R0051 | N4NY-002-9-C | Active | 5414363155638 | 11.69 | 100 | 100 | stuk | Ty-Rap | BE31450 | LV (Cable Ties II) | stuk | Vlakke Randklem, Naturel, PA 6,6, tot 85 Graden C, Wijdte 9,53mm, Dikte 1,27mm, Diameter 1,3mm, #8 Schroefmontage met Gesloten Diameter van 3,2mm | Pince câble bord simp blc dia 0,13 po | Plain Edge Cable Clamp, Natural PA 6.6 for Temp up to 85 Degrees C, W 9.53mm, Thickness 1.27mm, Hole Diam 1.3mm, #8 Screw Mount w/ Closed Diam 3.2mm | Plain Edge Cable Clamp, Natural PA 6.6 for Temp up to 85 Degrees C, W 9.53mm, Thickness 1.27mm, Hole Diam 1.3mm, #8 Screw Mount w/ Closed Diam 3.2mm
7TAG009970R0058 | N4NY-003-9-M | Active | 5414363155652 | 8.28 | 100 | 1000 | stuk | Ty-Rap Fastening | BE31450 | LV (Cable Ties II) | stuk | CBL CLAMP WHT PLAIN EDGE .19 DIA | Pince câble bord simp blc dia 0,19 po | Plain Edge Cable Clamp, Natural PA 6.6 for Temp up to 85 Degrees C, W 9.53mm, Thickness 1.27mm, Hole Diam 4.3mm, #8 Screw Mount w/ Closed Diam 4.7mm | CBL CLAMP WHT PLAIN EDGE .19 DIA
7TAG009970R0072 | N4NY-005-9-M | Active | 5414363155690 | 10.67 | 100 | 1000 | stuk | Ty-Rap | BE31450 | LV (Cable Ties II) | stuk | Vlakke Randklem, Naturel, PA 6,6, tot 85 Graden C, Wijdte 9,53mm, Dikte 1,27mm, Diameter 4,3mm, #8 Schroefmontage met Gesloten Diameter van 7,9mm | Pince câble bord simp blc dia 0,31 po | Plain Edge Cable Clamp, Natural PA 6.6 for Temp up to 85 Degrees C, W 9.53mm, Thickness 1.27mm, Hole Diam 4.3mm, #8 Screw Mount w/ Closed Diam 7.9mm | Plain Edge Cable Clamp, Natural PA 6.6 for Temp up to 85 Degrees C, W 9.53mm, Thickness 1.27mm, Hole Diam 4.3mm, #8 Screw Mount w/ Closed Diam 7.9mm
7TAG009970R0077 | N4NY-006-9-M | Active | 5414363155713 | 8.32 | 100 | 1000 | stuk | Ty-Rap Fastening | BE31450 | LV (Cable Ties II) | stuk | CBL CLAMP WHT PLAIN EDGE .38 DIA | Pince câble bord simp blc dia 0,38 po | Plain Edge Cable Clamp, Natural PA 6.6 for Temp up to 85 Degrees C, W 9.53mm, Thickness 1.27mm, Hole Diam 4.3mm, #8 Screw Mount w/ Closed Diam 9.5mm | CBL CLAMP WHT PLAIN EDGE .38 DIA
7TAG009970R0089 | N4NY-008-0-M | Active | 5414363034278 | 13.93 | 100 | 1 | stuk | Ty-Rap | BE31450 | LV (Cable Ties II) | stuk | Vlakke Randklem, Zwart, PA 6,6, tot 85 Graden C, Wijdte 9,53mm, Dikte 1,27mm, Diameter 4,3mm, #8 Schroefmontage met Gesloten Diameter van 12,7mm | Pince câble bord simp noir dia 0,50 po | Plain Edge Cable Clamp, Black PA 6.6 for Temp up to 85 Degrees C, W 9.53mm, Thickness 1.27mm, Hole Diam 4.3mm, #8 Screw Mount w/ Closed Diam 12.7mm | Plain Edge Cable Clamp, Black PA 6.6 for Temp up to 85 Degrees C, W 9.53mm, Thickness 1.27mm, Hole Diam 4.3mm, #8 Screw Mount w/ Closed Diam 12.7mm
7TAG009970R0090 | N4NY-008-9-C | Active | 5414363155744 | 12.78 | 100 | 1 | stuk | Ty-Rap | BE31450 | LV (Cable Ties II) | stuk | Vlakke Randklem, Naturel, PA 6,6, tot 85 Graden C, Wijdte 9,53mm, Dikte 1,27mm, Diameter 4,3mm, #8 Schroefmontage met Gesloten Diameter van 12,7mm | Pince câble bord simp blc dia 0,50 po | Plain Edge Cable Clamp, Natural PA 6.6 for Temp up to 85 Degrees C, W 9.53mm, Thickness 1.27mm, Hole Diam 4.3mm, #8 Screw Mount w/ Closed Diam 12.7mm | Plain Edge Cable Clamp, Natural PA 6.6 for Temp up to 85 Degrees C, W 9.53mm, Thickness 1.27mm, Hole Diam 4.3mm, #8 Screw Mount w/ Closed Diam 12.7mm
7TAG009970R0091 | N4NY-008-9-M | Active | 5414363155751 | 10.02 | 100 | 1000 | stuk | Ty-Rap Fastening | BE31450 | LV (Cable Ties II) | stuk | CBL CLAMP WHT PLAIN EDGE .50 DIA | Pince câble bord simp blc dia 0,50 po | Plain Edge Cable Clamp, Natural PA 6.6 for Temp up to 85 Degrees C, W 9.53mm, Thickness 1.27mm, Hole Diam 4.3mm, #8 Screw Mount w/ Closed Diam 12.7mm | CBL CLAMP WHT PLAIN EDGE .50 DIA
7TAG009970R0102 | N6NY-006C-0-M | Active | 5414363034421 | 16.23 | 100 | 1 | stuk | Ty-Rap | BE31450 | LV (Cable Ties II) | stuk | Vlakke Randklem, Zwart, PA 6,6, tot 85 Graden C, Wijdte 12,7mm, Dikte 1,52mm, Diameter 5,16mm, #10 Schroefmontage met Gesloten Diameter van 9,53mm | Pince câble bord simp noir dia 0,375 po | Plain Edge Cable Clamp, Black PA 6.6 for Temp up to 85 Degrees C, W 12.7mm, Thickness 1.52mm, Hole Diam 5.16mm, #10 Screw Mount w/ Closed Diam 9.53mm | Plain Edge Cable Clamp, Black PA 6.6 for Temp up to 85 Degrees C, W 12.7mm, Thickness 1.52mm, Hole Diam 5.16mm, #10 Screw Mount w/ Closed Diam 9.53mm
7TAG009970R0104 | N6NY-006C-9-M | Active | 5414363034452 | 15.39 | 100 | 1000 | stuk | Ty-Rap Fastening | BE31450 | LV (Cable Ties II) | stuk | CABLE CLAMP WHT PLAIN EDGE .38 DIAM | Pince câble bord simp blc dia 0,38 po | Plain Edge Cable Clamp, Natural PA 6.6 for Temp up to 85 Degrees C, W 12.7mm, Thickness 1.52mm, Hole Diam 5.16mm, #10 Screw Mount w/ Closed Diam 9.53mm | CABLE CLAMP WHT PLAIN EDGE .38 DIAM
7TAG009970R0107 | N6NY-008C-0-M | Active | 5414363034506 | 17.97 | 100 | 1000 | stuk | Ty-Rap | BE31450 | LV (Cable Ties II) | stuk | Vlakke Randklem, Zwart, PA 6,6, tot 85 Graden C, Wijdte 12,7mm, Dikte 1,52mm, Diameter 5,16mm, #10 Schroefmontage met Gesloten Diameter van 12,7mm | Pince câble bord simp noir dia 0,50 po | Plain Edge Cable Clamp, Black PA 6.6 for Temp up to 85 Degrees C, W 12.7mm, Thickness 1.52mm, Hole Diam 5.16mm, #10 Screw Mount w/ Closed Diam 12.7mm | Plain Edge Cable Clamp, Black PA 6.6 for Temp up to 85 Degrees C, W 12.7mm, Thickness 1.52mm, Hole Diam 5.16mm, #10 Screw Mount w/ Closed Diam 12.7mm
7TAG009970R0110 | N6NY-009-0-M | Active | 5414363034551 | 20.69 | 100 | 1 | stuk | Ty-Rap | BE31450 | LV (Cable Ties II) | stuk | Vlakke Randklem, Zwart, PA 6,6, tot 85 Graden C, Wijdte 12,7mm, Dikte 1,52mm, Diameter 5,16mm, #10 Schroefmontage met Gesloten Diameter van 14,27mm | Pince câble bord simp noir dia 0,56 po | Plain Edge Cable Clamp, Black PA 6.6 for Temp up to 85 Degrees C, W 12.7mm, Thickness 1.52mm, Hole Diam 5.16mm, #10 Screw Mount w/ Closed Diam 14.27mm | Plain Edge Cable Clamp, Black PA 6.6 for Temp up to 85 Degrees C, W 12.7mm, Thickness 1.52mm, Hole Diam 5.16mm, #10 Screw Mount w/ Closed Diam 14.27mm
7TAG009970R0111 | N6NY-009-9-M | Active | 5414363155805 | 24.83 | 100 | 1000 | stuk | Ty-Rap Fastening | BE31450 | LV (Cable Ties II) | stuk | CABLE CLAMP WHT PLAIN EDGE .56 DIA | Pince câble bord simp blc dia 0,56 po | Plain Edge Cable Clamp, Natural PA 6.6 for Temp up to 85 Degrees C, W 12.7mm, Thickness 1.52mm, Hole Diam 5.16mm, #10 Screw Mount w/ Closed Diam 14.27mm | CABLE CLAMP WHT PLAIN EDGE .56 DIA
7TAG009970R0113 | N6NY-010-0-M | Active | 5414363034599 | 22.09 | 100 | 1000 | stuk | Ty-Rap Fastening | BE31450 | LV (Cable Ties II) | stuk | CBL CLAMP BLK PLAIN EDGE .63 DIA | Pince câble bord simp noir dia 0,63 po | Plain Edge Cable Clamp, Black PA 6.6 for Temp up to 85 Degrees C, W 12.7mm, Thickness 1.52mm, Hole Diam 5.16mm, #10 Screw Mount w/ Closed Diam 15.88mm | CBL CLAMP BLK PLAIN EDGE .63 DIA
7TAG009970R0114 | N6NY-010-9-C | Active | 5414363155812 | 17.79 | 100 | 100 | stuk | Ty-Rap | BE31450 | LV (Cable Ties II) | stuk | Vlakke Randklem, Naturel, PA 6,6, tot 85 Graden C, Wijdte 12,7mm, Dikte 1,52mm, Diameter 5,16mm, #10 Schroefmontage met Gesloten Diameter van 15,88mm | Pince câble bord simp blc dia 0,63 po | Plain Edge Cable Clamp, Natural PA 6.6 for Temp up to 85 Degrees C, W 12.7mm, Thickness 1.52mm, Hole Diam 5.16mm, #10 Screw Mount w/ Closed Diam 15.88mm | Plain Edge Cable Clamp, Natural PA 6.6 for Temp up to 85 Degrees C, W 12.7mm, Thickness 1.52mm, Hole Diam 5.16mm, #10 Screw Mount w/ Closed Diam 15.88mm
7TAG009970R0115 | N6NY-010-9-M | Active | 5414363155829 | 16.8 | 100 | 1000 | stuk | Ty-Rap | BE31450 | LV (Cable Ties II) | stuk | Vlakke Randklem, Naturel, PA 6,6, tot 85 Graden C, Wijdte 12,7mm, Dikte 1,52mm, Diameter 5,16mm, #10 Schroefmontage met Gesloten Diameter van 15,88mm | Pince câble bord simp blc dia 0,63 po | Plain Edge Cable Clamp, Natural PA 6.6 for Temp up to 85 Degrees C, W 12.7mm, Thickness 1.52mm, Hole Diam 5.16mm, #10 Screw Mount w/ Closed Diam 15.88mm | Plain Edge Cable Clamp, Natural PA 6.6 for Temp up to 85 Degrees C, W 12.7mm, Thickness 1.52mm, Hole Diam 5.16mm, #10 Screw Mount w/ Closed Diam 15.88mm
7TAG009970R0116 | N6NY-011-0-M | Active | 5414363034643 | 24.37 | 100 | 1000 | stuk | Ty-Rap Fastening | BE31450 | LV (Cable Ties II) | stuk | CABLE CLAMP BLK PLAIN EDGE .69 DIA | Pince câble bord simp noir dia 0,69 po | Plain Edge Cable Clamp, Black PA 6.6 for Temp up to 85 Degrees C, W 12.7mm, Thickness 1.52mm, Hole Diam 5.16mm, #10 Screw Mount w/ Closed Diam 17.48mm | CABLE CLAMP BLK PLAIN EDGE .69 DIA
7TAG009970R0118 | N6NY-012-0-C | Active | 5414363034674 | 28.6 | 100 | 100 | stuk | Ty-Rap | BE31450 | LV (Cable Ties II) | stuk | Vlakke Randklem, Zwart, PA 6,6, tot 85 Graden C, Wijdte 12,7mm, Dikte 1,52mm, Diameter 5,16mm, #10 Schroefmontage met Gesloten Diameter van 19,05mm | Pince câble bord simp noir dia 0,75 po | Plain Edge Cable Clamp, Black PA 6.6 for Temp up to 85 Degrees C, W 12.7mm, Thickness 1.52mm, Hole Diam 5.16mm, #10 Screw Mount w/ Closed Diam 19.05mm | Plain Edge Cable Clamp, Black PA 6.6 for Temp up to 85 Degrees C, W 12.7mm, Thickness 1.52mm, Hole Diam 5.16mm, #10 Screw Mount w/ Closed Diam 19.05mm
7TAG009970R0119 | N6NY-012-0-M | Active | 5414363034681 | 26.62 | 100 | 1 | stuk | Ty-Rap Fastening | BE31450 | LV (Cable Ties II) | stuk | CBL CLAMP BLK PLAIN EDGE .75 DIA | Pince câble bord simp noir dia 0,75 po | Plain Edge Cable Clamp, Black PA 6.6 for Temp up to 85 Degrees C, W 12.7mm, Thickness 1.52mm, Hole Diam 5.16mm, #10 Screw Mount w/ Closed Diam 19.05mm | CBL CLAMP BLK PLAIN EDGE .75 DIA
7TAG009970R0120 | N6NY-012-9-C | Active | 5414363155836 | 29.66 | 100 | 100 | stuk | Ty-Rap Fastening | BE31450 | LV (Cable Ties II) | stuk | Kabelklem Wit Rechte Hoek 0 75 Dia | Pince câble bord simp blc dia 0,75 po | CABLE CLAMP WHT PLAIN EDGE .75 DIA | CABLE CLAMP WHT PLAIN EDGE .75 DIA
7TAG009970R0121 | N6NY-012-9-M | Active | 5414363034728 | 19.07 | 100 | 1000 | stuk | Ty-Rap | BE31450 | LV (Cable Ties II) | stuk | Vlakke Randklem, Naturel, PA 6,6, tot 85 Graden C, Wijdte 12,7mm, Dikte 1,52mm, Diameter 5,16mm, #10 Schroefmontage met Gesloten Diameter van 19,05mm | Pince câble bord simp blc dia 0,75 po | Plain Edge Cable Clamp, Natural PA 6.6 for Temp up to 85 Degrees C, W 12.7mm, Thickness 1.52mm, Hole Diam 5.16mm, #10 Screw Mount w/ Closed Diam 19.05mm | Plain Edge Cable Clamp, Natural PA 6.6 for Temp up to 85 Degrees C, W 12.7mm, Thickness 1.52mm, Hole Diam 5.16mm, #10 Screw Mount w/ Closed Diam 19.05mm
7TAG009970R0122 | N6NY-013-0-M | Active | 5414363034735 | 23.5 | 100 | 1000 | stuk | Ty-Rap | BE31450 | LV (Cable Ties II) | stuk | Vlakke Randklem, Zwart, PA 6,6, tot 85 Graden C, Wijdte 12,7mm, Dikte 1,52mm, Diameter 5,16mm, #10 Schroefmontage met Gesloten Diameter van 20,62mm | Pince câble bord simp noir dia 0,81 po | Plain Edge Cable Clamp, Black PA 6.6 for Temp up to 85 Degrees C, W 12.7mm, Thickness 1.52mm, Hole Diam 5.16mm, #10 Screw Mount w/ Closed Diam 20.62mm | Plain Edge Cable Clamp, Black PA 6.6 for Temp up to 85 Degrees C, W 12.7mm, Thickness 1.52mm, Hole Diam 5.16mm, #10 Screw Mount w/ Closed Diam 20.62mm
7TAG009970R0123 | N6NY-013-9-M | Active | 5414363155843 | 20.97 | 100 | 1000 | stuk | Ty-Rap | BE31450 | LV (Cable Ties II) | stuk | Vlakke Randklem, Naturel, PA 6,6, tot 85 Graden C, Wijdte 12,7mm, Dikte 1,52mm, Diameter 5,16mm, #10 Schroefmontage met Gesloten Diameter van 20,62mm | Pince câble bord simp blc dia 0,81 po | Plain Edge Cable Clamp, Natural PA 6.6 for Temp up to 85 Degrees C, W 12.7mm, Thickness 1.52mm, Hole Diam 5.16mm, #10 Screw Mount w/ Closed Diam 20.62mm | Plain Edge Cable Clamp, Natural PA 6.6 for Temp up to 85 Degrees C, W 12.7mm, Thickness 1.52mm, Hole Diam 5.16mm, #10 Screw Mount w/ Closed Diam 20.62mm
7TAG009970R0125 | N6NY-014-0-M | Active | 5414363034766 | 29.33 | 100 | 1000 | stuk | Ty-Rap Fastening | BE31450 | LV (Cable Ties II) | stuk | CBL CLAMP BLK PLAIN EDGE .88 DIA | Pince câble bord simp noir dia 0,88 po | Plain Edge Cable Clamp, Black PA 6.6 for Temp up to 85 Degrees C, W 12.7mm, Thickness 1.52mm, Hole Diam 5.16mm, #10 Screw Mount w/ Closed Diam 22.23mm | CBL CLAMP BLK PLAIN EDGE .88 DIA
7TAG009970R0127 | N6NY-014-9-M | Active | 5414363034780 | 20.44 | 100 | 1000 | stuk | Ty-Rap Fastening | BE31450 | LV (Cable Ties II) | stuk | CBL CLAMP WHT PLAIN EDGE .88 DIA | Pince câble bord simp blc dia 0,88 po | Plain Edge Cable Clamp, Natural PA 6.6 for Temp up to 85 Degrees C, W 12.7mm, Thickness 1.52mm, Hole Diam 5.16mm, #10 Screw Mount w/ Closed Diam 22.23mm | CBL CLAMP WHT PLAIN EDGE .88 DIA
7TAG009970R0129 | N6NY-016-0-M | Active | 5414363034803 | 30.62 | 100 | 1000 | stuk | Ty-Rap Fastening | BE31450 | LV (Cable Ties II) | stuk | CBL CLAMP BLK PLAIN EDGE 1.0 DIA | Pince câble bord simp noir dia 1,0 po | Plain Edge Cable Clamp, Black PA 6.6 for Temp up to 85 Degrees C, W 12.7mm, Thickness 1.52mm, Hole Diam 5.16mm, #10 Screw Mount w/ Closed Diam 25.4mm | CBL CLAMP BLK PLAIN EDGE 1.0 DIA
7TAG009970R0130 | N6NY-016-9-C | Active | 5414363155850 | 28.7 | 100 | 100 | stuk | Ty-Rap Fastening | BE31450 | LV (Cable Ties II) | stuk | CABLE CLAMP WHT PLAIN EDGE 1.0 DIA | Pince câble bord simp blc dia 1,0 po | Plain Edge Cable Clamp, Natural PA 6.6 for Temp up to 85 Degrees C, W 12.7mm, Thickness 1.52mm, Hole Diam 5.16mm, #10 Screw Mount w/ Closed Diam 25.4mm | CABLE CLAMP WHT PLAIN EDGE 1.0 DIA
7TAG009970R0131 | N6NY-016-9-M | Active | 5414363034827 | 23.39 | 100 | 1000 | stuk | Ty-Rap Fastening | BE31450 | LV (Cable Ties II) | stuk | CBL CLAMP WHT PLAIN EDGE 1.0 DIA | Pince câble bord simp blc dia 1,0 po | Plain Edge Cable Clamp, Natural PA 6.6 for Temp up to 85 Degrees C, W 12.7mm, Thickness 1.52mm, Hole Diam 5.16mm, #10 Screw Mount w/ Closed Diam 25.4mm | CBL CLAMP WHT PLAIN EDGE 1.0 DIA
7TAG009970R0137 | N6NY-020-9-D | Active | 5414363155874 | 50.76 | 100 | 500 | stuk | Ty-Rap | BE31450 | LV (Cable Ties II) | stuk | Vlakke Randklem, Naturel, PA 6,6, tot 85 Graden C, Wijdte 12,7mm, Dikte 1,52mm, Diameter 5,16mm, #10 Schroefmontage met Gesloten Diameter van 31,75mm | Pince câble bord simp blc dia 1,3 po | Plain Edge Cable Clamp, Natural PA 6.6 for Temp up to 85 Degrees C, W 12.7mm, Thickness 1.52mm, Hole Diam 5.16mm, #10 Screw Mount w/ Closed Diam 31.75mm | Plain Edge Cable Clamp, Natural PA 6.6 for Temp up to 85 Degrees C, W 12.7mm, Thickness 1.52mm, Hole Diam 5.16mm, #10 Screw Mount w/ Closed Diam 31.75mm
7TAG009970R0150 | RANY-280-9-D | Active | 5414363040064 | 35.01 | 100 | 500 | stuk | Ty-Rap Fastening | BE31450 | LR (Premium Cable Ties I) | stuk | Zelfklevende Beugel Ronde Kabels tot 7.1mm Nat. | EMB.ADH.REOU25.4X25.4MM D7.1MM | Cable Clamp for Round Cables, Nat PA 6.6 for Temp up to 65 Degrees C, L 25.4mm, Width 25.4mm, Height 11.10mm, Self-Adhesive Mounting Method | CABLE CLIP ROUND NAT .437IN HGT ADH
7TAG009970R0152 | RANY-620-9-D | Active | 5414363040101 | 204.26 | 100 | 500 | stuk | Ty-Rap Fastening | BE31450 | LR (Premium Cable Ties I) | stuk | Zelfklevende Beugel Ronde Kabels tot 15.8mm Nat. | EMB.AD.REOU28.5X31.8MM D15.8MM | Cable Clamp for Round Cables, Nat PA 6.6 for Temp up to 65 Degrees C, L 28.5mm, Width 31.8mm, Height 14.20mm, Self-Adhesive Mounting Method | CABLE CLIP ROUND NAT NYL 0.56IN HGT
7TAG009970R0153 | ULNY-013-8-C | Active | 5414363068778 | 355.96 | 100 | 100 | stuk | Ty-Rap | BE31450 | LR (Premium Cable Ties I) | stuk | Instelbare Klem, Laddertype, Zelfklevend en/of Schroef, Maximaal Bundelbereik 12,7mm, Polyamide 6.6, Grijs | EMB.AD.AJ.18X25MM FAIS.D12.7MM | Adjustable Ladder-Style Cable Clamp, Gray PA 6.6, for Temp up to 65 Degrees C L 59.5mm, W 8mm, Self-Adhesive Mounting Oper. Screw Diam 2.79mm, #4 or #5 Screw | Adjustable Ladder-Style Cable Clamp, Gray PA 6.6, for Temp up to 65 Degrees C L 59.5mm, W 8mm, Self-Adhesive Mounting Oper. Screw Diam 2.79mm, #4 or #5 Screw
7TAG009970R0155 | ULNY-018-8-C | Active | 5414363068815 | 361.5 | 100 | 100 | stuk | Ty-Rap | BE31450 | LR (Premium Cable Ties I) | stuk | Instelbare Klem, Laddertype, Zelfklevend en/of Schroef, Maximaal Bundelbereik 21,0mm, Polyamide 6.6, Grijs | EMB.AD.AJUS.21X30MM FAIS.D21MM | Adjustable Ladder-Style Cable Clamp, Gray PA 6.6, for Temp up to 65 Degrees C L 79.4mm, W 12mm, Self-Adhesive Mounting Oper. Screw Diam 2.79mm, #4 or #5 Screw | Adjustable Ladder-Style Cable Clamp, Gray PA 6.6, for Temp up to 65 Degrees C L 79.4mm, W 12mm, Self-Adhesive Mounting Oper. Screw Diam 2.79mm, #4 or #5 Screw
7TAG009970R0156 | ULNY-023-8-C | Active | 5414363068846 | 366.01 | 100 | 100 | stuk | Ty-Rap | BE31450 | LR (Premium Cable Ties I) | stuk | Instelbare Klem, Laddertype, Zelfklevend en/of Schroef, Maximaal Bundelbereik 25,0mm, Polyamide 6.6, Grijs | EMB.ADH.AJU.25X35MM FAIS.D25MM | Adjustable Ladder-Style Cable Clamp, Gray PA 6.6, for Temp up to 65 Degrees C L 85.5mm, W 14mm, Self-Adhesive Mounting Oper. Screw Diam 3.43mm, #4 or #5 Screw | Adjustable Ladder-Style Cable Clamp, Gray PA 6.6, for Temp up to 65 Degrees C L 85.5mm, W 14mm, Self-Adhesive Mounting Oper. Screw Diam 3.43mm, #4 or #5 Screw
7TAG009990R0018 | SMNY-001-0-D | Active | 5414363049708 | 24.35 | 100 | 500 | stuk | Ty-Rap Fastening | BE31450 | LR (Premium Cable Ties I) | stuk | Schroefzadel tot 4 8mm zw UV | EM.AV 15.24X9.77MM COL4.8MM N | Two-Way Saddle Support Base, Heat Stabilized Black PA 6.6 for Temp up to 105 Degrees C, UV Resist, L 15.24mm, W 9.77mm, H 7.11mm, #4 Screw, 220 Newton | 2WAY SADDLE SPRT .6X.38IN BLK SCREW
7TAG009990R0019 | SMNY-001-9-D | Active | 5414363049746 | 18.69 | 100 | 500 | stuk | Ty-Rap | BE31450 | LR (Premium Cable Ties I) | stuk | Schroefzadel voor kabelbinder tot 4,8mm, Naturel | EM.AV 15.24X9.77MM COL4.8MM NA | Two-Way Saddle Support Base, Natural PA 6.6 for Temp up to 85 Degrees C, L 15.24mm, W 9.77mm, H 7.11mm, Slot W 5.08mm, Mount w/ #4 Screw, 220 Newtons | Two-Way Saddle Support Base, Natural PA 6.6 for Temp up to 85 Degrees C, L 15.24mm, W 9.77mm, H 7.11mm, Slot W 5.08mm, Mount w/ #4 Screw, 220 Newtons
7TAG054360R0100 | TY1000-175 | Active | 5415022140897 | 77.95 | 100 | 50 | stuk | Catamount Fastening Products | BE31450 | LV (Cable Ties II) | stuk | CABLE TIE 778NT 1030X9MM NAT NY HVY | COL. 1040X7. 6MM NATURAL | Extra Heavy-Duty Cable Tie, Natur PA 6.6 Temp to 85 Degr C, L 1030mm, W 9mm, Thick 1.8mm, Tensile Strength Rating 778N | CABLE TIE 778NT 1030X9MM NAT NY HVY
7TAG054360R0101 | TY1000-175X | Active | 5415022140880 | 74.82 | 100 | 50 | stuk | Catamount Fastening Products | BE31450 | LV (Cable Ties II) | stuk | CABLE TIE 778NT 1030X9MM BLK NY HVY | COL. 1040X8. 7MM NOIR UV | Extra Heavy-Duty Cable Tie, Black PA 6.6 Temp to 105 Degr C, Weather & UV Resist. L 1041.4mm, W 8.76mm, Thick 2.16mm, Tensile Strength Rating of 780N | CABLE TIE 778NT 1030X9MM BLK NY HVY
7TAG054360R0102 | TY1200-175 | Active | 5415022140910 | 89.91 | 100 | 50 | stuk | Catamount Fastening Products | BE31450 | LV (Cable Ties II) | stuk | CABLE TIE 778NT 1220X9MM NAT NY HVY | COL. 1215X7. 6MM NATURAL | Extra Heavy-Duty Cable Tie, Natural PA 6.6 Temp to 85 Degr C, L 1220mm, W 9.1mm, Thick 1.8mm, Tensile Strength Rating 778N | CABLE TIE 778NT 1220X9MM NAT NY HVY
7TAG054360R0103 | TY1200-175X | Active | 5415022140903 | 89.9 | 100 | 50 | stuk | Catamount Fastening Products | BE31450 | LV (Cable Ties II) | stuk | CABLE TIE 778NT 1220X9MM BLK NY HVY | COL. 1215X8. 7MM NOIR UV | Extra Heavy-Duty Cable Tie, Black PA 6.6 Temp to 85 Degr C, Weather & UV Resist. L 1220mm, W 9.1mm, Thick 1.8mm Tensile Strength Rating 778N | CABLE TIE 778NT 1220X9MM BLK NY HVY
7TAG054360R0119 | TY125-30 | Active | 5415022141061 | 2.87 | 100 | 1000 | stuk | Catamount Fastening Products | BE31450 | LV (Cable Ties II) | stuk | TY-FAST 143X3.3MM NATURAL | COL. 143X3. 3MM NATURAL | Cable Tie, Natural PA 6.6 for Temp up to 85 Degrees C for Indoor Appl, Length 140mm, Width 3.6mm, Thickness 1.2mm Tensile Strength Rating of 178 Newtons | TY-FAST 143X3.3MM NATURAL
7TAG054360R0120 | TY125-30-100 | Active | 5415022140934 | 2.95 | 100 | 100 | stuk | Catamount Fastening Products | BE31450 | LV (Cable Ties II) | stuk | TY-FAST TIE 143X3.3MM NATURAL | COL. 143X3. 3MM NATURAL | Cable Tie, Natural PA 6.6 for Temp up to 85 Degrees C for Indoor Appl, Length 140mm, Width 3.6mm, Thickness 1.2mm Tensile Strength Rating of 178 Newtons | TY-FAST TIE 143X3.3MM NATURAL
7TAG054360R0121 | TY125-30X | Active | 5415022141030 | 2.12 | 100 | 1000 | stuk | Catamount Fastening Products | BE31450 | LV (Cable Ties II) | stuk | TY-FAST 143X3.3MM zw.UV | TY-FAST 143X3.3MM BLACK UV | Cable Tie, Black PA 6.6 Temp to 85 Degr C, Weather & UV Resist, L140mm, W 3.6mm, Thick 1.2mm, Tensile Strength Rating 178N | TY-FAST 143X3.3MM BLACK UV
7TAG054360R0122 | TY125-30X-100 | Active | 5415022140927 | 2.94 | 100 | 100 | stuk | Catamount Fastening Products | BE31450 | LV (Cable Ties II) | stuk | TY-FAST TIE 143X3.3MM BLK UV | COL. 143X3. 3MM NOIR UV | Cable Tie, Black PA 6.6 Temp to 85 Degr C, Weather & UV Resist, L 140mm, W 3.6mm, Thick 1.2mm, Tensile Strength Rating 178N | TY-FAST TIE 143X3.3MM BLK UV
7TAG054360R0123 | TY125-40 | Active | 5414363060536 | 3.01 | 100 | 1000 | stuk | Catamount Fastening Products | BE31450 | LV (Cable Ties II) | stuk | TY-FAST 141mmx3 5mm Natu rel | COL. 3. 6X141MM 180N NAT | Cable Tie, Natural PA 6.6 Temp to 85 Degr C, UL/EN/CS A62275 Type 2/21 Rated AH-2 Plenum, L 141.48mm, W 3.556mm Thick 1.17mm, Tensile Strength 180N | CBL TIE 30LB 5.5IN NATURAL NYLON
7TAG054360R0125 | TY125-40-100 | Active | 5414363060543 | 3.43 | 100 | 100 | stuk | Catamount Fastening Products | BE31450 | LV (Cable Ties II) | stuk | TY-FAST 141mmx3 5mm Natu rel | COL. 3. 6X141MM 180N NAT | Cable Tie, Natural PA 6.6 Temp to 85 Degr C, UL/EN/CS A62275 Type 2/21 Rated AH-2 Plenum, L 141.48mm, W 3.556mm Thick 1.17mm, Tensile Strength 180N | CABLE TIE 30LB 5.5IN NATURAL NYL
7TAG054360R0141 | TY125-40X | Active | 5414363060680 | 3.02 | 100 | 1000 | stuk | Catamount Fastening Products | BE31450 | LV (Cable Ties II) | stuk | TY-FAST 141mmx3 5mm UV zw | COL. 3. 6X141MM 180N NOIR UV | Cable Tie, Black PA 6.6, Temp to 105 Degr C, UL/EN/CS A62275 Type 2/21 Rated AH-2 Plenum, L 141.48mm, W 3.556mm Thick 1.17mm, Tensile Strength 180N | CABLE TIE 40LB 5.5IN UV BLACK NYLON
7TAG054360R0142 | TY125-40X-100 | Active | 5414363075141 | 4.21 | 100 | 100 | stuk | Catamount Fastening Products | BE31450 | LV (Cable Ties II) | stuk | TY-FAST 141mmx3 5mm UV zw | COL. 3. 6X141MM 180N NOIR UV | Cable Tie, Black PA 6.6, Temp to 105 Degr C, UL/EN/CS A62275 Type 2/21 Rated AH-2 Plenum, L 141.48mm, W 3.556mm Thick 1.17mm, Tensile Strength 180N | CBL TIE 40LB 5.5IN UV BLACK NYLON
7TAG054360R0149 | TY150-18 | Active | 5415022141115 | 3.19 | 100 | 1000 | stuk | Catamount Fastening Products | BE31450 | LV (Cable Ties II) | stuk | CABLE TIE 18LB 5IN NATURAL NYL | COL. 160X2. 4MM NATURAL | Cable Tie, Natural PA 6.6 Temp to 85 Degr C, Weather & UV Resist, L 162mm, W 2.5mm, Thickness 1.2mm, Tensile Strength Rating 80N | CABLE TIE 18LB 5IN NATURAL NYL
7TAG054360R0150 | TY150-18-100 | Active | 5415022140972 | 3.31 | 100 | 100 | stuk | Catamount Fastening Products | BE31450 | LV (Cable Ties II) | stuk | TY-FAST 160X2.4MM NATURAL | COL. 160X2. 4MM NATURAL | Cable Tie, Natural PA 6.6 for Temp up to 85 Degrees C for Indoor Appl, Length 140mm, Width 2.5mm, Thickness 1.2mm Tensile Strength Rating of 80 Newtons | TY-FAST 160X2.4MM NATURAL
7TAG054360R0151 | TY150-18X | Active | 5415022141085 | 3.17 | 100 | 1000 | stuk | Catamount Fastening Products | BE31450 | LV (Cable Ties II) | stuk | CABLE TIE 18LB 5IN UV zw.NYL | COL. 160X2. 4MM NOIR UV | Cable Tie, Black PA 6.6 Temp to 85 Degr C, Weather & UV Resist, L 162mm, W 2.5mm, Thickness 1.2mm, Tensile Strength Rating 80N | CABLE TIE 18LB 5IN UV BLACK NYL
7TAG054360R0153 | TY175-50 | Active | 5414363060789 | 5.37 | 100 | 1000 | stuk | Catamount Fastening Products | BE31450 | LV (Cable Ties II) | stuk | TY-FAST 186mmx4 6mm Nat. | COL. 4. 7X186MM 220N NAT | Cable Tie, Natural PA 6.6 Temp to 85 Degr C,UL/EN/CSA62275 Type 2/21S Rated AH-2 Plenum L 186.43mm, W 4.674, Thick 1.24mm, Tensile Strength Rate 220N | CBL TIE 50LB 7IN NATURAL NYL
7TAG054360R0157 | TY175-50-100 | Active | 5414363075158 | 5.3 | 100 | 100 | stuk | Catamount Fastening Products | BE31450 | LV (Cable Ties II) | stuk | TY-FAST 186mmx4 6mm Nat. | COL. 4. 7X186MM 220N NAT | Cable Tie, Natural PA 6.6 Temp to 85 Degr C, UL/EN/CSA62275 Type 2/21S Rated AH-2 Plenum, L 186.43mm, W 4.674mm, Thick 1.24mm, Tensile Strength Rate 220N | CBL TIE 7IN NATURAL NYL 50LB
7TAG054360R0178 | TY175-50X | Active | 5414363060956 | 5.07 | 100 | 1000 | stuk | Catamount Fastening Products | BE31450 | LV (Cable Ties II) | stuk | TY-FAST 186mmx4 6mm UV zw | COL. 4. 7X186MM 220N NOIR UV | Cable Tie, Black PA 6.6, Temp to 105 Degr C Weather & UV Resis UL/EN/CSA62275 Type 2/21S Rated AH-2 Plenum, L 186.43mm, W 4.674mm, T 1.24mm, 220N | CBL TIE 50LB 7IN UV BLACK NYL
7TAG054360R0213 | TY200-40 | Active | 5414363061250 | 6.76 | 100 | 1000 | stuk | Catamount Fastening Products | BE31450 | LV (Cable Ties II) | stuk | TY-FAST 205mmx3 5mm Nat. | COL. 3. 6X205MM 180N NAT | Cable Tie, Natural PA 6.6 Temp to 85 Degr C, UL/EN/CSA62275 Type 2/21S Rated AH-2 Plenum, L 204.72mm, W 3.556mm, Thick 1.17mm, Tensile Strength 180N | CABLE TIE 40LB IN NATURAL NYLON
7TAG054360R0215 | TY200-40-100 | Active | 5414363061267 | 7.14 | 100 | 100 | stuk | Catamount Fastening Products | BE31450 | LV (Cable Ties II) | stuk | TY-FAST 205mmx3 5mm Nat. | COL. 3. 6X205MM 180N NAT | Cable Tie, Natural PA 6.6 Temp to 85 Degr C, UL/EN/CSA62275 Type 2/21S Rated AH-2 Plenum, L 204.72mm, W 3.556mm, Thick 1.17mm, Tensile Strength 180N | CBL TIE 40LB 8IN NATURAL NYL
7TAG054360R0229 | TY200-40X-100 | Active | 5414363075240 | 7.14 | 100 | 100 | stuk | Catamount Fastening Products | BE31450 | LV (Cable Ties II) | stuk | TY-FAST 205mmx3 5mm UV zw | COL. 3. 6X205MM 180N NOIR UV | Cable Tie, Black PA Temp to 105 Degr C, Weather & UV resist. UL/EN/CSA62275 Type 2/21 Rated AH-2 Plenum, L 204.72mm, W 3.556mm, Thick 1.17mm Tensile Str 180N | CBL TIE 8IN UV BLACK NYL 40LB
7TAG054360R0259 | TY300-50 | Active | 5414363064015 | 11.29 | 100 | 1000 | stuk | Catamount Fastening Products | BE31450 | LV (Cable Ties II) | stuk | TY-FAST 291mmx4 6mm Nat. | COL. 4. 7X291MM 220N NAT | Cable Tie, Natural PA 6.6 Temp to 85 Degr C, UL/EN/CSA62275 Type 2/21S Rated AH-2 Plenum, L 302.26mm, W 4.673mm, Thick 1.24mm, Tensile Strength Rate 220N | CABLE TIE 50LB 12IN NATURAL NYLON
7TAG054360R0260 | TY300-50-100 | Active | 5414363064022 | 11.84 | 100 | 100 | stuk | Catamount Fastening Products | BE31450 | LV (Cable Ties II) | stuk | TY-FAST 291mmx4 6mm Nat. | COL. 4. 7X291MM 220N NAT | Cable Tie, Natural PA 6.6 Temp to 85 Degr C, UL/EN/CSA62275 Type 2/21S Rated AH-2 Plenum, L 302.26mm, W 4.673mm, Thick 1.24mm, Tensile Strength Rate 220N | CBL TIE 50LB 12IN NATURAL NYLON
7TAG054360R0278 | TY300-50X | Active | 5414363064169 | 11.26 | 100 | 1000 | stuk | Catamount Fastening Products | BE31450 | LV (Cable Ties II) | stuk | TY-FAST 291mmx4 6mm UV zw | COL. 4. 7X291MM 220N NOIR UV | Cable Tie, Black PA 6.6 Temp to 105 Degr C Weather & UV Resis UL/EN/CSA62275 Type 2/21S Rated AH-2 Plenum L 302.26mm, W 4.673mm, Thick 1.24mm, 220N | CABLE TIE 50LB 12IN UV BLACK NYLON
7TAG054360R0298 | TY400-120-50 | Active | 5414363064497 | 29.66 | 100 | 50 | stuk | Catamount Fastening Products | BE31450 | LV (Cable Ties II) | stuk | TY-FAST 375mmx7 6mm Nat. | COL. 76X375MM 540N NAT | Cable Tie, Gray PA 6.6, Temp to 85 Degr C, UL/EN/CSA62275 Type 2/21S Rated AH-2 Plenum, L 374.65mm, W 7.595mm, Thick 1.90mm, 540N | CABLE TIE 120LB 15IN NAT NYLON
7TAG054360R0307 | TY400-120X | Active | 5414363064527 | 16.49 | 100 | 500 | stuk | Catamount Fastening Products | BE31450 | LV (Cable Ties II) | stuk | TY-FAST 375mmx7 6mm UV zw | COL. 7. 6X375MM 540N NOIR UV | Cable Tie, Black PA 6.6, Temp to 105 Degr C, UL/EN/CSA62275 Type 2/21S Rated AH-2 Plenum, L 374.65mm, W 7.595mm, Thick 1.90mm, 540N | CABLE TIE 120LB 15IN UV BLACK NYLON
7TAG054360R0310 | TY400-120X-50 | Active | 5414363064558 | 20.76 | 100 | 50 | stuk | Catamount Fastening Products | BE31450 | LV (Cable Ties II) | stuk | TY-FAST 375mmx7 6mm UV | COL. 7. 6X375MM 540N NOIR UV | Cable Tie, Black PA 6.6, Temp to 105 Degr C, UL/EN/CSA62275 Type 2/21S Rated AH-2 Plenum, L 374.65mm, W 7.595mm, Thick 1.90mm, 540N | CBL TIE 120LB 15IN UV BLK NYLON
7TAG054360R0312 | TY400-40-100 | Active | 5414363075356 | 10.2 | 100 | 100 | stuk | Catamount Fastening Products | BE31450 | LV (Cable Ties II) | stuk | TY-FAST 368mmx3 5mm Nat. | COL. 3. 6X360MM 180N NAT | Cable Tie, Natural PA 6.6, Temp to 85 Degr C, UL/EN/CSA62275 Type 2/21S Rated AH-2 Plenum, L 370mm, W 3.6mm, Thick 1.3mm, 178N | CBL TIE 40LB 15IN NATURAL NYLON
7TAG054360R0313 | TY400-40X | Active | 5414363064589 | 9.77 | 100 | 1000 | stuk | Catamount Fastening Products | BE31450 | LV (Cable Ties II) | stuk | TY-FAST 368mmx3 5mm UV zw | COL. 3. 6X360MM 180N NOIR UV | Cable Tie, Black PA 6.6,Temp to 85 Degr C, UL/EN/CSA62275 Type 2/21S Rated AH-2 Plenum, L 370mm, W 3.6mm, Thick 1.3mm, 178N | CABLE TIE 40LB 15IN UV BLACK NYLON
7TAG054360R0314 | TY400-40X-100 | Active | 5414363064596 | 10.99 | 100 | 100 | stuk | Catamount Fastening Products | BE31450 | LV (Cable Ties II) | stuk | TY-FAST 368mmx3 5mm UV estendig zw | COL. 3. 6X360MM 180N NOIR UV | Cable Tie, Black PA 6.6,Temp to 85 Degr C, UL/EN/CSA62275 Type 2/21S Rated AH-2 Plenum, L 370mm, W 3.6mm, Thick 1.3mm, 178N | CBL TIE 40LB 15IN UV BLACK NYLON
7TAG054360R0315 | TY400-50 | Active | 5414363064602 | 12.66 | 100 | 1000 | stuk | Catamount Fastening Products | BE31450 | LV (Cable Ties II) | stuk | TY-FAST 366mmx4 6mm Nat. | COL. 4. 7X363MM 220N NAT | Cable Tie, Natural PA 6.6, Temp to 85 Degr C, UL/EN/CSA62275 Type 2/21S Rated AH-2 Plenum, L 365.76mm, W 4.674mm, Thick 1.24mm, Tensile Strength Rate 220N | CBL TIE 50LB 14IN NATURAL NYLON
7TAG054360R0316 | TY400-50-100 | Active | 5414363064619 | 13.28 | 100 | 100 | stuk | Catamount Fastening Products | BE31450 | LV (Cable Ties II) | stuk | TY-FAST 366mmx4 6mm Nat. | COL. 4. 7X363MM 220N NAT | Cable Tie, Natural PA 6.6, Temp to 85 Degr C, UL/EN/CSA62275 Type 2/21S Rated AH-2 Plenum, L 365.76mm, W 4.674mm, Thick 1.24mm, Tensile Strength Rate 220N | CABLE TIE 50LB 14IN NATURAL NYL
7TAG054360R0336 | TY400-50X | Active | 5414363064756 | 12.78 | 100 | 1000 | stuk | Catamount Fastening Products | BE31450 | LV (Cable Ties II) | stuk | TY-FAST 366mmx4 6mm UV zw | COL. 4. 7X363MM 220N NOIR UV | Cable Tie, Black PA 6.6, Temp to 105 Degr C, UL/EN/CSA62275 Type 2/21S Rated AH-2 Plenum, L 365.76mm, W 4.673mm, Thick 1.24mm, Tensile Strength Rate 220N | CBL TIE 50LB 14IN UV BLACK NYL
7TAG054360R0337 | TY400-50X-100 | Active | 5414363075363 | 13.27 | 100 | 100 | stuk | Catamount Fastening Products | BE31450 | LV (Cable Ties II) | stuk | TY-FAST 366mmx4 6mm UV zw | COL. 4. 7X363MM 220N NOIR UV | Cable Tie, Black PA 6.6, Temp to 105 Degr C, UL/EN/CSA62275 Type 2/21S Rated AH-2 Plenum, L 365.76mm, W 4.673mm, Thick 1.24mm, Tensile Strength Rate 220N | CBL TIE 14IN UV BLACK NYL 50LB
7TAG054360R0341 | TY450-120-50 | Active | 5415022140804 | 21.95 | 100 | 50 | stuk | Catamount Fastening Products | BE31450 | LV (Cable Ties II) | stuk | CABLE TIE 120LB 18IN NAT NYL HEAVY | COL. 457X7. 6MM NATURAL | Heavy Duty Cable Tie, Natural PA 6.6 Temp to 85 Degr C, UL/EN/CSA62275 Type 2/21S Rated AH-2 Plenum L 453mm, W 7.6mm, Thick 1.8mm, 534N | CABLE TIE 120LB 18IN NAT NYL HEAVY
7TAG054360R0342 | TY450-120X-50 | Active | 5415022140798 | 21.21 | 100 | 50 | stuk | Catamount Fastening Products | BE31450 | LV (Cable Ties II) | stuk | CABLE TIE 120LB 18IN BLK NYL HEAVY | COL. 457X7. 6MM NOIR UV | Heavy Duty Cable Tie, Black PA 6.6 Temp to 85 Degr C, UL/EN/CSA62275 Type 2/21S Rated AH-2 Plenum L 453mm, W 7.6mm, Thick 1.8mm, 534N | CABLE TIE 120LB 18IN BLK NYL HEAVY
7TAG054360R0343 | TY600-120 | Active | 5415022140835 | 36.98 | 100 | 50 | stuk | Catamount Fastening Products | BE31450 | LV (Cable Ties II) | stuk | CABLE TIE 120LB 25IN NAT NYL HEAVY | COL. 610X7. 6MM NATURAL | Heavy-Duty Cable Tie, Natural PA 6.6 Temp to 85 Degr C, UL/EN/CSA62275 Type 2/21S Rated AH-2 Plenum L 622mm, W 7.6mm, Thick 1.6mm, 534N | CABLE TIE 120LB 25IN NAT NYL HEAVY
7TAG054360R0344 | TY600-120X | Active | 5415022140828 | 33.83 | 100 | 50 | stuk | Catamount Fastening Products | BE31450 | LV (Cable Ties II) | stuk | CABLE TIE 120LB 25IN BLK NYL HEAVY | COL. 610X7. 6MM NOIR UV | Heavy-Duty Cable Tie, Black PA 6.6 Temp to 85 Degr C, UL/EN/CSA62275 Type 2/21S Rated AH-2 Plenum L 622mm, W 7.6mm, Thick 1.6mm, 534N | CABLE TIE 120LB 25IN BLK NYL HEAVY
7TAG054360R0345 | TY600-175 | Active | 5415022140859 | 41.24 | 100 | 50 | stuk | Catamount Fastening Products | BE31450 | LV (Cable Ties II) | stuk | CABLE TIE 175LB 25IN NAT NYL X-HVY | COL. 617X7. 6MM NATURAL | Extra Heavy-Duty Cable Tie Natur PA 6.6 Temp to 85 Degr C, UL/EN/CSA62275 Type 2/21S Rated AH-2 Plenum L 631mm, W 9mm, Thick 1.8mm, 778N | CABLE TIE 175LB 25IN NAT NYL X-HVY
7TAG054360R0346 | TY600-175X | Active | 5415022140842 | 41.24 | 100 | 50 | stuk | Catamount Fastening Products | BE31450 | LV (Cable Ties II) | stuk | CABLE TIE 175LB 25IN BLK NYL X-HVY | COL. 617X8. 7MM NOIR UV | Extra Heavy-Duty Cable Tie, Black PA 6.6 Temp to 85 Degr C, UL/EN/CSA62275 Type 2/21S Rated AH-2 Plenum L 631mm, W 9mm, Thick 1.8mm, 778N | CABLE TIE 175LB 25IN BLK NYL X-HVY
7TAG054360R0347 | TY800-120 | Active | 5414363066774 | 41.25 | 100 | 50 | stuk | Catamount Fastening Products | BE31450 | LV (Cable Ties II) | stuk | TY-FAST 706mmx7 6mm Nat. | COL. 7. 6X720MM NAT | Cable Tie, Natural PA 6.6, Temp to 85 Degr C, UL/EN/CSA62275 Type 2/21S Rated AH-2 Plenum, L 756mm, W 7.6mm, Thick 1.8mm, Tensile Strength Rate 534N | CABLE TIE 120LB 28IN NATURAL NYLON
7TAG054360R0348 | TY800-120X | Active | 5414363066781 | 41.25 | 100 | 50 | stuk | Catamount Fastening Products | BE31450 | LV (Cable Ties II) | stuk | TY-FAST 706mmx7 6mm UV zw | COL. 7. 6X720MM NOIR UV | Cable Tie, Black PA 6.6, Temp to 105 Degr C, UL/EN/CSA62275 Type 2/21S Rated AH-2 Plenum, L 706.12mm, W 7.595mm, Thick 1.9mm, Tensile Strength Rate 540N | CBL TIE 120LB 28IN UV BLACK NYLON
7TAG054360R0350 | TY900-175 | Active | 5415022140873 | 55.89 | 100 | 50 | stuk | Catamount Fastening Products | BE31450 | LV (Cable Ties II) | stuk | CABLE TIE 175LB 36IN NAT NYL X-HVY | COL. 930X7. 6MM NATURAL | Extra Heavy-Duty Cable Tie Natur PA 6.6 Temp to 85 Degr C, UL/EN/CSA62275 Type 2/21S Rated AH-2 Plenum L 921mm, W 9mm, Thick 1.8mm, 778N | CABLE TIE 175LB 36IN NAT NYL X-HVY
7TAG054360R0351 | TY900-175X | Active | 5415022140866 | 51.18 | 100 | 50 | stuk | Catamount Fastening Products | BE31450 | LV (Cable Ties II) | stuk | CABLE TIE 175LB 36IN BLK NYL X-HVY | COL. 930X8. 7MM NOIR UV | Extra Heavy-Duty Cable Tie, Black PA 6.6 Temp to 85 Degr C, UL/EN/CSA62275 Type 2/21S Rated AH-2 Plenum L 921mm, W 9mm, Thick 1.8mm, 778N | CABLE TIE 175LB 36IN BLK NYL X-HVY
7TAG054640R0002 | L-4-18ID-9-M | Active | 5414363154020 | 10.41 | 100 | 1000 | stuk | Catamount Fastening Products | BE31450 | LV (Cable Ties II) | stuk | CBL TIE 18LB 4IN NAT NYLONMARK PAD | COL. ETIQ. 2.5X102MM NAT | Miniature Identification Cable Tie, Natu Natuural PA 6.6 for Temp up to 85 Degree Celcius, L 93.11mm, W 2.54mm, Thickness 1.09mm, Tensile Strength 80 Newtons | CBL TIE 18LB 4IN NAT NYLON MARK PAD
7TAG054640R0003 | L-7-50ID-9-C | Active | 5414363028833 | 23.93 | 100 | 100 | stuk | Catamount Fastening Products | BE31450 | LV (Cable Ties II) | stuk | label 200mmx4 7mm Nat. | COL. ETIQ. 4.7X200MM NAT | Identification Cable Tie, Natural PA 6.6 Temp to 85 Degr C, L 194.46mm, W 4.52mm, Thick 1.34mm, 222N Marking Pad Size 27.56mm x 13.26mm | CABLE TIE 50LB 8IN NAT NYL ID MKPAD
7TAG054640R0004 | L-7-50ID-9-M | Active | 5414363154198 | 27.23 | 100 | 1000 | stuk | Catamount Fastening Products | BE31450 | LV (Cable Ties II) | stuk | label 200mmx4 7mm Nat. | Att cbl 50lb 8 po nat nylon id tamp mk | Identification Cable Tie, Natural PA 6.6 Temp to 85 Degr C, L 194.46mm, W 4.52mm, Thick 1.34mm, 222N Marking Pad Size 27.56mm x 13.26mm Bulk Pack | CBL TIE 50LB 8IN NAT NYLON ID MKPAD
7TAG054660R0000 | L-7-50MH-9-C | Active | 5414363028871 | 13.87 | 100 | 100 | stuk | Catamount Fastening Products | BE31450 | LV (Cable Ties II) | stuk | bevestigingsoog 208mmx4 7mm Nat. | COL. TROU FIX.. 4. 7X208MM NAT | Integrated Mount Hole Cable Tie, Natural PA 6.6 Temp 85 Degr C, UL/EN/CSA62275 Type 2/21 Rated AH-2 Plenum L 205.70mm, W 4.6mm, Thick 1.35mm, 222N #10 Screw | CBL TIE 50LB 8IN NATUR NYL MTG HOLE
7TAG054670R0004 | L-14-120MH-0-C | Active | 5414363025559 | 23 | 100 | 2000 | stuk | Catamount Fastening Products | BE31450 | LV (Cable Ties II) | stuk | CABLE TIE 120LB 15IN UV BLK NYL HVY | Att câble 120lb 15 po uv noir nyl rob | Integrated Mount Hole Heavy-Duty Cable Tie, Black PA 6.6 for Temp to 105 Degr C Weather & UV Resist L 385.34mm, W 7.62mm Thick 1.78mm, 534N #10 Screw Mount, 100P | CABLE TIE 120LB 15IN UV BLK NYL HVY
7TAG054670R0005 | L-14-120MH-9-C | Active | 5414363025566 | 21.43 | 100 | 2000 | stuk | Catamount Fastening Products | BE31450 | LV (Cable Ties II) | stuk | bevestigingsoog 382mmx7 6mm Nat. | Att câble 120lb 15 po noir nyl rob | Integrated Mount Hole Heavy-Duty Cable Tie, Natural PA 6.6 Temp to 85 degr C UL/EN/CS A62275 Type 2/21S AH-2 Plenum L 385.34mm, W 7.62mm, Thick 1.78mm 534N | CABLE TIE 120LB 15IN NAT NYL HEAVY
7TAG054670R0008 | L-5-30MH-9-C | Active | 5414363028079 | 8.01 | 100 | 100 | stuk | Catamount Fastening Products | BE31450 | LV (Cable Ties II) | stuk | bevestigingsoog 152mmx3 3mm Nat. | COL. TROU FIX..3. 3X152MM NAT | Interm, Integrated Mount Hole Cable Natural PA 6.6 Temp to 85 Dgr C, L 137.76mm, W 3.63mm, Thick 1.21mm, 133N #8 Screw for Mounting, Bulk Pack | CABLE TIE 30LB 5IN NAT NYL MTG HOLE
7TAG054670R0009 | L-7-50MH-0-C | Active | 5414363028857 | 13.21 | 100 | 100 | stuk | Catamount Fastening Products | BE31450 | LV (Cable Ties II) | stuk | CBL TIE 50LB 8IN zw.NYLMTG HOLE | COL. TROU FIX.. 4. 7X208MM NUV | Integrated Mount Hole Cable Tie, Black PA 6.6 Temp 85 Degr C Weather & UV Resis UL/EN/CSA62275 Type 2/21 AH-2 Plenum L 205.70mm, W 4.6mm, Thick 1.35mm, 222N | CBL TIE 50LB 8IN BLACK NYL MTG HOLE
7TAG054670R0010 | L-7-50MH-0-M | Active | 5414363154204 | 13.83 | 100 | 5000 | stuk | Catamount Fastening Products | BE31450 | LW (Cable Ties III) | stuk | CABLE TIE 50LB 7IN BLK No10MTGHOLE | Att câble 50lb 7 po noir trou mont #10 | Integrated Mount Hole Cable Tie, Black PA 6.6 Temp 85 Degr C Weather & UV Resis UL/EN/CSA62275 Type 2/21 AH-2 Plenum L 205.70mm, W 4.6mm, Thick 1.35mm, 222N | CABLE TIE 50LB 7IN BLK No10 MTGHOLE
7TAG054670R0011 | L-7-50MH-9-M | Active | 5414363154211 | 13.83 | 100 | 5000 | stuk | Catamount Fastening Products | BE31450 | LW (Cable Ties III) | stuk | CABLE TIE 50LB 7IN NAT No10MTGHOLE | Att câble 50lb 7 po nat trou mont #10 | Integrated Mount Hole Cable Tie, Natural PA 6.6 Temp 85 Degr C, UL/EN/CSA62275 Type 2/21 Rated AH-2 Plenum L 205.70mm, W 4.6mm, Thick 1.35mm, 222N #10 Screw | CABLE TIE 50LB 7IN NAT No10 MTGHOLE
7TAG054680R0014 | L-5-30MH-0-C | Active | 5414363028055 | 6.97 | 100 | 100 | stuk | Catamount Fastening Products | BE31450 | LV (Cable Ties II) | stuk | CABLE TIE 30LB 5IN BLK NYLMTG HOLE | COL. TROU FIX..3. 3X152MM NRUV | Interm, Integrated Mount Hole Cable Black PA 6.6 Temp To 85 Dgr C, L 137.76mm, W 3.63mm, Thick 1.21mm, 133N #8 Screw for Mounting | CABLE TIE 30LB 5IN BLK NYL MTG HOLE
7TAG054710R0000 | L-5-50PM-0-D | Active | 5414363135425 | 12.58 | 100 | 500 | stuk | Catamount Fastening Products | BE31450 | LW (Cable Ties III) | stuk | CABLE TIE 50LB 5 IN BLK.25 PUSHMT | Att câble 50lb 5 po noir 0,25 mont push | Push Mount Cable Tie, Black PA 6.6, for Temp up to 105 Degrees C, UV Resist. L 122.52mm, W 4.8mm, Thickness 1.19mm, Tensile Strength 220 N, Moun Hole 6.35mm | CABLE TIE 50LB 5 IN BLK.25 PUSH MT
7TAG054710R0002 | L-5-50PMR-0-C | Active | 5414363028239 | 20.16 | 100 | 5000 | stuk | Catamount Fastening Products | BE31450 | LV (Cable Ties II) | stuk | Herbruikbare paneelMont.147mmx4 8mm UV | Att câble 50lb 5 po noir nyl debl push | Releasable Push Mount Cable Tie, Black PA 6.6 Temp to 105 Degr C, Weather & UV Resist L 122.52mm, W 4.8mm, Thick 1.19mm 220 N, Mounting Hole Size of 6.35mm | CABLE TIE 50LB 5IN BLK NYL PUSH REL
7TAG054710R0004 | L-7-50PM-0-C | Active | 5414363028901 | 15.95 | 100 | 5000 | stuk | Catamount Fastening Products | BE31450 | LV (Cable Ties II) | stuk | Paneelb,anker 208mmx4 8mm UV zw | Att câble 50lb 8 po noir mont push 0,25 po | Push Mount Cable Tie, Black PA 6.6, for Temp up to 105 Degrees C, UV Resist. L 208mm, W 4.8mm, Thickness 1.19mm, Tensile Strength 222 N, Moun Hole 6.35mm | CABLE TIE 50LB 8IN BLK PSH MT .25IN
7TAG054710R0005 | L-7-50PM-9-C | Active | 5414363028925 | 15.95 | 100 | 5000 | stuk | Catamount Fastening Products | BE31450 | LV (Cable Ties II) | stuk | Paneelb,anker 208mmx4 8mm Nat. | Att câble 50lb 8 po nat mont push 0,25 po | Push Mount Cable Tie, Natural PA 6.6, for Temp up to 85 Degrees C, L 208mm, W 4.8mm, Thickness 1.19mm, Tensile Strength Rating 222 N, Moun Hole 6.35mm | CABLE TIE 50LB 8IN NAT PSH MT .25IN
7TAG054750R0011 | L-10-50R-9-C | Active | 5414363025221 | 23.13 | 100 | 5000 | stuk | Catamount | BE31450 | LV (Cable Ties II) | stuk | Herbruikbare kabelbinder 298x7,5mm Naturel | COL.REUTIL. 7. 5X298MM NAT | Releasable Cable Tie Natural PA 6.6 Temp To 85 Degr C UL/EN/CSA62275 Type 2/21S L 302mm, W 7.6mm, Thick 1.4mm, 222N | Releasable Cable Tie Natural PA 6.6 Temp To 85 Degr C UL/EN/CSA62275 Type 2/21S L 302mm, W 7.6mm, Thick 1.4mm, 222N
7TAG054750R0012 | L-5-50R-0-C | Active | 5414363028277 | 15.39 | 100 | 20000 | stuk | Catamount Fastening Products | BE31450 | LV (Cable Ties II) | stuk | Herbruikbare 150mmx7 5mm UV zw | COL.REUTIL. 7. 5X150MM NOIR UV | Releasable Cable Tie, Black PA 6.6 Temp 105 Degr C, Weather & UV Resist. L 140.89mm, W 7.62mm, Thick 1.31mm, 222N | CABLE TIE 50LB 5.5IN BLK NYL RELEAS
7TAG054750R0016 | L-8-50R-0-C | Active | 5414363029274 | 36.37 | 100 | 5000 | stuk | Catamount | BE31450 | LV (Cable Ties II) | stuk | Herbruikbare kabelbinder 198mm x 7,5mm, UV bestendig, Zwart | Att câble 50lb 8 po uv noir nyl debloc | Releasable Cable Tie, Black PA 6.6 Temp To 105 Degr C, Weather & UV Resist L 192.02mm, W 7.62mm, Thick 1.31mm, Tensile Strength 222N | Releasable Cable Tie, Black PA 6.6 Temp To 105 Degr C, Weather & UV Resist L 192.02mm, W 7.62mm, Thick 1.31mm, Tensile Strength 222N
7TAG054750R0018 | L-8-50R-9-C | Active | 5414363029298 | 36.08 | 100 | 5000 | stuk | Catamount | BE31450 | LV (Cable Ties II) | stuk | Herbruikbare kabelbinder 198mm x 7,5mm, Naturel | Att cbl 50lb 8 po nat nylon debloc push | Releasable Cable Tie, Natural PA 6.6 Temp to 85 Degr C, L 192.02mm, Thick 1.31mm, Tensile Strength Rating 222 Newtons | Releasable Cable Tie, Natural PA 6.6 Temp to 85 Degr C, L 192.02mm, Thick 1.31mm, Tensile Strength Rating 222 Newtons
7TAG054850R0002 | MPNY-750-0-C | Active | 5414363126102 | 64.11 | 100 | 100 | stuk | Catamount Fastening Products | BE31450 | LV (Cable Ties II) | stuk | CABLE TIEMTG BASE BLK .75IN RUBBER | EMB.ADH.19.4X19.4MM NOIR UV | Cable Tie Mounting Base, Black PA 6.6 Temp up to 70 Degrees C, Length 19.05mm, Width 19.05mm, Height 5.21mm, Synthetic Rubber Adhesive Mounting Method | CABLE TIE MTG BASE BLK .75IN RUBBER
7TAG054850R0003 | MPNY-750-0-D | Active | 5414363031727 | 64.11 | 100 | 500 | stuk | Catamount Fastening Products | BE31450 | LV (Cable Ties II) | stuk | CABLE TIE.75 IN BLKMTG BASE-RUBBER | Att câble 0,75 po noir base mont caout | Cable Tie Mounting Base, Black PA 6.6 Temp up to 70 Degrees C, Length 19.05mm, Width 19.05mm, Height 5.21mm, Synthetic Rubber Adhesive Mounting Method | CABLE TIE.75 IN BLK MTG BASE-RUBBER
7TAG054850R0004 | MPNY-750-9-C | Active | 5414363126089 | 53.71 | 100 | 100 | stuk | Catamount Fastening Products | BE31450 | LV (Cable Ties II) | stuk | CABLE TIEMTG BASE NAT .75IN RUBBER | EMB. ADH. 19. 4X19. 4MM NAT | Cable Tie Mounting Base, Natural PA 6.6 for Temp up to 70 Degrees C, L 19.05mm Width 19.05mm, Height 5.21mm, Synthetic Rubber Adhesive Mounting Method | CABLE TIE MTG BASE NAT .75IN RUBBER
7TAG054850R0005 | MPNY-750-9-D | Active | 5414363031765 | 64.11 | 100 | 500 | stuk | Catamount Fastening Products | BE31450 | LV (Cable Ties II) | stuk | CABLE TIE 3/4IN NATMTG BASE-RUBBER | Att câble 3/4 po nat base mont caout | Cable Tie Mounting Base, Natural PA 6.6 for Temp up to 70 Degrees C, L 19.05mm Width 19.05mm, Height 5.21mm, Synthetic Rubber Adhesive Mounting Method | CABLE TIE 3/4IN NAT MTG BASE-RUBBER
7TAG054870R0001 | MPNY-1000-9-C | Active | 5414363126096 | 59.29 | 100 | 100 | stuk | Catamount Fastening Products | BE31450 | LV (Cable Ties II) | stuk | MNTG BASE .99X.99IN NAT NYL RUBBER | EMB. ADH. 25X25MM NAT | Cable Tie Mounting Base, Natural PA 6.6 for Temp up to 70 Degrees C, L 25.14mm Width 25.14mm, Height 5.08mm, Synthetic Tensile Strength Rating of 133 Newtons | MNTG BASE .99X.99IN NAT NYL RUBBER
7TAG054880R0001 | MPNY-1000-0-C | Active | 5414363126072 | 59.26 | 100 | 100 | stuk | Catamount Fastening Products | BE31450 | LV (Cable Ties II) | stuk | MNTG BASE .99X.99IN BLK NYL RUBBER | EMB. ADH. 25X25MM NOIR UV | Cable Tie Mounting Base, UV Black PA 6.6 Temp to 70 Degr C, L 25.14mm, W 25.14mm, H 5.08mm, Tensile Strength Rating 133N Hole Size #10 Synthetic Rubber, 100 Pack | MNTG BASE .99X.99IN BLK NYL RUBBER
7TAG054980R0640 | L-5-50PM-0-C | Active | 5414363028192 | 15.2 | 100 | 100000 | stuk | Catamount Fastening Products | BE31450 | LV (Cable Ties II) | stuk | Paneelb,anker 147mmx4 8mm UV zw | Att câble 50lb 5 po noir nyl mont push | Push Mount Cable Tie, Black PA 6.6, for Temp up to 105 Degrees C, UV Resist. L 122.52mm, W 4.8mm, Thickness 1.19mm, Tensile Strength 220 N, Moun Hole 6.35mm | CABLE TIE 50LB 5IN BLK NYL PUSH MNT
7TAG054980R0930 | N6NY-009-0-C | Active | 5414363034544 | 22.46 | 100 | 100 | stuk | Ty-Rap Fastening | BE31450 | LV (Cable Ties II) | stuk | CBL CLAMP BLK PLAIN EDGE .56 DIA | Pince câble bord simp noir dia 0,56 | Plain Edge Cable Clamp, Black PA 6.6 for Temp up to 85 Degrees C, W 12.7mm, Thickness 1.52mm, Hole Diam 5.16mm, #10 Screw Mount w/ Closed Diam 14.27mm | CBL CLAMP BLK PLAIN EDGE .56 DIA
7TAH007090R0006 | CP8-TB | Active | 5414363134800 | 4110.28 | 100 | 12 | stuk | Color-Keyed Compression | BE31450 | L3 (Terminals I) | stuk | Verb.Middel 8OzM/Borstel | Compose joint 8 onc av bros | COMPOUND | JOINT COMPOUND 8OZ W/BRUSH
7TAH007100R0012 | 54113 | Active | 5414363074274 | 596.4 | 100 | 10 | stuk | Color-Keyed Compression | BE31450 | L3 (Terminals I) | stuk | 250 CU STD.BRL.1 HOLE.5 IN BOLT | Brl stnd cu 250 1 trou boulon 0,5 po | Copper One-Hole Lug, Standard Barrel, Max 35kV, Wire Size 250 kcmil, 1/2 Inch Bolt Size, Tin Plated, Die Code 62, Die Color Code Yellow | 250 CU STD. BRL. 1 HOLE.5 IN BOLT
7TAH007100R0016 | 54120 | Active | 5414363110415 | 2082.32 | 100 | 6 | stuk | Color-Keyed Compression | BE31450 | L3 (Terminals I) | stuk | 600 CU STD.BRL.1 HOLE 5/8 IN BOLT | Brl stnd cu 600 1 trou boulon 5/8 po | Copper One-Hole Lug, Standard Barrel, Peep Hole, Max 35kV, Wire Size 600 kcmil 5/8 Inch Bolt Size, Tin Plated, Die Code 94, Die Color Code Green | 600 CU STD. BRL. 1 HOLE 5/8 IN BOLT
7TAH007100R0017 | 54122-TB | Active | 5414363110422 | 2169.31 | 100 | 6 | stuk | Color Keyed / Blackburn | BE31450 | L3 (Terminals I) | stuk | Color-Keyed® Buiskabelschoen, Boutmaat 5/8" of M16, Vloeistofdicht, Roze, voor Kabel 700kcmil of 350mm² | Brl stnd cu 700 1 trou boulon 5/8 po | Copper One-Hole Lug, Standard Barrel, Peep Hole, Max 35kV, Wire Size 700 kcmil 5/8 Inch Bolt Size, Tin Plated, Die Code 99, Die Color Code Pink | Copper One-Hole Lug, Standard Barrel, Peep Hole, Max 35kV, Wire Size 700 kcmil 5/8 Inch Bolt Size, Tin Plated, Die Code 99, Die Color Code Pink
7TAH007100R0018 | 54123-TB | Active | 5414363110439 | 2628.63 | 100 | 6 | stuk | Color-Keyed Compression | BE31450 | L3 (Terminals I) | stuk | 750 CU STD.BRL.1 HOLE 5/8 IN BOLT | Brl stnd cu 750 1 trou boulon 5/8 po | Copper One-Hole Lug, Standard Barrel, Peep Hole, Max 35kV, Wire Size 750 kcmil 5/8 Inch Bolt Size, Tin Plated, Die Code 106, Die Color Code Black | 750 CU STD. BRL. 1 HOLE 5/8 IN BOLT
7TAH007100R0023 | 54131 | Active | 5414363143437 | 63.5 | 100 | 50 | stuk | Color-Keyed Compression | BE31450 | L3 (Terminals I) | stuk | 8 Kab.Sch.1 Gat 5/16Inch Bout | Brl stnd #8 1 trou boulon 5/16 po | No8 STD. BRL. 1 HOLE 5/16INCH BOLT | No8 STD. BRL. 1 HOLE 5/16INCH BOLT
7TAH007100R0024 | 54132 | Active | 5414363110446 | 72.69 | 100 | 50 | stuk | Color-Keyed Compression | BE31450 | L3 (Terminals I) | stuk | No8 CU STD BRL 1 HOLE 3/8 INCH BOLT | Brl std cu #8 1 trou boulon 3/8 po | Copper One-Hole Lug, Standard Barrel, Peep Hole, Max 35kV, Wire Size #8 AWG Wire, 3/8 Inch Bolt Size, Tin Plated, Die Code 21, Die Color Code Red | No8 CU STD BRL 1 HOLE 3/8 INCH BOLT
7TAH007100R0027 | 54136 | Active | 5414363110453 | 83.39 | 100 | 50 | stuk | Color-Keyed Compression | BE31450 | L3 (Terminals I) | stuk | No6 STD BRL.1 HOLE 3/8 BOLT | Brl stnd #6 1 trou boulon 3/8 | Copper One-Hole Lug, Standard Barrel, Peep Hole, Max 35kV, Wire Size #6 AWG, 5/16 Inch Bolt Size, Tin Plated, Die Code 24, Die Color Code Blue | No6 STD BRL. 1 HOLE 3/8 BOLT
7TAH007100R0030 | 54140 | Active | 5414363110460 | 103.98 | 100 | 50 | stuk | Color-Keyed Compression | BE31450 | L3 (Terminals I) | stuk | No4 CU LUG STD BRL 1HL 3/8IN GRY | Brl std brne serr cu #4 1 tr 3/8 po gris | Copper One-Hole Lug, Standard Barrel, Peep Hole, Max 35kV, Wire Size #4 AWG, 3/8 Inch Bolt Size, Tin Plated, Die Code 29, Die Color Code Gray | No4 CU LUG STD BRL 1HL 3/8IN GRY
7TAH007100R0031 | 54143-TB | Active | 5414363143536 | 246.02 | 100 | 25 | stuk | Color-Keyed Compression | BE31450 | L3 (Terminals I) | stuk | 2 Kop.Kab.Sch.1 Gat 3/8 Inch Bout | Brl stnd cu #2 1 trou boulon 3/8 po | No2 CU STD BRL 1 HOLE 3/8 INCH BOLT | No2 CU STD BRL 1 HOLE 3/8 INCH BOLT
7TAH007100R0032 | 54145-TB | Active | 5414363110477 | 389.03 | 100 | 25 | stuk | Color-Keyed Compression | BE31450 | L3 (Terminals I) | stuk | No2 CU STD BRL 1 HOLE 1/2 INCH BOLT | Brl stnd cu #2 1 trou boulon 1/2 po | Copper One-Hole Lug, Standard Barrel, Peep Hole, Max 35kV, Wire Size #2 AWG, 1/2 Inch Bolt Size, Tin Plated, Die Code 33, Die Color Code Brown | No2 CU STD BRL 1 HOLE 1/2 INCH BOLT
7TAH007100R0035 | 54150 | Active | 5414363110484 | 286.03 | 100 | 20 | stuk | Color-Keyed Compression | BE31450 | L3 (Terminals I) | stuk | No1 CU STD BRL.1 HOLE.5 INCH BOLT | COSSE - 1 AWG M12 (UL) | Copper One-Hole Lug, Standard Barrel, Peep Hole, Max 35kV, Wire Size #1 AWG, 1/2 Inch Bolt Size, Tin Plated, Die Code 37, Die Color Code Green | No1 CU STD BRL. 1 HOLE.5 INCH BOLT
7TAH007100R0038 | 54155-TB | Active | 5414363110491 | 363.27 | 100 | 10 | stuk | Color-Keyed Compression | BE31450 | L3 (Terminals I) | stuk | 1/0 CU STD BRL.1 HOLE.5 INCH BOLT | Brl stnd cu 1/0 1 trou boulon 0,5 po | Copper One-Hole Lug, Standard Barrel, Peep Hole, Max 35kV, Wire Size 1/0 AWG, 1/2 Inch Bolt Size, Tin Plated, Die Code 42, Die Color Code Pink | 1/0 CU STD BRL. 1 HOLE.5 INCH BOLT
7TAH007100R0041 | 54160 | Active | 5414363110507 | 413.36 | 100 | 10 | stuk | Color-Keyed Compression | BE31450 | L3 (Terminals I) | stuk | 2/0 CU STD BRL.1 HOLE.5 INCH BOLT | Brl stnd cu 2/0 1 trou boulon 0,5 po | Copper One-Hole Lug, Standard Barrel, Peep Hole, Max 35kV, Wire Size 2/0 AWG, 1/2 Inch Bolt Size, Tin Plated, Die Code 45, Die Color Code Black | 2/0 CU STD BRL. 1 HOLE.5 INCH BOLT
7TAH007100R0044 | 54165-TB | Active | 5414363110514 | 449.07 | 100 | 10 | stuk | Color-Keyed Compression | BE31450 | L3 (Terminals I) | stuk | 3/0 CU STD.BRL.1 HOLE 1/2 IN BOLT | Brl stnd cu 3/0 1 trou boulon 1/2 po | Copper One-Hole Lug, Standard Barrel, Peep Hole, Max 35kV, Wire Size 3/0 AWG, 1/2 Inch Bolt Size, Tin Plated, Die Code 50, Die Color Code Orange | 3/0 CU STD. BRL. 1 HOLE 1/2 IN BOLT
7TAH007100R0047 | 54170 | Active | 5414363110521 | 556.37 | 100 | 10 | stuk | Color-Keyed Compression | BE31450 | L3 (Terminals I) | stuk | 4/0 CU STD BRL.1 HOLE.5 INCH BOLT | Brl stnd cu 4/0 1 trou boulon 0,5 po | Copper One-Hole Lug, Standard Barrel, Max 35kV, Wire Size 4/0 AWG, 1/2 Inch Bolt Size, Tin Plated, Die Code 54, Die Color Code Purple | 4/0 CU STD BRL. 1 HOLE.5 INCH BOLT
7TAH007100R0054 | 54183 | Active | 5414363110538 | 1136.33 | 100 | 10 | stuk | Color Keyed / Blackburn | BE31450 | L3 (Terminals I) | stuk | Color-Keyed® Buiskabelschoen, Boutmaat 5/8" of M16, Vloeistofdicht, Blauw, voor Kabel 350kcmil of 175mm² | Brl stnd cu 350 1 trou boulon 5/8 po | Copper One-Hole Lug, Standard Barrel, Peep Hole, Max 35kV, Wire Size 350 kcmil 5/8 Inch Bolt Size, Tin Plated, Die Code 71, Die Color Code Red | Copper One-Hole Lug, Standard Barrel, Peep Hole, Max 35kV, Wire Size 350 kcmil 5/8 Inch Bolt Size, Tin Plated, Die Code 71, Die Color Code Red
7TAH007100R0055 | 54185 | Active | 5414363110545 | 1302.07 | 100 | 6 | stuk | Color-Keyed Compression | BE31450 | L3 (Terminals I) | stuk | 400 CU.STD.BRL.1 HOLE 5/8 IN BLT | Brl stnd cu 400 1 trou boulon 5/8 po | Copper One-Hole Lug, Standard Barrel, Peep Hole, Max 35kV, Wire Size 400 kcmil 5/8 Inch Bolt Size, Tin Plated, Die Code 76, Die Color Code Blue | 400 CU. STD. BRL. 1 HOLE 5/8 IN BLT
7TAH007100R0056 | 54187 | Active | 5414363110552 | 1810.6 | 100 | 6 | stuk | Color-Keyed Compression | BE31450 | L3 (Terminals I) | stuk | 500 CU STD.BRL.1 HOLE 5/8 IN BOLT | Brl stnd cu 500 1 trou boulon 5/8 po | Copper One-Hole Lug, Standard Barrel, Peep Hole, Max 35kV, Wire Size 500 kcmil 5/8 Inch Bolt Size, Tin Plated, Die Code 87, Die Color Code Brown | 500 CU STD. BRL. 1 HOLE 5/8 IN BOLT
7TAH007100R0068 | 58165 | Active | 5414363111023 | 911.03 | 100 | 10 | stuk | Color-Keyed Compression | BE31450 | L3 (Terminals I) | stuk | 4/0 WELD CU STD BRL 1 HOLE 1/2 BOLT | Brl std cu soud 4/0 1 trou boulon 1/2 po | Copper One-Hole Lug, Standard Barrel, Peep Hole, Max 35kV, Wire Size 4/0 Flex, 1/2 Inch Bolt Size, Tin Plated, Die Code 62, Die Color Code Yellow | 4/0 WELD CU STD BRL 1 HOLE 1/2 BOLT
7TAH007100R0071 | 58171 | Active | 5414363111030 | 1001.1 | 100 | 100 | stuk | Color-Keyed Compression | BE31450 | L3 (Terminals I) | stuk | 300 WELD CU STD BRL 1 HOLE 1/2 INB | Brl std cu soud 300 1 trou boul 1/2 po | Copper One-Hole Lug, Standard Barrel, Peep Hole, Max 35kV, Wire Size 300 Flex, 1/2 Inch Bolt Size, Tin Plated, Die Code 71, Die Color Code Red | 300 WELD CU STD BRL 1 HOLE 1/2 INB
7TAH007100R0074 | 58177 | Active | 5414363111047 | 1710.46 | 100 | 6 | stuk | Color-Keyed Compression | BE31450 | L3 (Terminals I) | stuk | 400 WELD CU.STD.BRL.1 HOLE.5 INCHB | Brl. std cu soud 400 1 trou boul 0,5 po | Copper One-Hole Lug, Standard Barrel, Peep Hole, Max 35kV, Wire Size 400 Flex, 1/2 Inch Bolt Size, Tin Plated, Die Code 80, Die Color Code N/A | 400 WELD CU.STD.BRL.1 HOLE.5 INCHB
7TAH007100R0075 | 58180 | Active | 786210581804 | 2202.44 | 100 | 2 | stuk | Color-Keyed Compression | BE31450 | L3 (Terminals I) | stuk | 500 WELD CU.STD.BRL.1 HOLE 5/8 IN B | Brl. std cu soud 500 1 trou boul 5/8 po | Copper One-Hole Lug, Standard Barrel, Peep Hole, Max 35kV, Wire Size 444 kcmil 5/8 Inch Bolt Size, Tin Plated, Die Code 94, Die Color Code Green | 500 WELD CU.STD.BRL.1 HOLE 5/8 IN B
7TAH007500R0004 | 54504 | Active | 5414363110569 | 64.77 | 100 | 50 | stuk | Color-Keyed Compression | BE31450 | L3 (Terminals I) | stuk | 2WAY SPLICE Con. No8 | MANCHON FUT STD - 8 AWG (UL) | Copper Two-Way Splice Connector, Standard Barrel, Max 35kV, Wire Size 8 AWG, Tin Plated, Die Code 21, Die Color Code Red | 2WAY SPLICE CONNECTOR No8
7TAH007500R0005 | 54505 | Active | 5414363110576 | 145.87 | 100 | 50 | stuk | Color-Keyed Compression | BE31450 | L3 (Terminals I) | stuk | 2 WAY SPLICE Con. No6 | Raccord epis 2 voies #6 | Copper Two-Way Splice Connector, Standard Barrel, Max 35kV, Wire Size 6 AWG, Tin Plated, Die Code 24, Die Color Code Blue | 2 WAY SPLICE CONNECTOR No6
7TAH007500R0006 | 54506 | Active | 5414363110583 | 171.62 | 100 | 50 | stuk | Color-Keyed Compression | BE31450 | L3 (Terminals I) | stuk | 2 WAY SPLICE Con. No4 | Raccord epis 2 voies #4 | Copper Two-Way Splice Connector, Standard Barrel, Max 35kV, Wire Size 4 AWG, Die Code 29, Die Color Code Gray | 2 WAY SPLICE CONNECTOR No4
7TAH007500R0007 | 54507 | Active | 5414363110590 | 215.97 | 100 | 25 | stuk | Color-Keyed Compression | BE31450 | L3 (Terminals I) | stuk | 2 WAY SPLICE Con. No2 | Raccord epis 2 voies #2 | Copper Two-Way Splice Connector, Standard Barrel, Max 35kV, Wire Size 2 AWG, Tin Plated, Die Code 33, Die Color Code Brown | 2 WAY SPLICE CONNECTOR No2
7TAH007500R0008 | 54508 | Active | 5414363110606 | 241.73 | 100 | 20 | stuk | Color-Keyed Compression | BE31450 | L3 (Terminals I) | stuk | 2 WAY SPLICE Con. No1 | Raccord epis 2 voies #1 | Copper Two-Way Splice Connector, Standard Barrel, Max 35kV, Wire Size 1 AWG, Tin Plated, Die Code 37, Die Color Code Green | 2 WAY SPLICE CONNECTOR No1
7TAH007500R0009 | 54509 | Active | 5414363110613 | 301.78 | 100 | 10 | stuk | Color-Keyed Compression | BE31450 | L3 (Terminals I) | stuk | Con.COMPRESION 2 WAY | Raccord, compression 2 voies | Copper Two-Way Splice Connector, Standard Barrel, Max 35kV, Wire Size 1/0 AWG, Tin Plated, Die Code 42, Die Color Code Pink | CONNECTOR,COMPRESION 2 WAY
7TAH007500R0010 | 54510 | Active | 5414363074304 | 347.55 | 100 | 10 | stuk | Color-Keyed Compression | BE31450 | L3 (Terminals I) | stuk | 2 WAY SPLICE Con. 2/0 AWG | Raccord epis 2 voies 2/0 awg | Copper Two-Way Splice, Standard Barrel, Max 35kV, Wire Size 2/0 AWG, Tin Plated, Die Code 45, Die Color Code Black | 2 WAY SPLICE CONNECTOR 2/0 AWG
7TAH007500R0011 | 54511 | Active | 5414363074311 | 379.02 | 100 | 10 | stuk | Color-Keyed Compression | BE31450 | L3 (Terminals I) | stuk | 2 WAY SPLICE Con. 3/0 | MANCHON FUT STD - 3/0 AWG (UL) | Copper Two-Way Splice Connector, Standard Barrel, Max 35kV, Wire Size 3/0 AWG, Tin Plated, Die Code 50, Die Color Code Orange | 2 WAY SPLICE CONNECTOR 3/0
7TAH007500R0012 | 54512 | Active | 5414363074328 | 427.62 | 100 | 10 | stuk | Color-Keyed Compression | BE31450 | L3 (Terminals I) | stuk | 2 WAY SPLICE Con. 4/0 | Raccord epis 2 voies 4/0 | Copper Two-Way Splice Connector, Standard Barrel, Max 35kV, Wire Size 4/0 AWG, Tin Plated, Die Code 54, Die Color Code Purple | 2 WAY SPLICE CONNECTOR 4/0
7TAH007500R0013 | 54513 | Active | 5414363110620 | 519.18 | 100 | 10 | stuk | Color-Keyed Compression | BE31450 | L3 (Terminals I) | stuk | CU TP 2WAY CONN SPLICE STND 250 YEL | Base epis racc 2 voies cu plq ét 250 jau | Copper Two-Way Splice Connector, Standard Barrel, Max 35kV, Wire Size 250 kcmil, Tin Plated, Die Code 62, Die Color Code Yellow | CU TP 2WAY CONN SPLICE STND 250 YEL
7TAH007500R0015 | 54514 | Active | 5414363110637 | 749.41 | 100 | 10 | stuk | Color-Keyed Compression | BE31450 | L3 (Terminals I) | stuk | 2 WAY SPLICE Con. 300 KCMIL | Raccord epis 2 voies 300 kcmil | Copper Two-Way Splice Connector, Standard Barrel, Max 35kV, Wire Size 300 kcmil, Tin Plated, Die Code 66, Die Color Code White | 2 WAY SPLICE CONNECTOR 300 KCMIL
7TAH007500R0017 | 54515 | Active | 5414363110644 | 949.64 | 100 | 1 | stuk | Color-Keyed Compression | BE31450 | L3 (Terminals I) | stuk | COMPRESSION Con. 2 WAY | Raccord compression 2 voies | Copper Two-Way Splice Connector, Standard Barrel, Max 35kV, Wire Size 350 kcmil, Tin Plated, Die Code 71, Die Color Code Red | COMPRESSION CONNECTOR 2 WAY
7TAH007500R0018 | 54516 | Active | 5414363110651 | 1066.91 | 100 | 6 | stuk | Color-Keyed Compression | BE31450 | L3 (Terminals I) | stuk | CU TP 2WAY CONN SPLICE STND 400 BLU | Base epis racc 2 voies cu plq ét 400 ble | Copper Two-Way Connector Splice Standard Barrel, Max 35kV, Wire Size 400 kcmil, Tin Plated, Die Code 76, Die Color Code Blue | CU TP 2WAY CONN SPLICE STND 400 BLU
7TAH007500R0020 | 54518 | Active | 5414363110668 | 1381.55 | 100 | 1 | stuk | Color-Keyed Compression | BE31450 | L3 (Terminals I) | stuk | CU TP 2WAY CONN SPLICE STND 500 BRN | Base epis racc 2 voies cu plq ét 500 mar | Copper Two-Way Splice Connector, Standard Barrel, Wire Size 500 kcmil, Tin Plated, Die Code 87, Die Color Code Brown | CU TP 2WAY CONN SPLICE STND 500 BRN
7TAH007500R0022 | 54520 | Active | 5414363110675 | 1689.04 | 100 | 1 | stuk | Color-Keyed Compression | BE31450 | L3 (Terminals I) | stuk | CU TP 2WAY CONN SPLICE STND 600 GRN | Base epis racc 2 voies cu plq ét 600 vert | Copper Two-Way Splice Connector, Standard Barrel, Max 35kV, Wire Size 600 kcmil, Tin Plated, Die Code 94, Die Color Code Green | CU TP 2WAY CONN SPLICE STND 600 GRN
7TAH007500R0024 | 54522-TB | Active | 5414363110682 | 2235.62 | 100 | 1 | stuk | Color Keyed / Blackburn | BE31450 | L3 (Terminals I) | stuk | Color-Keyed® Korte Stootverbindingshuls, voor Kabel 700kcmil of 350mm², Roze | Base epis racc 2 voies cu plq ét 700 ros | Copper Two-Way Splice, Standard Barrel, Max 35kV, Wire Size 700 kcmil, Length 3.25 Inch, Tin Plated, Die Code 99, Die Color Code Pink | Copper Two-Way Splice, Standard Barrel, Max 35kV, Wire Size 700 kcmil, Length 3.25 Inch, Tin Plated, Die Code 99, Die Color Code Pink
7TAH007500R0025 | 54523-TB | Active | 5414363110699 | 2049.42 | 100 | 6 | stuk | Color-Keyed Compression | BE31450 | L3 (Terminals I) | stuk | CU TP 2WAY CONN SPLICE STND 750 BLK | Base epis racc 2 voies cu plq ét 750 noir | Copper Two-Way Splice Connector, Standard Barrel, Max 35kV, Wire Size 750 kcmil, Tin Plated, Die Code 106, Die Color Code Black | CU TP 2WAY CONN SPLICE STND 750 BLK
7TAH007500R0027 | 54528 | Active | 5414363110705 | 3072.32 | 100 | 1 | stuk | Color-Keyed Compression | BE31450 | L3 (Terminals I) | stuk | CU TP 2WAY CONN SPLICE STND 1000 | Base epis racc 2 voies cu plq ét 1000 | Copper Two-Way Splice Connector, Standard Barrel, Max 35kV, Wire Size 1000 kcmil, Tin Plated, Die Code 125, Die Color Code N/A | CU TP 2WAY CONN SPLICE STND 1000
7TAH007510R0000 | 54804 | Active | 5414363110712 | 173.07 | 100 | 50 | stuk | Color-Keyed Compression | BE31450 | L3 (Terminals I) | stuk | 2WAY CU SPLICE CONN LNGBRL No8 RED | Brl long racc epis cu 2 voies #8 rge | Copper Two-Way Splice, Long Barrel, Max 35kV, Wire Size #8 AWG, Length 1.75 Inch, Diameter 0.27 Inches, Silver Plated, Die Code 21, Die Color Code Red | 2WAY CU SPLICE CONN LNGBRL No8 RED
7TAH007510R0001 | 54805 | Active | 5414363110729 | 184.51 | 100 | 50 | stuk | Color-Keyed Compression | BE31450 | L3 (Terminals I) | stuk | 2WAY CU SPLICE CONN LNGBRL No6 BLU | Brl long racc epis cu 2 voies #6 ble | Copper Two-Way Splice, Long Barrel, Max 35kV, Wire Size #6 AWG, Length 1.75 Inch, Diameter 0.31 Inches, Tin Plated, Die Code 24, Die Color Code Blue | 2WAY CU SPLICE CONN LNGBRL No6 BLU
7TAH007510R0004 | 54806 | Active | 5414363110736 | 204.54 | 100 | 50 | stuk | Color-Keyed Compression | BE31450 | L3 (Terminals I) | stuk | 2WAY CU SPLICE CONN LNGBRL No4 BRN | Brl long racc epis cu 2 voies #4 mar | Copper Two-Way Splice, Long Barrel, Max 35kV, Wire Size #4 AWG, Length 1.75 Inch, Diameter 0.39 Inches, Tin Plated, Die Code 29, Die Color Code Gray | 2WAY CU SPLICE CONN LNGBRL No4 BRN
7TAH007510R0006 | 54807 | Active | 5414363110743 | 253.17 | 100 | 25 | stuk | Color-Keyed Compression | BE31450 | L3 (Terminals I) | stuk | 2WAY CU SPLICE CONN LNGBRL No2 BRN | Brl long racc epis cu 2 voies #2 mar | Copper Two-Way Splice, Long Barrel, Max 35kV, Wire Size #2 AWG, Length 1.88 Inch, Diameter 0.43 Inches, Tin Plated, Die Code 33, Die Color Code Brown | 2WAY CU SPLICE CONN LNGBRL No2 BRN
7TAH007510R0007 | 54808 | Active | 5414363110750 | 277.48 | 100 | 20 | stuk | Color-Keyed Compression | BE31450 | L3 (Terminals I) | stuk | 2WAY CU SPLICE CONN LNGBRL 1 GRN | Brl long racc epis cu 2 voies 1 vert | Copper Two-Way Splice, Long Barrel, Max 35kV, Wire Size 1 AWG, Length 2.0 Inch, Diameter 0.49 Inch, Tin Plated, Die Code 37, Die Color Code Green | 2WAY CU SPLICE CONN LNGBRL 1 GRN
7TAH007510R0008 | 54809 | Active | 5414363110767 | 336.11 | 100 | 10 | stuk | Color-Keyed Compression | BE31450 | L3 (Terminals I) | stuk | 2WAY CU SPLICE CONN LNGBRL 1/0 GRN | Brl long racc epis cu 2 voies 1/0 vert | Copper Two-Way Splice, Long Barrel, Max 35kV, Wire Size 1/0 AWG, Length 2.0 Inch, Diameter 0.54 Inch, Tin Plated, Die Code 42, Die Color Code Pink | 2WAY CU SPLICE CONN LNGBRL 1/0 GRN
7TAH007510R0009 | 54810 | Active | 5414363110774 | 383.3 | 100 | 10 | stuk | Color-Keyed Compression | BE31450 | L3 (Terminals I) | stuk | 2WAY CU SPLICE CONN LNGBRL 2/0 BLK | Brl long racc epis cu 2 voies 2/0 noir | Copper Two-Way Splice, Long Barrel, Max 35kV, 2/0 AWG, 275/24, Length 2.13 Inches, Tin Plated, Die Code 45, Die Color Code Black | 2WAY CU SPLICE CONN LNGBRL 2/0 BLK
7TAH007510R0010 | 54811 | Active | 5414363110781 | 500.57 | 100 | 10 | stuk | Color-Keyed Compression | BE31450 | L3 (Terminals I) | stuk | 2WAY CU SPLICE CONN LNGBRL 3/0 ORG | Brl long racc epis cu 2 voies 3/0 org | Copper Two-Way Splice, Long Barrel, Max 35kV, Wire 3/0 AWG, Length 2.25 Inches, Diameter 0.65 Inch, Tin Plated, Die Color Code Orange | 2WAY CU SPLICE CONN LNGBRL 3/0 ORG
7TAH007510R0011 | 54812 | Active | 5414363110804 | 689.36 | 100 | 10 | stuk | Color-Keyed Compression | BE31450 | L3 (Terminals I) | stuk | 2WAY CU SPLICE CONN LNGBRL 4/0 PUR | Brl long racc epis cu 2 voies 4/0 vio | Copper Two-Way Splice, Long Barrel, Max 35kV, Wire Size 4/0 AWG, Length 2.75 Inch, Tin Plated, Die Code 54, Die Color Code Purple | 2WAY CU SPLICE CONN LNGBRL 4/0 PUR
7TAH007510R0012 | 54813 | Active | 5414363110811 | 721.11 | 100 | 10 | stuk | Color-Keyed Compression | BE31450 | L3 (Terminals I) | stuk | 2WAY CU SPLICE CONN LNGBRL 250 YEL | Brl long racc epis cu 2 voies 250 jau | Copper Two-Way Splice, Long Barrel, 35kV Max, Wire Size 250 kcmil, 550/24, Length 3.38 Inches, Tin Plated, Die Code 62, Die Color Code Yellow | 2WAY CU SPLICE CONN LNGBRL 250 YEL
7TAH007510R0013 | 54814 | Active | 5414363110828 | 1011.14 | 100 | 10 | stuk | Color-Keyed Compression | BE31450 | L3 (Terminals I) | stuk | 2WAY CU SPLICE CONN LNGBRL 300 WHT | Brl long racc epis cu 2 voies 300 blc | Copper Two-Way Splice, Long Barrel, Wire Size 300 kcmil, Length 3.5 Inches, Diameter 0.87 Inches, Tin Plate, Die Code 66, Die Color Code White | 2WAY CU SPLICE CONN LNGBRL 300 WHT
7TAH007510R0014 | 54815 | Active | 5414363110835 | 1317.19 | 100 | 10 | stuk | Color-Keyed Compression | BE31450 | L3 (Terminals I) | stuk | 2WAY CU SPLICE CONN LNGBRL 350 RED | Brl long racc epis cu 2 voies 350 rge | Copper Two-Way Splice, Long Barrel, Max 35kV, 350 kcmil, Tin Plated, Die Code 71, Die Color Code Red | 2WAY CU SPLICE CONN LNGBRL 350 RED
7TAH007510R0015 | 54816 | Active | 5414363110842 | 1338.63 | 100 | 6 | stuk | Color-Keyed Compression | BE31450 | L3 (Terminals I) | stuk | 2WAY CU SPLICE CONN LNGBRL 400 BLU | Brl long racc epis cu 2 voies 400 ble | Copper Two-Way Splice, Long Barrel, Max 35kV, 400 kcmil, Length 3.75 Inch, Diameter 0.98 Inch, Tin Plated, Die Code 76, Die Color Code Blue | 2WAY CU SPLICE CONN LNGBRL 400 BLU
7TAH007510R0016 | 54818 | Active | 5414363110859 | 2181.01 | 100 | 6 | stuk | Color-Keyed Compression | BE31450 | L3 (Terminals I) | stuk | 2WAY CU SPLICE CONN LNGBRL 500 BRN | Brl long racc epis cu 2 voies 500 mar | Copper Two-Way Splice, Long Barrel, Max 35kV, 500 kcmil, 925/24 Tin Plated, Die Code 87, Die Color Code Brown | 2WAY CU SPLICE CONN LNGBRL 500 BRN
7TAH007510R0017 | 54820 | Active | 5414363110866 | 2229.63 | 100 | 6 | stuk | Color-Keyed Compression | BE31450 | L3 (Terminals I) | stuk | 2WAY CU SPLICE CONN LNGBRL 600 GRN | Brl long racc epis cu 2 voies 600 vert | Copper Two-Way Splice, Long Barrel, Max 35kV, Wire Size 600 kcmil, 444 kcmil Flex, Length 4.25 Inches, Tin Plated, Die Code 94, Die Color Code Green | 2WAY CU SPLICE CONN LNGBRL 600 GRN
7TAH007510R0018 | 54823 | Active | 5414363110873 | 3016.21 | 100 | 6 | stuk | Color-Keyed Compression | BE31450 | L3 (Terminals I) | stuk | 2-WAY CONN | 2-WAY CONN | Copper Two-Way Splice, Long Barrel, Max 35kV, Wire Size 750 kcmil, Length 4.75 Inch, Tin Plated, Die Code 106 | 2-WAY CONN
7TAH007510R0019 | 54828 | Active | 5414363110880 | 4675.38 | 100 | 1 | stuk | Color Keyed / Blackburn | BE31450 | L3 (Terminals I) | stuk | Color-Keyed® Lange Stootverbindingshuls, voor Kabel 1000kcmil of 500mm², Zilver | Brl long racc epis cu 2 voies 1000 | Copper Two-Way Splice, Long Barrel, Max 35kV, 1000 kcmil, Length 5.63 Inch, Tin Plated, Die Code 125, Die Color Code | Copper Two-Way Splice, Long Barrel, Max 35kV, 1000 kcmil, Length 5.63 Inch, Tin Plated, Die Code 125, Die Color Code
7TAH007700R0003 | MD1210F-2 | Active | 5415022247008 | 3084.39 | 100 | 6 | stuk | Color Keyed / Blackburn | BE31450 | L3 (Terminals I) | stuk | Vr. Kop. Motor Aansl.Bus 12-10 Mt2 Geel | Disq tir bouch matr fem cu 12-10 tail2 jau | MOTOR DISCONNECT | MOTOR DISCONNECT
7TAH007700R0005 | MD1210M-2 | Active | 5415022247466 | 1712.96 | 100 | 6 | stuk | Color Keyed / Blackburn | BE31450 | L3 (Terminals I) | stuk | Motor Aansl.Bus Man. 1Ld 12-10 Mt2 Geel | Disq tir bouch matr mâle 1ld 12-10 tail2 jau | MALE DISCONNECT | MALE DISCONNECT
7TAH007700R0007 | MD1614F-1 | Active | 5415022181203 | 1352.94 | 100 | 10 | stuk | Color-Keyed Compression | BE31450 | L3 (Terminals I) | stuk | Vr.Kop.Motor Aansl.Bus 16-14Mt1 Blauw | Disq tir bouch matr fem cu 16-14 tail1 ble | MOTOR DISCONNECT | FEM CU MTR PIGTL DISC 16-14 SZ1 BLU
7TAH007700R0009 | MD1614M-1 | Active | 5415022181210 | 1155.63 | 100 | 10 | stuk | Color Keyed / Blackburn | BE31450 | L3 (Terminals I) | stuk | Motor Aansl.Bus Man. 1Ld 16-14 Mt1 Blauw | Disq tir bouch matr mâle 1ld 16-14 tail1 ble | MOTOR DISCONNECT | MOTOR DISCONNECT
7TAH007800R0002 | 54811BE | Active | 5414363110798 | 1217.1 | 100 | 10 | stuk | Color-Keyed Compression | BE31450 | L3 (Terminals I) | stuk | CU TP 2HL LUG LNGBRL No2-3 1/2B BRN | Brl long brne serr 2 tr cu plq ét #2-3 b 1/2 mar | Copper Two-Hole Lug, Long Barrel, Blind End, Max 35kV, Wire Size #2-#3 AWG, 1/2 Inch Bolt Size, 1-3/4 Inch Hole Spacing, Tin Plated, Die Code 33, Die Color Brown | CU TP 2HL LUG LNGBRL No2-3 1/2B BRN
7TAH007800R0005 | 54816BE | Active | 5415022348163 | 732.39 | 100 | 5 | stuk | Color Keyed / Blackburn | BE31450 | L3 (Terminals I) | stuk | Kop. Vertind 2-Gats Kab.Sch. Lang 3/0 3/8B Oranje | Brl long brne serr 2 tr cu plq ét 3/0 b 3/8 org | LONG BBL | LONG BBL
7TAH007800R0023 | 54857BE | Active | 5414363110910 | 901.01 | 100 | 1 | stuk | Color-Keyed Compression | BE31450 | L3 (Terminals I) | stuk | CU TP 2HL LUG LONG BRL No1 1/2B BLK | Brl long brne serr 2 tr cu plq ét brl #1 b 1/2 noir | Copper Two-Hole Lug, Long Barrel, Blind End Max 35kV, Wire Size #1 AWG, 1/2 Inch Bolt Size, 1-3/4 Inch Hole Spacing, Tin Plated, Die Code 37, Die Color Green | CU TP 2HL LUG LONG BRL No1 1/2B BLK
7TAH007800R0027 | 54862BE | Active | 5414363110927 | 586.36 | 100 | 10 | stuk | Color-Keyed Compression | BE31450 | L3 (Terminals I) | stuk | Con. CU LONG BARL | Raccord, brl, long barl | Copper Two-Hole Lug, Long Barrel, Blind End, Max 35kV, Wire Size 2/0 AWG, 1/2 Inch Bolt Size, 1-3/4 Inch Hole Spacing, Tin Plated, Die Code 45, Die Color Black | CONNECTOR, CU LONG BARL
7TAH007800R0028 | 54864BE | Active | 5414363110934 | 829.51 | 100 | 10 | stuk | Color-Keyed Compression | BE31450 | L3 (Terminals I) | stuk | 2 HOLE LONG BARREL 1/2- 1 3/4 3/0 | Barril long 2 trou 1/2-1 3/4 3/0 | Copper Two-Hole Lug, Long Barrel, Blind End, Max 35kV, Wire Size 3/0 AWG, 1/2 Inch Bolt Size, 1-3/4 Inch Hole Spacing, Tin Plated, Code 50, Die Color Orange | 2 HOLE LONG BARREL 1/2- 1 3/4 3/0
7TAH007800R0029 | 54866BE | Active | 5414363110941 | 1008.28 | 100 | 10 | stuk | Color-Keyed Compression | BE31450 | L3 (Terminals I) | stuk | 2 HOLE LONG BARREL 1/2-1 3/4 4/0 | Barril long 2 trou 1/2-1 3/4 4/0 | Copper Two-Hole Lug, Long Barrel, Blind End, Max 35kV, Wire Size 4/0 AWG, 1/2 Inch Bolt Size, 1-3/4 Inch Hole Spacing, Tin Plated, Code 54, Die Color Purple | 2 HOLE LONG BARREL 1/2-1 3/4 4/0
7TAH007800R0032 | 54868BE | Active | 5414363110958 | 961.09 | 100 | 10 | stuk | Color-Keyed Compression | BE31450 | L3 (Terminals I) | stuk | CU TP 2HL LUG LONGBRL 250 1/2B YEL | Brl long brne serr 2 tr cu plq ét 250 b 1/2 jau | Copper Two-Hole Lug, Long Barrel, Blind End, Max 35kV, Wire Size 250 kcmil, 1/2 Inch Bolt Size, 1-3/4 Inch Hole Spacing, Tin Plated, Die Code 62, Color Yellow | CU TP 2HL LUG LONGBRL 250 1/2B YEL
7TAH007800R0033 | 54870BE | Active | 5414363110965 | 1493.1 | 100 | 10 | stuk | Color-Keyed Compression | BE31450 | L3 (Terminals I) | stuk | Con.CULONG BARL | Raccord, brl, long barl | Copper Two-Hole Lug, Long Barrel, Blind End, Max 35kV, Wire Size 300 kcmil, 1/2 Inch Bolt Size, 1-3/4 Inch Hole Spacing, Tin Plated, Code 66, Die Color White | CONNECTOR,CU,LONG BARL
7TAH007800R0034 | 54872BE | Active | 5414363110972 | 1714.78 | 100 | 10 | stuk | Color-Keyed Compression | BE31450 | L3 (Terminals I) | stuk | LNG BAR 350 1/2 BH ON 1-3/4 TIN PLT | Brl long brne serr 2 tr cu plq ét 350 5/16 mar | Copper Two-Hole Lug, Long Barrel, Blind End, Max 35kV, Wire Size 350 kcmil, 1/2 Inch Bolt Size, 1-3/4 Inch Hole Spacing, Tin Plated, Code 71, Die Color Red | LNG BAR 350 1/2 BH ON 1-3/4 TIN PLT
7TAH007800R0035 | 54874BE | Active | 5414363110989 | 1843.51 | 100 | 6 | stuk | Color-Keyed Compression | BE31450 | L3 (Terminals I) | stuk | CU TP 2HL LUG LONGBRL 400 1/2B BLU | Brl long brne serr 2 tr cu plq ét 400 b 1/2 ble | Copper Two-Hole Lug, Long Barrel, Blind End, Max 35kV, Wire Size 400 kcmil, 1/2 Inch Bolt Size, 1-3/4 Inch Hole Spacing, Tin Plated, Code 76, Die Color Blue | CU TP 2HL LUG LONGBRL 400 1/2B BLU
7TAH007800R0036 | 54876BE | Active | 5414363110996 | 2654.38 | 100 | 6 | stuk | Color-Keyed Compression | BE31450 | L3 (Terminals I) | stuk | CU TP 2HL LUG LONGBRL 500 1/2B BRN | Brl long brne serr 2 tr cu plq ét 500 b 1/2 mar | Copper Two-Hole Lug, Long Barrel, Blind End, Max 35kV, Wire Size 500 kcmil, 1/2 Inch Bolt Size, 1-3/4 Inch Hole Spacing, Tin Plated, Code 87, Die Color Brown | CU TP 2HL LUG LONGBRL 500 1/2B BRN
7TAH007800R0037 | 54878BE | Active | 5414363111009 | 3016.21 | 100 | 6 | stuk | Color-Keyed Compression | BE31450 | L3 (Terminals I) | stuk | CU TP 2HL LUG LONGBRL 600 1/2B GRN | Brl long brne serr 2 tr cu plq ét 600 b 1/2 vert | Copper Two-Hole Lug, Long Barrel, Blind End, Max 35kV, Wire Size 600 kcmil, 1/2 Inch Bolt Size, 1-3/4 Inch Hole Spacing, Tin Plated, Code 94, Die Color Green | CU TP 2HL LUG LONGBRL 600 1/2B GRN
7TAH007800R0039 | 54880BE | Active | 5414363111016 | 3988.74 | 100 | 6 | stuk | Color-Keyed Compression | BE31450 | L3 (Terminals I) | stuk | CU TP 2HL LUG LONGBRL 750 1/2B BLK | Brl long brne serr 2 tr cu plq ét 750 b 1/2 noir | Copper Two-Hole Lug, Long Barrel, Blind End, Max 35kV, Wire Size 750 kcmil, 1/2 Inch Bolt Size, 1-3/4 Inch Hole Spacing, Tin Plated, Code 106, Die Color Black | CU TP 2HL LUG LONGBRL 750 1/2B BLK
7TAH007900R0002 | 54905BE | Active | 5414363144410 | 171.62 | 100 | 50 | stuk | Color-Keyed Compression | BE31450 | L3 (Terminals I) | stuk | 1-Gat Kab.Sch.Lang 1/4 Gat 6 | Barril long 1 trou 1/4 trou #6 | 1 HOLE LONG BARREL 1/4 HOLE #6 | 1 HOLE LONG BARREL 1/4 HOLE No6
7TAH007900R0004 | 54906BE | Active | 5414363144427 | 205.95 | 100 | 50 | stuk | Color-Keyed Compression | BE31450 | L3 (Terminals I) | stuk | KopVert 1 Gat KabSch Lang 4 1/4B Grijs | Brl long brne serr 1 tr cu plq ét #4 b 1/4 gris | CONN,CU,LONG BARL | CU TP 1HL LUG LONG BRL No4 1/4B GRY
7TAH007900R0007 | 54909BE | Active | 5414363144434 | 364.72 | 100 | 10 | stuk | Color-Keyed Compression | BE31450 | L3 (Terminals I) | stuk | KopVert 1 Gats KabSch Lang 1/0 3/8B Rose | Brl long brne serr 1 tr cu plq ét 1/0 b 3/8 ros | CONN,CU,LONG BARL | CU TP 1HL LUG LONG BRL 1/0 3/8B PNK
7TAH007900R0008 | 54910BE | Active | 5414363144441 | 410.5 | 100 | 10 | stuk | Color-Keyed Compression | BE31450 | L3 (Terminals I) | stuk | 1-Gats Kab.Sch.Lang 3/8 Gat 2/0 | Barril long 1 trou 3/8 trou 2/0 | 1 HOLE LONG BARREL 3/8 HOLE 2/0 | 1 HOLE LONG BARREL 3/8 HOLE 2/0
7TAH007900R0027 | 54942BE | Active | 5414363144564 | 273.2 | 100 | 25 | stuk | Color-Keyed Compression | BE31450 | L3 (Terminals I) | stuk | KopVert 1 Gat KabSch Lang 2 5/16B Bruin | Brl long brne serr 1 tr cu plq ét #2 b #5/16 mar | CONNECTOR,CU,LONG BARREL | CU TP 1HL LUG LNG BRL No2 5/16B BRN
7TAH007900R0029 | 54947BE | Active | 5414363144571 | 291.76 | 100 | 20 | stuk | Color-Keyed Compression | BE31450 | L3 (Terminals I) | stuk | 1 Gat Kab.Sch.Lang 5/16 Gat 1 | Barril long 1 trou 5/16 trou #1 | 1 HOLE LONG BARREL 5/16 HOLE #1 | 1 HOLE LONG BARREL 5/16 HOLE No1
7TAH007900R0033 | 54965BE | Active | 5414363144601 | 487.7 | 100 | 10 | stuk | Color-Keyed Compression | BE31450 | L3 (Terminals I) | stuk | 1 Gat Kab.Sch.1/2 Gat 3/0 | Barril long 1 trou 1/2 trou 3/0 | 1 HOLE LONG BARREL 1/2 HOLE 3/0 | 1 HOLE LONG BARREL 1/2 HOLE 3/0
7TAH007970R0324 | 54114 | Active | 5414363074281 | 856.67 | 100 | 10 | stuk | Color-Keyed Compression | BE31450 | L3 (Terminals I) | stuk | 300 CU STD.BRL.1 HOLE 1/2 IN BOLT | Brl stnd cu 300 1 trou boulon 1/2 po | Copper One-Hole Lug, Standard Barrel, Max 35kV, Wire Size 300 kcmil, 1/2 Inch Bolt Size, Tin Plated, Die Code 66, Die Color Code White | 300 CU STD. BRL. 1 HOLE 1/2 IN BOLT
7TAH007990R0004 | 256-30695-1157 | Active | 5414363110361 | 1019.58 | 100 | 10 | stuk | Color Keyed / Blackburn | BE31450 | L3 (Terminals I) | stuk | Color-Keyed® Buiskabelschoen met 2 Boutgaten 3/8" of M8 voor kabel 8 AWG of 6mm² - 8mm² | Brl long brne serr 2 tr cu plq ét #8 b 3/8 rge | Copper Two-Hole Lug, Long Barrel, Blind End, Max 35kV, Wire Size #8 AWG Wire, 3/8 Inch Bolt Size, 1 inch Hole Spacing, Tin Plated, Die Code 21, Die Color Red | Copper Two-Hole Lug, Long Barrel, Blind End, Max 35kV, Wire Size #8 AWG Wire, 3/8 Inch Bolt Size, 1 inch Hole Spacing, Tin Plated, Die Code 21, Die Color Red
7TAH007990R0006 | 256-30695-1158 | Active | 5414363110378 | 316.08 | 100 | 50 | stuk | Color-Keyed Compression | BE31450 | L3 (Terminals I) | stuk | CU TP 2HL LUG LONGBRL No6 3/8B BLU | Brl long brne serr 2 tr cu plq ét #6 b 3/8 ble | Copper Two-Hole Lug, Long Barrel, Blind End, Max 35kV, Wire Size #6 AWG, 3/8 Inch Bolt Size, 1 Inch Hole Spacing, Tin Plated, Die Code 24, Die Color Blue | CU TP 2HL LUG LONGBRL No6 3/8B BLU
7TAH007990R0007 | 256-30695-1159 | Active | 5414363110385 | 441.97 | 100 | 10 | stuk | Color Keyed / Blackburn | BE31450 | L3 (Terminals I) | stuk | Color-Keyed® Buiskabelschoen met 2 Boutgaten 3/8" of M8 voor kabel 4 AWG of 20mm² - 25mm² | Brl long brne serr 2 tr cu plq ét #4 b 3/8 gris | Copper Two-Hole Lug, Long Barrel, Blind End, Max 35kV, Wire Size #4 AWG, 3/8 Inch Bolt Size, 1 Inch Hole Spacing, Tin Plated, Die Code 29, Die Color Gray | Copper Two-Hole Lug, Long Barrel, Blind End, Max 35kV, Wire Size #4 AWG, 3/8 Inch Bolt Size, 1 Inch Hole Spacing, Tin Plated, Die Code 29, Die Color Gray
7TAH007990R0020 | 256-30695-593 | Active | 5414363110392 | 715.07 | 100 | 5 | stuk | Color-Keyed Compression | BE31450 | L3 (Terminals I) | stuk | CU TP 2HL LUG LONGBRL 1/0 1/2B PNK | Brl long brne serr 2 tr cu plq ét 1/0 b 1/2 ros | Copper Two-Hole Lug, Long Barrel, Blind End, Max 35kV, Wire Size 1/0 AWG, 1/2 Inch Bolt Size, 1-3/4 Inch Hole Spacing, Tin Plated, Die Code 42, Die Color Pink | CU TP 2HL LUG LONGBRL 1/0 1/2B PNK
7TAI029010R0000 | 204210-1 | Active | 5414363111566 | 254.59 | 100 | 100 | stuk | Sta-Kon | BE31450 | L3 (Terminals I) | stuk | Geïsoleerde Doordringende Magneetdraadring L 1.58 Inch, B .81 Inch L .61 Inch B Teeth .53 Inch Knop grootte 1/4 Inch W R #12 AWG - #4 AWG, Koper | COSSE RONDE 13. 5X6. 3MM - M6 | Insul Piercing Magnet Wire Ring Term, L 1.58 Inch, W .81 Inch L Teeth .61 Inch W Teeth .53 Inch, Stud Size 1/4 Inch, W Range #12 AWG - #4 AWG, Copper, Tin Pl | Insul Piercing Magnet Wire Ring Term, L 1.58 Inch, W .81 Inch L Teeth .61 Inch W Teeth .53 Inch, Stud Size 1/4 Inch, W Range #12 AWG - #4 AWG, Copper, Tin Pl
7TAI029010R0001 | 204210MT | Active | 5414363111627 | 860.96 | 100 | 100 | stuk | Sta-Kon and Catamount Terminals | BE31450 | L3 (Terminals I) | stuk | INSUL PIERCING CONN CU 10-3 AWG | Racc piercing isol cu awg 10-3 | Insul Piercing Magnet Wire Modular Conn, L - Teeth .25 Inch, L .92 Inch W .94 Inch, Wire R #10 AWG - #3 AWG 90,000 Circ Mil Area, Copper, Tin Plated | INSUL PIERCING CONN CU 10-3 AWG
7TAI029010R0002 | 204210S | Active | 5414363077084 | 143.81 | 100 | 100 | stuk | Sta-Kon | BE31450 | L3 (Terminals I) | stuk | Geïsoleerde Doordringende draad Splitser L .69 Inch, B .53 Inch, H .53 Inch, Wire R #12 AWG - #4 AWG 10,380 - 52,480, Koper | MANCHON RECT. 13. 5X6. 3MM | Insul Piercing Magnet Wire Splice, L .69 Inch, W .53 Inch, H .53 Inch, Wire R #12 AWG - #4 AWG 10,380 Circular Mil Area 52,480 Circular Mil Area, Copper, Tin Pl | Insul Piercing Magnet Wire Splice, L .69 Inch, W .53 Inch, H .53 Inch, Wire R #12 AWG - #4 AWG 10,380 Circular Mil Area 52,480 Circular Mil Area, Copper, Tin Pl
7TAI029010R0003 | 204210SH | Active | 5414363111634 | 291.21 | 100 | 100 | stuk | Sta-Kon | BE31450 | L3 (Terminals I) | stuk | Geïsoleerde Doordringende draad dubbele Splitser L .69 Inch B .53 Inch H 1.05 Inch Wire R #12 AWG - #2 AWG 20,760 - 104,960, Koper | MANCH.RECT.2XFUT 13.5X11.9MM | Insul Piercing Magnet Wire Double Splice L .69 Inch W .53 Inch H 1.05 Inch Wire R #12 AWG - #2 AWG 20,760 Circ Mil Area 104,960 Circ Mil Area, Copper, Tin Pl | Insul Piercing Magnet Wire Double Splice L .69 Inch W .53 Inch H 1.05 Inch Wire R #12 AWG - #2 AWG 20,760 Circ Mil Area 104,960 Circ Mil Area, Copper, Tin Pl
7TAI029010R0004 | 204217 | Active | 5414363111658 | 272.23 | 100 | 100 | stuk | Sta-Kon | BE31450 | L3 (Terminals I) | stuk | Geïsoleerde Doordringende Magneetdraadring L 1.58 Inch, B .50 Inch L .61 Inch B .53 Inch, Knop Grootte 10, Draad R #12 AWG - #4 AWG Koper | Borne bague cu awg 12-4 boulon #10 | Insul Piercing Magnet Wire Ring Term, L 1.58 Inch, W .50 Inch L Teeth. 61 Inch W Teeth .53 Inch, Stud Size 10, Wire R #12 AWG - #4 AWG Copper, Tin Plated | Insul Piercing Magnet Wire Ring Term, L 1.58 Inch, W .50 Inch L Teeth. 61 Inch W Teeth .53 Inch, Stud Size 10, Wire R #12 AWG - #4 AWG Copper, Tin Plated
7TAI029010R0005 | 210214-1 | Active | 5414363111702 | 140.41 | 100 | 250 | stuk | Sta-Kon | BE31450 | L3 (Terminals I) | stuk | Geïsoleerde Doordringende Magneetdraadring L 1.41 Inch, B .69 Inch L .56 Inch B .38 Inch, Knop grootte 1/4 Inch Koper | COSSE RONDE 9. 5X4. 3MM - M6 | Insul Piercing Magnet Wire Ring Term, L 1.41 Inch, W .69 Inch L Teeth .56 Inch W Teeth .38 Inch, Stud Size 1/4 Inch Wire R #14 AWG - #10 AWG Copper, Tin Pl | Insul Piercing Magnet Wire Ring Term, L 1.41 Inch, W .69 Inch L Teeth .56 Inch W Teeth .38 Inch, Stud Size 1/4 Inch Wire R #14 AWG - #10 AWG Copper, Tin Pl
7TAI029010R0006 | 210214MT | Active | 5414363111733 | 674.21 | 100 | 250 | stuk | Sta-Kon | BE31450 | L3 (Terminals I) | stuk | Geïsoleerde Doordringende draad Modulair Connector L .19 Inch, L .63 Inch, B .63 Inch, Draad #13 AWG - #5 AWG Koper | Patte racc isol prc cu awg13-5 | Insul Piercing Magnet Wire Modular Conn, L Btween Teeth .19 Inch, L .63 Inch, W .63 Inch, Wire R #13 AWG - #5 AWG Copper, Tin Plated | Insul Piercing Magnet Wire Modular Conn, L Btween Teeth .19 Inch, L .63 Inch, W .63 Inch, Wire R #13 AWG - #5 AWG Copper, Tin Plated
7TAI029010R0007 | 210214S | Active | 5414363077091 | 92.25 | 100 | 250 | stuk | Sta-Kon and Catamount Terminals | BE31450 | L3 (Terminals I) | stuk | INSUL PRC WIRE SPLICE CU 14-10 AWG | MANCHON RECT. 9. 5X4. 3MM | Insul Piercing Magnet Wire Splice, L .63 Inch, W .38 Inch, H .37 Inch, Wire R #14 AWG - #10 AWG 4,110 Circ Mil Area 20,760 Circ Mil Area, Copper, Tin Plated | INSUL PRC WIRE SPLICE CU 14-10 AWG
7TAI029010R0008 | 210217 | Active | 5414363111757 | 155.19 | 100 | 250 | stuk | Sta-Kon | BE31450 | L3 (Terminals I) | stuk | Geïsoleerde Doordringende Magneetdraadring L1.22 Inch B .41 Inch L .56 Inch B .38 Inch, Draad Grootte 10, Draad R#14 AWG - #10 AWG Koper | Borne bague cu awg 14-10 boulon #10 | Insul Piercing Magnet Wire Ring Term, L1.22 Inch W .41 Inch L Teeth .56 Inch W Teeth .38 Inch, Stud Size 10, Wire R #14 AWG - #10 AWG Copper, Tin Pl | Insul Piercing Magnet Wire Ring Term, L1.22 Inch W .41 Inch L Teeth .56 Inch W Teeth .38 Inch, Stud Size 10, Wire R #14 AWG - #10 AWG Copper, Tin Pl
7TAI029010R0010 | 220015 | Active | 5414363077107 | 1013.08 | 100 | 50 | stuk | Sta-Kon | BE31450 | L3 (Terminals I) | stuk | Geïsoleerde Doordringende draad Splitser L 1.50 Inch B .88 Inch H .77 Inch Draad R #10 AWG - #6 AWG, Koper | MANCHON RECT. 15. 9X4. 4MM | Insul Piercing Magnet Wire Splice L 1.50 Inch, W .88 Inch, H .77 Inch, Wire R #10 AWG - #6 AWG 50,000 Circ Mil Area 115,000 Circ Mil Area, Copper Tin Plated | Insul Piercing Magnet Wire Splice L 1.50 Inch, W .88 Inch, H .77 Inch, Wire R #10 AWG - #6 AWG 50,000 Circ Mil Area 115,000 Circ Mil Area, Copper Tin Plated
7TAI029010R0011 | 220017 | Active | 5414363111856 | 1335.78 | 100 | 25 | stuk | Sta-Kon and Catamount Terminals | BE31450 | L3 (Terminals I) | stuk | RING TERM CU .100-.175AWG 3/8 STUD | COSSE RONDE 15. 9X4. 4MM - M8 | Insul Piercing Magnet Wire Ring Term, L 2.76 Inch, W 1.06 Inch, L Teeth 1.50 Inch W Teeth .88 Inch Stud Size 3/8 Inch Wire R 100 AWG - 175 AWG, Copp, Tin Pl | RING TERM CU .100-.175AWG 3/8 STUD
7TAI029010R0012 | 220024 | Active | 5414363111924 | 2311.84 | 100 | 25 | stuk | Sta-Kon | BE31450 | L3 (Terminals I) | stuk | Geïsoleerde Doordringende draad Splitser L 3.63 Inch, B .88 Inch, H .93 Inch, Draad R #2 AWG - 1/0 AWG Koper | Epis bout en bout isol prc awgcu 2-1/0 | Insul Piercing Magnet Wire Butt Splice L 3.63 Inch, W .88 Inch, H .93 Inch, Wire R #2 AWG - 1/0 AWG 165,000 Circ Mil Area - 230,000 Copper, Tin Plated | Insul Piercing Magnet Wire Butt Splice L 3.63 Inch, W .88 Inch, H .93 Inch, Wire R #2 AWG - 1/0 AWG 165,000 Circ Mil Area - 230,000 Copper, Tin Plated
7TAI029010R0013 | 220025 | Active | 5414363111931 | 3293.66 | 100 | 25 | stuk | Sta-Kon and Catamount Terminals | BE31450 | L3 (Terminals I) | stuk | RING TERM CU 110-230KCMIL 3/8 STUD | Borne bague cu 110-230 kcmil boulon 3/8 | Insul Piercing Magnet Wire Ring Term, L 2.76 Inch, W 1.06 Inch, L Teeth 1.50 W Teeth .88 Inch, Stud Size 3/8 Inch, Wire R 110,000 Circ, Copper, Tin Plated | RING TERM CU 110-230KCMIL 3/8 STUD
7TAI029010R0014 | 22L006 | Active | 5414363077121 | 19.29 | 100 | 1000 | stuk | Sta-Kon | BE31450 | L3 (Terminals I) | stuk | Geïsoleerde Doordringende draad Splitser L .44 Inch, B .25 Inch, H .22 Inch, Draad R AWG - #12 AWG Koper | MANCHON RECT. 4. 1X1. 5MM | Insul Piercing Magnet Wire Splice, L .44 Inch, W .25 Inch, H .22 Inch, Wire R #16 AWG - #12 AWG 2,580 Circ Mil Area 12,330 Circ Mil Area, Copper, Tin Plated | Insul Piercing Magnet Wire Splice, L .44 Inch, W .25 Inch, H .22 Inch, Wire R #16 AWG - #12 AWG 2,580 Circ Mil Area 12,330 Circ Mil Area, Copper, Tin Plated
7TAI029010R0015 | 22L008 | Active | 5414363112037 | 80.34 | 100 | 100 | stuk | Sta-Kon | BE31450 | L3 (Terminals I) | stuk | Geïsoleerde Doordringende draad Splitser L .70 Inch, B .50 Inch, H .35 Inch, Draad R AWG - #14 AWG Koper | Epis bout en bout isol prc cu awg18-14 | Insul Piercing Magnet Wire Splice, L .70 Inch, W .50 Inch, H .35 Inch, Wire R #18 AWG - #14 AWG 12,960 Circ Mil Area 30,550 Circ Mil Area, Copper, Tin Plated | Insul Piercing Magnet Wire Splice, L .70 Inch, W .50 Inch, H .35 Inch, Wire R #18 AWG - #14 AWG 12,960 Circ Mil Area 30,550 Circ Mil Area, Copper, Tin Plated
7TAI029010R0016 | 22L009 | Active | 5414363112044 | 111.01 | 100 | 100 | stuk | Sta-Kon | BE31450 | L3 (Terminals I) | stuk | Geïsoleerde Doordringende draad Splitser L .32 Inch, B .55 Inch, H .46 Inch, Draad R AWG - #5 AWG Koper | MANCHON RECT. 9. 5X4. 6MM | Insul Piercing Magnet Wire Splice, L .32 Inch, W .55 Inch, H .46 Inch, Wire R#16 AWG - #5 AWG 36,120 Circ Mil Area 86,000 Circ Mil Area, Copper, Tin Plated | Insul Piercing Magnet Wire Splice, L .32 Inch, W .55 Inch, H .46 Inch, Wire R#16 AWG - #5 AWG 36,120 Circ Mil Area 86,000 Circ Mil Area, Copper, Tin Plated
7TAI029020R0000 | 204210-1H | Active | 5414363111573 | 631.18 | 100 | 100 | stuk | Sta-Kon | BE31450 | L3 (Terminals I) | stuk | Geïsoleerde Doordringende Magneetdraadring L 1.58 Inch, B .81 Inch L .61 Inch B Teeth .53 Inch Knop grootte 1/4 Inch W R #12 AWG - #4 AWG, Koper | Borne bague cu awg 12-4 boulon 1/4 dbl | Insul Piercing Magnet Wire Ring Term, L 1.58 Inch, W .81 Inch L Teeth .61 Inch W Teeth .53 Inch, Stud Size 1/4 Inch, W Range #12 AWG - #4 AWG, Copper, Tin Pl | Insul Piercing Magnet Wire Ring Term, L 1.58 Inch, W .81 Inch L Teeth .61 Inch W Teeth .53 Inch, Stud Size 1/4 Inch, W Range #12 AWG - #4 AWG, Copper, Tin Pl
7TAI029020R0001 | 204210-2 | Active | 5414363111580 | 296.32 | 100 | 100 | stuk | Sta-Kon | BE31450 | L3 (Terminals I) | stuk | Geïsoleerde Doordringende Magneetdraadring L 1.58 Inch, B .81 Inch L .61 Inch B Teeth .53 Inch Knop grootte 5/16 Inch W R #12 AWG - #4 AWG, Koper | COSSE RONDE 13. 5X6. 3MM - M8 | Insul Piercing Magnet Wire Ring Term, L 1.58 Inch, W .81 Inch L Teeth .61 Inch W Teeth .53 Inch, Stud Size 5/16 Inch, W Range #12 AWG - #4 AWG, Copper, Tin Pl | Insul Piercing Magnet Wire Ring Term, L 1.58 Inch, W .81 Inch L Teeth .61 Inch W Teeth .53 Inch, Stud Size 5/16 Inch, W Range #12 AWG - #4 AWG, Copper, Tin Pl
7TAI029020R0002 | 204210-3 | Active | 5414363111597 | 264.17 | 100 | 100 | stuk | Sta-Kon | BE31450 | L3 (Terminals I) | stuk | Geïsoleerde Doordringende Magneetdraadring L 1.58 Inch, B .81 Inch L .61 Inch B Teeth .53 Inch Knop grootte 3/8 Inch W R #12 AWG - #4 AWG, Koper | COSSE RONDE 13. 5X6. 3MM - M8 | Insul Piercing Magnet Wire Ring Term, L 1.58 Inch, W .81 Inch L Teeth .61 Inch W Teeth .53 Inch, Stud Size 3/8 Inch, W Range #12 AWG - #4 AWG, Copper, Tin Pl | Insul Piercing Magnet Wire Ring Term, L 1.58 Inch, W .81 Inch L Teeth .61 Inch W Teeth .53 Inch, Stud Size 3/8 Inch, W Range #12 AWG - #4 AWG, Copper, Tin Pl
7TAI029020R0003 | 204210-3H | Active | 5414363111603 | 670.35 | 100 | 100 | stuk | Sta-Kon | BE31450 | L3 (Terminals I) | stuk | Geïsoleerde Doordringende Magneetdraadring L 1.58 Inch, B .81 Inch L .61 Inch B Teeth .53 Inch Knop grootte 3/8 Inch W R #12 AWG - #4 AWG, Koper | Borne bague cu awg 12-4 boulon 3/8 dbl | Insul Piercing Magnet Wire Ring Term, L 1.58 Inch, W .81 Inch L Teeth .61 Inch W Teeth .53 Inch, Stud Size 3/8 Inch, W Range #12 AWG - #4 AWG, Copper, Tin Pl | Insul Piercing Magnet Wire Ring Term, L 1.58 Inch, W .81 Inch L Teeth .61 Inch W Teeth .53 Inch, Stud Size 3/8 Inch, W Range #12 AWG - #4 AWG, Copper, Tin Pl
7TAI029020R0004 | 204210-5 | Active | 5414363111610 | 271.3 | 100 | 100 | stuk | Sta-Kon | BE31450 | L3 (Terminals I) | stuk | Geïsoleerde Doordringende Magneetdraadring L 1.58 Inch, B .81 Inch L .61 Inch B Teeth .53 Inch Knop grootte 1/2 Inch W R #12 AWG - #4 AWG, Koper | COSSE RONDE 13. 5X6. 3MM - M12 | Insul Piercing Magnet Wire Ring Term, L 1.58 Inch, W .81 Inch L Teeth .61 Inch W Teeth .53 Inch, Stud Size 1/2 Inch, W Range #12 AWG - #4 AWG, Copper, Tin Pl | Insul Piercing Magnet Wire Ring Term, L 1.58 Inch, W .81 Inch L Teeth .61 Inch W Teeth .53 Inch, Stud Size 1/2 Inch, W Range #12 AWG - #4 AWG, Copper, Tin Pl
7TAI029020R0005 | 204212 | Active | 5414363111641 | 276.94 | 100 | 100 | stuk | Sta-Kon | BE31450 | L3 (Terminals I) | stuk | Geïsoleerde Doordringende Magneetdraadring L 1.58 Inch, B .50 Inch L .61 Inch B .53 Inch, Knop grootte 1/4 Inch, Draad R #12 AWG - #4 AWG Koper | COSSE RECT. 9. 5X4. 3MM - M6 | Insul Piercing Magnet Wire Ring Term, L 1.58 Inch, W .50 Inch L Teeth. 61 Inch W Teeth .53 Inch, Stud Size 1/4 Inch, Wire R #12 AWG - #4 AWG, Copper, Tin Pl | Insul Piercing Magnet Wire Ring Term, L 1.58 Inch, W .50 Inch L Teeth. 61 Inch W Teeth .53 Inch, Stud Size 1/4 Inch, Wire R #12 AWG - #4 AWG, Copper, Tin Pl
7TAI029020R0007 | 210219 | Active | 5414363111764 | 167.3 | 100 | 1000 | stuk | Sta-Kon | BE31450 | L3 (Terminals I) | stuk | Geïsoleerde Doordringende Magneetdraadring L1.22 Inch B .41 Inch L .56 Inch B .38 Inch, Draad Grootte 8, Draad R#14 AWG - #10 AWG Koper | Borne bague cu awg 14-10 boulon #8 | Insul Piercing Magnet Wire Ring Term, L1.22 Inch W .41 Inch L Teeth .56 Inch W Teeth .38 Inch, Stud Size 8, Wire R #14 AWG - #10 AWG Copper, Tin Pl | Insul Piercing Magnet Wire Ring Term, L1.22 Inch W .41 Inch L Teeth .56 Inch W Teeth .38 Inch, Stud Size 8, Wire R #14 AWG - #10 AWG Copper, Tin Pl
7TAI029020R0009 | 220001 | Active | 5414363111795 | 51.44 | 100 | 3000 | stuk | Sta-Kon | BE31450 | L3 (Terminals I) | stuk | Geïsoleerde Doordringende draad Splitser L .34 Inch, B .17 Inch, H .14 Inch Draad R #26 AWG - #17 AWG, Koper | Epis bout en bout isol prc cu awg 26-17 | Insul Piercing Magnet Wire Splice, L .34 Inch, W .17 Inch, H .14 Inch, Wire R #26 AWG - #17 AWG 1,277 Circ Mil Area 4,205 Circ Mil Area, Copper, Tin Plated | Insul Piercing Magnet Wire Splice, L .34 Inch, W .17 Inch, H .14 Inch, Wire R #26 AWG - #17 AWG 1,277 Circ Mil Area 4,205 Circ Mil Area, Copper, Tin Plated
7TAI029020R0010 | 220002-TB | Active | 5414363111801 | 29.88 | 100 | 3000 | stuk | Sta-Kon | BE31450 | L3 (Terminals I) | stuk | Geïsoleerde Doordringende draad Splitser L .34 Inch, B .25 Inch, H .18 Inch Draad R #24 AWG - #14 AWG, Koper | Epis bout en bout isol prc cu awg 24-14 | Insul Piercing Magnet Wire Splice, L .34 Inch, W .25 Inch, H .18 Inch, Wire R #24 AWG - #14 AWG 2,985 Circ Mil Area 6,687 Circ Mil Area, Copper, Tin Plated | Insul Piercing Magnet Wire Splice, L .34 Inch, W .25 Inch, H .18 Inch, Wire R #24 AWG - #14 AWG 2,985 Circ Mil Area 6,687 Circ Mil Area, Copper, Tin Plated
7TAI029020R0011 | 220006 | Active | 5414363111832 | 37.36 | 100 | 10000 | stuk | Sta-Kon | BE31450 | L3 (Terminals I) | stuk | Geïsoleerde Doordringende draad Splitser L .47 Inch, B .25 Inch, H .19 Inch Draad R #16 AWG - #12 AWG, Koper | Epis bout en bout isol prc cu awg 16-12 | Insul Piercing Magnet Wire Splice, L .47 Inch, W .25 Inch, H .19 Inch, Wire R #16 AWG - #12 AWG 5,162 Circ Mil Area 12,330 Circ Mil Area, Copper, Tin Plated | Insul Piercing Magnet Wire Splice, L .47 Inch, W .25 Inch, H .19 Inch, Wire R #16 AWG - #12 AWG 5,162 Circ Mil Area 12,330 Circ Mil Area, Copper, Tin Plated
7TAI029020R0012 | 220019 | Active | 5414363111870 | 1002.56 | 100 | 25 | stuk | Sta-Kon and Catamount Terminals | BE31450 | L3 (Terminals I) | stuk | INSUL PRC WIRE SPLICE CU 6-2 AWG | MANCHON RECT. 15. 9X8. 3MM | Insul Piercing Magnet Wire Splice L 1.50 Inch, W .88 Inch, H .85 Inch, Wire R #6 AWG - #2 AWG 110,000 Circ Mil Area 175,000 Circ Mil Area, Copper, Tin Pl | INSUL PRC WIRE SPLICE CU 6-2 AWG
7TAI029020R0013 | 220021 | Active | 5414363111894 | 1546.03 | 100 | 25 | stuk | Sta-Kon and Catamount Terminals | BE31450 | L3 (Terminals I) | stuk | RING TERM CU 50-115KCMIL 3/8 STUD | Borne bague cu 50-115 kcmil boulon 3/8 | Insul Piercing Magnet Wire Ring Term, L 2.76 Inch, W 1.06 Inch, L Teeth 1.50 W Teeth .88 Inch, Stud Size 3/8 Inch, Wire R 50,000 Circ Mil Copper, Tin Pl | RING TERM CU 50-115KCMIL 3/8 STUD
7TAI029020R0014 | 220023 | Active | 5414363111917 | 1562.06 | 100 | 25 | stuk | Sta-Kon | BE31450 | L3 (Terminals I) | stuk | Geïsoleerde Doordringende draad Splitser L 1.75 Inch, B .88 Inch, H .93 Inch, Draad R #2 AWG - 1/0 AWG Koper | MANCHON RECT. 15. 9X8. 3MM | Insul Piercing Magnet Wire Splice, L 1.75 Inch, W .88 Inch, H .93 Inch, Wire R #2 AWG - 1/0 AWG 165,000 Circ Mil Area - 230,000 Copper, Tin Plated | Insul Piercing Magnet Wire Splice, L 1.75 Inch, W .88 Inch, H .93 Inch, Wire R #2 AWG - 1/0 AWG 165,000 Circ Mil Area - 230,000 Copper, Tin Plated
7TAI029020R0015 | 22F066 | Active | 5414363111962 | 47.78 | 100 | 1000 | stuk | Sta-Kon and Catamount Terminals | BE31450 | L3 (Terminals I) | stuk | FORK TERM CU 16-12 AWG No6 STUD | Borne fourch cu awg 16-12 boulon #6 | Insul Piercing Magnet Wire Fork Term, L .91 Inch, W .30 Inch, L Teeth .45 Inch W Teeth .25 Inch, Stud Size 6, Wire R #16 AWG - #12 AWG Copper, Tin Plated | FORK TERM CU 16-12 AWG No6 STUD
7TAI029020R0016 | 22F106 | Active | 5414363112006 | 55.26 | 100 | 1000 | stuk | Sta-Kon | BE31450 | L3 (Terminals I) | stuk | Geïsoleerde Doordringende Magneetdraadvork L .91 Inch, B .30 Inch, L .45 Inch B .25 Inch, Knop Grootte 10, Draad R, Koper | Borne fourch cu awg 16-12 boulon #10 | Insul Piercing Magnet Wire Fork Term, L .91 Inch, W .30 Inch, L Teeth .45 Inch W Teeth .25 Inch, Stud Size 10, Wire R #16 AWG - #12 AWG Copper, Tin Plated | Insul Piercing Magnet Wire Fork Term, L .91 Inch, W .30 Inch, L Teeth .45 Inch W Teeth .25 Inch, Stud Size 10, Wire R #16 AWG - #12 AWG Copper, Tin Plated
7TAI029020R0017 | 22L009H | Active | 5414363112051 | 229.99 | 100 | 100 | stuk | Sta-Kon | BE31450 | L3 (Terminals I) | stuk | Geïsoleerde Doordringende dubbele draad Splitser L .32 Inch, B .55 Inch, H .93 Inch, Draad R #16 AWG - #5 AWG Koper | MANCHON RECT.2XFUT 9.7X4.5MM | Insul Piercing Magnet Wire Double Splice L .32 Inch, W .55 Inch, H .93 Inch, Wire R #16 AWG - #5 AWG 72,000 Circ Mil Area 132,000 C Mil Area, Copper, Tin Pl | Insul Piercing Magnet Wire Double Splice L .32 Inch, W .55 Inch, H .93 Inch, Wire R #16 AWG - #5 AWG 72,000 Circ Mil Area 132,000 C Mil Area, Copper, Tin Pl
7TAI029020R0018 | 22LF06 | Active | 5414363112075 | 67.05 | 100 | 1000 | stuk | Sta-Kon | BE31450 | L3 (Terminals I) | stuk | Geïsoleerde Doordringende Magneetdraad Vrouwelijke ontkoppeling L .91 Inch, B .25 Inch, L .45 Inch B .25 Inch, Knop Grootte .250x.032, Koper | Epis bout en bout fem isol prc cu awg 16-12 | Insul Piercing Magnet Wire Female Disc L .91 Inch, W .25 Inch, L Teeth .45 Inch W Teeth .25 Inch, Tab Size .250x.032 Wire R #16 AWG - #12 AWG Copper, Tin Pl | Insul Piercing Magnet Wire Female Disc L .91 Inch, W .25 Inch, L Teeth .45 Inch W Teeth .25 Inch, Tab Size .250x.032 Wire R #16 AWG - #12 AWG Copper, Tin Pl
7TAI029030R0002 | 204MT14 | Active | 5414363111665 | 403.33 | 100 | 25 | stuk | Sta-Kon | BE31450 | L3 (Terminals I) | stuk | Geïsoleerde Doordringende draad Modulair Connector, L 1.44 Inch, B .91 Inch Dikte .10 Inch Knop Grootte 1/4 Inch Draad R #10 AWG - #3 AWG, Koper | Patte racc isol prc cu awg 10-3 | Insul Piercing Magnet Wire Modular Conn Tongue, L 1.44 Inch, W .91 Inch, Thick .10 Inch Stud Size 1/4 Inch Wire R #10 AWG - #3 AWG, Copper, Tin Pl | Insul Piercing Magnet Wire Modular Conn Tongue, L 1.44 Inch, W .91 Inch, Thick .10 Inch Stud Size 1/4 Inch Wire R #10 AWG - #3 AWG, Copper, Tin Pl
7TAI029030R0003 | 204MT38 | Active | 5414363111672 | 386.44 | 100 | 25 | stuk | Sta-Kon | BE31450 | L3 (Terminals I) | stuk | Geïsoleerde Doordringende draad Modulair Connector, L 1.44 Inch, B .91 Inch Dikte .10 Inch Knop Grootte 3/8 Inch Draad R #10 AWG - #3 AWG, Koper | Patte racc isol prc cu awg 10-3 | Insul Piercing Magnet Wire Modular Conn Tongue, L 1.44 Inch, W .91 Inch Thick .10 Inch Stud Size 3/8 Inch Wire R #10 AWG - #3 AWG, Copper, Tin Pl | Insul Piercing Magnet Wire Modular Conn Tongue, L 1.44 Inch, W .91 Inch Thick .10 Inch Stud Size 3/8 Inch Wire R #10 AWG - #3 AWG, Copper, Tin Pl
7TAI029030R0007 | 210MT14 | Active | 5414363111771 | 207.4 | 100 | 250 | stuk | Sta-Kon and Catamount Terminals | BE31450 | L3 (Terminals I) | stuk | INS PIERCE CONN TONGUE CU 13-5 AWG | Patte racc pierce isol cu awg 13-5 | Insul Piercing Magnet Wire Modular Conn, Tongue, L 1.44 Inch, W .81 Inch, Thick .08 Inch, Stud Size 1/4 Inch, Wire R #13 AWG - #5 AWG, Copper, Tin Pl | INS PIERCE CONN TONGUE CU 13-5 AWG
7TAI029030R0008 | 210MT38 | Active | 5414363111788 | 265.32 | 100 | 1 | stuk | Sta-Kon | BE31450 | L3 (Terminals I) | stuk | Geïsoleerde Doordringende draad Modulair Connector, L 1.44 Inch, B .81 Inch, Dikte .08 Inch, Knop Grootte 3/8 Inch, Draad R #13 AWG - #5 AWG, Koper | Patte racc pierce isol cu awg 13-5 | Insul Piercing Magnet Wire Modular Conn, Tongue, L 1.44 Inch, W .81 Inch, Thick .08 Inch, Stud Size 3/8 Inch, Wire R #13 AWG - #5 AWG, Copper, Tin Pl | Insul Piercing Magnet Wire Modular Conn, Tongue, L 1.44 Inch, W .81 Inch, Thick .08 Inch, Stud Size 3/8 Inch, Wire R #13 AWG - #5 AWG, Copper, Tin Pl
7TAI029030R0009 | 220016 | Active | 5414363111849 | 1647.54 | 100 | 25 | stuk | Sta-Kon and Catamount Terminals | BE31450 | L3 (Terminals I) | stuk | INSUL PRC BUTT SPLICE CU 10-6 AWG | Epis bout en bout isol prc cu 10-6 awg | Insul Piercing Magnet Wire Butt Splice L 3.13 Inch, W .88 Inch, H .77 Inch Wire R #10 AWG - #6 AWG 50,000 Circ Mil Area 115,000 Circ Mil Area, Copper Tin Plated | INSUL PRC BUTT SPLICE CU 10-6 AWG
7TAI029030R0010 | 220018 | Active | 5414363111863 | 1644.47 | 100 | 25 | stuk | Sta-Kon | BE31450 | L3 (Terminals I) | stuk | Geïsoleerde Doordringende Magneetdraadring L 2.76 Inch B 1.06 Inch L 1.50 Inch B .88 Inch Knop Grootte 1/2 Inch Draad R 100 AWG - 175 AWG, | Borne bague cu 0,100 0,175 awg boulon 1/2 | Insul Piercing Magnet Wire Ring Term, L 2.76 Inches, W 1.06 Inch, L Teeth 1.50 Inch W Teeth .88 Inch Stud Size 1/2 Inch Wire R 100 AWG - 175 AWG, Copp, Tin Pl | Insul Piercing Magnet Wire Ring Term, L 2.76 Inches, W 1.06 Inch, L Teeth 1.50 Inch W Teeth .88 Inch Stud Size 1/2 Inch Wire R 100 AWG - 175 AWG, Copp, Tin Pl
7TAI029030R0011 | 220020 | Active | 5414363111887 | 1869.22 | 100 | 25 | stuk | Sta-Kon and Catamount Terminals | BE31450 | L3 (Terminals I) | stuk | INSUL PRC BUTT SPLICE CU 6-2 AWG | Epis bout en bout isol prc cu 6-2 awg | Insul Piercing Magnet Wire Butt Splice, L 3.13 Inch, W .88 Inch, H .85 Inch, Wire R #6 AWG - #2 AWG 110,000 Circ Mil Area, 175,000 Circ Mil Area, Copp, Tin P | INSUL PRC BUTT SPLICE CU 6-2 AWG
7TAI029030R0013 | 220026 | Active | 5414363111948 | 3293.66 | 100 | 25 | stuk | Sta-Kon and Catamount Terminals | BE31450 | L3 (Terminals I) | stuk | RING TERM CU 110-230KCMIL 1/2 STUD | Borne bague cu 110-230 kcmil boulon 1/2 | Insul Piercing Magnet Wire Ring Term, L 2.76 Inch, W 1.06 Inch, L Teeth 1.50 W Teeth .88 Inch, Stud Size 1/2 Inch, Wire R 110,000 Circ, Copper, Tin Plated | RING TERM CU 110-230KCMIL 1/2 STUD
7TAI029030R0014 | 22F061 | Active | 5414363111955 | 64.07 | 100 | 1000 | stuk | Sta-Kon | BE31450 | L3 (Terminals I) | stuk | Geïsoleerde Doordringende Magneetdraadvork L .78 Inch, B .30 Inch, L .32 Inch B .16 Inch, Knop Grootte 6, Draad R, Koper | Borne fourch cu awg 24-15 boulon #6 | Insul Piercing Magnet Wire Fork Term, L .78 Inch, W .30 Inch, L Teeth .32 Inch W Teeth .16 Inch, Stud Size 6, Wire R #24 AWG - #15 AWG Copper, Tin Plated | Insul Piercing Magnet Wire Fork Term, L .78 Inch, W .30 Inch, L Teeth .32 Inch W Teeth .16 Inch, Stud Size 6, Wire R #24 AWG - #15 AWG Copper, Tin Plated
7TAI029030R0015 | 22F081 | Active | 5414363111979 | 63.96 | 100 | 1000 | stuk | Sta-Kon | BE31450 | L3 (Terminals I) | stuk | Geïsoleerde Doordringende Magneetdraadvork L .78 Inch B .30 Inch, L .32 Inch B .16 Inch, Knop Grootte 8, Draad R, Koper | Borne fourch cu awg 24-15 boulon #8 | Insul Piercing Magnet Wire Fork Term, L .78 Inch W .30 Inch, L Teeth, .32 Inch W Teeth .16 Inch, Stud Size 8, Wire R #24 AWG - #15 AWG Copper, Tin Plated | Insul Piercing Magnet Wire Fork Term, L .78 Inch W .30 Inch, L Teeth, .32 Inch W Teeth .16 Inch, Stud Size 8, Wire R #24 AWG - #15 AWG Copper, Tin Plated
7TAI029030R0016 | 22F086 | Active | 5414363111986 | 67.84 | 100 | 1000 | stuk | Sta-Kon | BE31450 | L3 (Terminals I) | stuk | Geïsoleerde Doordringende Magneetdraadvork L .91 Inch, B .30 Inch, L .45 Inch B .25 Inch, Knop Grootte 8, Draad R, Koper | Borne fourch cu awg 16-12 boulon #8 | Insul Piercing Magnet Wire Fork Term, L .91 Inch, W .30 Inch, L Teeth .45 Inch W Teeth .25 Inch, Stud Size 8, Wire R #16 AWG - #12 AWG Copper, Tin Plated | Insul Piercing Magnet Wire Fork Term, L .91 Inch, W .30 Inch, L Teeth .45 Inch W Teeth .25 Inch, Stud Size 8, Wire R #16 AWG - #12 AWG Copper, Tin Plated
7TAI029030R0017 | 22F101 | Active | 5414363111993 | 63.85 | 100 | 1000 | stuk | Sta-Kon | BE31450 | L3 (Terminals I) | stuk | Geïsoleerde Doordringende Magneetdraadvork L .78 Inch, B .30 Inch, L .32 Inch B .16 Inch, Knop Grootte 10, Draad R, Koper | Borne fourch cu awg 24-15 boulon #10 | Insul Piercing Magnet Wire Fork Term, L .78 Inch, W .30 Inch, L Teeth .32 Inch W Teeth .16 Inch, Stud Size 10, Wire R #24 AWG - #15 AWG Copper, Tin Plated | Insul Piercing Magnet Wire Fork Term, L .78 Inch, W .30 Inch, L Teeth .32 Inch W Teeth .16 Inch, Stud Size 10, Wire R #24 AWG - #15 AWG Copper, Tin Plated
7TAI029030R0019 | 22L002 | Active | 5414363112013 | 37.59 | 100 | 1000 | stuk | Sta-Kon | BE31450 | L3 (Terminals I) | stuk | Geïsoleerde Doordringende draad Splitser L .32 Inch, B .25 Inch, H .19 Inch, Draad R #24 AWG - #15 AWG Koper | Epis câble isol prc cu awg 24-15 | Insul Piercing Magnet Wire Splice, L .32 Inch, W .25 Inch, H .19 Inch, Wire R #24 AWG - #15 AWG 2,048 Circ Mil Area 9,110 Circ Mil Area, Copper, Tin Plated | Insul Piercing Magnet Wire Splice, L .32 Inch, W .25 Inch, H .19 Inch, Wire R #24 AWG - #15 AWG 2,048 Circ Mil Area 9,110 Circ Mil Area, Copper, Tin Plated
7TAI029030R0020 | 22L004 | Active | 5414363112020 | 18.9 | 100 | 1000 | stuk | Sta-Kon and Catamount Terminals | BE31450 | L3 (Terminals I) | stuk | INSUL PIERCE SPLICE CU 32-24 AWG | Racc piercing isol cu awg32-24 | Insul Piercing Magnet Wire Splice, L .15 Inch, W .11 Inch, H .09 Inch, Wire R #32 AWG - #24 AWG 128 Circ Mil Area 2,028 Circ Mil Area, Copper, Tin Plated | INSUL PIERCE SPLICE CU 32-24 AWG
7TAI029030R0022 | 22LF01 | Active | 5414363112068 | 66.34 | 100 | 1000 | stuk | Sta-Kon | BE31450 | L3 (Terminals I) | stuk | Geïsoleerde Doordringende Magneetdraad Vrouwelijke ontkoppeling L .79 Inch, B .25 Inch, L .32 Inch B .16 Inch, Knop Grootte .250x.032, Koper | Sectionn fem prc isol cu awg 24-15 | Insul Piercing Magnet Wire Female Disc L .79 Inch, W .25 Inch, L Teeth .32 Inch W Teeth .16 Inch, Tab Size .250x.032 Wire R #24 AWG - #15 AWG Copper, Tin Pl | Insul Piercing Magnet Wire Female Disc L .79 Inch, W .25 Inch, L Teeth .32 Inch W Teeth .16 Inch, Tab Size .250x.032 Wire R #24 AWG - #15 AWG Copper, Tin Pl
7TAI029030R0023 | 22LM06 | Active | 5414363112099 | 67.73 | 100 | 1000 | stuk | Sta-Kon | BE31450 | L3 (Terminals I) | stuk | Geïsoleerde Doordringende Magneetdraad Mannelijke ontkoppeling L .91 Inch, B .25 Inch, L .45 Inch B .25 Inch, Knop Grootte .250x.032, Koper | Epis bout en bout mâle isol prc cu awg 16-12 | Insul Piercing Magnet Wire Male Disc, L .91 Inch, W .25 Inch, L Teeth .45 Inch W Teeth .25 Inch, Tab Size .250x.032 Wire R #16 AWG - #12 AWG Copper, Tin Pl | Insul Piercing Magnet Wire Male Disc, L .91 Inch, W .25 Inch, L Teeth .45 Inch W Teeth .25 Inch, Tab Size .250x.032 Wire R #16 AWG - #12 AWG Copper, Tin Pl
7TAI029030R0024 | 22R081 | Active | 5414363112112 | 59.58 | 100 | 1000 | stuk | Sta-Kon | BE31450 | L3 (Terminals I) | stuk | Geïsoleerde Doordringende Magneetdraadring L .78 Inch, B .30 Inch, L .32 Inch B .16 Inch, Knop Grootte 8, Draad R #24 AWG - #15 AWG, Koper | Borne bague cu awg 24-15 boulon #8 | Insul Piercing Magnet Wire Ring Term, L .78 Inch, W .30 Inch, L Teeth .32 Inch W Teeth .16 Inch, Stud Size 8, Wire R #24 AWG - #15 AWG Copper, Tin Plated | Insul Piercing Magnet Wire Ring Term, L .78 Inch, W .30 Inch, L Teeth .32 Inch W Teeth .16 Inch, Stud Size 8, Wire R #24 AWG - #15 AWG Copper, Tin Plated
7TAI029030R0025 | 22R086 | Active | 5414363112129 | 47.2 | 100 | 1000 | stuk | Sta-Kon | BE31450 | L3 (Terminals I) | stuk | Geïsoleerde Doordringende Magneetdraadring L .91 Inch, B .30 Inch, L .45 Inch B .25 Inch, Knop Groote 8, Draad R #16 AWG - #12 AWG, Koper | COSSE RECT. 4. 06X2. 03MM - M4 | Insul Piercing Magnet Wire Ring Term, L .91 Inch, W .30 Inch, L Teeth .45 Inch W Teeth .25 Inch, Stud Size 8, Wire R #16 AWG - #12 AWG Copper, Tin Plated | Insul Piercing Magnet Wire Ring Term, L .91 Inch, W .30 Inch, L Teeth .45 Inch W Teeth .25 Inch, Stud Size 8, Wire R #16 AWG - #12 AWG Copper, Tin Plated
7TAI029030R0026 | 22R106 | Active | 5414363112143 | 65.94 | 100 | 1000 | stuk | Sta-Kon | BE31450 | L3 (Terminals I) | stuk | Geïsoleerde Doordringende Magneetdraadring L .91 Inch, B .30 Inch, L .45 Inch B .25 Inch, Knop Grootte 10, Draad R #16 AWG - #12 AWG, Koper | Borne bague cu awg 24-15 boulon #6 | Insul Piercing Magnet Wire Ring Term, L .91 Inch, W .30 Inch, L Teeth .45 Inch W Teeth .25 Inch, Stud Size 10, Wire R #16 AWG - #12 AWG Copper, Tin Plated | Insul Piercing Magnet Wire Ring Term, L .91 Inch, W .30 Inch, L Teeth .45 Inch W Teeth .25 Inch, Stud Size 10, Wire R #16 AWG - #12 AWG Copper, Tin Plated
7TAI029030R0028 | 314118S | Active | 5414363140894 | 120.79 | 100 | 1000 | stuk | Sta-Kon | BE31450 | L3 (Terminals I) | stuk | Geïsoleerde Doordringende draad Splitser L .63 Inch, B .38 Inch, H .30 Inch, H .30 Inch Draad R #15 AWG - #13 AWG Koper | Epis câble isol prc cu awg 15-13 | Insul Piercing Magnet Wire Splice, L .63 Inch, W .38 Inch, H .30 Inch, H .30 Inch Wire R #15 AWG - #13 AWG 3,260 Circ Mil Area 12,330 Circ, Copper, Tin Plated | Insul Piercing Magnet Wire Splice, L .63 Inch, W .38 Inch, H .30 Inch, H .30 Inch Wire R #15 AWG - #13 AWG 3,260 Circ Mil Area 12,330 Circ, Copper, Tin Plated
7TAI029030R0029 | 314125 | Active | 5414363935421 | 154.8 | 100 | 1000 | stuk | Sta-Kon | BE31450 | L3 (Terminals I) | stuk | Geïsoleerde doordringende Magneetdraadring L 1.22 Inch, B .41 Inch L .56 Inch B .38 Inch, Knop Grootte 10, #15 AWG - #13 AWG, Koper | Borne bague cu awg 15-13 boulon #10 | Insul Piercing Magnet Wire Ring Term, L 1.22 Inch, W .41 Inch L Teeth .56 Inch W Teeth .38 Inch, Stud Size 10, Wire R #15 AWG - #13 AWG, Copper Tin Plated | Insul Piercing Magnet Wire Ring Term, L 1.22 Inch, W .41 Inch L Teeth .56 Inch W Teeth .38 Inch, Stud Size 10, Wire R #15 AWG - #13 AWG, Copper Tin Plated
7TAI029030R0030 | FPW12 | Active | 5414363113348 | 138.45 | 100 | 250 | stuk | Sta-Kon | BE31450 | L3 (Terminals I) | stuk | Niet geïsoleerde Sluitring, Buiten diam 31.8mm, Binnendiameter 14,2mm, | RONDELLE M14 | Insulation Piercing Washer, Outer Diameter 31.8mm, Inner Diameter 14.2, Stud Size 1/2 Inch, Copper Alloy, Tin Plated | Insulation Piercing Washer, Outer Diameter 31.8mm, Inner Diameter 14.2, Stud Size 1/2 Inch, Copper Alloy, Tin Plated
7TAI029030R0031 | FPW14 | Active | 5414363113355 | 93.1 | 100 | 250 | stuk | Sta-Kon | BE31450 | L3 (Terminals I) | stuk | Niet geïsoleerde Sluitring, Buiten diam 17.3mm, Binnendiameter 6,9mm, | RONDELLE M6 | Insulation Piercing Washer, Outer Diameter 17.3mm, Inner Diameter 6.9, Stud Size 1/4 Inch, Copper Alloy, Tin Plated | Insulation Piercing Washer, Outer Diameter 17.3mm, Inner Diameter 6.9, Stud Size 1/4 Inch, Copper Alloy, Tin Plated
7TAI029030R0032 | FPW38 | Active | 5414363113362 | 114.98 | 100 | 250 | stuk | Sta-Kon | BE31450 | L3 (Terminals I) | stuk | Niet geïsoleerde Sluitring, Buiten diam 25.4mm, Binnendiameter 10,9mm, | RONDELLE M10 | Insulation Piercing Washer, Outer Diameter 25.4mm, Inner Diameter 10.9, Stud Size 3/8 Inch, Copper Alloy, Tin Plated | Insulation Piercing Washer, Outer Diameter 25.4mm, Inner Diameter 10.9, Stud Size 3/8 Inch, Copper Alloy, Tin Plated
7TAI029030R0034 | FPW516 | Active | 5414363113379 | 113.87 | 100 | 250 | stuk | Sta-Kon | BE31450 | L3 (Terminals I) | stuk | Niet geïsoleerde Sluitring, Buiten diam 25.4mm, Binnendiameter 8,6mm, | RONDELLE M8 | Insulation Piercing Washer, Outer Diameter 25.4mm, Inner Diameter 8.6, Stud Size 5/16 Inch, Copper Alloy, Tin Plated | Insulation Piercing Washer, Outer Diameter 25.4mm, Inner Diameter 8.6, Stud Size 5/16 Inch, Copper Alloy, Tin Plated
7TAI029030R0035 | FPW58 | Active | 5414363113386 | 247.28 | 100 | 250 | stuk | Sta-Kon | BE31450 | L3 (Terminals I) | stuk | Niet geïsoleerde Sluitring, Buiten diam 35.6mm, Binnendiameter 17,3mm, | RONDELLE M16 | Insulation Piercing Washer, Outer Diameter 35.6mm, Inner Diameter 17.3, Stud Size 5/8 Inch, Copper Alloy, Tin Plated | Insulation Piercing Washer, Outer Diameter 35.6mm, Inner Diameter 17.3, Stud Size 5/8 Inch, Copper Alloy, Tin Plated
7TAI029060R0000 | GSB101 | Active | 5414363113584 | 59.2 | 100 | 1000 | stuk | Sta-Kon and Catamount Terminals | BE31450 | L3 (Terminals I) | stuk | 2-PC INNER SLV CONN YEL I.D.0.101 | BAGUE INT. DI 2. 56MM | Two Piece Inner Sleeve Connector for Hexagonal Range L 5/16 Inch/7.9mm, Inner Diam .101 Inches/2.56mm, Outer Diam .124 Inches/3.16mm, Color Yellow, Hard Bronze | 2-PC INNER SLV CONN YEL I.D. 0.101
7TAI029060R0001 | GSB109 | Active | 5414363113607 | 68.04 | 100 | 1000 | stuk | Sta-Kon | BE31450 | L3 (Terminals I) | stuk | Shield-Kon® binnenhuls voor afgeschermde Kabel, 2.76mm Binnendiameter, Rood | MANCHON INT CONN D.I. .109 | Two Piece Inner Sleeve Connector for Hexagonal Range L 5/16 Inch/7.9mm, Inner Diam .109 Inches/2.76mm, Outer Diam .131 Inches/3.36mm, Color Red, Hard Bronze | Two Piece Inner Sleeve Connector for Hexagonal Range L 5/16 Inch/7.9mm, Inner Diam .109 Inches/2.76mm, Outer Diam .131 Inches/3.36mm, Color Red, Hard Bronze
7TAI029060R0002 | GSB124 | Active | 5414363113645 | 65.8 | 100 | 1000 | stuk | Sta-Kon and Catamount Terminals | BE31450 | L3 (Terminals I) | stuk | 2-PC INNER SLV CONN GRN I.D.0.124 | BAGUE INT. DI 3. 14MM | Two Piece Inner Sleeve Connector for Hexagonal Range L 5/16 Inch/7.9mm, Inner Diam .124 Inches/3.14mm, Outer Diam .145 Inches/3.68mm, Color Green, Hard Bronze | 2-PC INNER SLV CONN GRN I.D. 0.124
7TAI029060R0003 | GSB128 | Active | 5414363113652 | 65.8 | 100 | 1000 | stuk | Sta-Kon and Catamount Terminals | BE31450 | L3 (Terminals I) | stuk | 2-PC INNER SLVE CONN SLV I.D.0.128 | BAGUE INT. DI 3. 25MM | Two Piece Inner Sleeve Connector for Hexagonal Range L 5/16 Inch/7.9mm, Inner Diam .128 Inches/3.25mm, Outer Diam .152 Inches/3.86mm, Color Silver, Hard Bronze | 2-PC INNER SLVE CONN SLV I.D. 0.128
7TAI029060R0004 | GSB149 | Active | 5414363113690 | 62.3 | 100 | 1000 | stuk | Sta-Kon and Catamount Terminals | BE31450 | L3 (Terminals I) | stuk | 2-PC INNER SLV CONN BLUE I.D.0.149 | BAGUE INT. DI 3. 78MM | Two Piece Inner Sleeve Connector for Hexagonal Range L 5/16 Inch/7.9mm, Inner Diam .146 Inches/3.78mm, Outer Diam .179 Inches/4.54mm, Color Blue, Hard Bronze | 2-PC INNER SLV CONN BLUE I.D. 0.149
7TAI029060R0005 | GSB430 | Active | 5414363113898 | 388.43 | 100 | 50 | stuk | Sta-Kon and Catamount Terminals | BE31450 | L3 (Terminals I) | stuk | TWO-PIECE INNER SLV CONN RED RND | BAGUE INT. DI 10. 92MM | Two Piece Inner Sleeve Connector for Round Range, L 11.2mm, Inner Diam 10.92mm, Outer Diam 12.70mm, Color Red Copper Alloy | TWO-PIECE INNER SLV CONN RED RND
7TAI029060R0006 | GSC101 | Active | 5414363114277 | 39.34 | 100 | 1000 | stuk | Sta-Kon and Catamount Terminals | BE31450 | L3 (Terminals I) | stuk | 2-PC OUTER SLVE CONN SLV I.D.0.101 | BAGUE EXT. DI 2. 56MM | Two Piece Outer Sleeve Connector for Hexagonal Range, L 6.4mm, Inner Diam 2.56mm, Outer Diam 3.16mm, Color Silver, Soft Bronze, Tin Plated | 2-PC OUTER SLVE CONN SLV I.D. 0.101
7TAI029060R0007 | GSC128 | Active | 5414363114314 | 39.34 | 100 | 1000 | stuk | Sta-Kon and Catamount Terminals | BE31450 | L3 (Terminals I) | stuk | 2-PC OUTER SLV CONN BLUE I.D.0.128 | BAGUE EXT. DI 3. 25MM | Two Piece Outer Sleeve Connector for Hexagonal Range, L 6.4mm, Inner Diam 3.25mm, Outer Diam 3.86mm, Color Blue Soft Bronze, Tin Plated | 2-PC OUTER SLV CONN BLUE I.D. 0.128
7TAI029060R0008 | GSC149 | Active | 5414363114345 | 39.34 | 100 | 1000 | stuk | Sta-Kon and Catamount Terminals | BE31450 | L3 (Terminals I) | stuk | 2-PC OUTER SLV CONN PUR I.D.0.149 | BAGUE EXT. DI 3. 78MM | Two Piece Outer Sleeve Connector for Hexagonal Range, L 1/4 Inch/6.4mm, Inner Diam .149 Inches/3.78mm, Outer Diam .179 Inches/4.54mm, Color Purple, Soft Bronze | 2-PC OUTER SLV CONN PUR I.D. 0.149
7TAI029060R0009 | GSC156 | Active | 5414363114352 | 39.34 | 100 | 1000 | stuk | Sta-Kon and Catamount Terminals | BE31450 | L3 (Terminals I) | stuk | 2-PC OUTER SLVE CONN YEL I.D.0.156 | BAGUE EXT. DI 3. 96MM | Two Piece Outer Sleeve Connector for Hexagonal Range, L 1/4 Inch/6.4mm, Inner Diam .156 Inches/3.96mm, Outer Diam .193 Inches/4.90mm, Color Yellow, Soft Bronze | 2-PC OUTER SLVE CONN YEL I.D. 0.156
7TAI029060R0010 | GSC175 | Active | 5414363114383 | 51.29 | 100 | 1000 | stuk | Sta-Kon | BE31450 | L3 (Terminals I) | stuk | Shield-Kon® buitenhuls voor afgeschermde Kabel, 4,45mm binnendiameter, Blauw | BAGUE EXT. DI 4. 4MM | Two Piece Outer Sleeve Connector for Hexagonal Range, L 1/4 Inch/6.4mm, Inner Diam .175 Inches/4.45mm, Outer Diam .215 Inches/5.46mm, Color Blue, Soft Bronze | Two Piece Outer Sleeve Connector for Hexagonal Range, L 1/4 Inch/6.4mm, Inner Diam .175 Inches/4.45mm, Outer Diam .215 Inches/5.46mm, Color Blue, Soft Bronze
7TAI029060R0011 | GSC187 | Active | 5414363114406 | 91.23 | 100 | 1000 | stuk | Sta-Kon | BE31450 | L3 (Terminals I) | stuk | Shield-Kon® buitenhuls voor afgeschermde Kabel, 4,75mm binnendiameter, Oranje | BAGUE EXT. DI 4. 75MM | Two Piece Outer Sleeve Connector for Hexagonal Range, L 1/4 Inch/6.4mm, Inner Diam .187 Inches/4.75mm, Outer Diam .227 Inches/5.76mm, Color Orange, Soft Bronze | Two Piece Outer Sleeve Connector for Hexagonal Range, L 1/4 Inch/6.4mm, Inner Diam .187 Inches/4.75mm, Outer Diam .227 Inches/5.76mm, Color Orange, Soft Bronze
7TAI029060R0012 | GSC199 | Active | 5414363114437 | 57.21 | 100 | 1000 | stuk | Sta-Kon and Catamount Terminals | BE31450 | L3 (Terminals I) | stuk | 2-PC OUTER SLVE CONN SLV I.D.0.199 | BAGUE EXT. DI 5. 05MM | Two Piece Outer Sleeve Connector for Hexagonal Range, L 1/4 Inch/6.4mm, Inner Diam .199 Inches/5.05mm, Outer Diam .235 Inches/5.97mm, Color Silver, Soft Bronze | 2-PC OUTER SLVE CONN SLV I.D. 0.199
7TAI029060R0013 | GSC205 | Active | 5414363114444 | 57.21 | 100 | 1000 | stuk | Sta-Kon and Catamount Terminals | BE31450 | L3 (Terminals I) | stuk | 2-PC OUTER SLVE CONN YEL I.D.0.205 | BAGUE EXT. DI 5. 2MM | Two Piece Outer Sleeve Connector for Hexagonal Range, L 1/4 Inch/6.4mm, Inner Diam .205 Inches/5.20mm, Outer Diam .245 Inches/6.22mm, Color Yellow, Soft Bronze | 2-PC OUTER SLVE CONN YEL I.D. 0.205
7TAI029060R0014 | GSC219 | Active | 5414363114451 | 52.26 | 100 | 1000 | stuk | Sta-Kon and Catamount Terminals | BE31450 | L3 (Terminals I) | stuk | 2-PC OUTER SLV CONN GRN I.D.0.219 | BAGUE EXT. DI 5. 56MM | Two Piece Outer Sleeve Connector for Hexagonal Range, L 1/4 Inch/6.4mm, Inner Diam .219 Inches/5.56mm, Outer Diam .250 Inches/6.35mm, Color Green, Soft Bronze | 2-PC OUTER SLV CONN GRN I.D. 0.219
7TAI029060R0015 | GSC232 | Active | 5414363114475 | 71.23 | 100 | 1000 | stuk | Sta-Kon and Catamount Terminals | BE31450 | L3 (Terminals I) | stuk | 2-PC OUTER SLV CONN ORG I.D.0.232 | BAGUE EXT. DI 5. 9MM | Two Piece Outer Sleeve Connector for Hexagonal Range, L 1/4 Inch/6.4mm, Inner Diam .232 Inches/5.90mm, Outer Diam .263 Inches/6.70mm, Color Orange, Soft Bronze | 2-PC OUTER SLV CONN ORG I.D. 0.232
7TAI029060R0016 | GSC261 | Active | 5414363114482 | 71.23 | 100 | 1000 | stuk | Sta-Kon and Catamount Terminals | BE31450 | L3 (Terminals I) | stuk | 2-PC OUTER SLVE CONN YEL I.D.0.261 | BAGUE EXT. DI 6. 63MM | Two Piece Outer Sleeve Connector for Hexagonal Range, L 1/4 Inch/6.4mm, Inner Diam .261 Inches/6.63mm, Outer Diam .297 Inches/7.54mm, Color Yellow, Soft Bronze | 2-PC OUTER SLVE CONN YEL I.D. 0.261
7TAI029060R0017 | GSC297 | Active | 5414363114529 | 71.23 | 100 | 1000 | stuk | Sta-Kon and Catamount Terminals | BE31450 | L3 (Terminals I) | stuk | 2-PC OUTER SLV CONN GRN I.D.0.297 | BAGUE EXT. DI 7. 54MM | Two Piece Outer Sleeve Connector for Hexagonal Range, L 1/4 Inch/6.4mm, Inner Diam .297 Inches/7.54mm, Outer Diam .335 Inches/8.50mm, Color Green, Soft Bronze | 2-PC OUTER SLV CONN GRN I.D. 0.297
7TAI029060R0018 | GSC375 | Active | 5414363114574 | 112.29 | 100 | 1000 | stuk | Sta-Kon and Catamount Terminals | BE31450 | L3 (Terminals I) | stuk | 2-PC OUTER SLVE CONN YEL I.D.0.375 | BAGUE EXT. DI 9. 12MM | Two Piece Outer Sleeve Connector for Hexagonal Range, L 1/4 Inch/6.4mm, Inner Diam .375 Inches/9.53mm, Outer Diam .406 Inches/10.31mm, Color Yellow Soft Bronze | 2-PC OUTER SLVE CONN YEL I.D. 0.375
7TAI029060R0019 | GSC460 | Active | 5414363114611 | 166.13 | 100 | 1000 | stuk | Sta-Kon and Catamount Terminals | BE31450 | L3 (Terminals I) | stuk | 2-PC OUTER SLVE CONN SLV I.D.0.46 | BAGUE EXT. DI 11. 68MM | Two Piece Outer Sleeve Connector for Hexagonal Range, L 6.4mm, Inner Diam 11.68mm, Outer Diam 12.95mm, Color Silver, Soft Bronze, Tin Plated | 2-PC OUTER SLVE CONN SLV I.D. 0.46
7TAI029060R0020 | GSC590 | Active | 5414363114901 | 453.16 | 100 | 50 | stuk | Sta-Kon and Catamount Terminals | BE31450 | L3 (Terminals I) | stuk | 2-PC OUTER SLV CONN RED RND 0.194 | BAGUE EXT. DI 14. 99MM | Two Piece Outer Sleeve Connector for Round Range, L 15.2mm Inner Diam 14.99mm Outer Diam 17.02mm, Color Red Copper Alloy | 2-PC OUTER SLV CONN RED RND 0.194
7TAI029060R0021 | GSC710 | Active | 5414363114918 | 862.4 | 100 | 50 | stuk | Sta-Kon and Catamount Terminals | BE31450 | L3 (Terminals I) | stuk | TWO-PIECE OUTER SLV CONN BLUE RND | BAGUE EXT. DI 18. 03MM | Two Piece Outer Sleeve Connector for Round Range, L 15.2mm Inner Diam 18.03mm Outer Diam 20.07mm, Color Blue Copper Alloy | TWO-PIECE OUTER SLV CONN BLUE RND
7TAI029060R0022 | GSC840 | Active | 5414363114925 | 1300.03 | 100 | 250 | stuk | Sta-Kon and Catamount Terminals | BE31450 | L3 (Terminals I) | stuk | TWO-PIECE OUTER SLV CONN SILVER RND | BAGUE EXT. DI 21. 34MM | Two Piece Outer Sleeve Connector for Round Range, L 15.2mm Inner Diam 21.34mm Outer Diam 23.37mm, Color Silver Copper Alloy | TWO-PIECE OUTER SLV CONN SILVER RND
7TAI029070R0003 | GSB063 | Active | 5414363113539 | 120.05 | 100 | 1000 | stuk | Sta-Kon | BE31450 | L3 (Terminals I) | stuk | Shield-Kon® binnenhuls voor afgeschermde Kabel, 1,60mm binnendiameter, Rood | BAGUE INT. DI 1. 6MM | Two Piece Inner Sleeve Connector for Hexagonal Range L 5/16 Inch/7.9mm, Inner Diam .063 Inches/1.60mm, Outer Diam .088 Inches/2.23mm, Color Red, Hard Bronze | Two Piece Inner Sleeve Connector for Hexagonal Range L 5/16 Inch/7.9mm, Inner Diam .063 Inches/1.60mm, Outer Diam .088 Inches/2.23mm, Color Red, Hard Bronze
7TAI029070R0005 | GSB080 | Active | 5414363113553 | 59.4 | 100 | 1000 | stuk | Sta-Kon and Catamount Terminals | BE31450 | L3 (Terminals I) | stuk | 2-PC INNER SLV CONN BLUE I.D.0.08 | 2-PC INNER SLV CONN BLUE I.D. 0.08 | Two Piece Inner Sleeve Connector for Hexagonal Range L 5/16 Inch/7.9mm, Inner Diam .080 Inches/2.00mm, Outer Diam .103 Inches/2.63mm, Color Blue, Hard Bronze | 2-PC INNER SLV CONN BLUE I.D. 0.08
7TAI029070R0006 | GSB090 | Active | 5414363113560 | 88.63 | 100 | 1000 | stuk | Sta-Kon | BE31450 | L3 (Terminals I) | stuk | Shield-Kon® binnenhuls voor afgeschermde Kabel, 2,20mm binnendiameter, Oranje | BAGUE INT. DI 2. 2MM | Two Piece Inner Sleeve Connector for Hexagonal Range L 5/16 Inch/7.9mm, Inner Diam .090 Inches/2.20mm, Outer Diam .113 Inches/2.90mm, Color Orange, Hard Bronze | Two Piece Inner Sleeve Connector for Hexagonal Range L 5/16 Inch/7.9mm, Inner Diam .090 Inches/2.20mm, Outer Diam .113 Inches/2.90mm, Color Orange, Hard Bronze
7TAI029070R0007 | GSB096 | Active | 5414363113577 | 88.29 | 100 | 1000 | stuk | Sta-Kon | BE31450 | L3 (Terminals I) | stuk | Shield-Kon® binnenhuls voor afgeschermde Kabel, 2,44mm binnendiameter, Paars | 2P INNER SLV CONN PURPLE | Two Piece Inner Sleeve Connector for Hexagonal Range L 5/16 Inch/7.9mm, Inner Diam .096 Inches/2.44mm Outer Diam .119 Inches/3.02mm, Color Purple, Hard Bronze | Two Piece Inner Sleeve Connector for Hexagonal Range L 5/16 Inch/7.9mm, Inner Diam .096 Inches/2.44mm Outer Diam .119 Inches/3.02mm, Color Purple, Hard Bronze
7TAI029070R0013 | GSB134 | Active | 5414363113669 | 65.8 | 100 | 1000 | stuk | Sta-Kon and Catamount Terminals | BE31450 | L3 (Terminals I) | stuk | 2-PC INNER SLV CONN ORG I.D.0.134 | BAGUE INT. DI 3. 4MM | Two Piece Inner Sleeve Connector for Hexagonal Range L 5/16 Inch/7.9mm, Inner Diam .134 Inches/3.40mm, Outer Diam .156 Inches/4.00mm, Color Orange, Hard Bronze | 2-PC INNER SLV CONN ORG I.D. 0.134
7TAI029070R0014 | GSB156 | Active | 5414363113706 | 72.96 | 100 | 1000 | stuk | Sta-Kon and Catamount Terminals | BE31450 | L3 (Terminals I) | stuk | 2-PC INNER SLV CONN RED I.D.0.156 | BAGUE INT. DI 3. 96MM | Two Piece Inner Sleeve Connector for Hexagonal Range L 5/16 Inch/7.9mm, Inner Diam .156 Inches/3.96mm, Outer Diam .193 Inches/4.90mm, Color Red, Hard Bronze | 2-PC INNER SLV CONN RED I.D. 0.156
7TAI029070R0016 | GSB165 | Active | 5414363113713 | 72.96 | 100 | 1000 | stuk | Sta-Kon and Catamount Terminals | BE31450 | L3 (Terminals I) | stuk | 2-PC INNER SLVE CONN SLV I.D.0.165 | BAGUE INT. DI 4. 2MM | Two Piece Inner Sleeve Connector for Hexagonal Range L 5/16 Inch/7.9mm, Inner Diam .165 Inches/4.20mm, Outer Diam .194 Inches/4.92mm, Color Silver, Hard Bronze | 2-PC INNER SLVE CONN SLV I.D. 0.165
7TAI029070R0018 | GSB175 | Active | 5414363113720 | 72.96 | 100 | 1000 | stuk | Sta-Kon and Catamount Terminals | BE31450 | L3 (Terminals I) | stuk | 2-PC INNER SLV CONN GRN I.D.0.175 | BAGUE INT. DI 4. 44MM | Two Piece Inner Sleeve Connector for Hexagonal Range L 5/16 Inch/7.9mm, Inner Diam .175 Inches/4.44mm, Outer Diam .215 Inches/5.46mm, Color Green, Hard Bronze | 2-PC INNER SLV CONN GRN I.D. 0.175
7TAI029070R0019 | GSB187 | Active | 5414363113737 | 72.96 | 100 | 1000 | stuk | Sta-Kon and Catamount Terminals | BE31450 | L3 (Terminals I) | stuk | 2-PC INNER SLV CONN YEL I.D.0.187 | BAGUE INT. DI 4. 75MM | Two Piece Inner Sleeve Connector for Hexagonal Range L 5/16 Inch/7.9mm, Inner Diam .187 Inches/4.75mm, Outer Diam .227 Inches/5.76mm, Color Yellow, Hard Bronze | 2-PC INNER SLV CONN YEL I.D. 0.187
7TAI029070R0020 | GSB194 | Active | 5414363113744 | 80.69 | 100 | 1000 | stuk | Sta-Kon and Catamount Terminals | BE31450 | L3 (Terminals I) | stuk | 2-PC INNER SLV CONN BLUE I.D.0.194 | BAGUE INT. DI 4. 93MM | Two Piece Inner Sleeve Connector for Hexagonal Range L 5/16 Inch/7.9mm, Inner Diam .194 Inches/4.93mm, Outer Diam .226 Inches/5.76mm, Color Blue, Hard Bronze | 2-PC INNER SLV CONN BLUE I.D. 0.194
7TAI029070R0021 | GSB205 | Active | 5414363113751 | 72.96 | 100 | 1000 | stuk | Sta-Kon and Catamount Terminals | BE31450 | L3 (Terminals I) | stuk | 2-PC INNER SLV CONN ORG I.D.0.205 | BAGUE INT. DI 5. 2MM | Two Piece Inner Sleeve Connector for Hexagonal Range L 5/16 Inch/7.9mm, Inner Diam .205 Inches/5.20mm, Outer Diam .245 Inches/6.22mm, Color Orange, Hard Bronze | 2-PC INNER SLV CONN ORG I.D. 0.205
7TAI029070R0022 | GSB219 | Active | 5414363113768 | 83.81 | 100 | 1000 | stuk | Sta-Kon and Catamount Terminals | BE31450 | L3 (Terminals I) | stuk | 2-PC INNER SLVE CONN SLV I.D.0.219 | BAGUE INT. DI 5. 56MM | Two Piece Inner Sleeve Connector for Hexagonal Range L 5/16 Inch/7.9mm, Inner Diam .219 Inches/5.56mm, Outer Diam .250 Inches/6.35mm, Color Silver, Hard Bronze | 2-PC INNER SLVE CONN SLV I.D. 0.219
7TAI029070R0024 | GSB225 | Active | 5414363113775 | 83.81 | 100 | 1000 | stuk | Sta-Kon and Catamount Terminals | BE31450 | L3 (Terminals I) | stuk | 2-PC INNER SLV CONN YEL I.D.0.225 | BAGUE INT. DI 5. 71MM | Two Piece Inner Sleeve Connector for Hexagonal Range L 5/16 Inch/7.9mm, Inner Diam .225 Inches/5.71mm, Outer Diam .256 Inches/6.50mm, Color Yellow, Hard Bronze | 2-PC INNER SLV CONN YEL I.D. 0.225
7TAI029070R0025 | GSB232 | Active | 5414363113782 | 83.81 | 100 | 1000 | stuk | Sta-Kon and Catamount Terminals | BE31450 | L3 (Terminals I) | stuk | 2-PC INNER SLV CONN RED I.D.0.232 | BAGUE INT. DI 5. 9MM | Two Piece Inner Sleeve Connector for Hexagonal Range L 5/16 Inch7.9mm, Inner Diam .232 Inches/5.90mm, Outer Diam .263 Inches/6.70mm, Color Red, Hard Bronze | 2-PC INNER SLV CONN RED I.D. 0.232
7TAI029070R0026 | GSB250 | Active | 5414363113799 | 112.14 | 100 | 1000 | stuk | Sta-Kon and Catamount Terminals | BE31450 | L3 (Terminals I) | stuk | 2-PC INNER SLV CONN GRN I.D.0.25 | BAGUE INT. DI 6. 35MM | Two Piece Inner Sleeve Connector for Hexagonal Range L 5/16 Inch/7.9mm, Inner Diam .250 Inches/6.35mm, Outer Diam .281 Inches/7.14mm, Color Green, Hard Bronze | 2-PC INNER SLV CONN GRN I.D. 0.25
7TAI029070R0027 | GSB261 | Active | 5414363113805 | 97.98 | 100 | 1000 | stuk | Sta-Kon and Catamount Terminals | BE31450 | L3 (Terminals I) | stuk | 2-PC INNER SLV CONN BLUE I.D.0.261 | BAGUE INT. DI 6. 63MM | Two Piece Inner Sleeve Connector for Hexagonal Range L 5/16 Inch/7.9mm, Inner Diam .261 Inches/6.63mm, Outer Diam .297 Inches/7.54mm, Color Blue, Hard Bronze | 2-PC INNER SLV CONN BLUE I.D. 0.261
7TAI029070R0028 | GSB275 | Active | 5414363113829 | 97.98 | 100 | 1000 | stuk | Sta-Kon and Catamount Terminals | BE31450 | L3 (Terminals I) | stuk | 2-PC INNER SLV CONN ORG I.D.0.275 | BAGUE INT. DI 6. 98MM | Two Piece Inner Sleeve Connector for Hexagonal Range L 7.9mm, Inner Diam 6.98mm, Outer Diam 7.77mm, Color Orange Hard Bronze, Tin Plated | 2-PC INNER SLV CONN ORG I.D. 0.275
7TAI029070R0029 | GSB281 | Active | 5414363113836 | 116.4 | 100 | 1000 | stuk | Sta-Kon and Catamount Terminals | BE31450 | L3 (Terminals I) | stuk | 2-PC INNER SLV CONN YEL I.D.0.281 | BAGUE INT. DI 7. 14MM | Two Piece Inner Sleeve Connector for Hexagonal Range L 7.9mm, Inner Diam 7.14mm, Outer Diam 8.40mm, Color Yellow Hard Bronze, Tin Plated | 2-PC INNER SLV CONN YEL I.D. 0.281
7TAI029070R0030 | GSB287 | Active | 5414363113843 | 118.48 | 100 | 1000 | stuk | Sta-Kon and Catamount Terminals | BE31450 | L3 (Terminals I) | stuk | 2-PC INNER SLV CONN SLV I.D.0.287 | BAGUE INT. DI 7. 29MM | Two Piece Inner Sleeve Connector for Hexagonal Range L 7.9mm, Inner Diam 7.29mm, Outer Diam 9.30mm, Color Silver Hard Bronze, Tin Plated | 2-PC INNER SLV CONN SLV I.D. 0.287
7TAI029070R0031 | GSB297 | Active | 5414363113850 | 137.29 | 100 | 1000 | stuk | Sta-Kon and Catamount Terminals | BE31450 | L3 (Terminals I) | stuk | 2-PC INNER SLV CONN RED I.D.0.297 | BAGUE INT. DI 7. 54MM | Two Piece Inner Sleeve Connector for Hexagonal Range L 5/16 Inch/7.9mm, Inner Diam .297 Inches/7.54mm, Outer Diam .335 Inches/8.50mm, Color Red, Hard Bronze | 2-PC INNER SLV CONN RED I.D. 0.297
7TAI029070R0032 | GSB312 | Active | 5414363113867 | 137.29 | 100 | 1000 | stuk | Sta-Kon and Catamount Terminals | BE31450 | L3 (Terminals I) | stuk | 2-PC INNER SLV CONN PUR I.D.0.312 | BAGUE INT. DI 7. 92MM | Two Piece Inner Sleeve Connector for Hexagonal Range L 7.9mm, Inner Diam 7.92mm, Outer Diam 9.20mm, Color Purple Hard Bronze, Tin Plated | 2-PC INNER SLV CONN PUR I.D. 0.312
7TAI029070R0033 | GSB348 | Active | 5414363113874 | 139.26 | 100 | 1000 | stuk | Sta-Kon and Catamount Terminals | BE31450 | L3 (Terminals I) | stuk | 2-PC INNER SLV CONN ORG I.D.0.348 | BAGUE INT. DI 8. 84MM | Two Piece Inner Sleeve Connector for Hexagonal Range L 7.9mm, Inner Diam 8.84mm, Outer Diam 10.20mm, Color Orange Hard Bronze, Tin Plated | 2-PC INNER SLV CONN ORG I.D. 0.348
7TAI029070R0034 | GSB375 | Active | 5414363113881 | 163.04 | 100 | 1000 | stuk | Sta-Kon and Catamount Terminals | BE31450 | L3 (Terminals I) | stuk | 2-PC INNER SLV CONN BLUE I.D.0.375 | BAGUE INT. DI 9. 52MM | Two Piece Inner Sleeve Connector for Hexagonal Range L 5/16 Inch/7.9mm, Inner Diam .375 Inches/9.52mm, Outer Diam .406 Inches/10.30mm, Color Blue, Hard Bronze | 2-PC INNER SLV CONN BLUE I.D. 0.375
7TAI029070R0035 | GSB550 | Active | 5414363114239 | 575.33 | 100 | 50 | stuk | Sta-Kon and Catamount Terminals | BE31450 | L3 (Terminals I) | stuk | TWO-PIECE INNER SLV CONN BLUE RND | BAGUE INT. DI 13. 97MM | Two Piece Inner Sleeve Connector for Round Range, L 11.2mm, Inner Diam 13.97mm, Outer Diam 15.75mm, Color Blue Copper Alloy | TWO-PIECE INNER SLV CONN BLUE RND
7TAI029070R0036 | GSB670 | Active | 5414363114246 | 749.41 | 100 | 50 | stuk | Sta-Kon and Catamount Terminals | BE31450 | L3 (Terminals I) | stuk | TWO-PIECE INNER SLV CONN SILVER RND | BAGUE INT. DI 17. 02MM | Two Piece Inner Sleeve Connector for Round Range, L 11.2mm, Inner Diam 17.02mm, Outer Diam 19.05mm Color Silver Copper Alloy | TWO-PIECE INNER SLV CONN SILVER RND
7TAI029070R0037 | GSB810 | Active | 5414363114253 | 1019.72 | 100 | 50 | stuk | Sta-Kon and Catamount Terminals | BE31450 | L3 (Terminals I) | stuk | TWO-PIECE INNER SLV CONN BROWN RND | BAGUE INT. DI 20. 57MM | Two Piece Inner Sleeve Connector for Round Range, L 11.2mm, Inner Diam 20.57mm, Outer Diam 22.35mm, Color Brown Copper Alloy | TWO-PIECE INNER SLV CONN BROWN RND
7TAI029070R0038 | GSB920 | Active | 5414363114260 | 2193.19 | 100 | 50 | stuk | Sta-Kon | BE31450 | L3 (Terminals I) | stuk | Shield-Kon® binnenhuls voor meervoudige Afgeschermde kabel, 23,37mm Binnendiameter, Groen | BAGUE INT. DI 23. 37MM | Two Piece Inner Sleeve Connector for Round Range, L 11.2mm, Inner Diam 23.37mm, Outer Diam 25.40mm, Color Green Copper Alloy | Two Piece Inner Sleeve Connector for Round Range, L 11.2mm, Inner Diam 23.37mm, Outer Diam 25.40mm, Color Green Copper Alloy
7TAI029070R0041 | GSC1010 | Active | 5414363114284 | 1719.04 | 100 | 50 | stuk | Sta-Kon and Catamount Terminals | BE31450 | L3 (Terminals I) | stuk | TWO-PIECE OUTER SLV CONN BROWN RND | BAGUE EXT. DI 25. 65MM | Two Piece Outer Sleeve Connector for Round Range, L 15.2mm Inner Diam 25.65mm Outer Diam 27.61mm, Color Brown Copper Alloy | TWO-PIECE OUTER SLV CONN BROWN RND
7TAI029070R0042 | GSC1130 | Active | 5414363114291 | 2447 | 100 | 250 | stuk | Sta-Kon and Catamount Terminals | BE31450 | L3 (Terminals I) | stuk | TWO-PIECE OUTER SLV CONN GREEN RND | BAGUE EXT. DI 28. 7MM | Two Piece Outer Sleeve Connector for Round Range, L 15.2mm Inner Diam 28.70mm Outer Diam 30.73mm, Color Green Copper Alloy | TWO-PIECE OUTER SLV CONN GREEN RND
7TAI029070R0043 | GSC1250 | Active | 5414363114307 | 2622.91 | 100 | 50 | stuk | Sta-Kon and Catamount Terminals | BE31450 | L3 (Terminals I) | stuk | TWO-PIECE OUTER SLV CONN PINK RND | BAGUE EXT. DI 31. 75MM | Two Piece Outer Sleeve Connector for Round Range, L 15.2mm Inner Diam 31.75mm Outer Diameter 33.78mm, Color Pink Copper Alloy | TWO-PIECE OUTER SLV CONN PINK RND
7TAI029070R0048 | GSC194 | Active | 5414363114420 | 57.57 | 100 | 1000 | stuk | Sta-Kon and Catamount Terminals | BE31450 | L3 (Terminals I) | stuk | 2-PC OUTER SLV CONN RED I.D.0.194 | BAGUE EXT. DI 4. 93MM | Two Piece Outer Sleeve Connector for Hexagonal Range, L 1/4 Inch/6.4mm, Inner Diam .194 Inches/4.93mm, Outer Diam .226 Inches/5.74mm, Color Red, Soft Bronze | 2-PC OUTER SLV CONN RED I.D. 0.194
7TAI029070R0049 | GSC225 | Active | 5414363114468 | 97.32 | 100 | 1000 | stuk | Sta-Kon | BE31450 | L3 (Terminals I) | stuk | 2-Delig Buitenhuis Connector voor Zeshoekige Omvang, Lengte 6,4mm, Binnen Diam 5,71mm, Buiten Diam 6,50mm, Paars Zacht Brons | BAGUE EXT. DI 5. 71MM | Two Piece Outer Sleeve Connector for Hexagonal Range, L 1/4 Inch/6.4mm, Inner Diam .225 Inches/5.71mm, Outer Diam .256 Inches/6.50mm, Color Purple, Soft Bronze | Two Piece Outer Sleeve Connector for Hexagonal Range, L 1/4 Inch/6.4mm, Inner Diam .225 Inches/5.71mm, Outer Diam .256 Inches/6.50mm, Color Purple, Soft Bronze
7TAI029070R0050 | GSC275 | Active | 5414363114499 | 71.23 | 100 | 1000 | stuk | Sta-Kon and Catamount Terminals | BE31450 | L3 (Terminals I) | stuk | 2-PC OUTER SLVE CONN SLV I.D.0.275 | BAGUE EXT. DI 6. 98MM | Two Piece Outer Sleeve Connector for Hexagonal Range, L 1/4 Inch/6.4mm, Inner Diam .275 Inches/6.98mm, Outer Diam .306 Inches/7.77mm, Color Silver, Soft Bronze | 2-PC OUTER SLVE CONN SLV I.D. 0.275
7TAI029070R0051 | GSC281 | Active | 5414363114505 | 112.69 | 100 | 1000 | stuk | Sta-Kon and Catamount Terminals | BE31450 | L3 (Terminals I) | stuk | 2-PC OUTER SLV CONN PUR I.D.0.281 | BAGUE EXT. DI 7. 14MM | Two Piece Outer Sleeve Connector for Hexagonal Range, L 1/4 Inch/6.4mm, Inner Diam .281 Inches/7.14mm, Outer Diam .331 Inches/8.40mm, Color Purple, Soft Bronze | 2-PC OUTER SLV CONN PUR I.D. 0.281
7TAI029070R0052 | GSC287 | Active | 5414363114512 | 104.4 | 100 | 1000 | stuk | Sta-Kon | BE31450 | L3 (Terminals I) | stuk | Shield-Kon® buitenhuls voor afgeschermde Kabel, 7,29mm binnendiameter, Blauw | BAGUE EXT. DI 7. 29MM | Two Piece Outer Sleeve Connector for Hexagonal Range, L 1/4 Inch/6.4mm, Inner Diam .287 Inches/7.29mm, Outer Diam .327 Inches/8.30mm, Color Blue, Soft Bronze | Two Piece Outer Sleeve Connector for Hexagonal Range, L 1/4 Inch/6.4mm, Inner Diam .287 Inches/7.29mm, Outer Diam .327 Inches/8.30mm, Color Blue, Soft Bronze
7TAI029070R0053 | GSC312 | Active | 5414363114536 | 71.23 | 100 | 1000 | stuk | Sta-Kon and Catamount Terminals | BE31450 | L3 (Terminals I) | stuk | 2-PC OUTER SLVE CONN YEL I.D.0.312 | BAGUE EXT. DI 7. 92MM | Two Piece Outer Sleeve Connector for Hexagonal Range, L 1/4 Inch/6.4mm, Inner Diam .312 Inches/7.92mm, Outer Diam .362 Inches/9.20mm, Color Yellow, Soft Bronze | 2-PC OUTER SLVE CONN YEL I.D. 0.312
7TAI029070R0054 | GSC327 | Active | 5414363114543 | 97.26 | 100 | 1000 | stuk | Sta-Kon and Catamount Terminals | BE31450 | L3 (Terminals I) | stuk | 2-PC OUTER SLVE CONN SLV I.D.0.327 | BAGUE EXT. DI 8. 3MM | Two Piece Outer Sleeve Connector for Hexagonal Range, L 1/4 Inch/6.4mm, Inner Diam.327 Inches/8.30mm, Outer Diam .372 Inches/9.45mm, Color Silver, Soft Bronze | 2-PC OUTER SLVE CONN SLV I.D. 0.327
7TAI029070R0055 | GSC348 | Active | 5414363114550 | 97.26 | 100 | 1000 | stuk | Sta-Kon and Catamount Terminals | BE31450 | L3 (Terminals I) | stuk | 2-PC OUTER SLV CONN ORG I.D.0.348 | BAGUE EXT. DI 8. 84MM | Two Piece Outer Sleeve Connector for Hexagonal Range, L 1/4 Inch/6.4mm, Inner Diam .348 Inches/8.84mm, Outer Diam .393 Inches/9.98mm, Color Orange, Soft Bronze | 2-PC OUTER SLV CONN ORG I.D. 0.348
7TAI029070R0056 | GSC359 | Active | 5414363114567 | 112.29 | 100 | 1000 | stuk | Sta-Kon and Catamount Terminals | BE31450 | L3 (Terminals I) | stuk | 2-PC OUTER SLV CONN PUR I.D.0.359 | BAGUE EXT. DI 9. 12MM | Two Piece Outer Sleeve Connector for Hexagonal Range, Length 6.4mm, Inner Diam 9.12mm, Outer Diam 10.13mm, Color Purple, Soft Bronze, Tin Plated | 2-PC OUTER SLV CONN PUR I.D. 0.359
7TAI029070R0057 | GSC405 | Active | 5414363114581 | 150.19 | 100 | 1000 | stuk | Sta-Kon and Catamount Terminals | BE31450 | L3 (Terminals I) | stuk | 2-PC OUTER SLV CONN RED I.D.0.405 | BAGUE EXT. DI 10. 28MM | Two Piece Outer Sleeve Connector for Hexagonal Range, L 1/4 Inch/6.4mm, Inner Diam .405 Inches/10.28mm Outer Diam .453 Inches/11.50mm, Color Red, Soft Bronze | 2-PC OUTER SLV CONN RED I.D. 0.405
7TAI029070R0058 | GSC415 | Active | 5414363114598 | 175.93 | 100 | 1000 | stuk | Sta-Kon and Catamount Terminals | BE31450 | L3 (Terminals I) | stuk | 2-PC OUTER SLV CONN BLUE I.D.0.415 | BAGUE EXT. DI 10. 54MM | Two Piece Outer Sleeve Connector for Hexagonal Range, L 6.4mm, Inner Diam 10.54mm, Outer Diam 11.76mm, Color Blue, Soft Bronze, Tin Plated | 2-PC OUTER SLV CONN BLUE I.D. 0.415
7TAI029070R0059 | GSC425 | Active | 5414363114604 | 194.51 | 100 | 1000 | stuk | Sta-Kon and Catamount Terminals | BE31450 | L3 (Terminals I) | stuk | 2-PC OUTER SLVE CONN SLV I.D.0.425 | BAGUE EXT. DI 10. 8MM | Two Piece Outer Sleeve Connector for Hexagonal Range, L 1/4 Inch/6.4mm, Inner Diam .425 Inches/10.80mm Outer Diam .475 Inches/12.06mm, Color Silver Soft Bronze | 2-PC OUTER SLVE CONN SLV I.D. 0.425
7TAI029070R0060 | GSC500 | Active | 5414363114628 | 225.98 | 100 | 1000 | stuk | Sta-Kon and Catamount Terminals | BE31450 | L3 (Terminals I) | stuk | 2-PC OUTER SLV CONN GRN I.D.0.50 | BAGUE EXT. DI 12. 7MM | Two Piece Outer Sleeve Connector for Hexagonal Range, L 1/4 Inch/6.4mm, Inner Diam .500 Inches/12.70mm Outer Diam .550 Inches/13.97mm, Color Green, Soft Bronze | 2-PC OUTER SLV CONN GRN I.D. 0.50
7TAI029100R0036 | GSC1670 | Active | 5415022228182 | 3115.37 | 100 | 50 | stuk | Sta-Kon | BE31450 | L3 (Terminals I) | stuk | 2-Delig Binnenhuls Connector voor Ronde, L 15,2mm binnendiameter 42,42mm Buitendiameter 44,45mm, Rood Koper | Recc manch ext 2-pc rge rnd 1,67 | Two Piece Outer Sleeve Connector for Round Range, L 15.2mm Inner Diam 42.42mm Outer Diameter 44.45mm, Color Red Copper Alloy | Two Piece Outer Sleeve Connector for Round Range, L 15.2mm Inner Diam 42.42mm Outer Diameter 44.45mm, Color Red Copper Alloy
7TAI029100R0064 | K10-10R-M | Active | 5414363002031 | 17.05 | 100 | 1000 | stuk | Sta-Kon and Catamount Terminals | BE31450 | L3 (Terminals I) | stuk | Sta-Kon® N-geIso.Kabelsch.4 0-6 0Mm²M5 | Borne bague non isol, 12-10, #10 | Non-Insulated Ring Terminal for Wire Range 12-10 Stud Size #10, Metallic, | NON-INSUL RNG TERMINAL, 12-10, No10
7TAI029100R0065 | K10-14R-M | Active | 5414363002048 | 22.66 | 100 | 1000 | stuk | Sta-Kon and Catamount Terminals | BE31450 | L3 (Terminals I) | stuk | Sta-Kon® N-geIso.Kabelsch.4 0-6 0Mm²M6 | Borne bague non isol, 12-10, 1/4 | Non Insulated Ring Terminal, Length .866 Inch, Width .472 Inches, Bolt Hole 1/4 Inch, Wire Range #12-#10 AWG, Copper, Tin Plated | NON-INSUL RING TERMINAL, 12-10, 1/4
7TAI029100R0066 | K10-38R-M | Active | 5414363114956 | 23.85 | 100 | 1000 | stuk | Sta-Kon and Catamount Terminals | BE31450 | L3 (Terminals I) | stuk | Sta-Kon® N-geIso.Kabelsch.4 0-6 0Mm²M10 | Borne bague non isol, 12-10, 3/8 | Non-Insulated Ring Terminal for Wire Range 12-10 Stud Size 3/8, Metallic | NON-INSUL RING TERMINAL, 12-10, 3/8
7TAI029110R0003 | K10-10F-M | Active | 5414363114932 | 15.36 | 100 | 1000 | stuk | Sta-Kon and Catamount Terminals | BE31450 | L3 (Terminals I) | stuk | Sta-Kon® N-geIso.Vorkkabelsch.4 0-6 0Mm²M5 | Borne fourch non isol, 12-10, #1 | Non-Insulated Fork Terminal Wire Range 12-10 Stud #10 Wire Strip Length 0.38 inch | NON-INSUL FORK TERMINAL, 12-10, No1
7TAI029110R0005 | K10-12R-D | Active | 5414363002079 | 32.47 | 100 | 500 | stuk | Sta-Kon and Catamount Terminals | BE31450 | L3 (Terminals I) | stuk | Sta-Kon® N-geIso.Kabelsch.4 0-6 0Mm²M12 | Borne bague non isol, 12-10, 1/2 | Non-Insulated Ring Terminal for Wire Range 2-10 Stud #10 Wire Strip Length 1/2 inch | NON-INSUL RING TERMINAL, 12-10, 1/2
7TAI029110R0006 | K10-516R-M | Active | 5414363002055 | 23.85 | 100 | 1000 | stuk | Sta-Kon and Catamount Terminals | BE31450 | L3 (Terminals I) | stuk | Sta-Kon® N-geIso.Kabelsch.4 0-6 0Mm²M8 | Borne bague non isol, 12-10, 5/1 | Non-Insulated Ring Terminal for Wire Range 12-10 Stud Size 5/16, Metallic | NON-INSUL RING TERMINAL, 12-10, 5/1
7TAI029110R0008 | K10-6R-M | Active | 5414363002017 | 13.81 | 100 | 1000 | stuk | Sta-Kon and Catamount Terminals | BE31450 | L3 (Terminals I) | stuk | NON-INSUL RING 12-10 No6 STUD | Bague non isol, 12-10, boulon #6 | Non Insulated Ring Wire Range 12-10 Bolt Hole #6, Package of 1000 | NON-INSUL RING, 12-10, No6 STUD
7TAI029110R0009 | K10-8R-M | Active | 5414363002024 | 13.81 | 100 | 1000 | stuk | Sta-Kon and Catamount Terminals | BE31450 | L3 (Terminals I) | stuk | Sta-Kon® N-geIso.Kabelsch.4 0-6 0Mm²M4 | Borne bague non isol, 12-10, #8 | Non Insulated Ring Wire Range 12-10 Bolt Hole #8, Package of 1000 | NON-INSUL RING TERMINAL, 12-10, No8
7TAI029110R0012 | K14-10F-M | Active | 5414363114987 | 10.03 | 100 | 1000 | stuk | Sta-Kon and Catamount Terminals | BE31450 | L3 (Terminals I) | stuk | NONINSUL FORK TERMINAL 16-14 No10 | Borne fourch non isol, 16-14, #10 | Non-Insulated Fork Terminal Wire Connector - Wire Range 16-14 AWG, Bolt Hole #10, Wire Strip Length 1/4 Inch | NONINSUL FORK TERMINAL, 16-14, No10
7TAI029110R0014 | K14-10R-M | Active | 5414363077336 | 10.79 | 100 | 1000 | stuk | Sta-Kon and Catamount Terminals | BE31450 | L3 (Terminals I) | stuk | Sta-Kon® N-geIso.Kabelsch.1 5-2 5Mm²M5 | Bague non isol, 16-14, boulon #10 | Non-Insulated Ring Terminal for Wire Range 16-14 Stud Size #10, Metallic, | NON-INSUL RING, 16-14, No10 STUD
7TAI029110R0015 | K14-14R-M | Active | 5414363001980 | 14.1 | 100 | 1000 | stuk | Sta-Kon and Catamount Terminals | BE31450 | L3 (Terminals I) | stuk | Sta-Kon® N-geIso.Kabelsch.1 5-2 5Mm²M6 | Borne bague non isol, 16-14, 1/4 | Non Insulated Ring Wire Range 16-14 Bolt Hole 1/4, Package of 1000 | NON-INSUL RING TERMINAL, 16-14, 1/4
7TAI029110R0016 | K14-38R-M | Active | 5414363002000 | 17.02 | 100 | 1000 | stuk | Sta-Kon and Catamount Terminals | BE31450 | L3 (Terminals I) | stuk | Sta-Kon® N-geIso.Kabelsch.1 5-2 5Mm²M10 | Borne bague non isol, 16-14, 3/8 | Non Insulated Ring Wire Range 16-14 Bolt Hole 3/8, Package of 1000 | NON-INSUL RING TERMINAL, 16-14, 3/8
7TAI029110R0017 | K14-6F-M | Active | 5414363114994 | 9.74 | 100 | 1000 | stuk | Sta-Kon and Catamount Terminals | BE31450 | L3 (Terminals I) | stuk | Sta-Kon® N-geIso.Vorkkabelsch.1 5-2 5Mm²M3.5 | Borne fourch non isol, 16-14, #6 | Non Insulated Fork Wire Range 16-14 Bolt Hole #6 | NON-INSUL FORK TERMINAL, 16-14, No6
7TAI029110R0018 | K14-6R-M | Active | 5414363001959 | 10.79 | 100 | 1000 | stuk | Sta-Kon and Catamount Terminals | BE31450 | L3 (Terminals I) | stuk | NON-INSUL RING 16-14 No6 STUD | Bague non isol, 16-14, boulon #6 | Non Insulated Ring Wire Range 16-14 Bolt Hole #6 | NON-INSUL RING, 16-14, No6 STUD
7TAI029110R0019 | K14-8F-M | Active | 5414363115007 | 9.74 | 100 | 1000 | stuk | Sta-Kon and Catamount Terminals | BE31450 | L3 (Terminals I) | stuk | NON-INSUL FORK TERMINAL 16-14 No8 | Borne fourch non isol, 16-14, #8 | Non Insulated Fork Wire Range 16-14 Bolt Hole #8, Package of 1000 | NON-INSUL FORK TERMINAL, 16-14, No8
7TAI029110R0022 | K14-8R-M | Active | 5414363001966 | 10.69 | 100 | 1000 | stuk | Sta-Kon and Catamount Terminals | BE31450 | L3 (Terminals I) | stuk | N-Geïsoleerde Ring Draadomvang 16-14 Boutgat 8 | Borne bague non isol, 16-14, #8 | Non Insulated Ring Wire Range 16-14 Bolt Hole #8, Package of 1000 | NON-INSUL RING TERMINAL, 16-14, No8
7TAI029110R0024 | K18-10F-M | Active | 5414363115014 | 9.68 | 100 | 1 | stuk | Sta-Kon and Catamount Terminals | BE31450 | L3 (Terminals I) | stuk | Sta-Kon® N-geIso.Vorkkabelsch.0 5-1 5Mm²M5 | Fourch non isol, 22-16, boulon #10 | Non-Insulated Fork Terminal, 22-16 AWG Copper Wire, #10 Bolt Size | NON-INSUL FORK, 22-16, #10 STUD
7TAI029110R0025 | K18-10R-M | Active | 5414363001928 | 9.32 | 100 | 1000 | stuk | Sta-Kon and Catamount Terminals | BE31450 | L3 (Terminals I) | stuk | Sta-Kon® N-geIso.Kabelsch.0 5-1 5Mm²M5 | Bague non isol, 22-16, boulon #10 | Non-Insulated Ring Terminal for Wire Range 22-16 Stud Size #10, Metallic, | NON-INSUL RING, 22-16, No10 STUD
7TAI029110R0026 | K18-14R-M | Active | 5414363001935 | 13.68 | 100 | 1000 | stuk | Sta-Kon and Catamount Terminals | BE31450 | L3 (Terminals I) | stuk | Sta-Kon® N-geIso.Kabelsch.0 5-1 5Mm²M6 | Bague non isol, 22-16, boulon 1/4 | Non Insulated Ring Wire Range 22-18 Bolt Hole 1/4 | NON-INSUL RING, 22-16, 1/4 STUD
7TAI029110R0027 | K18-6F-M | Active | 5414363115038 | 9.32 | 100 | 1000 | stuk | Sta-Kon and Catamount Terminals | BE31450 | L3 (Terminals I) | stuk | Sta-Kon® N-geIso.Vorkkabelsch.0 5-1 5Mm²M3.5 | Fourch non isol, 22-16, boulon #6 | Non Insulated Fork Wire Range 22-18 Bolt Hole #6 | NON-INSUL FORK, 22-16, No6 STUD
7TAI029110R0028 | K18-6R-M | Active | 5414363001904 | 9.52 | 100 | 1000 | stuk | Sta-Kon and Catamount Terminals | BE31450 | L3 (Terminals I) | stuk | NON-INSUL RING 22-16 No6 STUD | Bague non isol, 22-16, boulon #6 | Non Insulated Ring Wire Range 22-18 Bolt Hole #6 | NON-INSUL RING, 22-16, No6 STUD
7TAI029110R0029 | K18-8F-M | Active | 5414363115045 | 9.32 | 100 | 1000 | stuk | Sta-Kon and Catamount Terminals | BE31450 | L3 (Terminals I) | stuk | Sta-Kon® N-geIso.Vorkkabelsch.0 5-1 5Mm²M4 | Bague non isol, 22-16, boulon #8 | Non Insulated Fork Wire Range 22-18 Bolt Hole #8 | NON-INSUL FORK, 22-16, No8 STUD
7TAI029110R0030 | K18-8R-M | Active | 5414363001911 | 9.52 | 100 | 1000 | stuk | Sta-Kon and Catamount Terminals | BE31450 | L3 (Terminals I) | stuk | Sta-Kon® N-geIso.Kabelsch.0 5-1 5Mm²M4 | COSSE RONDE 0. 5-1. 5MM2 - M4 | Non Insulated Ring Wire Range 22-18 Bolt Hole #8, Package of 1000 | NON-INSUL RING, 22-16, No8 STUD
7TAI029350R0141 | TNF14-4MB-XV | Active | 5414363492146 | 36.56 | 100 | 75 | stuk | Sta-Kon and Catamount Terminals | BE31450 | L3 (Terminals I) | stuk | Nyl Voll.Geïsol.Man.Kabelhuls 16-14 | Boule mâle compl isol 16-14 | NYLON FULLY INSULATED MALE BULLET | NYL FULLY INSUL MALE BULLET 16-14
7TAI029350R0154 | TNF18-4MB-XV | Active | 5414363492153 | 36.56 | 100 | 75 | stuk | Sta-Kon and Catamount Terminals | BE31450 | L3 (Terminals I) | stuk | Nyl Voll.Geïsol.Man.Kabelhuls 22-16 | Boule mâle compl isol 22-16 | NYLON FULLY INSULATED MALE BULLET | NYL FULLY INSUL MALE BULLET 22-16
7TAI029450R0016 | 18RA-6F | Active | 5414363138570 | 34.07 | 100 | 100 | stuk | Sta-Kon | BE31450 | L3 (Terminals I) | stuk | Geïsol. Vinyl Vorkaansl. 22-16 #6 Rood | Borne fourch vinyl isol 22-16 #6 rge | INS VINYL FORK TERM, 22-16, #6, RED | INS VINYL FORK TERM, 22-16, #6, RED
7TAI029460R0028 | 18RA-6 | Active | 5414363138563 | 35.81 | 100 | 100 | stuk | Sta-Kon | BE31450 | L3 (Terminals I) | stuk | Geïsol. Vinyl Ringaansl. 22-16 #6 Rood | Borne bague vinyl isol 22-16 #6 rge | INS VINYL RING TERM, 22-16, #6, RED | INS VINYL RING TERM, 22-16, #6, RED
7TAI029580R0004 | A18-10 | Active | 5414363077206 | 26.94 | 100 | 100 | stuk | Sta-Kon | BE31450 | L3 (Terminals I) | stuk | Niet-Geïsol. Ringaansl., 22-16, #10, Met. | Borne bague non isol, 22-16, #10 metal | NON-INS RING TERM, 22-16, #10, META | NON-INS RING TERM, 22-16, #10, META
7TAI029580R0005 | A18-6 | Active | 5414363147145 | 26.66 | 100 | 100 | stuk | Sta-Kon | BE31450 | L3 (Terminals I) | stuk | Niet-Geïsol. Ringaansl., 22-16, #6, Met.L | Borne bague non isol, 22-16, #6 metal | NON-INS RING TERM, 22-16, #6, METAL | NON-INS RING TERM, 22-16, #6, METAL
7TAI029590R0007 | A18-4 | Active | 5414363147138 | 34.42 | 100 | 100 | stuk | Sta-Kon | BE31450 | L3 (Terminals I) | stuk | Niet-Geïsol. Ringaansl., 22-16, #4, Met. | NON-INS RING TERM 22-16. | NON-INS RING TERM, 22-16, #4, METAL | NON-INS RING TERM, 22-16, #4, METAL
7TAI029590R0008 | A18-6FL | Active | 5414363147152 | 29.03 | 100 | 100 | stuk | Sta-Kon | BE31450 | L3 (Terminals I) | stuk | Niet-Geïsol. Vork Kab.Sch.Aansl. 22-16 | Borne fourch bloc non isol 22-16 #6 | NON-INS LKG FORK TERM, 22-16, #6, M | NON-INS LKG FORK TERM, 22-16, #6, M
7TAI029590R0020 | B14-6FL | Active | 5414363148456 | 32.29 | 100 | 100 | stuk | Sta-Kon | BE31450 | L3 (Terminals I) | stuk | Niet-Geïsol. Vork Kab.Sch.Aansl. 18-14 #6 | Borne fourch bloc non isol 18-14 #6 | NON-INS LKG FORK TERM, 18-14, #6, M | NON-INS LKG FORK TERM, 18-14, #6, M
7TAI029610R0020 | K973 | Active | 5414363077367 | 381.87 | 100 | 50 | stuk | Sta-Kon and Catamount Terminals | BE31450 | L3 (Terminals I) | stuk | N-Geïsol.Huls Ring 2/0An-3/0 3/8 | Borne bague tub non isol, 2/0an-3/0 3/8 | NON-INS - TUB RING 2/0AN-3/0 3/8 | NON-INS - TUB RING 2/0AN-3/0 3/8
7TAI029620R0082 | F10261 | Active | 5415022255003 | 83.81 | 100 | 100 | stuk | Sta-Kon and Catamount Terminals | BE31450 | L3 (Terminals I) | stuk | N-Geïsol.Huls Ringaansl.4 10Metaal | Borne bague tub non isol, 4, #10, met | NON-INS - TUB RING TERM, 4, #10, ME | NONINS - TUB RING TERM, 4, No10, ME
7TAI029620R0083 | F10711 | Active | 5414363151029 | 81.41 | 100 | 100 | stuk | Sta-Kon and Catamount Terminals | BE31450 | L3 (Terminals I) | stuk | N-Geïsol.Huls Ringaansl.4 1/4Metaal | Borne bague tub non isol, 4, 1/4, met | NON-INS - TUB RING TERM, 4, 1/4, ME | NON-INS - TUB RING TERM, 4, 1/4, ME
7TAI029620R0084 | F10721 | Active | 5414363151043 | 81.41 | 100 | 100 | stuk | Sta-Kon and Catamount Terminals | BE31450 | L3 (Terminals I) | stuk | N-Geïsol.Huls Ringaansl.4 5/16Metaal | Borne bague tub non isol, 4, 5/16, met | NON-INS - TUB RING TERM, 4, 5/16, M | NON-INS - TUB RING TERM, 4, 5/16, M
7TAI029620R0085 | F10731 | Active | 5414363151050 | 81.41 | 100 | 100 | stuk | Sta-Kon and Catamount Terminals | BE31450 | L3 (Terminals I) | stuk | N-Geïsol.Huls Ringaansl.4 3/8Metaal | Borne bague tub non isol, 4, 3/8, met | NON-INS - TUB RING TERM, 4, 3/8, ME | NON-INS - TUB RING TERM, 4, 3/8, ME
7TAI029660R0004 | F10711U | Active | 5414363151036 | 136.58 | 100 | 1 | stuk | Sta-Kon and Catamount Terminals | BE31450 | L3 (Terminals I) | stuk | N-Geïsol.Huls Ringaansl.90 Gr.4/4An 1/4 | Borne bag tub non isol 90 deg 4/4an 1/4 | STAKON 90 DEG BEND, SPECIALS, KITS | UNINS TUB RNG TRM 90 DEG 4/4AN 1/4
7TAI029660R0005 | GSC156NP | Active | 5414363152125 | 87.47 | 100 | 1000 | stuk | Sta-Kon | BE31450 | L3 (Terminals I) | stuk | Twee stuks buitenmouw connector Zeshoekig Bereik, L1/4 Inch/6.4mm Binnen Diam .156 Inch/3.96mm, Buiten Diam .193 Inch/4.90mm, Geel, Zacht Brons | Racc manch ext 2-pc d int 0,156 jaune | Two Piece Outer Sleeve Connector for Hexagonal Range, L 1/4 Inch/6.4mm, Inner Diam .156 Inches/3.96mm, Outer Diam .193 Inches/4.90mm, Color Yellow, Soft Bronze | Two Piece Outer Sleeve Connector for Hexagonal Range, L 1/4 Inch/6.4mm, Inner Diam .156 Inches/3.96mm, Outer Diam .193 Inches/4.90mm, Color Yellow, Soft Bronze
7TAI029660R0006 | GSC205NP | Active | 5414363934509 | 89.9 | 100 | 1000 | stuk | Sta-Kon | BE31450 | L3 (Terminals I) | stuk | 2-Delig Buiten. Huls Conn. .205 Id Geel | Racc manch ext 2-pc d int 0,205 jaune | SHIELDKON-STD | SHIELDKON-STD
7TAI029670R0093 | GSB124NP | Active | 5414363934660 | 83.94 | 100 | 1000 | stuk | Sta-Kon | BE31450 | L3 (Terminals I) | stuk | Twee stuks binnenmouw connector Zeshoekig bereik L5/16 Inch/7.9mm Binnen Diam .124 Inch/3.14mm, Buiten Diam .134 Inch/3.68mm, Groen, Hard Brons | Racc manch int 2-pc d int 0,124 vert | Two Piece Inner Sleeve Connector for Hexagonal Range L 5/16 Inch/7.9mm, Inner Diam .124 Inches/3.14mm, Outer Diam .134 Inches/3.68mm, Color Green, Hard Bronze | Two Piece Inner Sleeve Connector for Hexagonal Range L 5/16 Inch/7.9mm, Inner Diam .124 Inches/3.14mm, Outer Diam .134 Inches/3.68mm, Color Green, Hard Bronze
7TAI029670R0094 | GSB128NP | Active | 5414363934653 | 86.19 | 100 | 1000 | stuk | Sta-Kon | BE31450 | L3 (Terminals I) | stuk | Twee stuks binnenmouw connector Zeshoekig bereik L5/16 Inch/7.9mm Binnen Diam .128 Inch/3.25mm, Buiten Diam .152 Inch/3.86mm, Zilver, Hard Brons | SHIELDKON-STD | Two Piece Inner Sleeve Connector for Hexagonal Range L 5/16 Inch/7.9mm, Inner Diam .128 Inches/3.25mm, Outer Diam .152 Inches/3.86mm, Color Silver, Hard Bronze | Two Piece Inner Sleeve Connector for Hexagonal Range L 5/16 Inch/7.9mm, Inner Diam .128 Inches/3.25mm, Outer Diam .152 Inches/3.86mm, Color Silver, Hard Bronze
7TAI029670R0096 | GSB149NP | Active | 5414363152088 | 85.23 | 100 | 1000 | stuk | Sta-Kon | BE31450 | L3 (Terminals I) | stuk | Twee stuks Wijd uitlopende binnenmouw Connector Zeshoekig bereik L 5/16 Inch/7.9mm Binnen Diam.146 Inch/3.78mm, Buiten Diam .179 Inch/4.54mm, Blauw | Racc manch int dilat 2-pc d int 0,124 | Two Piece Flared Inner Sleeve Connector Hexagonal Range, L 5/16 Inch/7.9mm Inner Diam.146 Inches/3.78mm, Out Diam .179 Inches/4.54mm, Color Blue | Two Piece Flared Inner Sleeve Connector Hexagonal Range, L 5/16 Inch/7.9mm Inner Diam.146 Inches/3.78mm, Out Diam .179 Inches/4.54mm, Color Blue
7TAI029670R0098 | GSB165NP | Active | 5415022513707 | 111.12 | 100 | 1000 | stuk | Sta-Kon | BE31450 | L3 (Terminals I) | stuk | Twee stuks mouwaansluiting voor Zeshoekige L 5/16 Inch/7.9mm, Binnen Diam .165 Inches/4.20mm, Buiten Diam.194 Inches/4.92mm, Kleur Zilver Hard Brons | Manch int d int 0,165 plaq nickel | Two Piece Inner Sleeve Connector for Hexagonal Range L 5/16 Inch/7.9mm, Inner Diam .165 Inches/4.20mm, Outer Diam .194 Inches/4.92mm, Color Silver, Hard Bronze | Two Piece Inner Sleeve Connector for Hexagonal Range L 5/16 Inch/7.9mm, Inner Diam .165 Inches/4.20mm, Outer Diam .194 Inches/4.92mm, Color Silver, Hard Bronze
7TAI029670R0100 | GSB187NP | Active | 5414363152095 | 103.08 | 100 | 1000 | stuk | Sta-Kon | BE31450 | L3 (Terminals I) | stuk | Twee stuks binnenmouw connector Zeshoekig bereik L5/16 Inch/7.9mm Binnen Diam .187 Inch/4.75mm, Buiten Diam .227 Inch/5.76mm, Geel, Hard Brons | NICKEL TERMINAL | Two Piece Inner Sleeve Connector for Hexagonal Range L 5/16 Inch/7.9mm, Inner Diam .187 Inches/4.75mm, Outer Diam .227 Inches/5.76mm, Color Yellow, Hard Bronze | Two Piece Inner Sleeve Connector for Hexagonal Range L 5/16 Inch/7.9mm, Inner Diam .187 Inches/4.75mm, Outer Diam .227 Inches/5.76mm, Color Yellow, Hard Bronze
7TAI029670R0101 | GSB194NP | Active | 5414363934615 | 123.85 | 100 | 1000 | stuk | Sta-Kon | BE31450 | L3 (Terminals I) | stuk | 2-Delig Binnenhuis Connector voor Zeshoekige Bereik, Lengte 7.9mm, Binnen Diam 4.93mm, Buiten Diam 5.76mm, Blauw Harde Brons | Manch int d int 0,194 plaq nickel | Two Piece Inner Sleeve Connector for Hexagonal Range L 5/16 Inch/7.9mm, Inner Diam .194 Inches/4.93mm, Outer Diam .226 Inches/5.76mm, Color Blue, Hard Bronze | Two Piece Inner Sleeve Connector for Hexagonal Range L 5/16 Inch/7.9mm, Inner Diam .194 Inches/4.93mm, Outer Diam .226 Inches/5.76mm, Color Blue, Hard Bronze
7TAI029670R0102 | GSB232NP | Active | 5415022230734 | 125.01 | 100 | 1000 | stuk | Sta-Kon | BE31450 | L3 (Terminals I) | stuk | Twee stuks binnenmouw connector Zeshoekig Bereik L 5/16 Inch7.9mm Binnen Diam .232 Inch/5.90mm, Buiten Diam .263 Inch/6.70mm, Rood, Hard Brons | Manch int d int 0,232 plaq nickel | Two Piece Inner Sleeve Connector for Hexagonal Range L 5/16 Inch7.9mm, Inner Diam .232 Inches/5.90mm, Outer Diam .263 Inches/6.70mm, Color Red, Hard Bronze | Two Piece Inner Sleeve Connector for Hexagonal Range L 5/16 Inch7.9mm, Inner Diam .232 Inches/5.90mm, Outer Diam .263 Inches/6.70mm, Color Red, Hard Bronze
7TAI029670R0110 | GSC187NP | Active | 5414363934530 | 138.82 | 100 | 1000 | stuk | Sta-Kon | BE31450 | L3 (Terminals I) | stuk | Twee stuks buitenmouw connector Zeshoekig Bereik L 1/4 Inch/6.4mm Binnen Diam .187 Inch/4.75mm, Buiten Diam .227 Inch/5.76mm, Oranje, Zacht Brons | STA-KON AND CATAMOUNT TERMINAL | Two Piece Outer Sleeve Connector for Hexagonal Range, L 1/4 Inch/6.4mm, Inner Diam .187 Inches/4.75mm, Outer Diam .227 Inches/5.76mm, Color Orange, Soft Bronze | Two Piece Outer Sleeve Connector for Hexagonal Range, L 1/4 Inch/6.4mm, Inner Diam .187 Inches/4.75mm, Outer Diam .227 Inches/5.76mm, Color Orange, Soft Bronze
7TAI029670R0112 | GSC199NP | Active | 5414363934516 | 101.35 | 100 | 1000 | stuk | Sta-Kon | BE31450 | L3 (Terminals I) | stuk | Twee stuks buitenmouw connector Zeshoekig Bereik L 1/4 Inch/6.4mm Binnen Diam .199 Inch/5.05mm, Buiten Diam .235 Inch/5.97mm, Zilver, Zacht Brons | Racc manch ext 2-pc d int 0,199 argent | Two Piece Outer Sleeve Connector for Hexagonal Range, L 1/4 Inch/6.4mm, Inner Diam .199 Inches/5.05mm, Outer Diam .235 Inches/5.97mm, Color Silver, Soft Bronze | Two Piece Outer Sleeve Connector for Hexagonal Range, L 1/4 Inch/6.4mm, Inner Diam .199 Inches/5.05mm, Outer Diam .235 Inches/5.97mm, Color Silver, Soft Bronze
7TAI029670R0114 | GSC232NP | Active | 5414363934486 | 101.69 | 100 | 1000 | stuk | Sta-Kon and Catamount Terminals | BE31450 | L3 (Terminals I) | stuk | OUTTER SLEEVE .232 ID NICKEL PLATED | Manch ext d int 0,232 plaq nickel | Two Piece Outer Sleeve Connector for Hexagonal Range, L 1/4 Inch/6.4mm, Inner Diam .232 Inches/5.90mm, Outer Diam .263 Inches/6.70mm, Color Orange, Soft Bronze | OUTTER SLEEVE .232 ID NICKEL PLATED
7TAI029670R0115 | GSC261NP | Active | 5414363152132 | 101.69 | 100 | 1000 | stuk | Sta-Kon and Catamount Terminals | BE31450 | L3 (Terminals I) | stuk | 2-PC OUTER SLV CON .261 ID YELLOW | 2-PC OUTER SLV CON .261 ID YELLOW | Two Piece Outer Sleeve Connector for Hexagonal Range, L 1/4 Inch/6.4mm, Inner Diam .261 Inches/6.63mm, Outer Diam .297 Inches/7.54mm, Color Yellow, Soft Bronze | 2-PC OUTER SLV CON .261 ID YELLOW
7TAI029670R0116 | GSC275NP | Active | 5414363934479 | 101.69 | 100 | 1000 | stuk | Sta-Kon and Catamount Terminals | BE31450 | L3 (Terminals I) | stuk | 2-PC INNER SLEEVE CON .275 ID SLVR | Racc manch int 2-pc d int 0,275 argent | Two Piece Outer Sleeve Connector for Hexagonal Range, L 1/4 Inch/6.4mm, Inner Diam .275 Inches/6.98mm, Outer Diam .306 Inches/7.77mm, Color Silver, Soft Bronze | 2-PC INNER SLEEVE CON .275 ID SLVR
7TAI029670R0117 | GSC287NP | Active | 5414363934462 | 153.02 | 100 | 1000 | stuk | Sta-Kon | BE31450 | L3 (Terminals I) | stuk | Twee stuks buitenmouw connector Zeshoekig Bereik L 1/4 Inch/6.4mm Binnen Diam .287 Inch/7.29mm, Buiten Diam .327 Inch/8.30mm, Blauw, Zacht Brons | STA-KON AND CATAMOUNT TERMINAL | Two Piece Outer Sleeve Connector for Hexagonal Range, L 1/4 Inch/6.4mm, Inner Diam .287 Inches/7.29mm, Outer Diam .327 Inches/8.30mm, Color Blue, Soft Bronze | Two Piece Outer Sleeve Connector for Hexagonal Range, L 1/4 Inch/6.4mm, Inner Diam .287 Inches/7.29mm, Outer Diam .327 Inches/8.30mm, Color Blue, Soft Bronze
7TAI029670R0134 | K973NP | Active | 5415022255317 | 403.33 | 100 | 50 | stuk | Sta-Kon and Catamount Terminals | BE31450 | L3 (Terminals I) | stuk | N-Geïsol.Aansl.3/0 3/8 Tapbout SN | Borne non isol 3/0 boulon 3/8 plq nick | NON-INS TERM 3/0 3/8 STUD NCKLPLTD | NON-INS TERM 3/0 3/8 STUD NCKLPLTD
7TAI029690R0007 | 18RA-251T | Active | 5414363138518 | 98.23 | 100 | 50 | stuk | Sta-Kon | BE31450 | L3 (Terminals I) | stuk | Nylon-geïsoleerd, L 0.95 Inch, Max geïsoleerd 0.150, Grootte 0.250x0.32 Draad Grootte #22-#18 AWG, Rood Koper | Lang 250 mâle nylon compl isol 22-18 | Nylon-Insulated Male Tab, L 0.95 Inch, Max Insulated 0.150, Tab Size 0.250x0.32 Wire Range #22-#18 AWG, Red, Copper, Tin Plated | Nylon-Insulated Male Tab, L 0.95 Inch, Max Insulated 0.150, Tab Size 0.250x0.32 Wire Range #22-#18 AWG, Red, Copper, Tin Plated
7TAI029690R0008 | 18RA-2577 | Active | 5414363135098 | 63.42 | 100 | 250 | stuk | Sta-Kon | BE31450 | L3 (Terminals I) | stuk | Vinyl geïsoleerd vrouwelijk, L 1.01 Inch, B .38 Inch, Max .165, Knop grootte .250x.032, Wire R #22-#18 AWG Rood, Messing, 100 Pack | Sectionn fem nyl compl isol | Vinyl Insul Female Disc, L 1.01 Inch L 1.01 Inch, W .38 Inch, Max Insul .165, Tab Size .250x.032, Wire R #22-#18 AWG Color Red, Brass Tin Plated, 100 Pack | Vinyl Insul Female Disc, L 1.01 Inch L 1.01 Inch, W .38 Inch, Max Insul .165, Tab Size .250x.032, Wire R #22-#18 AWG Color Red, Brass Tin Plated, 100 Pack
7TAI029690R0013 | RB44 | Active | 5414363158608 | 62.63 | 100 | 100 | stuk | Sta-Kon | BE31450 | L3 (Terminals I) | stuk | Nylon Geïsoleerde kabelschoen Draadverbinder, L 0.78 Inch, W 0.31 Inch Draad 2#18 - 2#16, Wit | Joint câble isol nyl 2#18 - 2#16 blc | Nylon Insulated Crimp-On Wire Joint, Length 0.78 Inches, Width 0.31 Inches, Wire Range 2#18 - 2#16, Color White | Nylon Insulated Crimp-On Wire Joint, Length 0.78 Inches, Width 0.31 Inches, Wire Range 2#18 - 2#16, Color White
7TAI029690R0016 | RC55 | Active | 5414363159384 | 48.87 | 100 | 50 | stuk | Sta-Kon | BE31450 | L3 (Terminals I) | stuk | Nylon Geïsoleerde kabelschoen Draadverbinder, L 0.95 Inch, W 0.43 Inch Draad 4#18 - 2#12, Wit | Joint câble isol nyl 4#18 - 2#12 blc | Nylon Insulated Crimp-On Wire Joint, Length 0.95 Inches, Width 0.43 Inches, Wire Range 4#18 - 2#12, Color White | Nylon Insulated Crimp-On Wire Joint, Length 0.95 Inches, Width 0.43 Inches, Wire Range 4#18 - 2#12, Color White
7TAI029700R0011 | B14-250 | Active | 5414363077220 | 29.94 | 100 | 100 | stuk | Sta-Kon | BE31450 | L3 (Terminals I) | stuk | Niet-Geïsol. Vr. .250X.032 Ontkop. 16-14Awg | Disq 0,250x0,032 fem non isol awg 16-14 | NON-INS FEM-250 DISC, 16-14 LEN .73 | NON-INS FEM-250 DISC, 16-14 LEN .73
7TAI029700R0012 | B14-250A | Active | 5414363148418 | 48.02 | 100 | 50 | stuk | Sta-Kon | BE31450 | L3 (Terminals I) | stuk | Niet-Geïsol. Vr.-250 Vlag Ontkop., 16-14 Le | NON-INS FEM-250 FLAG DISC | NON-INS FEM-250 FLAG DISC, 16-14 LE | NON-INS FEM-250 FLAG DISC, 16-14 LE
7TAI029710R0013 | A18-250 | Active | 5414363147114 | 29.33 | 100 | 100 | stuk | Sta-Kon | BE31450 | L3 (Terminals I) | stuk | Niet-Geïsol. Vr.-250 Ontkop., 22-18 Len .73 | NON-INS FEM-250 DISC 22-18 LEN | NON-INS FEM-250 DISC, 22-18 LEN .73 | NON-INS FEM-250 DISC, 22-18 LEN .73
7TAI029790R0056 | F9006 | Active | 5415022204063 | 3.64 | 100 | 1000 | stuk | Sta-Kon and Catamount Terminals | BE31450 | L3 (Terminals I) | stuk | N-Geïsol.Kabelhuls 18 1Mm2 Lg .394 | Embout non isol 18, 1 mm2, lg 0,394 | NON-INS FERRULE 18, 1 MM2, LG .394 | NON-INS FERRULE 18, 1 MM2, LG .394
7TAI029810R0001 | 2RB14 | Active | 5414363140566 | 28.16 | 100 | 100 | stuk | Sta-Kon | BE31450 | L3 (Terminals I) | stuk | Geïsol Nylon Stootverb. 16-14 Awg | Epis bout en bout nylon isol awg 16-14 | INS NYL BUTT SPLICE, 16-14 LEN 1.19 | INS NYL BUTT SPLICE, 16-14 LEN 1.19
7TAI029810R0002 | 2RC10 | Active | 5414363140603 | 44.39 | 100 | 250 | stuk | Sta-Kon | BE31450 | L3 (Terminals I) | stuk | Geïsol Nylon Stootverb. 12-10 Awg | Epis bout en bout nylon isol awg 12-10 | INS NYL BUTT SPLICE, 12-10 LEN 1.26 | INS NYL BUTT SPLICE, 12-10 LEN 1.26
7TAI029820R0001 | 14RB-47PT | Active | 5414363137993 | 41.88 | 100 | 100 | stuk | Sta-Kon and Catamount Terminals | BE31450 | L3 (Terminals I) | stuk | Geïsol.Vinyl Pen Terminal 16-14 Blauw | Borne goup vinyl isol 16-14 ble | INS VINYL PIN TERMINALS 16-14 LG .8 | INS VINYL PIN TERMINAL 16-14 BLUE
7TAI029820R0017 | RB14-10FS | Active | 5414363158301 | 134.88 | 100 | 100 | stuk | Sta-Kon | BE31450 | L3 (Terminals I) | stuk | Geïsol. Nyl Vorkaansl. Flens 18-14 Bout #10 | Borne fourch nyl isol boul 18-14 #10 | INS NYL FORK TERM, FLG 18-14, #10, | INS NYL FORK TERM, FLG 18-14, #10,
7TAI029890R0000 | 2RBS14X | Active | 5414363140597 | 125.28 | 100 | 50 | stuk | Sta-Kon and Catamount Terminals | BE31450 | L3 (Terminals I) | stuk | Krimp Stootverb.16-14 Len 1.5 | Epis bout en bout cisail therm lng 16-14 1,5 | HEAT-SHR BUTT SPLICE, 16-14 LEN 1.5 | HEAT-SHR BUTT SPLICE 16-14 LEN 1.5
7TAI029900R0004 | RBS14-10X | Active | 5414363158967 | 104.13 | 100 | 100 | stuk | Sta-Kon | BE31450 | L3 (Terminals I) | stuk | Krimp Ringaansl., 16-14, #10, Blu | Borne bague cisail therm, 16-14, #10, ble | HEAT-SHR RING TERM, 16-14, #10, BLU | HEAT-SHR RING TERM, 16-14, #10, BLU
7TAI029950R0002 | MTB1-TB | Active | 5414363115052 | 245.35 | 100 | 100 | stuk | Sta-Kon | BE31450 | L3 (Terminals I) | stuk | Sectie Terminal Blok, Zwart | Boît bornes | Sectional Terminal Block, Black | Sectional Terminal Block, Black
7TAI029980R0007 | 204T14 | Active | 5414363111689 | 180.24 | 100 | 100 | stuk | Sta-Kon | BE31450 | L3 (Terminals I) | stuk | Transformatorkraan, L 1.62 Inch, B .70 Inch, B .50 Inch, Krimp H .22 Inch Knop Grootte 1/4 Inch, Wire R 10 Koper | Borne clip transformateur cu boulon 1/4 | Transformer Tap Term, L 1.62 Inch, W Tongue .70 Inch, W Base .50 Inch, Crimp H .22 Inch Stud Size 1/4 Inch, Wire R 10 Copper, Tin Plated | Transformer Tap Term, L 1.62 Inch, W Tongue .70 Inch, W Base .50 Inch, Crimp H .22 Inch Stud Size 1/4 Inch, Wire R 10 Copper, Tin Plated
7TAI029980R0012 | 220004 | Active | 5414363111818 | 32.24 | 100 | 42000 | stuk | Sta-Kon | BE31450 | L3 (Terminals I) | stuk | Geïsoleerde Doordringende draad Splitser L .17 Inch, B .11 Inch, H .08 Inch Draad R #32 AWG - #24 AWG, Koper | Epis câble isol prc cu awg 32-24 | Insul Piercing Magnet Wire Splice, L .17 Inch, W .11 Inch, H .08 Inch, Wire R #32 AWG - #24 AWG 468 Circ Mil Area 1,724 Circ Mil Area, Copper, Tin Plated | Insul Piercing Magnet Wire Splice, L .17 Inch, W .11 Inch, H .08 Inch, Wire R #32 AWG - #24 AWG 468 Circ Mil Area 1,724 Circ Mil Area, Copper, Tin Plated
7TAI029980R0017 | 22R061 | Active | 5414363112105 | 61.47 | 100 | 1000 | stuk | Sta-Kon | BE31450 | L3 (Terminals I) | stuk | Geïsoleerde Doordringende Magneetdraadring L.78 Inch, B .30 Inch, L .32 Inch B .16 Inch, Knop Grootte 6, Draad R #24 AWG - #15 AWG, Koper | Borne bague cu awg 24-15 boulon #6 | Insul Piercing Magnet Wire Ring Term, L.78 Inch, W .30 Inch, L Teeth .32 Inch W Teeth .16 Inch, Stud Size 6, Wire R #24 AWG - #15 AWG Copper, Tin Plated | Insul Piercing Magnet Wire Ring Term, L.78 Inch, W .30 Inch, L Teeth .32 Inch W Teeth .16 Inch, Stud Size 6, Wire R #24 AWG - #15 AWG Copper, Tin Plated
7TAI029980R0019 | 22R101 | Active | 5414363112136 | 57.78 | 100 | 1000 | stuk | Sta-Kon | BE31450 | L3 (Terminals I) | stuk | Geïsoleerde Doordringende Magneetdraadring L .78 Inch, B .30 Inch, L .32 Inch B .16 Inch, Knop Grootte 10, Draad R #24 AWG - #15 AWG, Koper | Borne bague cu awg 24-15 boulon #10 | Insul Piercing Magnet Wire Ring Term, L .78 Inch, W .30 Inch, L Teeth .32 Inch W Teeth .16 Inch, Stud Size 10, Wire R #24 AWG - #15 AWG Copper, Tin Plated | Insul Piercing Magnet Wire Ring Term, L .78 Inch, W .30 Inch, L Teeth .32 Inch W Teeth .16 Inch, Stud Size 10, Wire R #24 AWG - #15 AWG Copper, Tin Plated
7TAI029980R0194 | GSB101NP | Active | 5415022252873 | 80.27 | 100 | 1000 | stuk | Sta-Kon | BE31450 | L3 (Terminals I) | stuk | Binnen Huls Id .101 Vernikkeld | INNER SLEEVE ID .101 NK PLATED | INNER SLEEVE ID .101 NICKEL PLATED | INNER SLEEVE ID .101 NICKEL PLATED
7TAI029980R0200 | GSB134NP | Active | 5414363152071 | 98.23 | 100 | 1000 | stuk | Sta-Kon | BE31450 | L3 (Terminals I) | stuk | Twee stuks binnenmouw connector Zeshoekig bereik L5/16 Inch/7.9mm Binnen Diam .134 Inch/3.40mm, Buiten Diam .156 Inch/4.00mm, Oranje, Hard Brons | Racc manch int 2-pc d int 0,134 orange | Two Piece Inner Sleeve Connector for Hexagonal Range L 5/16 Inch/7.9mm, Inner Diam .134 Inches/3.40mm, Outer Diam .156 Inches/4.00mm, Color Orange, Hard Bronze | Two Piece Inner Sleeve Connector for Hexagonal Range L 5/16 Inch/7.9mm, Inner Diam .134 Inches/3.40mm, Outer Diam .156 Inches/4.00mm, Color Orange, Hard Bronze
7TAI029980R0202 | GSB1353 | Active | 5414363113676 | 2668.68 | 100 | 3000 | stuk | Sta-Kon and Catamount Terminals | BE31450 | L3 (Terminals I) | stuk | TWO-PIECE INNER SLV CONN YELLOW RND | BAGUE INT. DI 34. 37MM | Two Piece Inner Sleeve Connector for Round Range, L 11.2mm, Inner Diam 34.37mm, Outer Diam 36.14mm Color Yellow Copper Alloy | TWO-PIECE INNER SLV CONN YELLOW RND
7TAI029980R0210 | GSB205NP | Active | 5415022230727 | 108.12 | 100 | 1000 | stuk | Sta-Kon | BE31450 | L3 (Terminals I) | stuk | Twee stuks binnenmouw connector Zeshoekig Bereik L5/16 Inch/7.9mm Binnen Diam .205 Inch/5.20mm, Buiten Diam .245 Inch/6.22mm, Oranje, Hard Brons | INNER SLEEVE ID .205 NI PLTD | Two Piece Inner Sleeve Connector for Hexagonal Range L 5/16 Inch/7.9mm, Inner Diam .205 Inches/5.20mm, Outer Diam .245 Inches/6.22mm, Color Orange, Hard Bronze | Two Piece Inner Sleeve Connector for Hexagonal Range L 5/16 Inch/7.9mm, Inner Diam .205 Inches/5.20mm, Outer Diam .245 Inches/6.22mm, Color Orange, Hard Bronze
7TAI029980R0216 | GSB266 | Active | 5414363113812 | 162.1 | 100 | 1000 | stuk | Sta-Kon | BE31450 | L3 (Terminals I) | stuk | Shield-Kon® binnenhuls voor afgeschermde kabel, 6,75mm binnendiameter, Zilver | Racc manch int 2-pc d int 0,266 | Two Piece Inner Sleeve Connector for Hexagonal Range L 5/16 Inch/7.9mm, Inner Diam .266 Inches/6.75mm, Outer Diam .297 Inches/7.54mm, Color Silver, Hard Bronze | Two Piece Inner Sleeve Connector for Hexagonal Range L 5/16 Inch/7.9mm, Inner Diam .266 Inches/6.75mm, Outer Diam .297 Inches/7.54mm, Color Silver, Hard Bronze
7TAI029980R0226 | GSC071NP | Active | 5415022252880 | 259.63 | 100 | 1000 | stuk | Sta-Kon | BE31450 | L3 (Terminals I) | stuk | Twee stuks buitenmouw bronze aarding Connector voor Beschermde en coax kabel Binnen Diam .071, L 5/16 inch | Manch ext d int 0,071 plaq nickel | Two-Piece Outer sleeve Bronze Grounding Connector for shielded and coaxial Cables, Inner Diameter .071, L 5/16 inch Nickel Plated | Two-Piece Outer sleeve Bronze Grounding Connector for shielded and coaxial Cables, Inner Diameter .071, L 5/16 inch Nickel Plated
7TAI029980R0230 | GSC1795 | Active | 5414363114390 | 3390.79 | 100 | 1000 | stuk | Sta-Kon | BE31450 | L3 (Terminals I) | stuk | Beschermde kabel, Binnendiameter 1,795 inch | Racc bague shield-kon | Shielded Cable Connector Outer Ring Inner Diameter 1.795 inch No Color | Shielded Cable Connector Outer Ring Inner Diameter 1.795 inch No Color
7TAI029980R0241 | GSC312NP | Active | 5415022230741 | 101.24 | 100 | 1000 | stuk | Sta-Kon | BE31450 | L3 (Terminals I) | stuk | Buiten Huls .312 Id Vernikkeld | Manch ext d int 0,312 plaq nickel | OUTER SLEEVE .312 ID NICKEL PLATED | OUTER SLEEVE .312 ID NICKEL PLATED
7TAI029980R0283 | K10-14F-M | Active | 5414363114949 | 14.95 | 100 | 1000 | stuk | Sta-Kon and Catamount Terminals | BE31450 | L3 (Terminals I) | stuk | Sta-Kon® N-geIso.Vorkkabelsch.4 0-6 0Mm²M6 | Borne fourch non isol, 12-10, 1/4 | Non-Insulated Fork Terminal, 12-10 AWG Copper Wire, #10 Bolt Size | NON-INSUL FORK TERMINAL 12-10, 1/4
7TAI029980R0286 | K10-6F-M | Active | 5414363114963 | 14.99 | 100 | 1000 | stuk | Sta-Kon and Catamount Terminals | BE31450 | L3 (Terminals I) | stuk | NON-INSUL FORK TERMINAL 12-10 No6 | Borne fourch non isol, 12-10, #6 | Non-Insulated Fork Terminal, 12-10 AWG Copper Wire, #6 Bolt Size | NON-INSUL FORK TERMINAL, 12-10, No6
7TAI029980R0292 | K10-8F-M | Active | 5414363114970 | 14.95 | 100 | 1000 | stuk | Sta-Kon and Catamount Terminals | BE31450 | L3 (Terminals I) | stuk | Sta-Kon® N-geIso.Vorkkabelsch.4 0-6 0Mm²M4 | Bague non isol, 12-10, boulon #8 | Non-Insulated Fork Terminal Wire Connector - Wire Range 12-10 AWG, Bolt Hole #8, Wire Strip Length 0.38 Inch | NON-INSUL FORK, 12-10, No8 STUD
7TAI029980R0305 | K14-516R-M | Active | 5414363172369 | 13.97 | 100 | 1000 | stuk | Sta-Kon and Catamount Terminals | BE31450 | L3 (Terminals I) | stuk | Sta-Kon® N-geIso.Kabelsch.1 5-2 5Mm²M8 | Borne bague non isol, 16-14, 5/1 | Non-Insulated Ring Terminal for Wire Range 16-14 Stud Size 5/16, Metallic | NON-INSUL RING TERMINAL, 16-14, 5/1
7TCA017200R0001 | PIG0150-0-B | Active | 5414363127451 | 84440.1 | 100 | 1 | lengte | Insulation | BE31450 | LY (Heat Shrink) | lengte | Krimpkous 3:1 1 6mm Rol 300M zw | Shrink-kon 300m noir | Heat Shrink Tubing, Black, 300 M Reel, Shrink Ratio 3:1, Expanded Diam 1.6mm, Thin Walled, CrossLinked Polyolefin, Item is Silicone, Cadmium and Lead Free | SHRINK-KON 300M BLACK
7TCA017200R0002 | PIG0150-0-D | Active | 5414363105763 | 6990.39 | 100 | 1 | stuk | Insulation | BE31450 | LY (Heat Shrink) | stuk | Krimpkous 3:1 1 6mm Box 10 5M zw | Boît. shrink-kon 10m noir | Heat Shrink Tubing, Black, 10.5M Box, Shrink Ratio 3:1, Expanded Diam 1.6mm, Thin Walled, CrossLinked Polyolefin, Item is Silicone, Cadmium and Lead Free | SHRINK-KON BOX 10M BLACK
7TCA017200R0003 | PIG0150-2-D | Active | 5414363105770 | 6990.39 | 100 | 1 | stuk | Insulation | BE31450 | LY (Heat Shrink) | stuk | Krimpkous 3:1 1 6mm Box 10 5M Rood | Boît. shrink-kon 10m rge | Heat Shrink Tubing, Red, 10.5M Box, Shrink Ratio 3:1, Expanded Diameter 1.6mm | SHRINK-KON BOX 10M RED
7TCA017200R0004 | PIG0150-4-D | Active | 5414363105787 | 6990.39 | 100 | 1 | stuk | Insulation | BE31450 | LY (Heat Shrink) | stuk | Krimpkous 3:1 1 6mm Box 10 5M Geel | Boît. shrink-kon 10m jau | Heat Shrink Tubing, Yellow, 10.5M Box, Shrink Ratio 3:1, Expanded Diameter 1.6mm | SHRINK-KON BOX 10M YELLOW
7TCA017200R0005 | PIG0150-6-D | Active | 5414363105800 | 9150.56 | 100 | 1 | stuk | Insulation | BE31450 | LY (Heat Shrink) | stuk | Krimpkous 3:1 1 6mm Box 10 5M Blauw | Boît. shrink-kon 10m ble | Blue Tubing, Thin wall, Shrink Interval 3:1, Inner Diam Before Contract. 1.6mm, Diam After Contract. 0.5mm, Nom Diam 1/16 Inch, Thick 0.45mm, -55 to 135 Temp | SHRINK-KON BOX 10M BLUE
7TCA017200R0006 | PIG0150-9-D | Active | 5414363105817 | 6990.39 | 100 | 1 | stuk | Insulation | BE31450 | LY (Heat Shrink) | stuk | Krimpkous 3:1 1 6mm Box 10 5M Wit | Boît. shrink-kon 10m blc | Heat Shrink Tubing, White, 10.5M Box, Shrink Ratio 3:1, Expanded Diameter 1.6mm | SHRINK-KON BOX 10M WHITE
7TCA017200R0007 | PIG0150-C-D | Active | 5414363105831 | 6990.39 | 100 | 1 | stuk | Insulation | BE31450 | LY (Heat Shrink) | stuk | Krimpkous 3:1 1 6mm Box 10 5M Transp. | SHRINK-KON BOX 105M TRANSP. | Heat Shrink Tubing, Transparent, 10.5M Box, Shrink Ratio 3:1, Expanded Diameter 1.6mm | SHRINK-KON BOX 10,5M TRANSP.
7TCA017200R0008 | PIG0301-0-B | Active | 5414363105848 | 96432.54 | 100 | 1 | lengte | Insulation | BE31450 | LY (Heat Shrink) | lengte | SHRINK-KON 300M zw. | Shrink-kon 300m noir | Heat Shrink Tubing, Black, 300M Reel, Shrink Ratio 3:1, Expanded Diam 3.2mm, Thin Walled, CrossLinked Polyolefin, Item is Silicone, Cadmium and Lead Free | SHRINK-KON 300M BLACK
7TCA017200R0009 | PIG0301-0-D | Active | 5414363105855 | 6990.39 | 100 | 1 | stuk | Insulation | BE31450 | LY (Heat Shrink) | stuk | Krimpkous 3:1 3 2mm Box 10 5M zw | Boît. shrink-kon 10m noir | Heat Shrink Tubing, Black, 10.0M Box, Shrink Ratio 3:1, Expanded Diam 3.2mm, Thin Walled, CrossLinked Polyolefin, Item is Silicone, Cadmium and Lead Free | SHRINK-KON BOX 10M BLACK
7TCA017200R0010 | PIG0301-2-D | Active | 5414363105862 | 6990.39 | 100 | 1 | stuk | Insulation | BE31450 | LY (Heat Shrink) | stuk | Krimpkous 3:1 3 2mm Box 10 5M Rood | Boît. shrink-kon 10m rge | Heat Shrink Tubing, Red, 10.0M Box, Shrink Ratio 3:1, Expanded Diameter 3.2mm | SHRINK-KON BOX 10M RED
7TCA017200R0011 | PIG0301-4-D | Active | 5414363105879 | 6990.39 | 100 | 1 | stuk | Insulation | BE31450 | LY (Heat Shrink) | stuk | Krimpkous 3:1 3 2mm Box 10 5M Geel | Boît. shrink-kon 10m jau | Heat Shrink Tubing, Yellow, 10.0M Box, Shrink Ratio 3:1, Expanded Diameter 3.2mm | SHRINK-KON BOX 10M YELLOW
7TCA017200R0012 | PIG0301-6-D | Active | 5414363105893 | 6990.39 | 100 | 1 | stuk | Insulation | BE31450 | LY (Heat Shrink) | stuk | Krimpkous 3:1 3 2mm Box 10 5M Blauw | Boît. shrink-kon 10m ble | Heat Shrink Tubing, Red, 10.0M Box, Shrink Ratio 3:1, Expanded Diameter 3.2mm | SHRINK-KON BOX 10M BLUE
7TCA017200R0013 | PIG0301-9-D | Active | 5414363105909 | 6990.39 | 100 | 1 | stuk | Insulation | BE31450 | LY (Heat Shrink) | stuk | Krimpkous 3:1 3 2mm Box 10 5M Wit | Boît. shrink-kon 10m blc | Heat Shrink Tubing, White, 10.0M Box, Shrink Ratio 3:1, Expanded Diameter 3.2mm | SHRINK-KON BOX 10M WHITE
7TCA017200R0014 | PIG0301-C-D | Active | 5414363105923 | 6990.39 | 100 | 1 | stuk | Insulation | BE31450 | LY (Heat Shrink) | stuk | Krimpkous 3:1 3 2mm Box 10 5M Transp. | Boît. shrink-kon 10m transp. | Heat Shrink Tubing, Transparent, 10.0M Box, Shrink Ratio 3:1, Expanded Diameter 3.2mm | SHRINK-KON BOX 10M TRANSP.
7TCA017200R0015 | PIG0451-0-B | Active | 5414363127475 | 95077.32 | 100 | 1 | lengte | Insulation | BE31450 | LY (Heat Shrink) | lengte | Krimpkous 3:1 4 5mm Rol 300M zw | Shrink-kon 300m noir | Heat Shrink Tubing, Black, 300M Reel, Shrink Ratio 3:1, Expanded Diam 4.8mm, Thin Walled, CrossLinked Polyolefin, Item is Silicone, Cadmium and Lead Free | SHRINK-KON 300M BLACK
7TCA017200R0016 | PIG0451-0-D | Active | 5414363105930 | 5853.15 | 100 | 1 | stuk | Insulation | BE31450 | LY (Heat Shrink) | stuk | Krimpkous 3:1 4 5mm Box 9 0M zw | Boît. shrink-kon 9m noir | Heat Shrink Tubing, Black, 9M Box, Shrink Ratio 3:1, Expanded Diam 4.8mm, Thin Walled, CrossLinked Polyolefin, Item is Silicone, Cadmium and Lead Free | SHRINK-KON BOX 9M BLACK
7TCA017200R0017 | PIG0451-2-D | Active | 5414363105947 | 6990.39 | 100 | 1 | stuk | Insulation | BE31450 | LY (Heat Shrink) | stuk | Krimpkous 3:1 4 5mm Box 9 0M Rood | Boît. shrink-kon 9m rge | Heat Shrink Tubing, Red, 9M Box, Shrink Ratio 3:1, Expanded Diameter 4.8mm | SHRINK-KON BOX 9M RED
7TCA017200R0018 | PIG0451-4-D | Active | 5414363105954 | 6990.39 | 100 | 1 | stuk | Insulation | BE31450 | LY (Heat Shrink) | stuk | Krimpkous 3:1 4 5mm Box 9 0M Geel | Boît. shrink-kon 9m jau | Heat Shrink Tubing, Yellow, 9M Box, Shrink Ratio 3:1, Expanded Diameter 4.8mm | SHRINK-KON BOX 9M YELLOW
7TCA017200R0019 | PIG0451-6-D | Active | 5414363105961 | 6990.39 | 100 | 1 | stuk | Insulation | BE31450 | LY (Heat Shrink) | stuk | Krimpkous 3:1 4 5mm Box 9 0M Blauw | Boît. shrink-kon 9m ble | Heat Shrink Tubing, Blue, 9M Box, Shrink Ratio 3:1, Expanded Diameter 4.8mm | SHRINK-KON BOX 9M BLUE
7TCA017200R0020 | PIG0451-9-D | Active | 5414363105978 | 6990.39 | 100 | 1 | stuk | Insulation | BE31450 | LY (Heat Shrink) | stuk | Krimpkous 3:1 4 5mm Box 9 0M Wit | Boît. shrink-kon 9m blc | Heat Shrink Tubing, White, 9M Box, Shrink Ratio 3:1, Expanded Diameter 4.8mm | SHRINK-KON BOX 9M WHITE
7TCA017200R0021 | PIG0451-C-D | Active | 5414363105985 | 6990.39 | 100 | 1 | stuk | Insulation | BE31450 | LY (Heat Shrink) | stuk | Krimpkous 3:1 4 5mm Box 9 0M Transp. | Boît. shrink-kon 9m transp. | Heat Shrink Tubing, Transparent, 9M Box, Shrink Ratio 3:1, Expanded Diameter 4.8mm | SHRINK-KON BOX 9M TRANSP.
7TCA017200R0023 | PIG0451-E-D | Active | 5414363106005 | 6990.39 | 100 | 1 | stuk | Insulation | BE31450 | LY (Heat Shrink) | stuk | Krimpkous 3:1 4 5mm Box 9 0M Groen/Geel | Boît. shrink-kon 9m vert/jaune | Heat Shrink Tubing, Green/Yellow, 9M Box Shrink Ratio 3:1, Expanded Diameter 4.8mm | SHRINK-KON BOX 9M GREEN/YELLOW
7TCA017200R0025 | PIG0602-0-B | Active | 5414363106012 | 143839.19 | 100 | 1 | lengte | Insulation | BE31450 | LY (Heat Shrink) | lengte | Krimpkous 3:1 6 4mm Rol 300M zw | Shrink-kon 300m noir | Heat Shrink Tubing, Black, 300M Reel, Shrink Ratio 3:1, Expanded Diam 6.4mm, Thin Walled, CrossLinked Polyolefin, Item is Silicone, Cadmium and Lead Free | SHRINK-KON 300M BLACK
7TCA017200R0026 | PIG0602-0-D | Active | 5414363106029 | 5992 | 100 | 1 | stuk | Insulation | BE31450 | LY (Heat Shrink) | stuk | Krimpkous 3:1 6 4mm Box 7 0M zw | SHRINK-KON BOX 7M BLACK | Heat Shrink Tubing, Black, 7.0M Box, Shrink Ratio 3:1, Expanded Diam 6.4mm, Thin Walled, CrossLinked Polyolefin, Item is Silicone, Cadmium and Lead Free | SHRINK-KON BOX 7M BLACK
7TCA017200R0027 | PIG0602-2-D | Active | 5414363106043 | 6990.39 | 100 | 1 | stuk | Insulation | BE31450 | LY (Heat Shrink) | stuk | Krimpkous 3:1 6 4mm Box 7 0M Rood | Boît. shrink-kon 7m rge | Heat Shrink Tubing, Red, 7.0M Box, Shrink Ratio 3:1, Expanded Diameter 6.4mm | SHRINK-KON BOX 7M RED
7TCA017200R0028 | PIG0602-4-D | Active | 5414363106067 | 6990.39 | 100 | 1 | stuk | Insulation | BE31450 | LY (Heat Shrink) | stuk | Krimpkous 3:1 6 4mm Box 7 0M Geel | Boît. shrink-kon 7m jau | Heat Shrink Tubing, Yellow, 7.0M Box, Shrink Ratio 3:1, Expanded Diameter 6.4mm | SHRINK-KON BOX 7M YELLOW
7TCA017200R0030 | PIG0602-6-D | Active | 5414363106081 | 6990.39 | 100 | 1 | stuk | Insulation | BE31450 | LY (Heat Shrink) | stuk | Krimpkous 3:1 6 4mm Box 7 0M Blauw | Boît. shrink-kon 7m ble | Heat Shrink Tubing, Blue, 7.0M Box, Shrink Ratio 3:1, Expanded Diam 6.4mm | SHRINK-KON BOX 7M BLUE
7TCA017200R0031 | PIG0602-9-D | Active | 5414363106098 | 6990.39 | 100 | 1 | stuk | Insulation | BE31450 | LY (Heat Shrink) | stuk | Krimpkous 3:1 6 4mm Box 7 0M Wit | Boît. shrink-kon 7m blc | Heat Shrink Tubing, White, 7.0M Box, Shrink Ratio 3:1, Expanded Diameter 6.4mm | SHRINK-KON BOX 7M WHITE
7TCA017200R0033 | PIG0602-C-D | Active | 5414363106104 | 6990.39 | 100 | 1 | stuk | Insulation | BE31450 | LY (Heat Shrink) | stuk | Krimpkous 3:1 6 4mm Box 7 0M Transp. | Boît. shrink-kon 7m transp. | Heat Shrink Tubing, Transparent, 7.0M Box, Shrink Ratio 3:1, Expanded Diameter 6.4mm | SHRINK-KON BOX 7M TRANSP.
7TCA017200R0035 | PIG0602-E-D | Active | 5414363106128 | 6990.39 | 100 | 1 | stuk | Insulation | BE31450 | LY (Heat Shrink) | stuk | Krimpkous 3:1 6 4mm Box 7 0M Groen/Geel | Boît. shrink-kon 7m vert/jaune | Heat Shrink Tubing, Green/Yellow, 7.0M Box, Shrink Ratio 3:1, Expanded Diameter 6.4mm | SHRINK-KON BOX 7M GREEN/YELLOW
7TCA017200R0036 | PIG0903-0-B | Active | 5414363106135 | 89430.52 | 100 | 1 | lengte | Insulation | BE31450 | LY (Heat Shrink) | lengte | Krimpkous 3:1 9 5mm Rol 150M zw | Shrink-kon 150m noir | Heat Shrink Tubing, Black, 150M Reel, Shrink Ratio 3:1, Expanded Diam 9.5mm, Thin Walled, CrossLinked Polyolefin, Item is Silicone, Cadmium and Lead Free | SHRINK-KON 150M BLACK
7TCA017200R0037 | PIG0903-0-D | Active | 5414363106142 | 5853.14 | 100 | 1 | stuk | Insulation | BE31450 | LY (Heat Shrink) | stuk | Krimpkous 3:1 9 5mm Box 6 0M zw | SHRINK-KON BOX 6M NOIR | Heat Shrink Tubing, Black, 6.0M Box, Shrink Ratio 3:1, Expanded Diam 9.5mm, Thin Walled, CrossLinked Polyolefin, Item is Silicone, Cadmium and Lead Free | SHRINK-KON BOX 6M BLACK
7TCA017200R0038 | PIG0903-2-D | Active | 5414363106159 | 6990.39 | 100 | 1 | stuk | Insulation | BE31450 | LY (Heat Shrink) | stuk | Krimpkous 3:1 9 5mm Box 6 0M Rood | Boît. shrink-kon 6m rge | Heat Shrink Tubing, Red, 6.0M Box, Shrink Ratio 3:1, Expanded Diameter 9.5mm | SHRINK-KON BOX 6M RED
7TCA017200R0039 | PIG0903-4-D | Active | 5414363106166 | 6990.39 | 100 | 1 | stuk | Insulation | BE31450 | LY (Heat Shrink) | stuk | Krimpkous 3:1 9 5mm Box 6 0M Geel | Boît. shrink-kon 6m jau | Heat Shrink Tubing, Yellow, 6.0M Box, Shrink Ratio 3:1, Expanded Diameter 9.5mm | SHRINK-KON BOX 6M YELLOW
7TCA017200R0042 | PIG0903-6-D | Active | 5414363106197 | 6990.39 | 100 | 1 | stuk | Insulation | BE31450 | LY (Heat Shrink) | stuk | Krimpkous 3:1 9 5mm Box 6 0M Blauw | Boît. shrink-kon 6m ble | Heat Shrink Tubing, Blue, 6.0M Box, Shrink Ratio 3:1, Expanded Diam 9.5mm | SHRINK-KON BOX 6M BLUE
7TCA017200R0043 | PIG0903-9-D | Active | 5414363106203 | 6990.39 | 100 | 1 | stuk | Insulation | BE31450 | LY (Heat Shrink) | stuk | Krimpkous 3:1 9 5mm Box 6 0M Wit | Boît. shrink-kon 6m blc | Heat Shrink Tubing, White, 6.0M Box, Shrink Ratio 3:1, Expanded Diameter 9.5mm | SHRINK-KON BOX 6M WHITE
7TCA017200R0045 | PIG0903-C-D | Active | 5414363106227 | 6990.39 | 100 | 1 | stuk | Insulation | BE31450 | LY (Heat Shrink) | stuk | Krimpkous 3:1 9 5mm Box 6 0M Transp. | Boît. shrink-kon 6m transp. | Heat Shrink Tubing, TRansparent, 6.0M Box, Shrink Ratio 3:1, Expanded Diameter 9.5mm | SHRINK-KON BOX 6M TRANSP.
7TCA017200R0046 | PIG0903-E-D | Active | 5414363106241 | 6990.39 | 100 | 1 | stuk | Insulation | BE31450 | LY (Heat Shrink) | stuk | Krimpkous 3:1 9 5mm Box 6 0M Groen/Geel | Boît. shrink-kon 6m vert/jaune | Heat Shrink Tubing, Green/Yellow, 6.0M Box, Shrink Ratio 3:1, Expanded Diameter 9.5mm | SHRINK-KON BOX 6M GREEN/YELLOW
7TCA017200R0047 | PIG1204-0-B | Active | 5414363106258 | 67935.72 | 100 | 1 | lengte | Insulation | BE31450 | LY (Heat Shrink) | lengte | Krimpkous 3:1 12 7mm Rol 100M zw | Shrink-kon 100m noir | Heat Shrink Tubing, Black, 100M Reel, Shrink Ratio 3:1, Expanded Diam 12.7mm, Thin Walled, CrossLinked Polyolefin, Item is Silicone, Cadmium and Lead Free | SHRINK-KON 100M BLACK
7TCA017200R0048 | PIG1204-0-D | Active | 5414363106265 | 5853.14 | 100 | 1 | stuk | Insulation | BE31450 | LY (Heat Shrink) | stuk | Krimpkous 3:1 12 7mm Box 5 5M zw | SHRINK-KON BOX 55M NOIR | Heat Shrink Tubing, Black, 5.5M Box, Shrink Ratio 3:1, Expanded Diam 12.7mm, Thin Walled, CrossLinked Polyolefin, Item is Silicone, Cadmium and Lead Free | SHRINK-KON BOX 5,5M BLACK
7TCA017200R0049 | PIG1204-2-D | Active | 5414363106289 | 6990.39 | 100 | 1 | stuk | Insulation | BE31450 | LY (Heat Shrink) | stuk | Krimpkous 3:1 12 7mm Box 5 5M Rood | Boît. shrink-kon 5,5m rge | Heat Shrink Tubing, Red, 5.5M Box, Shrink Ratio 3:1, Expanded Diameter 12.7mm | SHRINK-KON BOX 5,5M RED
7TCA017200R0050 | PIG1204-4-D | Active | 5414363106296 | 6990.39 | 100 | 1 | stuk | Insulation | BE31450 | LY (Heat Shrink) | stuk | Krimpkous 3:1 12 7mm Box 5 5M Geel | Boît. shrink-kon 5,5m jau | Heat Shrink Tubing, Yellow, 5.5M Box, Shrink Ratio 3:1, Expanded Diameter 12.7mm | SHRINK-KON BOX 5,5M YELLOW
7TCA017200R0052 | PIG1204-6-D | Active | 5414363106333 | 6990.39 | 100 | 1 | stuk | Insulation | BE31450 | LY (Heat Shrink) | stuk | Krimpkous 3:1 12 7mm Box 5 5M Blauw | Boît. shrink-kon 5,5m ble | Heat Shrink Tubing, Blue, 5.5M Box, Shrink Ratio 3:1, Expanded Diam 12.7mm | SHRINK-KON BOX 5,5M BLUE
7TCA017200R0054 | PIG1204-9-D | Active | 5414363106357 | 6990.39 | 100 | 1 | stuk | Insulation | BE31450 | LY (Heat Shrink) | stuk | Krimpkous 3:1 12 7mm Box 5 5M Wit | Boît. shrink-kon 5,5m blc | Heat Shrink Tubing, White, 5.5M Box, Shrink Ratio 3:1, Expanded Diameter 12.7mm | SHRINK-KON BOX 5,5M WHITE
7TCA017200R0056 | PIG1204-C-D | Active | 5414363106371 | 6990.39 | 100 | 1 | stuk | Insulation | BE31450 | LY (Heat Shrink) | stuk | Krimpkous 3:1 12 7mm Box 5 5M Transp. | Boît. shrink-kon 5,5m transp. | Heat Shrink Tubing, Transparent, 5.5M Box, Shrink Ratio 3:1, Expanded Diameter 12.7mm | SHRINK-KON BOX 5,5M TRANSP.
7TCA017200R0059 | PIG1204-E-D | Active | 5414363106395 | 6990.39 | 100 | 1 | stuk | Insulation | BE31450 | LY (Heat Shrink) | stuk | Krimpkous 3:1 12 7mm Box 5 5M Groen/Geel | Boît. shrink-kon 5,5m vert/jaune | Heat Shrink Tubing, Green/Yellow, 5.5M Box, Shrink Ratio 3:1, Expanded Diameter 12.7mm | SHRINK-KON BOX 5,5M GREEN/YELLOW
7TCA017200R0060 | PIG1806-0-B | Active | 5414363106401 | 66955.47 | 100 | 1 | lengte | Insulation | BE31450 | LY (Heat Shrink) | lengte | Krimpkous 3:1 19 0mm Rol 50M zw | Shrink-kon 50m noir | Heat Shrink Tubing, Black, 50M Reel, Shrink Ratio 3:1, Expanded Diam 19.0mm, Thin Walled, CrossLinked Polyolefin, Item is Silicone, Cadmium and Lead Free | SHRINK-KON 50M BLACK
7TCA017200R0061 | PIG1806-0-D | Active | 5414363106418 | 7340.48 | 100 | 1 | stuk | Insulation | BE31450 | LY (Heat Shrink) | stuk | Krimpkous 3:1 19 0mm Box 4 5M zw | Boît. shrink-kon 4,5m noir | Heat Shrink Tubing, Black, 4.5M Box, Shrink Ratio 3:1, Expanded Diam 19.0mm, Thin Walled, CrossLinked Polyolefin, Item is Silicone, Cadmium and Lead Free | SHRINK-KON BOX 4,5M BLACK
7TCA017200R0062 | PIG1806-2-D | Active | 5414363106425 | 6990.39 | 100 | 1 | stuk | Insulation | BE31450 | LY (Heat Shrink) | stuk | Krimpkous 3:1 19 0mm Box 4 5M Rood | Boît. shrink-kon 4,5m rge | Heat Shrink Tubing, Red, 4.5M Box, Shrink Ratio 3:1, Expanded Diameter 19.0mm | SHRINK-KON BOX 4,5M RED
7TCA017200R0063 | PIG1806-4-D | Active | 5414363106432 | 6990.39 | 100 | 1 | stuk | Insulation | BE31450 | LY (Heat Shrink) | stuk | Krimpkous 3:1 19 0mm Box 4 5M Geel | Boît. shrink-kon 4,5m jau | Heat Shrink Tubing, Yellow, 4.5M Box, Shrink Ratio 3:1, Expanded Diameter 19.0mm | SHRINK-KON BOX 4,5M YELLOW
7TCA017200R0065 | PIG1806-6-D | Active | 5414363106463 | 6990.39 | 100 | 1 | stuk | Insulation | BE31450 | LY (Heat Shrink) | stuk | Krimpkous 3:1 19 0mm Box 4 5M Blauw | Boît. shrink-kon 4,5m ble | Heat Shrink Tubing, Blue, 4.5M Box, Shrink Ratio 3:1, Expanded Diam 19.0mm | SHRINK-KON BOX 4,5M BLUE
7TCA017200R0067 | PIG1806-9-D | Active | 5414363106487 | 6990.39 | 100 | 1 | stuk | Insulation | BE31450 | LY (Heat Shrink) | stuk | Krimpkous 3:1 19 0mm Box 4 5M Wit | Boît. shrink-kon 4,5m blc | Heat Shrink Tubing, White, 4.5M Box, Shrink Ratio 3:1, Expanded Diameter 19.0mm | SHRINK-KON BOX 4,5M WHITE
7TCA017200R0069 | PIG1806-C-D | Active | 5414363106500 | 6990.39 | 100 | 1 | stuk | Insulation | BE31450 | LY (Heat Shrink) | stuk | Krimpkous 3:1 19 0mm Box 4 5M Transp. | Boît. shrink-kon 4,5m transp. | Heat Shrink Tubing, Transparent, 4.5M Box, Shrink Ratio 3:1, Expanded Diameter 19.0mm | SHRINK-KON BOX 4,5M TRANSP.
7TCA017200R0071 | PIG1806-E-D | Active | 5414363106524 | 6554.21 | 100 | 1 | stuk | Shrink-Kon | BE31450 | LY (Heat Shrink) | stuk | Dunwandige Krimpkous 3:1, 19,0mm, Box 4,5 Meter, Groen/Geel | GT 3:1 D18MM VER/JAU | Heat Shrink Tubing, Green/Yellow, 4.5M Box, Shrink Ratio 3:1, Expanded Diameter 19.0mm | Heat Shrink Tubing, Green/Yellow, 4.5M Box, Shrink Ratio 3:1, Expanded Diameter 19.0mm
7TCA017200R0072 | PIG2408-0-B | Active | 5414363106531 | 80359.83 | 100 | 1 | stuk | Shrink-Kon | BE31450 | LY (Heat Shrink) | stuk | Dunwandige Krimpkous 3:1, 25,4mm, Rol 50 Meter, Zwart | Shrink-kon 50m noir | Heat Shrink Tubing, Black, 50M Reel, Shrink Ratio 3:1, Expanded Diam 25.4mm, Thin Walled, CrossLinked Polyolefin, Item is Silicone, Cadmium and Lead Free | Heat Shrink Tubing, Black, 50M Reel, Shrink Ratio 3:1, Expanded Diam 25.4mm, Thin Walled, CrossLinked Polyolefin, Item is Silicone, Cadmium and Lead Free
7TCA017200R0073 | PIG2408-0-D | Active | 5414363106548 | 6990.39 | 100 | 1 | stuk | Insulation | BE31450 | LY (Heat Shrink) | stuk | Krimpkous 3:1 25 4mm Box 3 3M zw | Boît. shrink-kon 3,3m noir | Heat Shrink Tubing, Black, 3.3M Box, Shrink Ratio 3:1, Expanded Diam 25.4mm, Thin Walled, CrossLinked Polyolefin, Item is Silicone, Cadmium and Lead Free | SHRINK-KON BOX 3,3M BLACK
7TCA017200R0075 | PIG2408-2-D | Active | 5414363106562 | 6990.39 | 100 | 1 | stuk | Insulation | BE31450 | LY (Heat Shrink) | stuk | Krimpkous 3:1 25 4mm Box 3 3M Rood | Boît. shrink-kon 3,3m rge | Heat Shrink Tubing, Red, 3.3M Box, Shrink Ratio 3:1, Expanded Diameter 25.4mm | SHRINK-KON BOX 3,3M RED
7TCA017200R0076 | PIG2408-4-D | Active | 5414363106586 | 6990.39 | 100 | 1 | stuk | Insulation | BE31450 | LY (Heat Shrink) | stuk | Krimpkous 3:1 25 4mm Box 3 3M Geel | Boît. shrink-kon 3,3m jau | Heat Shrink Tubing, Yellow, 3.3M Box, Shrink Ratio 3:1, Expanded Diameter 25.4mm | SHRINK-KON BOX 3,3M YELLOW
7TCA017200R0079 | PIG2408-6-D | Active | 5414363106616 | 6990.39 | 100 | 1 | stuk | Insulation | BE31450 | LY (Heat Shrink) | stuk | Krimpkous 3:1 25 4mm Box 3 3M Blauw | Boît. shrink-kon 3,3m ble | Heat Shrink Tubing, Blue, 3.3M Box, Shrink Ratio 3:1, Expanded Diam 25.4mm | SHRINK-KON BOX 3,3M BLUE
7TCA017200R0080 | PIG2408-9-D | Active | 5414363106623 | 6990.39 | 100 | 1 | stuk | Insulation | BE31450 | LY (Heat Shrink) | stuk | Krimpkous 3:1 25 4mm Box 3 3M Wit | Boît. shrink-kon 3,3m blc | Heat Shrink Tubing, White, 3.3M Box, Shrink Ratio 3:1, Expanded Diameter 25.4mm | SHRINK-KON BOX 3,3M WHITE
7TCA017200R0081 | PIG2408-C-D | Active | 5414363106647 | 6990.39 | 100 | 1 | stuk | Insulation | BE31450 | LY (Heat Shrink) | stuk | Krimpkous 3:1 25 4mm Box 3 3M Transp. | Boît. shrink-kon 3,3m transp. | Heat Shrink Tubing, Transparent, 3.3M Box, Shrink Ratio 3:1, Expanded Diameter 25.4mm | SHRINK-KON BOX 3,3M TRANSP.
7TCA017200R0083 | PIG2408-E-D | Active | 5414363106661 | 7099.59 | 100 | 1 | stuk | Shrink-Kon | BE31450 | LY (Heat Shrink) | stuk | Dunwandige Krimpkous 3:1, 25,4mm, Box 3,3 Meter, Groen/Geel | GT 3:1 D24MM VER | Heat Shrink Tubing, Green/Yellow, 3.3M Box, Shrink Ratio 3:1, Expanded Diameter 25.4mm | Heat Shrink Tubing, Green/Yellow, 3.3M Box, Shrink Ratio 3:1, Expanded Diameter 25.4mm
7TCA017200R0084 | PIG4013-0-B | Active | 5414363106678 | 119000.95 | 100 | 1 | lengte | Insulation | BE31450 | LY (Heat Shrink) | lengte | Krimpkous 3:1 40 0mm Rol 50M zw | INSULATION, HEAT-SHRINK-KON | Heat Shrink Tubing, Black, 50M Reel, Shrink Ratio 3:1, Expanded Diam 39.0mm, Thin Walled, CrossLinked Polyolefin, Item is Silicone, Cadmium and Lead Free | SHRINK-KON 50M BLACK
7TCA017200R0086 | PIG4013-4-E | Active | 5414363127529 | 112204.61 | 100 | 1 | lengte | Insulation | BE31450 | LY (Heat Shrink) | lengte | Krimpkous 3:1 39 0mm Rol 30M Geel | SHRINK-KON 30M YELLOW | Heat Shrink Tubing, Yellow, 30.0M Minu Reel, Shrink Ratio 3:1 Expanded Diameter 39.0mm | SHRINK-KON 30M YELLOW
7TCA017300R0025 | CMP1000-0-A | Active | 5414363102199 | 1317.98 | 100 | 10 | stuk | Insulation | BE31450 | LY (Heat Shrink) | stuk | Krimpkous 2:1 25 4mm 1 22M UL/CSA zw | GT PM D25. 4MM X 1. 22M NOIR | Heat Shrink Tubing, 25.4mm, Black, 1.22m Cut L, 10 per box Thin Wall Shrink Ratio 2:1, Material CrossLinked Polyolefin, Item is Silicone, Cadmium and Lead Free | TUBING,HEAT SHRINK
7TCA017300R0027 | CMP1000-0-BG | Active | 5414363102205 | 56415.94 | 100 | 1 | lengte | Insulation | BE31450 | LY (Heat Shrink) | lengte | Krimpkous 2:1 25 4mm Rol 50M UL/CSA zw | Shrink-kon 50m noir | Heat Shrink Tubing, 25.4mm, Black, 50M per bag, Shrink Ration 2:1, Material CrossLinked Polyolefin, Item is Silicone Cadmium and Lead Free | SHRINK-KON 50M BLACK
7TCA017300R0029 | CMP1000-2-A | Active | 5414363102212 | 1522.96 | 100 | 10 | stuk | Insulation | BE31450 | LY (Heat Shrink) | stuk | Krimpkous 2:1 25 4mm 1 22M UL/CSA Rood | GT D25. 4MM X 1. 22M ROUGE | Heat Shrink Tubing, 25.4mm, Red, 1.22m Cut Length, 10 per box | TUBING,HEAT SHRINK
7TCA017300R0032 | CMP1000-4-A | Active | 5414363102229 | 1522.96 | 100 | 10 | stuk | Insulation | BE31450 | LY (Heat Shrink) | stuk | Krimpkous 2:1 25 4mm 1 22M UL/CSA Geel | GT D25. 4MM X 1. 22M JAUNE | Heat Shrink Tubing, 25.4mm, Yellow, 1.22m Cut Length, 10 per box | SHRINK-KON-1,22M
7TCA017300R0035 | CMP1000-6-A | Active | 5414363102236 | 1522.96 | 100 | 10 | stuk | Insulation | BE31450 | LY (Heat Shrink) | stuk | SHRINK-KON-122M | GT D25. 4MM X 1. 22M BLE | Heat Shrink Tubing, 25.4mm, 1.22m Cut Length, 10 per Box, Blue | SHRINK-KON-1,22M
7TCA017300R0037 | CMP1000-9-A | Active | 5414363102250 | 1522.96 | 100 | 10 | stuk | Insulation | BE31450 | LY (Heat Shrink) | stuk | Krimpkous 2:1 25 4mm 1 22M UL/CSA Wit | TUBING,HEAT SHRINK | Heat Shrink Tubing, 25.4mm, White, 1.22m Cut Length, 10 per box | TUBING,HEAT SHRINK
7TCA017300R0041 | CMP1000-C-A | Active | 5414363102267 | 1522.96 | 100 | 10 | stuk | Insulation | BE31450 | LY (Heat Shrink) | stuk | TUBINGHEAT SHRINK | GT D25.4MM X 1.22M TRANSPARENT | Heat Shrink Tubing, 25.4mm, Transparent, 1.22m Cut Length, 10 per box | TUBING,HEAT SHRINK
7TCA017300R0044 | CMP125-0-A | Active | 5414363102274 | 437.65 | 100 | 25 | stuk | Insulation | BE31450 | LY (Heat Shrink) | stuk | Krimpkous 2:1 3 2mm 1 22M UL/CSA zw | GT PM D3. 2MM X 1. 22M NOIR | Heat Shrink Tubing, 3.2mm, Black, 1.22m Cut L, 25 per box Thin Wall Shrink Ratio 2:1, Material CrossLinked Polyolefin, Item is Silicone, Cadmium and Lead Free | TUBING,HEAT SHRINK
7TCA017300R0046 | CMP125-0-BG | Active | 5414363102281 | 88813.47 | 100 | 1 | lengte | Insulation | BE31450 | LY (Heat Shrink) | lengte | Krimpkous 2:1 3 2mm Rol 300M UL/CSA zw | Shrink-kon 300m noir | Heat Shrink Tubing, 3.2mm, Black, 300M per bag, Thin Wall, Shrink Ration 2:1, Material - CrossLinked Polyolefin, Item is Silicone, Cadmium and Lead Free | SHRINK-KON 300M BLACK
7TCA017300R0047 | CMP125-2-A | Active | 5414363102298 | 437.65 | 100 | 25 | stuk | Insulation | BE31450 | LY (Heat Shrink) | stuk | Krimpkous 2:1 3 2mm 1 22M UL/CSA Rood | GT D3. 2MM X 1. 22M ROUGE | Heat Shrink Tubing, 3.2mm, Red, 1.22m Cut Length, 25 per box | SHRINK-KON
7TCA017300R0050 | CMP125-4-A | Active | 5414363102311 | 437.65 | 100 | 25 | stuk | Insulation | BE31450 | LY (Heat Shrink) | stuk | Krimpkous 2:1 3 2mm 1 22M UL/CSA Geel | GT D3. 2MM X 1. 22M JAUNE | Heat Shrink Tubing, 3.2mm, Yellow, 1.22m Cut Length, 25 per box | SHRINK-KON
7TCA017300R0053 | CMP125-4-E | Active | 5414363127352 | 44407.45 | 100 | 1 | lengte | Insulation | BE31450 | LY (Heat Shrink) | lengte | Krimpkous 2:1 3 2mm Rol 300M UL/CSA Geel | Shrink-kon 150m jau | Heat Shrink Tubing, 3.2mm, Yellow, 150M mini reel | SHRINK-KON 150M YELLOW
7TCA017300R0057 | CMP125-6-A | Active | 5414363102335 | 437.65 | 100 | 25 | stuk | Insulation | BE31450 | LY (Heat Shrink) | stuk | Krimpkous 2:1 3 2mm 1 22M UL/CSA Blauw | GT D3. 2MM X 1. 22M BLE | Heat Shrink Tubing, 3.2mm, Blue, 1.22m Cut Length, 25 per box | SHRINK-KON
7TCA017300R0060 | CMP125-9-A | Active | 5414363102342 | 437.65 | 100 | 25 | stuk | Insulation | BE31450 | LY (Heat Shrink) | stuk | Krimpkous 2:1 3 2mm 1 22M UL/CSA Wit | GT D3. 2MM X 1. 22M BLA | Heat Shrink Tubing, 3.2mm, White, 1.22m Cut Length, 25 per box | TUBING,HEAT SHRINK
7TCA017300R0063 | CMP125-C-A | Active | 5414363102366 | 437.65 | 100 | 25 | stuk | Insulation | BE31450 | LY (Heat Shrink) | stuk | Krimpkous 2:1 3 2mm 1 22M UL/CSA Transp. | GT D3.2MM X 1.22M TRANSPARENT | Heat Shrink Tubing, 3.2mm, Transparent, 1.22m Cut Length, 25 per box | TUBING,HEAT SHRINK
7TCA017300R0070 | CMP1500-0-BG | Active | 5414363102380 | 82667.43 | 100 | 1 | lengte | Insulation | BE31450 | LY (Heat Shrink) | lengte | Krimpkous 2:1 38mm Rol 50M UL/CSA zw | SHRINK-KON 50M NOIR | Heat Shrink Tubing, 38.0mm, Black, 50M per bag, Thin Wall, Shrink Ration 2:1, Material - CrossLinked Polyolefin, Item is Silicone, Cadmium and Lead Free | SHRINK-KON 50M BLACK
7TCA017300R0074 | CMP187-0-A | Active | 5414363102397 | 437.81 | 100 | 25 | stuk | Insulation | BE31450 | LY (Heat Shrink) | stuk | Krimpkous 2:1 4 7mm 1 22M UL/CSA zw | GT PM D4. 7MM X 1. 22M NOIR | Heat Shrink Tubing, 4.8mm, Black, 1.22m Cut L, 25 per box Thin Wall Shrink Ratio 2:1, Material CrossLinked Polyolefin, Item is Silicone, Cadmium and Lead Free | TUBING,HEAT SHRINK
7TCA017300R0076 | CMP187-0-BG | Active | 5414363102403 | 105578.93 | 100 | 1 | lengte | Insulation | BE31450 | LY (Heat Shrink) | lengte | Krimpkous 2:1 4 7mm Rol 300M UL/CSA zw | Shrink-kon 300m noir | Heat Shrink Tubing, 4.8mm, Black, 300M per bag, Thin Wall, Shrink Ration 2:1, Material - CrossLinked Polyolefin, Item is Silicone, Cadmium and Lead Free | SHRINK-KON 300M BLACK
7TCA017300R0078 | CMP187-2-A | Active | 5414363102410 | 506.19 | 100 | 25 | stuk | Insulation | BE31450 | LY (Heat Shrink) | stuk | Krimpkous 2:1 4 7mm 1 22M UL/CSA Rood | GT D4. 7MM X 1. 22M ROUGE | Heat Shrink Tubing, 4.8mm, Red, 1.22m Cut Length, 25 per box | SHRINK-KON-1,22M
7TCA017300R0081 | CMP187-4-A | Active | 5414363102434 | 506.19 | 100 | 25 | stuk | Insulation | BE31450 | LY (Heat Shrink) | stuk | Krimpkous 2:1 4 7mm 1 22M UL/CSA Geel | GT D4. 7MM X 1. 22M JAUNE | Heat Shrink Tubing, 4.8mm, Yellow, 1.22m Cut Length, 25 per box | SHRINK-KON-1,22M
7TCA017300R0085 | CMP187-6-A | Active | 5414363102458 | 506.19 | 100 | 25 | stuk | Insulation | BE31450 | LY (Heat Shrink) | stuk | Krimpkous 2:1 4 7mm 1 22M UL/CSA Blauw | GT D4. 7MM X 1. 22M BLE | Heat Shrink Tubing, 4.8mm, Blue, 1.22m Cut Length, 25 per box | SHRINK-KON-1,22M
7TCA017300R0087 | CMP187-9-A | Active | 5414363102472 | 506.19 | 100 | 25 | stuk | Insulation | BE31450 | LY (Heat Shrink) | stuk | Krimpkous 2:1 4 7mm 1 22M UL/CSA Wit | GT D4. 7MM X 1. 22M BLANC | Heat Shrink Tubing, 4.8mm, White, 1.22m Cut Length, 25 per box | TUBING,HEAT SHRINK
7TCA017300R0090 | CMP187-C-A | Active | 5414363102489 | 506.19 | 100 | 25 | stuk | Insulation | BE31450 | LY (Heat Shrink) | stuk | Krimpkous 2:1 4 7mm 1 22M UL/CSA Transp. | GT D4.7MM X 1.22M TRANSPARENT | Heat Shrink Tubing, 4.8mm, Transparent, 1.22m Cut Length, 25 per box | HTSHK 2:1 BLK 3/16IN LEN 1.22M
7TCA017300R0096 | CMP2000-0-BG | Active | 5414363102502 | 131525.81 | 100 | 1 | lengte | Insulation | BE31450 | LY (Heat Shrink) | lengte | Krimpkous 2:1 51mm Rol 50M UL/CSA zw | Shrink-kon 50m noir | Heat Shrink Tubing, 51.0mm, Black, 50M per bag, Thin Wall, Shrink Ration 2:1, Material - CrossLinked Polyolefin, Item is Silicone, Cadmium and Lead Free | SHRINK-KON 50M BLACK
7TCA017300R0099 | CMP250-0-A | Active | 5414363102519 | 435.44 | 100 | 25 | stuk | Insulation | BE31450 | LY (Heat Shrink) | stuk | Krimpkous 2:1 6 4mm 1 22M UL/CSA zw | GT PM D6. 4MM X 1. 22M NOIR | Heat Shrink Tubing, 6.4mm, Black, 1.22m Cut L, 25 per box Thin Wall Shrink Ratio 2:1, Material CrossLinked Polyolefin, Item is Silicone, Cadmium and Lead Free | TUBING,HEAT SHRINK
7TCA017300R0101 | CMP250-0-BG | Active | 5414363102526 | 129024.09 | 100 | 1 | lengte | Insulation | BE31450 | LY (Heat Shrink) | lengte | Krimpkous 2:1 6 4mm Rol 300M UL/CSA zw | Shrink-kon 300m noir | Heat Shrink Tubing, 6.4mm, Black, 300M per bag, Thin Wall, Shrink Ration 2:1, Material - CrossLinked Polyolefin, Item is Silicone, Cadmium and Lead Free | SHRINK-KON 300M BLACK
7TCA017300R0103 | CMP250-2-A | Active | 5414363102533 | 503.29 | 100 | 25 | stuk | Insulation | BE31450 | LY (Heat Shrink) | stuk | Krimpkous 2:1 6 4mm 1 22M UL/CSA Rood | GT D6. 4MM X 1. 22M ROUGE | Heat Shrink Tubing, 6.4mm, Red, 1.22m Cut Length, 25 per box | SHRINK-KON
7TCA017300R0104 | CMP250-4-A | Active | 5414363102557 | 503.29 | 100 | 25 | stuk | Insulation | BE31450 | LY (Heat Shrink) | stuk | Krimpkous 2:1 6 4mm 1 22M UL/CSA Geel | GT D6. 4MM X 1. 22M JAUNE | Heat Shrink Tubing, 6.4mm, Yellow, 1.22m Cut Length, 25 per box | SHRINK-KON-1,22M
7TCA017300R0108 | CMP250-6-A | Active | 5414363102564 | 503.29 | 100 | 25 | stuk | Insulation | BE31450 | LY (Heat Shrink) | stuk | Krimpkous 2:1 6 4mm 1 22M UL/CSA Blauw | GT D6. 4MM X 1. 22M BLEU | Heat Shrink Tubing, 6.4mm, Blue, 1.22m Cut Length, 25 per box | SHRINK-KON
7TCA017300R0110 | CMP250-9-A | Active | 5414363102588 | 503.29 | 100 | 25 | stuk | Insulation | BE31450 | LY (Heat Shrink) | stuk | Krimpkous 2:1 6 4mm 1 22M UL/CSA Wit | GT D6. 4MM X 1. 22M BLA | Heat Shrink Tubing, 6.4mm, White, 1.22m Cut Length, 25 per box | TUBING,HEAT SHRINK
7TCA017300R0112 | CMP250-C-A | Active | 5414363102601 | 503.29 | 100 | 25 | stuk | Insulation | BE31450 | LY (Heat Shrink) | stuk | Krimpkous 2:1 6 4mm 1 22M UL/CSA Transp. | GT D6. 4MM X 1. 22M T | Heat Shrink Tubing, 6.4mm, Transparent, 1.22m Cut Length, 25 per box | TUBING,HEAT SHRINK
7TCA017300R0119 | CMP3000-0-BG | Active | 5414363174233 | 147033.89 | 100 | 1 | lengte | Insulation | BE31450 | LY (Heat Shrink) | lengte | Krimpkous 2:1 3 Inch Rol 25M UL/CSA zw | Shrink-kon 25m noir | Heat Shrink Tubing, 3 Inch, Black, 25M in Bag | SHRINK-KON 25M BLACK
7TCA017300R0123 | CMP375-0-A | Active | 5414363102625 | 567.23 | 100 | 25 | stuk | Insulation | BE31450 | LY (Heat Shrink) | stuk | Krimpkous 2:1 9 5mm 1 22M UL/CSA zw | GT PM D9. 5MM X 1. 22M NOIR | Heat Shrink Tubing, 9.5mm, Black, 1.22m Cut L, 25 per box Thin Wall Shrink Ratio 2:1, Material - CrossLinked Polyolefin, Item is Silicone, Cadmium and Lead Free | TUBING,HEAT SHRINK
7TCA017300R0125 | CMP375-0-BG | Active | 5414363102632 | 55714.85 | 100 | 1 | stuk | Shrink-Kon | BE31450 | LY (Heat Shrink) | stuk | Dunwandig Krimpkous, 2:1, 9,5mm, Rol 300 Meter, UL/CSA Zwart | Shrink-kon 150m noir | Heat Shrink Tubing, 9.5mm, Black, 150M per bag, Thin Wall, Shrink Ration 2:1, Material - CrossLinked Polyolefin, Item is Silicone, Cadmium and Lead Free | Heat Shrink Tubing, 9.5mm, Black, 150M per bag, Thin Wall, Shrink Ration 2:1, Material - CrossLinked Polyolefin, Item is Silicone, Cadmium and Lead Free
7TCA017300R0128 | CMP375-2-A | Active | 5414363102649 | 654.98 | 100 | 25 | stuk | Insulation | BE31450 | LY (Heat Shrink) | stuk | Krimpkous 2:1 9 5mm 1 22M UL/CSA Rood | GT D9. 5MM X 1. 22M ROUGE | Heat Shrink Tubing, 9.5mm, Red, 1.22m Cut Length, 25 per box | T/W 3/8 RED CUT 4FT
7TCA017300R0130 | CMP375-4-A | Active | 5414363102656 | 654.98 | 100 | 25 | stuk | Insulation | BE31450 | LY (Heat Shrink) | stuk | Krimpkous 2:1 9 5mm 1 22M UL/CSA Geel | GT D9. 5MM X 1. 22M JAUNE | Heat Shrink Tubing, 9.5mm, Yellow, 1.22m Cut Length, 25 per box | SHRINK-KON-1,22M
7TCA017300R0134 | CMP375-6-A | Active | 5414363102663 | 654.98 | 100 | 25 | stuk | Insulation | BE31450 | LY (Heat Shrink) | stuk | Krimpkous 2:1 9 5mm 1 22M UL/CSA Blauw | GT D9. 5MM X 1. 22M BLE | Heat Shrink Tubing, 9.5mm, Blue, 1.22m Cut Length, 25 per box | SHRINK-KON-1,22M
7TCA017300R0136 | CMP375-9-A | Active | 5414363102687 | 857.59 | 100 | 25 | stuk | Insulation | BE31450 | LY (Heat Shrink) | stuk | Krimpkous 2:1 9 5mm 1 22M UL/CSA Wit | TUBING,HEAT SHRINK | TUBING,HEAT SHRINK | TUBING,HEAT SHRINK
7TCA017300R0139 | CMP375-C-A | Active | 5414363102700 | 654.98 | 100 | 25 | stuk | Insulation | BE31450 | LY (Heat Shrink) | stuk | Krimpkous 2:1 9 5mm 1 22M UL/CSA Transp. | GT D9.5MM X 1.22M TRANSPARENT | Heat Shrink Tubing, 9.5mm, Transparent, 1.22m Cut Length, 25 per box | TUBING,HEAT SHRINK
7TCA017300R0145 | CMP46-0-A | Active | 5414363102724 | 342.83 | 100 | 25 | stuk | Insulation | BE31450 | LY (Heat Shrink) | stuk | Krimpkous 2:1 9 5mm 1 22M UL/CSA zw | Shrink-kon 25x1,2m noir | Heat Shrink Tubing, 1.2mm, Black, 1.22m Cut L, 25 per box Thin Wall Shrink Ratio 2:1, Material CrossLinked Polyolefin, Item is Silicone, Cadmium and Lead Free | SHRINK-KON 25X1,2M BLACK
7TCA017300R0146 | CMP46-0-BG | Active | 5414363102731 | 80422.69 | 100 | 1 | lengte | Insulation | BE31450 | LY (Heat Shrink) | lengte | Krimpkous 2:1 1 2mm 1 22M UL/CSA zw | Shrink-kon 300m noir | Heat Shrink Tubing, 1.2mm, Black, 300M per bag, Thin Wall, Shrink Ration 2:1, Material - CrossLinked Polyolefin, Item Silicone, Cadmium and Lead Free | SHRINK-KON 300M BLACK
7TCA017300R0149 | CMP46-6-A | Active | 5414363102779 | 342.83 | 100 | 25 | stuk | Insulation | BE31450 | LY (Heat Shrink) | stuk | Krimpkous 2:1 1 2mm 1 22M UL/CSA Blauw | Shrink-kon 25x1,2m ble | Heat Shrink Tubing, 1.2mm, Blue, 1.22m Cut Length, 25 per box | SHRINK-KON 25X1,2M BLUE
7TCA017300R0158 | CMP500-0-BG | Active | 5414363102816 | 56415.94 | 100 | 1 | lengte | Insulation | BE31450 | LY (Heat Shrink) | lengte | Krimpkous 2:1 12 7mm Rol 100M UL/CSA zw | Shrink-kon 100m noir | Heat Shrink Tubing, 12.7mm, Black, 100M per bag, Thin Wall, Shrink Ration 2:1, Material CrossLinked Polyolefin, Item is Silicone, Cadmium and Lead Free | SHRINK-KON 100M BLACK
7TCA017300R0160 | CMP500-2-A | Active | 5414363102823 | 722.09 | 100 | 25 | stuk | Insulation | BE31450 | LY (Heat Shrink) | stuk | Krimpkous 2:1 12 7mm 1 22M UL/CSA Rood | GT D12. 7 MM X 1. 22M ROUGE | Heat Shrink Tubing, 12.7mm, Red, 1.22m Cut Length, 25 per box | SHRINK-KON-1,22M
7TCA017300R0163 | CMP500-4-A | Active | 5414363102847 | 722.09 | 100 | 25 | stuk | Insulation | BE31450 | LY (Heat Shrink) | stuk | Krimpkous 2:1 12 7mm 1 22M UL/CSA Geel | GT D12. 7MM X 1. 22M JAUNE | Heat Shrink Tubing, 12.7mm, Yellow, 1.22m Cut Length, 25 per box | SHRINK-KON-1,22M
7TCA017300R0168 | CMP500-6-A | Active | 5414363102861 | 722.09 | 100 | 25 | stuk | Insulation | BE31450 | LY (Heat Shrink) | stuk | Krimpkous 2:1 12 7mm 1 22M UL/CSA Blauw | GT D12. 7MM X 1. 22M BLEU | Heat Shrink Tubing, 12.7mm, Blue, 1.22m Cut Length, 25 per box | SHRINK-KON-1,22M
7TCA017300R0171 | CMP500-C-A | Active | 5414363102885 | 722.09 | 100 | 25 | stuk | Insulation | BE31450 | LY (Heat Shrink) | stuk | TUBINGHEAT SHRINK | GT D12.7 MM X 1.22M TRANSP. | Heat Shrink Tubing, 12.7mm, Transparent, 1.22m Cut Length, 25 per box | TUBING,HEAT SHRINK
7TCA017300R0180 | CMP63-0-BG | Active | 5414363102915 | 82116.28 | 100 | 1 | lengte | Insulation | BE31450 | LY (Heat Shrink) | lengte | Krimpkous 2:1 1 6mm Rol 300M UL/CSA zw | Shrink-kon 300m noir | Heat Shrink Tubing, 1.6mm, Black, 300M per bag, Thin Wall, Shrink Ration 2:1, Material - CrossLinked Polyolefin, Item is Silicone, Cadmium and Lead Free | SHRINK-KON 300M BLACK
7TCA017300R0182 | CMP63-2-A | Active | 5414363102922 | 401.16 | 100 | 25 | stuk | Insulation | BE31450 | LY (Heat Shrink) | stuk | Krimpkous 2:1 1 6mm 1 22M UL/CSA Rood | GT D1. 6MM X 1. 22M ROUGE | Heat Shrink Tubing, 1.6mm, Red, 1.22m Cut Length, 25 per box | SHRINK-KON-1,22M
7TCA017300R0184 | CMP63-4-A | Active | 5414363102946 | 401.16 | 100 | 25 | stuk | Insulation | BE31450 | LY (Heat Shrink) | stuk | Krimpkous 2:1 1 6mm 1 22M UL/CSA Geel | SHRINK-KON- | Heat Shrink Tubing, 1.6mm, Yellow, 1.22m Cut Length, 25 per box | SHRINK-KON-
7TCA017300R0187 | CMP63-6-A | Active | 5414363102953 | 401.16 | 100 | 25 | stuk | Insulation | BE31450 | LY (Heat Shrink) | stuk | Krimpkous 2:1 1 6mm 1 22M UL/CSA Blauw | SHRINK-KON | Heat Shrink Tubing, 1.6mm, Blue, 1.22m Cut Length, 25 per box | SHRINK-KON
7TCA017300R0189 | CMP63-9-A | Active | 5414363102960 | 524.46 | 100 | 25 | stuk | Insulation | BE31450 | LY (Heat Shrink) | stuk | Krimpkous 2:1 1 6mm 1 22M UL/CSA Wit | TUBING,HEAT SHRINK | TUBING,HEAT SHRINK | TUBING,HEAT SHRINK
7TCA017300R0191 | CMP63-C-A | Active | 5414363102977 | 401.16 | 100 | 25 | stuk | Insulation | BE31450 | LY (Heat Shrink) | stuk | Krimpkous 2:1 1 6mm 1 22M UL/CSA Transp. | GT D1.6MM X 1.22M TRANSPARENT | Heat Shrink Tubing, 1.6mm, Transparent, 1.22m Cut Length, 25 per box | TUBING,HEAT SHRINK
7TCA017300R0198 | CMP750-0-BG | Active | 5414363103004 | 43287.13 | 100 | 1 | lengte | Insulation | BE31450 | LY (Heat Shrink) | lengte | Krimpkous 2:1 19 1mm Rol 50M UL/CSA zw | Shrink-kon 50m noir | Heat Shrink Tubing, 19.1mm, Black, 50M per bag, Thin Wall, Shrink Ration 2:1, Material - CrossLinked Polyolefin, Item is Silicone, Cadmium and Lead Free | SHRINK-KON 50M BLACK
7TCA017300R0200 | CMP750-2-A | Active | 5414363103011 | 1237.06 | 100 | 10 | stuk | Insulation | BE31450 | LY (Heat Shrink) | stuk | Krimpkous 2:1 19 1mm 1 22M UL/CSA Rood | GT D19. 1MM X 1. 22M ROUGE | Heat Shrink Tubing, 19.1mm, Red, 1.22m Cut Length, 10 per box | SHRINK-KON
7TCA017300R0202 | CMP750-4-A | Active | 5414363103028 | 1237.06 | 100 | 10 | stuk | Insulation | BE31450 | LY (Heat Shrink) | stuk | Krimpkous 2:1 19 1mm 1 22M UL/CSA Geel | GT D19. 1MM X 1. 22M JAUNE | Heat Shrink Tubing, 19.1mm, Yellow, 1.22m Cut Length, 10 per box | SHRINK-KON-1,22M
7TCA017300R0207 | CMP750-6-A | Active | 5414363103035 | 1237.06 | 100 | 10 | stuk | Insulation | BE31450 | LY (Heat Shrink) | stuk | Krimpkous 2:1 19 1mm 1 22M UL/CSA Blauw | GT D19. 1MM X 1. 22M BLEU | Heat Shrink Tubing, 19.1mm, Blue, 1.22m Cut Length, 10 per box | SHRINK-KON-1,22M
7TCA017300R0209 | CMP750-9-A | Active | 5414363103059 | 1619.17 | 100 | 10 | stuk | Insulation | BE31450 | LY (Heat Shrink) | stuk | Krimpkous 2:1 19 1mm 1 22M UL/CSA Wit | TUBING,HEAT SHRINK | TUBING,HEAT SHRINK | TUBING,HEAT SHRINK
7TCA017300R0212 | CMP750-C-A | Active | 5414363103066 | 1237.06 | 100 | 10 | stuk | Insulation | BE31450 | LY (Heat Shrink) | stuk | TUBINGHEAT SHRINK 4FT PER 1 EA | GT D19.1MM X 1.22M TRANSPARENT | Heat Shrink Tubing, 19.1mm, Transparent, 1.22m Cut Length, 10 per box | TUBING,HEAT SHRINK 4FT PER 1 EA
7TCA017300R0219 | CMP93-0-A | Active | 5414363103080 | 367.11 | 100 | 25 | stuk | Insulation | BE31450 | LY (Heat Shrink) | stuk | Krimpkous 2:1 2 4mm 1 22M UL/CSA zw | GT PM D2. 4MM X 1. 22M NOIR | Heat Shrink Tubing, 2.4mm, Black, 1.22m Cut L, 25 per box Thin Wall Shrink Ratio 2:1, Material CrossLinked Polyolefin, Item is Silicone, Cadmium and Lead Free | TUBING,HEAT SHRINK
7TCA017300R0221 | CMP93-0-BG | Active | 5414363103097 | 85472.9 | 100 | 1 | lengte | Insulation | BE31450 | LY (Heat Shrink) | lengte | Krimpkous 2:1 2 4mm Rol 300M UL/CSA zw | Shrink-kon 300m noir | Heat Shrink Tubing, 2.4mm, Black, 300M per bag, Thin Wall, Shrink Ration 2:1, Material CrossLinked Polyolefin, Item is Silicone, Cadmium and Lead Free | SHRINK-KON 300M BLACK
7TCA017300R0223 | CMP93-2-A | Active | 5414363103103 | 424.53 | 100 | 25 | stuk | Insulation | BE31450 | LY (Heat Shrink) | stuk | Krimpkous 2:1 2 4mm 1 22M UL/CSA Rood | GT D2. 4MM X 1. 22MROU | Heat Shrink Tubing, 2.4mm, Red, 1.22m Cut Length, 25 per box | SHRINK-KON-1,22MM
7TCA017300R0224 | CMP93-4-A | Active | 5414363103127 | 424.53 | 100 | 25 | stuk | Insulation | BE31450 | LY (Heat Shrink) | stuk | Krimpkous 2:1 2 4mm 1 22M UL/CSA Geel | GT D2. 4MM X 1. 22M JAUNE | Heat Shrink Tubing, 2.4mm, Yellow, 1.22m Cut Length, 25 per box | TUBING,HEAT SHRINK
7TCA017300R0227 | CMP93-6-A | Active | 5414363103134 | 424.53 | 100 | 25 | stuk | Insulation | BE31450 | LY (Heat Shrink) | stuk | Krimpkous 2:1 2 4mm 1 22M UL/CSA Blauw | GT D2. 4MM X 1. 22MBLE | Heat Shrink Tubing, 2.4mm, Blue, 1.22m Cut Length, 25 per box | TUBING,HEAT SHRINK
7TCA017300R0229 | CMP93-9-A | Active | 5414363103158 | 424.53 | 100 | 25 | stuk | Insulation | BE31450 | LY (Heat Shrink) | stuk | Krimpkous 2:1 2 4mm 1 22M UL/CSA Wit | TUBING,HEAT SHRINK | Heat Shrink Tubing, 2.4mm, White, 1.22m Cut Length, 25 per box | TUBING,HEAT SHRINK
7TCA017300R0231 | CMP93-C-A | Active | 5414363103172 | 424.53 | 100 | 25 | stuk | Insulation | BE31450 | LY (Heat Shrink) | stuk | Krimpkous 2:1 2 4mm 1 22M UL/CSA Transp. | GT D2.4MM X 1.22M TRANSPARENT | Heat Shrink Tubing, 2.4mm, Transparent, 1.22m Cut Length, 25 per box | TUBING,HEAT SHRINK
7TCA017300R0259 | GYS1000-E-A | Active | 5414363103806 | 2162.69 | 100 | 10 | stuk | Shrink-Kon | BE31450 | LY (Heat Shrink) | stuk | Dunwandige Krimpkous 3:1, 25,4mm, 1,22 Meter, Groen/Geel | Boît. shrink-kon 10x1,2m vert/jaune | Flexible Green/Yellow Heat Shrink Tubing 1 Inch 1.22m LX10 Shrink Ratio 3:1 Thin Walled, Material Crosslinked polyolefin Item is Silicone, Cadmium and Lead Free | Flexible Green/Yellow Heat Shrink Tubing 1 Inch 1.22m LX10 Shrink Ratio 3:1 Thin Walled, Material Crosslinked polyolefin Item is Silicone, Cadmium and Lead Free
7TCA017300R0260 | GYS1000-E-D | Active | 5414363103813 | 5914.22 | 100 | 1 | stuk | Shrink-Kon | BE31450 | LY (Heat Shrink) | stuk | Dunwandige Krimpkous 3:1, 25,4mm, Box 3,3 Meter, Groen/Geel | GT 2:1 D25.4MM VER/JAU | Flexible Green/Yellow Heat Shrink Tubing 1 Inch Boxed 3.3M Shrink Ratio 3:1, Thin Walled, Material Crosslinked Polyolefin Item is Silicone, Cadmium and Lead Free | Flexible Green/Yellow Heat Shrink Tubing 1 Inch Boxed 3.3M Shrink Ratio 3:1, Thin Walled, Material Crosslinked Polyolefin Item is Silicone, Cadmium and Lead Free
7TCA017300R0261 | GYS1000-E-E | Active | 5414363103820 | 48395.14 | 100 | 1 | stuk | Shrink-Kon | BE31450 | LY (Heat Shrink) | stuk | Dunwandige Krimpkous 3:1, 25,4mm, Rol 30 Meter, Groen/Geel | Boît. shrink-kon 30m vert/jaune | Flexible Green/Yellow Heat Shrink Tubing 1 Inch, 30M, Shrink Ratio 3:1, Thin Walled, Material Crosslinked Polyolefin Item is Silicone, Cadmium and Lead Free | Flexible Green/Yellow Heat Shrink Tubing 1 Inch, 30M, Shrink Ratio 3:1, Thin Walled, Material Crosslinked Polyolefin Item is Silicone, Cadmium and Lead Free
7TCA017300R0262 | GYS125-E-A | Active | 5414363103837 | 595.81 | 100 | 25 | stuk | Shrink-Kon | BE31450 | LY (Heat Shrink) | stuk | Dunwandige Krimpkous 3:1, 3,2mm, 1,22 Meter, Groen/Geel | GT D3. 2MM X 1. 22M VER/JAU | Flexible Green/Yellow Heat Shrink Tubing 1/8 Inch 1.22m LX25 Shrink Ratio3:1 Thin Walled, Material Crosslinked polyolefin Item is Silicone, Cadmium and Lead Free | Flexible Green/Yellow Heat Shrink Tubing 1/8 Inch 1.22m LX25 Shrink Ratio3:1 Thin Walled, Material Crosslinked polyolefin Item is Silicone, Cadmium and Lead Free
7TCA017300R0263 | GYS125-E-D | Active | 5414363103844 | 4535.01 | 100 | 1 | stuk | Shrink-Kon | BE31450 | LY (Heat Shrink) | stuk | Dunwandige Krimpkous 3:1, 3,2mm, Box 11,5 Meter, Groen/Geel | GT 2:1 D3.2MM VER/JAU | Flexible Green/Yellow Heat Shrink Tubing 1/8 Inch, Boxed 11.5M, Shrink Ratio 3:1 Thin Walled, Mat Crosslinked Polyolefin Item is Silicone, Cadmium and Lead Free | Flexible Green/Yellow Heat Shrink Tubing 1/8 Inch, Boxed 11.5M, Shrink Ratio 3:1 Thin Walled, Mat Crosslinked Polyolefin Item is Silicone, Cadmium and Lead Free
7TCA017300R0264 | GYS125-E-E | Active | 5414363103851 | 57807.38 | 100 | 1 | stuk | Shrink-Kon | BE31450 | LY (Heat Shrink) | stuk | Flexibele Groen/Gele Warmte Krimpbuis 1/8 Inch, 150M, Krimp Verhouding 3:1, Dunwandig Materiaal Verknoopt Polyolefin Silicoon-, Cadmium- en Loodvrij Product | Boît. shrink-kon 150m vert/jaune | Flexible Green/Yellow Heat Shrink Tubing 1/8 Inch, 150M, Shrink Ratio 3:1, Thin Walled, Material Crosslinked Polyolefin Item is Silicone, Cadmium and Lead Free | Flexible Green/Yellow Heat Shrink Tubing 1/8 Inch, 150M, Shrink Ratio 3:1, Thin Walled, Material Crosslinked Polyolefin Item is Silicone, Cadmium and Lead Free
7TCA017300R0266 | GYS187-E-A | Active | 5414363103868 | 717.27 | 100 | 25 | stuk | Shrink-Kon | BE31450 | LY (Heat Shrink) | stuk | Dunwandige Krimpkous 3:1, 4,8mm, 1,22 Meter, Groen/Geel | Boît. shrink-kon 25x1,2m vert/jaune | Flexible Green/Yellow Heat Shrink Tubing 3/16Inch 1.22m LX25 Shrink Ratio3:1 Thin Walled, Material Crosslinked polyolefin Item is Silicone, Cadmium and Lead Free | Flexible Green/Yellow Heat Shrink Tubing 3/16Inch 1.22m LX25 Shrink Ratio3:1 Thin Walled, Material Crosslinked polyolefin Item is Silicone, Cadmium and Lead Free
7TCA017300R0268 | GYS187-E-D | Active | 5414363103875 | 5274.82 | 100 | 1 | stuk | Shrink-Kon | BE31450 | LY (Heat Shrink) | stuk | Dunwandige Krimpkous 3:1, 4,8mm, Box 9,5 Meter, Groen/Geel | Boît. shrink-kon 9,5m vert/jaune | Flexible Green/Yellow Heat Shrink Tubing 3/16 Inch, Boxed 9.5M, Shrink Ratio 3:1 Thin Walled, Mat Crosslinked Polyolefin Item is Silicone, Cadmium and Lead Free | Flexible Green/Yellow Heat Shrink Tubing 3/16 Inch, Boxed 9.5M, Shrink Ratio 3:1 Thin Walled, Mat Crosslinked Polyolefin Item is Silicone, Cadmium and Lead Free
7TCA017300R0269 | GYS187-E-E | Active | 5414363103882 | 35595.69 | 100 | 1 | stuk | Shrink-Kon | BE31450 | LY (Heat Shrink) | stuk | Dunwandige Krimpkous 3:1, 4,8mm, Rol 75 Meter, Groen/Geel | Boît. shrink-kon 75m vert/jaune | Flexible Green/Yellow Heat Shrink Tubing 3/16 Inch, 75M, Shrink Ratio 3:1, Thin Walled, Material Crosslinked Polyolefin Item is Silicone, Cadmium and Lead Free | Flexible Green/Yellow Heat Shrink Tubing 3/16 Inch, 75M, Shrink Ratio 3:1, Thin Walled, Material Crosslinked Polyolefin Item is Silicone, Cadmium and Lead Free
7TCA017300R0271 | GYS250-E-A | Active | 5414363076889 | 926.88 | 100 | 25 | stuk | Shrink-Kon | BE31450 | LY (Heat Shrink) | stuk | Dunwandige Krimpkous 3:1, 6,4mm, 1,22 Meter, Groen/Geel | GT D6. 4MM X 1. 22M VER/JAU | Flexible Green/Yellow Heat Shrink Tubing 1/4Inch 1.22m LX25 Shrink Ratio 3:1 Thin Walled, Material Crosslinked Polyolefin Item is Silicone, Cadmium and Lead Free | Flexible Green/Yellow Heat Shrink Tubing 1/4Inch 1.22m LX25 Shrink Ratio 3:1 Thin Walled, Material Crosslinked Polyolefin Item is Silicone, Cadmium and Lead Free
7TCA017300R0272 | GYS250-E-D | Active | 5414363103899 | 3556.88 | 100 | 1 | stuk | Insulation | BE31450 | LY (Heat Shrink) | stuk | Krimpkous 3:1 6 4mm Box 7 5M Groen/Geel | GT 2:1 D6.4MM VER/JAU | Flexible Green/Yellow Heat Shrink Tubing 1/4 Inch 7.5M, Shrink Ratio 3:1, Thin Walled, Material Crosslinked Polyolefin Item is Silicone, Cadmium and Lead Free | SHRINK-KON BOX 7,5M GREEN/YELLOW
7TCA017300R0273 | GYS250-E-E | Active | 5414363103905 | 47322.45 | 100 | 1 | stuk | Shrink-Kon | BE31450 | LY (Heat Shrink) | stuk | Dunwandige Krimpkous 3:1, 6,4mm, Rol 75 Meter, Groen/Geel | Shrink-kon 75m vert/jaune | Flexible Green/Yellow Heat Shrink Tubing 1/4 Inch, 75M, Shrink Ratio 3:1, Thin Walled, Material Crosslinked Polyolefin Item is Silicone, Cadmium and Lead Free | Flexible Green/Yellow Heat Shrink Tubing 1/4 Inch, 75M, Shrink Ratio 3:1, Thin Walled, Material Crosslinked Polyolefin Item is Silicone, Cadmium and Lead Free
7TCA017300R0274 | GYS375-E-A | Active | 5414363103912 | 1050.22 | 100 | 25 | stuk | Shrink-Kon | BE31450 | LY (Heat Shrink) | stuk | Dunwandige Krimpkous 3:1, 9,5mm, 1,22 Meter, Groen/Geel | Boît. shrink-kon 25x1,2m vert/jaune | Flexible Green/Yellow Heat Shrink Tubing 3/8 Inch 1.22m LX25 Shrink Ratio3:1 Thin Walled, Material Crosslinked Polyolefin Item is Silicone, Cadmium and Lead Free | Flexible Green/Yellow Heat Shrink Tubing 3/8 Inch 1.22m LX25 Shrink Ratio3:1 Thin Walled, Material Crosslinked Polyolefin Item is Silicone, Cadmium and Lead Free
7TCA017300R0275 | GYS375-E-D | Active | 5414363103929 | 5185.98 | 100 | 1 | stuk | Shrink-Kon | BE31450 | LY (Heat Shrink) | stuk | Dunwandige Krimpkous 3:1, 9,5mm, Box 6,5 Meter, Groen/Geel | Boît. shrink-kon 6,5m vert/jaune | Flexible Green/Yellow Heat Shrink Tubing 3/8 Inch, 6.5M, Shrink Ratio 3:1, Thin Walled, Material Crosslinked Polyolefin Item is Silicone, Cadmium and Lead Free | Flexible Green/Yellow Heat Shrink Tubing 3/8 Inch, 6.5M, Shrink Ratio 3:1, Thin Walled, Material Crosslinked Polyolefin Item is Silicone, Cadmium and Lead Free
7TCA017300R0276 | GYS375-E-E | Active | 5414363103936 | 58634.71 | 100 | 1 | stuk | Shrink-Kon | BE31450 | LY (Heat Shrink) | stuk | Dunwandige Krimpkous 3:1, 9,5mm, Rol 75 Meter, Groen/Geel | Boît. shrink-kon 75m vert/jaune | Flexible Green/Yellow Heat Shrink Tubing 3/8 Inch, 75M, Shrink Ratio 3:1, Thin Walled, Material Crosslinked Polyolefin Item is Silicone, Cadmium and Lead Free | Flexible Green/Yellow Heat Shrink Tubing 3/8 Inch, 75M, Shrink Ratio 3:1, Thin Walled, Material Crosslinked Polyolefin Item is Silicone, Cadmium and Lead Free
7TCA017300R0277 | GYS500-E-A | Active | 5414363103943 | 1114.48 | 100 | 25 | stuk | Shrink-Kon | BE31450 | LY (Heat Shrink) | stuk | Dunwandige Krimpkous 3:1, 12,7mm, 1,22 Meter, Groen/Geel | Boît. shrink-kon 25x1,2m vert/jaune | Flexible Green/Yellow Heat Shrink Tubing 1/2Inch 1.22m LX25 Shrink Ratio 3:1 Thin Walled, Material Crosslinked Polyolefin Item is Silicone, Cadmium and Lead Free | Flexible Green/Yellow Heat Shrink Tubing 1/2Inch 1.22m LX25 Shrink Ratio 3:1 Thin Walled, Material Crosslinked Polyolefin Item is Silicone, Cadmium and Lead Free
7TCA017300R0278 | GYS500-E-D | Active | 5414363103950 | 3598.13 | 100 | 1 | stuk | Shrink-Kon | BE31450 | LY (Heat Shrink) | stuk | Dunwandige Krimpkous 3:1, 12,7mm, Box 6,0 Meter, Groen/Geel | GT D12. 7MM VER/JAU | Flexible Green/Yellow Heat Shrink Tubing 1/2 Inch, 6.5M, Shrink Ratio 3:1, Thin Walled, Material Crosslinked Polyolefin Item is Silicone, Cadmium and Lead Free | Flexible Green/Yellow Heat Shrink Tubing 1/2 Inch, 6.5M, Shrink Ratio 3:1, Thin Walled, Material Crosslinked Polyolefin Item is Silicone, Cadmium and Lead Free
7TCA017300R0279 | GYS500-E-E | Active | 5414363103967 | 41885.09 | 100 | 1 | stuk | Shrink-Kon | BE31450 | LY (Heat Shrink) | stuk | Dunwandige Krimpkous 3:1, 12,7mm, Rol 50 Meter, Groen/Geel | Boît. shrink-kon 50m vert/jaune | Flexible Green/Yellow Heat Shrink Tubing 1/2 Inch, 50M, Shrink Ratio 3:1, Thin Walled, Material Crosslinked Polyolefin Item is Silicone, Cadmium and Lead Free | Flexible Green/Yellow Heat Shrink Tubing 1/2 Inch, 50M, Shrink Ratio 3:1, Thin Walled, Material Crosslinked Polyolefin Item is Silicone, Cadmium and Lead Free
7TCA017300R0280 | GYS750-E-A | Active | 5414363103974 | 1491.34 | 100 | 10 | stuk | Shrink-Kon | BE31450 | LY (Heat Shrink) | stuk | Dunwandige Krimpkous 3:1, 19,1mm, 1,22 Meter, Groen/Geel | Boît. shrink-kon 10x1,2m vert/jaune | Flexible Green/Yellow Heat Shrink Tubing 3/4 Inch 1.22m LX25 Shrink Ratio3:1 Thin Walled, Material Crosslinked Polyolefin Item is Silicone, Cadmium and Lead Free | Flexible Green/Yellow Heat Shrink Tubing 3/4 Inch 1.22m LX25 Shrink Ratio3:1 Thin Walled, Material Crosslinked Polyolefin Item is Silicone, Cadmium and Lead Free
7TCA017300R0281 | GYS750-E-D | Active | 5414363103981 | 3559.22 | 100 | 1 | stuk | Insulation | BE31450 | LY (Heat Shrink) | stuk | Krimpkous 3:1 19 1mm Box 5 0M Groen/Geel | SHRINK-KON BOX 5M GREEN/JAUNE | Flexible Green/Yellow Heat Shrink Tubing 3/4 Inch, 6.5M, Shrink Ratio 3:1, Thin Walled, Material Crosslinked Polyolefin Item is Silicone, Cadmium and Lead Free | SHRINK-KON BOX 5M GREEN/YELLOW
7TCA017300R0282 | GYS750-E-E | Active | 5414363103998 | 32020.71 | 100 | 1 | stuk | Shrink-Kon | BE31450 | LY (Heat Shrink) | stuk | Dunwandige Krimpkous 3:1, 19,1mm, Rol 30 Meter, Groen/Geel | Boît. shrink-kon 30m vert/jaune | Flexible Green/Yellow Heat Shrink Tubing 3/4 Inch, 30M, Shrink Ratio 3:1, Thin Walled, Material Crosslinked Polyolefin Item is Silicone, Cadmium and Lead Free | Flexible Green/Yellow Heat Shrink Tubing 3/4 Inch, 30M, Shrink Ratio 3:1, Thin Walled, Material Crosslinked Polyolefin Item is Silicone, Cadmium and Lead Free
7TCA017300R0307 | HSB1000 | Active | 5414363104001 | 2941.25 | 100 | 1 | stuk | Insulation | BE31450 | LY (Heat Shrink) | stuk | Krimpkous 2:1 25 4mm Box 3 3M zw | SHRINK KON BOX - 33M NOIR | Thin Wall Heat Shrink Tubing Dispenser Box 1 Inch Exp Inside Diam 3.3M Black Shrink Ratio 2:1, Crosslink Polyolefin Item is Silicone, Cadmium & Lead free | SHRINK KON BOX - 3,3M BLACK
7TCA017300R0308 | HSB1000-1 | Active | 5414363018254 | 4187.25 | 100 | 5 | stuk | Shrink-Kon | BE31450 | LY (Heat Shrink) | stuk | Dunwandige Krimpkous 2:1, 25,4mm, Box 3,3 Meter, Bruin | GT 2:1 D25.4MM MAR | Thin Wall Heat Shrink Tubing in Dispenser Box 1 Inch Expanded Inside Diam 3.3 Meters Brown | Thin Wall Heat Shrink Tubing in Dispenser Box 1 Inch Expanded Inside Diam 3.3 Meters Brown
7TCA017300R0309 | HSB1000-2 | Active | 5414363104018 | 3846.31 | 100 | 1 | stuk | Insulation | BE31450 | LY (Heat Shrink) | stuk | Krimpkous 2:1 25 4mm Box 3 3M Rood | SHRINK KON BOX - 3,3M RED | Thin Wall Heat Shrink Tubing in Dispenser Box 1 Inch Expanded Inside Diam 3.3 Meters Black | SHRINK KON BOX - 3,3M RED
7TCA017300R0310 | HSB1000-4 | Active | 5414363104025 | 3512.71 | 100 | 1 | stuk | Insulation | BE31450 | LY (Heat Shrink) | stuk | Krimpkous 2:1 25 4mm Box 3 3M Geel | Boît. shrink-kon - 3,3m jau | Thin Wall Heat Shrink Tubing in Dispenser Box 1 Inch Expanded Inside Diam 3.3 Meters Yellow | SHRINK KON BOX - 3,3M YELLOW
7TCA017300R0311 | HSB1000-5 | Active | 5414363104032 | 3696.39 | 100 | 1 | stuk | Shrink-Kon | BE31450 | LY (Heat Shrink) | stuk | Dunwandige Krimpkous 2:1, 25,4mm, Box 3,3 Meter, Groen | Boît. shrink-kon - 3,3m vert | Thin Wall Heat Shrink Tubing in Dispenser Box 1 Inch Expanded Inside Diam 3.3 Meters Red | Thin Wall Heat Shrink Tubing in Dispenser Box 1 Inch Expanded Inside Diam 3.3 Meters Red
7TCA017300R0312 | HSB1000-6 | Active | 5414363104049 | 2941.27 | 100 | 1 | stuk | Insulation | BE31450 | LY (Heat Shrink) | stuk | Krimpkous 2:1 25 4mm Box 3 3M Blauw | SHRINK KON BOX - 3,3M BLUE | Thin Wall Heat Shrink Tubing in Dispenser Box 1 Inch Expanded Inside Diam 3.3 Meters Yellow | SHRINK KON BOX - 3,3M BLUE
7TCA017300R0313 | HSB1000-8 | Active | 5414363449225 | 4088.24 | 100 | 5 | stuk | Shrink-Kon | BE31450 | LY (Heat Shrink) | stuk | Dunwandige Krimpkous 2:1, 25,4mm, Box 3,3 Meter, Groen | Boît. shrink kon - gris | Thin Wall Heat Shrink Tubing in Dispenser Box 1 Inch Expanded Inside Diam 3.3 Meters Green | Thin Wall Heat Shrink Tubing in Dispenser Box 1 Inch Expanded Inside Diam 3.3 Meters Green
7TCA017300R0314 | HSB1000-9 | Active | 5414363104056 | 3164.91 | 100 | 1 | stuk | Shrink-Kon | BE31450 | LY (Heat Shrink) | stuk | Dunwandige Krimpkous 2:1, 25,4mm, Box 3,3 Meter, Wit | Boît. shrink-kon - 3,3m blc | Thin Wall Heat Shrink Tubing in Dispenser Box 1 Inch Expanded Inside Diam 3.3 Meters Blue | Thin Wall Heat Shrink Tubing in Dispenser Box 1 Inch Expanded Inside Diam 3.3 Meters Blue
7TCA017300R0315 | HSB1000-C | Active | 5414363104063 | 3164.91 | 100 | 1 | stuk | Shrink-Kon | BE31450 | LY (Heat Shrink) | stuk | Dunwandige Krimpkous 2:1, 25,4mm, Box 3,3 Meter, Transparant | SHRINK KON BOX - 3,3M TRANSP. | Thin Wall Heat Shrink Tubing in Dispenser Box 1 Inch Expanded Inside Diam 3.3 Meters Clear | Thin Wall Heat Shrink Tubing in Dispenser Box 1 Inch Expanded Inside Diam 3.3 Meters Clear
7TCA017300R0316 | HSB125 | Active | 5414363104070 | 2941.26 | 100 | 1 | stuk | Insulation | BE31450 | LY (Heat Shrink) | stuk | Krimpkous 2:1 3 2mm 11 5M zw | SHRINK KON BOX 115M NOIR | Thin Wall Heat Shrink Tubing Dispenser Box 1/8 Inch Exp Inside Diam 11.5m Black Shrink Ratio 2:1, CrossLinked Polyolefin Item is Silicone, Cadmium & Lead free | SHRINK KON BOX 11,5M BLACK
7TCA017300R0317 | HSB125-1 | Active | 5414363172192 | 3512.71 | 100 | 5 | stuk | Insulation | BE31450 | LY (Heat Shrink) | stuk | Krimpkous 2:1 3 2mm 11 5M Bruin | SHRINK KON BOX 11,5M BROWN | Thin Wall Heat Shrink Tubing Dispenser Box 1/8 Inch Expanded Inside Diam 11.5 Meters Brown | SHRINK KON BOX 11,5M BROWN
7TCA017300R0318 | HSB125-2 | Active | 5414363104087 | 2941.27 | 100 | 1 | stuk | Insulation | BE31450 | LY (Heat Shrink) | stuk | Krimpkous 2:1 3 2mm 11 5M Rood | Boît. shrink-kon - 11,5m rge | Thin Wall Heat Shrink Tubing Dispenser Box 1/8 Inch Expanded Inside Diam 11.5 Meters Red | SHRINK KON BOX - 11,5M RED
7TCA017300R0319 | HSB125-4 | Active | 5414363104094 | 3512.71 | 100 | 1 | stuk | Insulation | BE31450 | LY (Heat Shrink) | stuk | Krimpkous 2:1 3 2mm 11 5M Geel | Boît. shrink-kon - 11,5m jau | Thin Wall Heat Shrink Tubing Dispenser Box 1/8 Inch Expanded Inside Diam 11.5 Meters Yellow | SHRINK KON BOX - 11,5M YELLOW
7TCA017300R0320 | HSB125-5 | Active | 5414363104100 | 3512.71 | 100 | 1 | stuk | Insulation | BE31450 | LY (Heat Shrink) | stuk | Krimpkous 2:1 3 2mm 11 5M Groen | Boît. shrink-kon - 9,5m vert | Thin Wall Heat Shrink Tubing Dispenser Box 1/8 Inch Expanded Inside Diam 11.5 Meters Green | SHRINK KON BOX - 11,5M GREEN
7TCA017300R0321 | HSB125-6 | Active | 5414363104117 | 3011.04 | 100 | 1 | stuk | Insulation | BE31450 | LY (Heat Shrink) | stuk | Krimpkous 2:1 3 2mm 11 5M Blauw | SHRINK KON BOX - 11,5M BLUE | Thin Wall Heat Shrink Tubing Dispenser Box 1/8 Inch Expanded Inside Diam 11.5 Meters Blue | SHRINK KON BOX - 11,5M BLUE
7TCA017300R0322 | HSB125-8 | Active | 5414363028963 | 3512.71 | 100 | 5 | stuk | Insulation | BE31450 | LY (Heat Shrink) | stuk | Krimpkous 2:1 3 2mm 11 5M Grijs | SHRINK KON BOX - 11,5M GREY | Thin Wall Heat Shrink Tubing Dispenser Box 1/8 Inch Expanded Inside Diam 11.5 Meters Grey | SHRINK KON BOX - 11,5M GREY
7TCA017300R0323 | HSB125-9 | Active | 5414363104124 | 3512.71 | 100 | 1 | stuk | Insulation | BE31450 | LY (Heat Shrink) | stuk | Krimpkous 2:1 3 2mm 11 5M Wit | Boît. shrink-kon - 115m blc | Thin Wall Heat Shrink Tubing Dispenser Box 1/8 Inch Expanded Inside Diam 11.5 Meters White | SHRINK KON BOX – 11,5M WHITE
7TCA017300R0324 | HSB125-C | Active | 5414363104131 | 3512.71 | 100 | 1 | stuk | Insulation | BE31450 | LY (Heat Shrink) | stuk | Krimpkous 2:1 3 2mm 11 5M Transp. | SHRINK KON BOX - 115M TRANSP. | Thin Wall Heat Shrink Tubing Dispenser Box 1/8 Inch Expanded Inside Diam 11.5 Meters Transparent | SHRINK KON BOX - 11,5M TRANSP.
7TCA017300R0325 | HSB187 | Active | 5414363104148 | 2941.24 | 100 | 1 | stuk | Insulation | BE31450 | LY (Heat Shrink) | stuk | Krimpkous 2:1 4 7mm 9 5M zw | SHRINK KON BOX - 95M NOIR | Thin Wall Heat Shrink Tubing Dispenser Box 3/16 Inch Exp Inside Diam 9.5m Black Shrink Ratio 2:1 Crosslinked Polyolefin Item is Silicone, Cadmium & Lead free | SHRINK KON BOX - 9,5M BLACK
7TCA017300R0326 | HSB187-1 | Active | 5414363166719 | 3573.97 | 100 | 5 | stuk | Shrink-Kon | BE31450 | LY (Heat Shrink) | stuk | Dunwandige Krimpkous 2:1, 4,7mm, 9,5 Meter, Bruin | Boît. shrink-kon - 9,5m mar | Thin Wall Heat Shrink Tubing Dispenser Box 3/16 Inch Expanded Inside Diam 9.5 Meters Brown | Thin Wall Heat Shrink Tubing Dispenser Box 3/16 Inch Expanded Inside Diam 9.5 Meters Brown
7TCA017300R0327 | HSB187-2 | Active | 5414363104155 | 3512.71 | 100 | 1 | stuk | Insulation | BE31450 | LY (Heat Shrink) | stuk | Krimpkous 2:1 4 7mm 9 5M Rood | Boît. shrink-kon - 9,5m rge | Thin Wall Heat Shrink Tubing Dispenser Box 3/16 Inch Expanded Inside Diam 9.5 Meters Red | SHRINK KON BOX - 9,5M RED
7TCA017300R0328 | HSB187-4 | Active | 5414363104162 | 3512.71 | 100 | 1 | stuk | Insulation | BE31450 | LY (Heat Shrink) | stuk | Krimpkous 2:1 4 7mm 9 5M Geel | Boît. shrink-kon - 9,5m jau | Thin Wall Heat Shrink Tubing Dispenser Box 3/16 Inch Expanded Inside Diam 9.5 Meters Yellow | SHRINK KON BOX - 9,5M YELLOW
7TCA017300R0329 | HSB187-5 | Active | 5414363104179 | 3573.97 | 100 | 5 | stuk | Shrink-Kon | BE31450 | LY (Heat Shrink) | stuk | Dunwandige Krimpkous 2:1, 4,7mm, 9,5 Meter, Groen | Boît. shrink-kon - 9,5m vert | Thin Wall Heat Shrink Tubing Dispenser Box 3/16 Inch Expanded Inside Diam 9.5 Meters Green | Thin Wall Heat Shrink Tubing Dispenser Box 3/16 Inch Expanded Inside Diam 9.5 Meters Green
7TCA017300R0330 | HSB187-6 | Active | 5414363104186 | 3010.91 | 100 | 1 | stuk | Insulation | BE31450 | LY (Heat Shrink) | stuk | Krimpkous 2:1 4 7mm 9 5M Blauw | Boît. shrink-kon - 9,5m ble | Thin Wall Heat Shrink Tubing Dispenser Box 3/16 Inch Expanded Inside Diam 9.5 Meters Blue | SHRINK KON BOX - 9,5M BLUE
7TCA017300R0331 | HSB187-8 | Active | 5414363165705 | 3573.97 | 100 | 5 | stuk | Shrink-Kon | BE31450 | LY (Heat Shrink) | stuk | Dunwandige Krimpkous 2:1, 4,7mm, 9,5 Meter, Grijs | Boît. shrink-kon - 9,5m gris | Thin Wall Heat Shrink Tubing in Dispenser Box -3/16 Inch Expanded Inside Diameter - 9.5 Meters Grey | Thin Wall Heat Shrink Tubing in Dispenser Box -3/16 Inch Expanded Inside Diameter - 9.5 Meters Grey
7TCA017300R0332 | HSB187-9 | Active | 5414363104193 | 3512.71 | 100 | 1 | stuk | Insulation | BE31450 | LY (Heat Shrink) | stuk | Krimpkous 2:1 4 7mm 9 5M Wit | Boît. shrink-kon - 9,5m blc | Thin Wall Heat Shrink Tubing Dispenser Box 3/16 Inch Expanded Inside Diam 9.5 Meters White | SHRINK KON BOX - 9,5M WHITE
7TCA017300R0333 | HSB187-C | Active | 5414363104209 | 3512.71 | 100 | 1 | stuk | Insulation | BE31450 | LY (Heat Shrink) | stuk | Krimpkous 2:1 4 7mm 9 5M Transp. | SHRINK KON BOX - 95M TRANSP. | Thin Wall Heat Shrink Tubing Dispenser Box 3/16 Inch Expanded Inside Diam 9.5 Meters Transparent | SHRINK KON BOX - 9,5M TRANSP.
7TCA017300R0334 | HSB250 | Active | 5414363076896 | 2941.24 | 100 | 1 | stuk | Insulation | BE31450 | LY (Heat Shrink) | stuk | Krimpkous 2:1 6 4mm 7 5M zw | SHRINK KON BOX - 75M NOIR | Thin Wall Heat Shrink Tubing Dispenser Box 1/4 Inch Exp Inside Diam 7.5M Black Shrink Ratio 2:1, CrossLinked Polyolefin Item is Silicone, Cadmium & Lead free | SHRINK KON BOX - 7,5M BLACK
7TCA017300R0335 | HSB250-1 | Active | 5414363176589 | 3276.72 | 100 | 5 | stuk | Shrink-Kon | BE31450 | LY (Heat Shrink) | stuk | Dunwandige Krimpkous 2:1, 6,4mm, 7,5 Meter, Bruin | GT 2:1 D6.4MM MAR | Thin Wall Heat Shrink Tubing Dispenser Box 1/4 Inch Expanded Inside Diam 7.5 Meters Brown | Thin Wall Heat Shrink Tubing Dispenser Box 1/4 Inch Expanded Inside Diam 7.5 Meters Brown
7TCA017300R0336 | HSB250-2 | Active | 5414363104216 | 3040.44 | 100 | 1 | stuk | Insulation | BE31450 | LY (Heat Shrink) | stuk | Krimpkous 2:1 6 4mm 7 5M Rood | Boît. shrink-kon - 7,5m rge | Thin Wall Heat Shrink Tubing Dispenser Box 1/4 Inch Expanded Inside Diam 7.5 Meters Red | SHRINK KON BOX - 7,5M RED
7TCA017300R0337 | HSB250-4 | Active | 5414363104223 | 2436.56 | 100 | 1 | stuk | Shrink-Kon | BE31450 | LY (Heat Shrink) | stuk | Dunwandige Krimpkous 2:1, 6,4mm, 7,5 Meter, Geel | Boît. shrink-kon - 7,5m jau | Thin Wall Heat Shrink Tubing Dispenser Box 1/4 Inch Expanded Inside Diam 7.5 Meters Yellow | Thin Wall Heat Shrink Tubing Dispenser Box 1/4 Inch Expanded Inside Diam 7.5 Meters Yellow
7TCA017300R0338 | HSB250-5 | Active | 5414363104230 | 3512.71 | 100 | 1 | stuk | Insulation | BE31450 | LY (Heat Shrink) | stuk | Krimpkous 2:1 6 4mm 7 5M Groen | Boît. shrink-kon - 7,5m vert | Thin Wall Heat Shrink Tubing Dispenser Box 1/4 Inch Expanded Inside Diam 7.5 Meters Green | SHRINK KON BOX - 7,5M GREEN
7TCA017300R0339 | HSB250-6 | Active | 5414363104247 | 3011.04 | 100 | 1 | stuk | Insulation | BE31450 | LY (Heat Shrink) | stuk | Krimpkous 2:1 6 4mm 7 5M Blauw | SHRINK KON BOX - 7,5M BLUE | Thin Wall Heat Shrink Tubing Dispenser Box 1/4 Inch Expanded Inside Diam 7.5 Meters Blue | SHRINK KON BOX - 7,5M BLUE
7TCA017300R0340 | HSB250-8 | Active | 5414363176596 | 3512.71 | 100 | 5 | stuk | Insulation | BE31450 | LY (Heat Shrink) | stuk | Krimpkous 2:1 6 4mm 7 5M Grijs | SHRINK KON BOX - 7,5M GREY | Thin Wall Heat Shrink Tubing Dispenser Box 1/4 Inch Expanded Inside Diam 7.5 Meters Grey | SHRINK KON BOX - 7,5M GREY
7TCA017300R0341 | HSB250-9 | Active | 5414363104254 | 3512.71 | 100 | 1 | stuk | Insulation | BE31450 | LY (Heat Shrink) | stuk | Krimpkous 2:1 6 4mm 7 5M Wit | Boît. shrink-kon - 7,5m blc | Thin Wall Heat Shrink Tubing Dispenser Box 1/4 Inch Expanded Inside Diam 7.5 Meters White | SHRINK KON BOX - 7,5M WHITE
7TCA017300R0342 | HSB250-C | Active | 5414363104261 | 3512.71 | 100 | 1 | stuk | Insulation | BE31450 | LY (Heat Shrink) | stuk | Krimpkous 2:1 6 4mm 7 5M Transp. | GT 2:1 D6.4MM TRANSP. | Thin Wall Heat Shrink Tubing Dispenser Box 1/4 Inch Expanded Inside Diam 7.5 Meters Transparent | SHRINK KON BOX - 7,5M TRANSP.
7TCA017300R0343 | HSB375 | Active | 5414363104278 | 3087.53 | 100 | 1 | stuk | Insulation | BE31450 | LY (Heat Shrink) | stuk | Krimpkous 2:1 9 5mm 6 5M zw | SHRINK KON BOX - 65M NOIR | Thin Wall Heat Shrink Tubing Dispenser Box 3/8 Inch Exp Inside Diam 6.5m Black Shrink Ratio 2:1 Crosslinked Polyolefin Item is Silicone, Cadmium & Lead free | SHRINK KON BOX - 6,5M BLACK
7TCA017300R0344 | HSB375-1 | Active | 5414363176565 | 3512.71 | 100 | 5 | stuk | Insulation | BE31450 | LY (Heat Shrink) | stuk | Krimpkous 2:1 9 5mm 6 5M Bruin | Boît. shrink-kon - 6,5m mar | Thin Wall Heat Shrink Tubing Dispenser Box 3/8 Inch Expanded Inside Diam 6.5 Meters Brown | SHRINK KON BOX - 6,5M BROWN
7TCA017300R0345 | HSB375-2 | Active | 5414363076902 | 3192.91 | 100 | 1 | stuk | Insulation | BE31450 | LY (Heat Shrink) | stuk | Krimpkous 2:1 9 5mm 6 5M Rood | Boît. shrink-kon - 6,5m rge | Thin Wall Heat Shrink Tubing Dispenser Box 3/8 Inch Expanded Inside Diam 6.5 Meters Red | SHRINK KON BOX - 6,5M RED
7TCA017300R0346 | HSB375-4 | Active | 5414363104285 | 3512.71 | 100 | 1 | stuk | Insulation | BE31450 | LY (Heat Shrink) | stuk | Krimpkous 2:1 9 5mm 6 5M Geel | Boît. shrink-kon - 6,5m jau | Thin Wall Heat Shrink Tubing Dispenser Box 3/8 Inch Expanded Inside Diam 6.5 Meters Yellow | SHRINK KON BOX - 6,5M YELLOW
7TCA017300R0347 | HSB375-5 | Active | 5414363104292 | 3512.71 | 100 | 1 | stuk | Insulation | BE31450 | LY (Heat Shrink) | stuk | Krimpkous 2:1 9 5mm 6 5M Groen | Boît. shrink-kon - 6,5m vert | Thin Wall Heat Shrink Tubing Dispenser Box 3/8 Inch Expanded Inside Diam 6.5 Meters Green | SHRINK KON BOX - 6,5M GREEN
7TCA017300R0348 | HSB375-6 | Active | 5414363076919 | 3011.04 | 100 | 1 | stuk | Insulation | BE31450 | LY (Heat Shrink) | stuk | Krimpkous 2:1 9 5mm 6 5M Blauw | Boît. shrink-kon - 6,5m ble | Thin Wall Heat Shrink Tubing Dispenser Box 3/8 Inch Expanded Inside Diam 6.5 Meters Blue | SHRINK KON BOX - 6,5M BLUE
7TCA017300R0349 | HSB375-8 | Active | 5414363176572 | 3512.71 | 100 | 5 | stuk | Insulation | BE31450 | LY (Heat Shrink) | stuk | Krimpkous 2:1 9 5mm 6 5M Grijs | Boît. shrink-kon - 6,5m gris | Thin Wall Heat Shrink Tubing Dispenser Box 3/8 Inch Expanded Inside Diam 6.5 Meters Grey | SHRINK KON BOX - 6,5M GREY
7TCA017300R0350 | HSB375-9 | Active | 5414363104308 | 3512.71 | 100 | 1 | stuk | Insulation | BE31450 | LY (Heat Shrink) | stuk | Krimpkous 2:1 9 5mm 6 5M Wit | Boît. shrink-kon - 6,5m blc | Thin Wall Heat Shrink Tubing Dispenser Box 3/8 Inch Expanded Inside Diam 6.5 Meters White | SHRINK KON BOX - 6,5M WHITE
7TCA017300R0351 | HSB375-C | Active | 5414363104315 | 3012.56 | 100 | 1 | stuk | Insulation | BE31450 | LY (Heat Shrink) | stuk | Krimpkous 2:1 9 5mm 6 5M Transp. | SHRINK KON BOX - 65M TRANSP. | Thin Wall Heat Shrink Tubing Dispenser Box 3/8 Inch Expanded Inside Diam 6.5 Meters Transparent | SHRINK KON BOX - 6,5M TRANSP.
7TCA017300R0352 | HSB46 | Active | 5414363104322 | 4282.2 | 100 | 1 | stuk | Insulation | BE31450 | LY (Heat Shrink) | stuk | Krimpkous 2:1 1 2mm 12M zw | Boît. shrink-kon - 12m noir | Thin Wall Heat Shrink Tubing Dispenser Box 3/64Inch Exp Inside Diam 12.0m Black Shrink Ratio 2:1 Crosslinked Polyolefin Item is Silicone, Cadmium & Lead free | SHRINK KON BOX - 12M BLACK
7TCA017300R0353 | HSB46-2 | Active | 5414363104339 | 3512.71 | 100 | 1 | stuk | Insulation | BE31450 | LY (Heat Shrink) | stuk | Krimpkous 2:1 1 2mm 12M Rood | Boît. shrink-kon - 12m rge | Thin Wall Heat Shrink Tubing Dispenser Box 3/64 Inch Expanded Inside Diam 12.0 Meters Red | SHRINK KON BOX - 12M RED
7TCA017300R0354 | HSB46-4 | Active | 5414363104346 | 3512.71 | 100 | 5 | stuk | Insulation | BE31450 | LY (Heat Shrink) | stuk | Krimpkous 2:1 1 2mm 12M Geel | Boît. shrink-kon - 12m jau | Thin Wall Heat Shrink Tubing Dispenser Box 3/64 Inch Expanded Inside Diam 12.0 Meters Yellow | SHRINK KON BOX - 12M YELLOW
7TCA017300R0355 | HSB46-6 | Active | 5414363104353 | 3512.71 | 100 | 5 | stuk | Insulation | BE31450 | LY (Heat Shrink) | stuk | Krimpkous 2:1 1 2mm 12M Blauw | Boît. shrink-kon - 12m ble | Thin Wall Heat Shrink Tubing Dispenser Box 3/64 Inch Expanded Inside Diam 12.0 Meters Blue | SHRINK KON BOX - 12M BLUE
7TCA017300R0356 | HSB46-9 | Active | 5414363104360 | 3512.71 | 100 | 1 | stuk | Insulation | BE31450 | LY (Heat Shrink) | stuk | Krimpkous 2:1 1 2mm 12M Wit | Boît. shrink-kon - 12m blc | Thin Wall Heat Shrink Tubing Dispenser Box 3/64 Inch Expanded Inside Diam 12.0 Meters White | SHRINK KON BOX - 12M WHITE
7TCA017300R0357 | HSB46-C | Active | 5414363104377 | 3512.71 | 100 | 1 | stuk | Insulation | BE31450 | LY (Heat Shrink) | stuk | Krimpkous 2:1 1 2mm 12M Transp. | Boît. shrink-kon - 12m transp. | Thin Wall Heat Shrink Tubing Dispenser Box 3/64 Inch Expanded Inside Diam 12.0 Meters Transparent | SHRINK KON BOX - 12M TRANSP.
7TCA017300R0358 | HSB500 | Active | 5414363104384 | 2941.24 | 100 | 1 | stuk | Insulation | BE31450 | LY (Heat Shrink) | stuk | Krimpkous 2:1 12 7mm 6M zw | SHRINK KON BOX - 6M BLACK | Thin Wall Heat Shrink Tubing Dispenser Box 1/2 Inch Exp Inside Diam 6.0M Black Shrink Ratio 2:1, CrossLinked Polyolefin Item is Silicone, Cadmium & Lead free | SHRINK KON BOX - 6M BLACK
7TCA017300R0359 | HSB500-1 | Active | 5414363172208 | 3800.03 | 100 | 5 | stuk | Shrink-Kon | BE31450 | LY (Heat Shrink) | stuk | Dunwandige Krimpkous 2:1, 12,7mm, 6 Meter, Bruin | GT D12. 7MM MAR | Thin Wall Heat Shrink Tubing Dispenser Box 1/2 Inch Expanded Inside Diam 6.0 Meters Brown | Thin Wall Heat Shrink Tubing Dispenser Box 1/2 Inch Expanded Inside Diam 6.0 Meters Brown
7TCA017300R0360 | HSB500-2 | Active | 5414363104391 | 4366.56 | 100 | 1 | stuk | Insulation | BE31450 | LY (Heat Shrink) | stuk | Krimpkous 2:1 12 7mm 6M Rood | SHRINK KON BOX - 6M RED | Thin Wall Heat Shrink Tubing Dispenser Box 1/2 Inch Expanded Inside Diam 6.0 Meters Red | SHRINK KON BOX - 6M RED
7TCA017300R0361 | HSB500-4 | Active | 5414363104407 | 3512.71 | 100 | 1 | stuk | Insulation | BE31450 | LY (Heat Shrink) | stuk | Krimpkous 2:1 12 7mm 6M Geel | SHRINK KON BOX - 6M YELLOW | Thin Wall Heat Shrink Tubing Dispenser Box 1/2 Inch Expanded Inside Diam 6.0 Meters Yellow | SHRINK KON BOX - 6M YELLOW
7TCA017300R0362 | HSB500-5 | Active | 5414363104414 | 3800.03 | 100 | 1 | stuk | Shrink-Kon | BE31450 | LY (Heat Shrink) | stuk | Dunwandige Krimpkous 2:1, 12,7mm, 6 Meter, Groen | GT D12. 7MM VER | Thin Wall Heat Shrink Tubing Dispenser Box 1/2 Inch Expanded Inside Diam 6.0 Meters Green | Thin Wall Heat Shrink Tubing Dispenser Box 1/2 Inch Expanded Inside Diam 6.0 Meters Green
7TCA017300R0363 | HSB500-6 | Active | 5414363104421 | 2941.27 | 100 | 1 | stuk | Insulation | BE31450 | LY (Heat Shrink) | stuk | Krimpkous 2:1 12 7mm 6M Blauw | SHRINK KON BOX - 6M BLUE | Thin Wall Heat Shrink Tubing Dispenser Box 1/2 Inch Expanded Inside Diam 6.0 Meters Blue | SHRINK KON BOX - 6M BLUE
7TCA017300R0364 | HSB500-8 | Active | 5414363166726 | 3800.03 | 100 | 5 | stuk | Shrink-Kon | BE31450 | LY (Heat Shrink) | stuk | Dunwandige Krimpkous 2:1, 12,7mm, 6 Meter, Grijs | GT D12. 7MM GRI | Thin Wall Heat Shrink Tubing in Dispenser Box - 1/2 Inch Expanded Inside Diameter - 6.0 Meters Grey | Thin Wall Heat Shrink Tubing in Dispenser Box - 1/2 Inch Expanded Inside Diameter - 6.0 Meters Grey
7TCA017300R0365 | HSB500-9 | Active | 5414363104438 | 3456.72 | 100 | 1 | stuk | Insulation | BE31450 | LY (Heat Shrink) | stuk | Krimpkous 2:1 12 7mm 6M Wit | SHRINK KON BOX - 6M WHITE | Thin Wall Heat Shrink Tubing Dispenser Box 1/2 Inch Expanded Inside Diam 6.0 Meters White | SHRINK KON BOX - 6M WHITE
7TCA017300R0366 | HSB500-C | Active | 5414363104445 | 3147.4 | 100 | 1 | stuk | Insulation | BE31450 | LY (Heat Shrink) | stuk | Krimpkous 2:1 12 7mm 6M Transp. | Boît. shrink-kon - 6m transp. | Thin Wall Heat Shrink Tubing Dispenser Box 1/2 Inch Expanded Inside Diam 6.0 Meters Transparent | SHRINK KON BOX - 6M TRANSP.
7TCA017300R0367 | HSB63 | Active | 5414363104452 | 3011.89 | 100 | 1 | stuk | Insulation | BE31450 | LY (Heat Shrink) | stuk | Krimpkous 2:1 1 6mm 12M zw | SHRINK KON BOX - 12M BLACK | Thin Wall Heat Shrink Tubing Dispenser Box 1/16Inch Exp Inside Diam 12.0M Black Shrink Ratio 2:1, CrossLinked Polyolefin Item is Silicone, cadmium & Lead free | SHRINK KON BOX - 12M BLACK
7TCA017300R0368 | HSB63-2 | Active | 5414363104469 | 3512.71 | 100 | 1 | stuk | Insulation | BE31450 | LY (Heat Shrink) | stuk | Krimpkous 2:1 1 6mm 12M Rood | Boît. shrink-kon - 12m rge | Thin Wall Heat Shrink Tubing Dispenser Box 1/16 Inch Expanded Inside Diam 12.0 Meters Red | SHRINK KON BOX - 12M RED
7TCA017300R0369 | HSB63-4 | Active | 5414363104476 | 3512.71 | 100 | 1 | stuk | Insulation | BE31450 | LY (Heat Shrink) | stuk | Krimpkous 2:1 1 6mm 12M Geel | Boît. shrink-kon - 12m jau | Thin Wall Heat Shrink Tubing Dispenser Box 1/16 Inch Expanded Inside Diam 12.0 Meters Yellow | SHRINK KON BOX - 12M YELLOW
7TCA017300R0370 | HSB63-5 | Active | 5414363191308 | 3512.71 | 100 | 5 | stuk | Insulation | BE31450 | LY (Heat Shrink) | stuk | Krimpkous 2:1 1 6mm 12M Groen | Boît. shrink-kon - 12m vert | Thin Wall Heat Shrink Tubing Dispenser Box 1/16 Inch Expanded Inside Diam 12.0 Meters Green | SHRINK KON BOX - 12M GREEN
7TCA017300R0371 | HSB63-6 | Active | 5414363104483 | 3512.71 | 100 | 1 | stuk | Insulation | BE31450 | LY (Heat Shrink) | stuk | Krimpkous 2:1 1 6mm 12M Blauw | Boît. shrink-kon - 12m ble | Thin Wall Heat Shrink Tubing Dispenser Box 1/16 Inch Expanded Inside Diam 12.0 Meters Blue | SHRINK KON BOX - 12M BLUE
7TCA017300R0372 | HSB63-9 | Active | 5414363104490 | 3512.71 | 100 | 1 | stuk | Insulation | BE31450 | LY (Heat Shrink) | stuk | Krimpkous 2:1 1 6mm 12M Wit | Boît. shrink-kon - 12m blc | Thin Wall Heat Shrink Tubing Dispenser Box 1/16 Inch Expanded Inside Diam 12.0 Meters White | SHRINK KON BOX - 12M WHITE
7TCA017300R0373 | HSB63-C | Active | 5414363104506 | 3512.71 | 100 | 1 | stuk | Insulation | BE31450 | LY (Heat Shrink) | stuk | Krimpkous 2:1 1 6mm 12M Transp. | SHRINK KON BOX - 12M TRANSP. | Thin Wall Heat Shrink Tubing Dispenser Box 1/16 Inch Expanded Inside Diam 12.0 Meters Transparent | SHRINK KON BOX - 12M TRANSP.
7TCA017300R0374 | HSB750 | Active | 5414363104513 | 2941.25 | 100 | 1 | stuk | Insulation | BE31450 | LY (Heat Shrink) | stuk | Krimpkous 2:1 19 1mm 5M zw | SHRINK KON BOX - 5M BLACK | Thin Wall Heat Shrink Tubing Dispenser Box 3/4 Inch Exp Inside Diam 5.0m Black Shrink Ratio 2:1 Crosslinked Polyolefin Item is Silicone, Cadmium & Lead free | SHRINK KON BOX - 5M BLACK
7TCA017300R0375 | HSB750-1 | Active | 5414363166733 | 4368.99 | 100 | 5 | stuk | Shrink-Kon | BE31450 | LY (Heat Shrink) | stuk | Dunwandige Krimpkous 2:1, 19,1mm, 5 Meter, Bruin | Boît. shrink-kon - 5m mar | Thin Wall Heat Shrink Tubing Dispenser Box 3/4 Inch Expanded Inside Diam 5.0 Meters Brown | Thin Wall Heat Shrink Tubing Dispenser Box 3/4 Inch Expanded Inside Diam 5.0 Meters Brown
7TCA017300R0376 | HSB750-2 | Active | 5414363104520 | 3218.71 | 100 | 1 | stuk | Shrink-Kon | BE31450 | LY (Heat Shrink) | stuk | Dunwandige Krimpkous 2:1, 19,1mm, 5 Meter, Rood | GT D19. 1MM ROU | Thin Wall Heat Shrink Tubing Dispenser Box 3/4 Inch Expanded Inside Diam 5.0 Meters Red | Thin Wall Heat Shrink Tubing Dispenser Box 3/4 Inch Expanded Inside Diam 5.0 Meters Red
7TCA017300R0377 | HSB750-4 | Active | 5414363104537 | 3512.71 | 100 | 1 | stuk | Insulation | BE31450 | LY (Heat Shrink) | stuk | Krimpkous 2:1 19 1mm 5M Geel | Boît. shrink-kon - 5m jau | Thin Wall Heat Shrink Tubing Dispenser Box 3/4 Inch Expanded Inside Diam 5.0 Meters Yellow | SHRINK KON BOX - 5M YELLOW
7TCA017300R0378 | HSB750-5 | Active | 5414363104544 | 5311.62 | 100 | 1 | stuk | Insulation | BE31450 | LY (Heat Shrink) | stuk | Krimpkous 2:1 19 1mm 5M Groen | Boît. shrink-kon - 5m vert | Thin Wall Heat Shrink Tubing Dispenser Box 3/4 Inch Expanded Inside Diam 5.0 Meters Green | SHRINK KON BOX - 5M GREEN
7TCA017300R0379 | HSB750-6 | Active | 5414363104551 | 2941.27 | 100 | 1 | stuk | Insulation | BE31450 | LY (Heat Shrink) | stuk | Krimpkous 2:1 19 1mm 5M Blauw | SHRINK KON BOX - 5M BLEU | Thin Wall Heat Shrink Tubing Dispenser Box 3/4 Inch Expanded Inside Diam 5.0 Meters Blue | SHRINK KON BOX - 5M BLUE
7TCA017300R0380 | HSB750-8 | Active | 5414363166740 | 4368.99 | 100 | 5 | stuk | Shrink-Kon | BE31450 | LY (Heat Shrink) | stuk | Dunwandige Krimpkous 2:1, 19,1mm, 5 Meter, Grijs | Boît. shrink-kon - 5m gris | Thin Wall Heat Shrink Tubing Dispenser Box 3/4 Inch Expanded Inside Diam 5.0 Meters Grey | Thin Wall Heat Shrink Tubing Dispenser Box 3/4 Inch Expanded Inside Diam 5.0 Meters Grey
7TCA017300R0381 | HSB750-9 | Active | 5414363104568 | 3218.71 | 100 | 1 | stuk | Shrink-Kon | BE31450 | LY (Heat Shrink) | stuk | Dunwandige Krimpkous 2:1, 19,1mm, 5 Meter, Wit | Boît. shrink-kon - 5m blc | Thin Wall Heat Shrink Tubing Dispenser Box 3/4 Inch Expanded Inside Diam 5.0 Meters White | Thin Wall Heat Shrink Tubing Dispenser Box 3/4 Inch Expanded Inside Diam 5.0 Meters White
7TCA017300R0382 | HSB750-C | Active | 5414363104575 | 3040.44 | 100 | 1 | stuk | Insulation | BE31450 | LY (Heat Shrink) | stuk | Krimpkous 2:1 19 1mm 5M Transp. | Boît. shrink-kon - 5m transp. | Thin Wall Heat Shrink Tubing Dispenser Box 3/4 Inch Expanded Inside Diam 5.0 Meters Transparent | SHRINK KON BOX - 5M TRANSP.
7TCA017300R0383 | HSB93 | Active | 5414363104582 | 2968.74 | 100 | 1 | stuk | Insulation | BE31450 | LY (Heat Shrink) | stuk | Krimpkous 2:1 2 4mm 11 5M zw | SHRINK KON BOX - 115M NOIR | Thin Wall Heat Shrink Tubing Dispenser Box 3/32Inch Exp Inside Diam 11.5m Black Shrink Ratio 2:1 Crosslinked Polyolefin Item is Silicone, cadmium & Lead free | SHRINK KON BOX - 11,5M BLACK
7TCA017300R0384 | HSB93-2 | Active | 5414363104599 | 3040.44 | 100 | 1 | stuk | Insulation | BE31450 | LY (Heat Shrink) | stuk | Krimpkous 2:1 2 4mm 11 5M Rood | Boît. shrink-kon - 11,5m rge | Thin Wall Heat Shrink Tubing Dispenser Box 3/32 Inch Expanded Inside Diam 11.5 Meters Red | SHRINK KON BOX - 11,5M RED
7TCA017300R0385 | HSB93-4 | Active | 5414363104605 | 3512.71 | 100 | 1 | stuk | Insulation | BE31450 | LY (Heat Shrink) | stuk | Krimpkous 2:1 2 4mm 11 5M Geel | Boît. shrink-kon - 11,5m jau | Thin Wall Heat Shrink Tubing Dispenser Box 3/32 Inch Expanded Inside Diam 11.5 Meters Yellow | SHRINK KON BOX - 11,5M YELLOW
7TCA017300R0386 | HSB93-5 | Active | 5414363104612 | 3512.71 | 100 | 5 | stuk | Insulation | BE31450 | LY (Heat Shrink) | stuk | Krimpkous 2:1 2 4mm 11 5M Groen | Boît. shrink-kon - 11,5m vert | Thin Wall Heat Shrink Tubing Dispenser Box 3/32 Inch Expanded Inside Diam 11.5 Meters Green | SHRINK KON BOX - 11,5M GREEN
7TCA017300R0387 | HSB93-6 | Active | 5414363104629 | 2941.24 | 100 | 1 | stuk | Insulation | BE31450 | LY (Heat Shrink) | stuk | Krimpkous 2:1 2 4mm 11 5M Blauw | Boît. shrink-kon - 11,5m ble | Thin Wall Heat Shrink Tubing Dispenser Box 3/32 Inch Expanded Inside Diam 11.5 Meters Blue | SHRINK KON BOX - 11,5M BLUE
7TCA017300R0388 | HSB93-8 | Active | 5414363028932 | 3512.71 | 100 | 5 | stuk | Insulation | BE31450 | LY (Heat Shrink) | stuk | Krimpkous 2:1 2 4mm 11 5M Grijs | Boît. shrink-kon - 11,5m gris | Thin Wall Heat Shrink Tubing Dispenser Box 3/32 Inch Expanded Inside Diam 11.5 Meters Grey | SHRINK KON BOX - 11,5M GREY
7TCA017300R0389 | HSB93-9 | Active | 5414363104636 | 3512.71 | 100 | 1 | stuk | Insulation | BE31450 | LY (Heat Shrink) | stuk | Krimpkous 2:1 2 4mm 11 5M Wit | Boît. shrink-kon - 11,5m blc | Thin Wall Heat Shrink Tubing Dispenser Box 3/32 Inch Expanded Inside Diam 11.5 Meters White | SHRINK KON BOX - 11,5M WHITE
7TCA017300R0390 | HSB93-C | Active | 5414363104643 | 3512.71 | 100 | 1 | stuk | Insulation | BE31450 | LY (Heat Shrink) | stuk | Krimpkous 2:1 2 4mm 11 5M Transp. | SHRINK KON BOX - 115M TRANSP. | Thin Wall Heat Shrink Tubing Dispenser Box 3/32 Inch Expanded Inside Diam 11.5 Meters Transparent | SHRINK KON BOX - 11,5M TRANSP.
7TCA017300R0399 | KYN1000-C-A | Active | 5414363104650 | 11949.01 | 100 | 10 | stuk | Insulation | BE31450 | LY (Heat Shrink) | stuk | Krimpkous 2:1 25 4mm 1 22M Kynar Halfstijf | Boît. shrink-kon 10x1,22m transp | Heat Shrink Tubing, Semi Rigid, Transpar 10 pieces X1.22M 25.4mm Diam CrossLinked and Rigid Polyvinylidene Fluoride, Thin Walled, is Silicone, Cadmium + Lead Free | SHRINK-KON BOX 10X1,22M TRANSPARENT
7TCA017300R0401 | KYN125-C-A | Active | 5414363104667 | 936.57 | 100 | 25 | stuk | Shrink-Kon | BE31450 | LY (Heat Shrink) | stuk | Dunwandige Krimpkous 2:1, 3,2mm, 1,22 Meter, Kynar Halfstijf | Boît. shrink-kon 25x1,22m transp | Heat Shrink Tubing, Semi Rigid, Transpar 25 pieces X 1.22M 3.2mm Diam CrossLinked and Rigid Polyvinylidene Fluoride, Thin Walled, is Silicone, Cadmium + Lead Free | Heat Shrink Tubing, Semi Rigid, Transpar 25 pieces X 1.22M 3.2mm Diam CrossLinked and Rigid Polyvinylidene Fluoride, Thin Walled, is Silicone, Cadmium + Lead Free
7TCA017300R0403 | KYN187-C-A | Active | 5414363104674 | 1377.94 | 100 | 25 | stuk | Shrink-Kon | BE31450 | LY (Heat Shrink) | stuk | Dunwandige Krimpkous 2:1, 4,8mm, 1,22 Meter, Kynar Halfstijf | Boît. shrink-kon 25x1,22m transp | Heat Shrink Tubing, Semi Rigid, Transpar 25 pieces X 1.22M 4.8mm Diam CrossLinked and Rigid Polyvinylidene Fluoride, Thin Walled, is Silicone, Cadmium + Lead Free | Heat Shrink Tubing, Semi Rigid, Transpar 25 pieces X 1.22M 4.8mm Diam CrossLinked and Rigid Polyvinylidene Fluoride, Thin Walled, is Silicone, Cadmium + Lead Free
7TCA017300R0405 | KYN250-C-A | Active | 5414363104681 | 1926.92 | 100 | 10 | stuk | Shrink-Kon | BE31450 | LY (Heat Shrink) | stuk | Dunwandige Krimpkous 2:1, 6,4mm, 1,22 Meter, Kynar Halfstijf | Boît. shrink-kon 10x1,22m transp | Heat Shrink Tubing, Semi Rigid, Transpar 10 pieces X 1.22M 6.4mm Diam CrossLinked and Rigid Polyvinylidene Fluoride, Thin Walled, is Silicone, Cadmium + Lead Free | Heat Shrink Tubing, Semi Rigid, Transpar 10 pieces X 1.22M 6.4mm Diam CrossLinked and Rigid Polyvinylidene Fluoride, Thin Walled, is Silicone, Cadmium + Lead Free
7TCA017300R0407 | KYN375-C-A | Active | 5414363104698 | 2443.69 | 100 | 10 | stuk | Shrink-Kon | BE31450 | LY (Heat Shrink) | stuk | Dunwandige Krimpkous 2:1, 9,5mm, 1,22 Meter, Kynar Halfstijf | Boît. shrink-kon 10x1,22m transp | Heat Shrink Tubing, Semi Rigid, Transpar 10 pieces X 1.22M 9.5mm Diam CrossLinked and Rigid Polyvinylidene Fluoride, Thin Walled, is Silicone, Cadmium + Lead Free | Heat Shrink Tubing, Semi Rigid, Transpar 10 pieces X 1.22M 9.5mm Diam CrossLinked and Rigid Polyvinylidene Fluoride, Thin Walled, is Silicone, Cadmium + Lead Free
7TCA017300R0409 | KYN46-C-A | Active | 5414363104704 | 892.79 | 100 | 25 | stuk | Insulation | BE31450 | LY (Heat Shrink) | stuk | Krimpkous 2:1 1 2mm 1 22M Kynar Halfstijf | Boît. shrink-kon 25x1,22m transp | Heat Shrink Tubing, Semi Rigid, Transpar 25 pieces X 1.22M 1.2mm Diam CrossLinked and Rigid Polyvinylidene Fluoride, Thin Walled, is Silicone, Cadmium + Lead Free | SHRINK-KON BOX 25X1,22M TRANSPARENT
7TCA017300R0412 | KYN500-C-A | Active | 5414363104711 | 3487.83 | 100 | 10 | stuk | Shrink-Kon | BE31450 | LY (Heat Shrink) | stuk | Dunwandige Krimpkous 2:1, 12,7mm, 1,22 Meter, Kynar Halfstijf | Boît. shrink-kon 10x1,22m transp | Heat Shrink Tubing, Semi Rigid, Transpar 10 pieces X1.22M 12.7mm Diam CrossLinked and Rigid Polyvinylidene Fluoride, Thin Walled, is Silicone, Cadmium + Lead Free | Heat Shrink Tubing, Semi Rigid, Transpar 10 pieces X1.22M 12.7mm Diam CrossLinked and Rigid Polyvinylidene Fluoride, Thin Walled, is Silicone, Cadmium + Lead Free
7TCA017300R0414 | KYN63-C-A | Active | 5414363104728 | 796.6 | 100 | 25 | stuk | Shrink-Kon | BE31450 | LY (Heat Shrink) | stuk | Dunwandige Krimpkous 2:1, 1,6mm, 1,22 Meter, Kynar Halfstijf | Boît. shrink-kon 25x1,22m transp | Heat Shrink Tubing, Semi Rigid, Transpar 25 pieces X 1.22M 1.6mm Diam CrossLinked and Rigid Polyvinylidene Fluoride, Thin Walled, is Silicone, Cadmium + Lead Free | Heat Shrink Tubing, Semi Rigid, Transpar 25 pieces X 1.22M 1.6mm Diam CrossLinked and Rigid Polyvinylidene Fluoride, Thin Walled, is Silicone, Cadmium + Lead Free
7TCA017300R0416 | KYN750-C-A | Active | 5414363104735 | 6200.57 | 100 | 10 | stuk | Shrink-Kon | BE31450 | LY (Heat Shrink) | stuk | Dunwandige Krimpkous 2:1, 19,1mm, 1,22 Meter, Kynar Halfstijf | Boît. shrink-kon 10x1,22m transp | Heat Shrink Tubing, Semi Rigid, Transpar 10 pieces X1.22M 19.1mm Diam CrossLinked and Rigid Polyvinylidene Fluoride, Thin Walled, is Silicone, Cadmium + Lead Free | Heat Shrink Tubing, Semi Rigid, Transpar 10 pieces X1.22M 19.1mm Diam CrossLinked and Rigid Polyvinylidene Fluoride, Thin Walled, is Silicone, Cadmium + Lead Free
7TCA017300R0418 | KYN93-C-A | Active | 5414363104742 | 871.96 | 100 | 25 | stuk | Shrink-Kon | BE31450 | LY (Heat Shrink) | stuk | Dunwandige Krimpkous 2:1, 2,4mm, 1,22 Meter, Kynar Halfstijf | Boît. shrink-kon 25x1,22m transp | Heat Shrink Tubing, Semi Rigid, Transpar 25 pieces X 1.22M 2.4mm Diam CrossLinked and Rigid Polyvinylidene Fluoride, Thin Walled, is Silicone, Cadmium + Lead Free | Heat Shrink Tubing, Semi Rigid, Transpar 25 pieces X 1.22M 2.4mm Diam CrossLinked and Rigid Polyvinylidene Fluoride, Thin Walled, is Silicone, Cadmium + Lead Free
7TCA017300R0420 | MLP1000-0-BG | Active | 5414363104766 | 56459.73 | 100 | 1 | lengte | Insulation | BE31450 | LY (Heat Shrink) | lengte | SHRINK-KON 50M zw. | Shrink-kon 50m noir | Heat Shrink Tubing, Flexible for High Specifications, UL/CSA Listed, Thin Wall Shrink Ratio 2:1, 1 Inch, Expanded Diam Black, 50M, Crosslinked Polyoefin | SHRINK-KON 50M BLACK
7TCA017300R0421 | MLP1000-C-A | Active | 5414363104780 | 1667.39 | 100 | 10 | stuk | Insulation | BE31450 | LY (Heat Shrink) | stuk | SHRINK-KON 10X12M CLEAR | Shrink-kon 10x1,2m transp | Heat Shrink Tubing, Flexible for High Specifications, UL/CSA Listed, Thin Wall Shrink Ratio 2:1,1 Inch/25.40mm Expanded Diam, Transparent, 10 X 1.22M Lengths | SHRINK-KON 10X1,2M CLEAR
7TCA017300R0423 | MLP125-0-BG | Active | 5414363104810 | 89146.05 | 100 | 1 | lengte | Insulation | BE31450 | LY (Heat Shrink) | lengte | SHRINK-KON 300M zw. | Shrink-kon 300m noir | Heat Shrink Tubing, Flexible for High Specifications, UL/CSA Listed, Thin Wall Shrink Ratio 2:1, 1/8 Inch, Exp. Diam Black, 300M, Crosslinked Polyoefin | SHRINK-KON 300M BLACK
7TCA017300R0424 | MLP125-2-A | Active | 5414363104827 | 396.81 | 100 | 25 | stuk | Insulation | BE31450 | LY (Heat Shrink) | stuk | Krimpkous 2:1 3 2mm 1 22MMIL Specs Rood | Shrink-kon 25x1,2m rge | Heat Shrink Tubing, Flexible for High Specifications, UL/CSA Listed Thin Wall, Shrink Ratio 2:1, 1/8 Inch/3.2mm Expanded Diam, Red, 25 X 1.22M Lengths | SHRINK-KON 25X1,2M RED
7TCA017300R0425 | MLP125-4-A | Active | 5414363104841 | 396.81 | 100 | 25 | stuk | Insulation | BE31450 | LY (Heat Shrink) | stuk | Krimpkous 2:1 3 2mm 1 22MMIL Specs Geel | Shrink-kon 25x1,2m jaune | Heat Shrink Tubing, Flexible for High Specifications, UL/CSA Listed Thin Wall, Shrink Ratio 2:1, 1/8 Inch/3.2mm Expanded Diam, Yellow, 25 X 1.22M L | SHRINK-KON 25X1,2M YELLOW
7TCA017300R0427 | MLP125-6-A | Active | 5414363104865 | 396.81 | 100 | 25 | stuk | Insulation | BE31450 | LY (Heat Shrink) | stuk | Krimpkous 2:1 3 2mm 1 22MMIL Specs Blauw | Shrink-kon 25x1,2m ble | Heat Shrink Tubing, Flexible for High Specifications, UL/CSA Listed Thin Wall, Shrink Ratio 2:1, 1/8 Inch/3.2mm Expanded Diam, Blue, 25 X 1.22M Lengths | SHRINK-KON 25X1,2M BLUE
7TCA017300R0428 | MLP125-9-A | Active | 5414363104872 | 396.81 | 100 | 25 | stuk | Insulation | BE31450 | LY (Heat Shrink) | stuk | Krimpkous 2:1 3 2mm 1 22MMIL Specs Wit | Shrink-kon 25x1,2m blc | Heat Shrink Tubing, Flexible for High Specifications, UL/CSA Listed Thin Wall, Shrink Ratio 2:1, 1/8 Inch/3.2mm Expanded Diameter, White, 25 X 1.22M L | SHRINK-KON 25X1,2M WHITE
7TCA017300R0430 | MLP125-C-A | Active | 5414363104896 | 396.81 | 100 | 25 | stuk | Insulation | BE31450 | LY (Heat Shrink) | stuk | SHRINK-KON 25X12M TRANSP. | Shrink-kon 25x1,2m transp. | Heat Shrink Tubing, Flexible for High Specifications, UL/CSA Listed Thin Wall, Shrink Ratio 2:1, 1/8 Inch/3.2mm Expanded Diam, Transparent, 25 X 1.22M L | SHRINK-KON 25X1,2M TRANSP.
7TCA017300R0433 | MLP187-0-BG | Active | 5414363104926 | 105196.74 | 100 | 1 | lengte | Insulation | BE31450 | LY (Heat Shrink) | lengte | SHRINK-KON 300M zw. | Shrink-kon 300m noir | Heat Shrink Tubing, Flexible for High Specifications, UL/CSA Listed, Thin Wall Shrink Ratio 2:1, 3/16 Inch, Exp. Diam Black, 300M, Crosslinked Polyoefin | SHRINK-KON 300M BLACK
7TCA017300R0434 | MLP187-2-A | Active | 5414363104940 | 450.74 | 100 | 25 | stuk | Insulation | BE31450 | LY (Heat Shrink) | stuk | Krimpkous 2:1 4 7mm 1 22MMIL Specs Rood | Shrink-kon 25x1,2m rge | Heat Shrink Tubing, Flexible for High Specifications, UL/CSA Listed Thin Wall, Shrink Ratio 2:1, 3/16 Inch/4.8mm Expanded Diam, Red, 25 X 1.22M Lengths | SHRINK-KON 25X1,2M RED
7TCA017300R0435 | MLP187-4-A | Active | 5414363076926 | 450.74 | 100 | 25 | stuk | Insulation | BE31450 | LY (Heat Shrink) | stuk | Krimpkous 2:1 4 7mm 1 22MMIL Specs Geel | Shrink-kon 25x1,2m jaune | Heat Shrink Tubing, Flexible for High Specifications, UL/CSA Listed Thin Wall, Shrink Ratio 2:1, 3/16 Inch/4.8mm Expanded Diam, Yellow, 25 X 1.22M L | SHRINK-KON 25X1,2M YELLOW
7TCA017300R0437 | MLP187-5-A | Active | 5414363104988 | 450.74 | 100 | 25 | stuk | Insulation | BE31450 | LY (Heat Shrink) | stuk | Krimpkous 2:1 4 7mm 1 22MMIL Specs Groen | GT D4. 7MM X 1. 22M VER | Heat Shrink Tubing, Flexible for High Specifications, UL/CSA Listed Thin Wall, Shrink Ratio 2:1, 3/16 Inch/4.8mm Expanded Diam, Green, 25 X 1.22M Lengths | SHRINK-KON 25X1,2M GREEN
7TCA017300R0439 | MLP187-9-A | Active | 5414363105046 | 450.74 | 100 | 25 | stuk | Insulation | BE31450 | LY (Heat Shrink) | stuk | Krimpkous 2:1 4 7mm 1 22MMIL Specs Wit | Shrink-kon 25x1,2m blc | Heat Shrink Tubing, Flexible for High Specifications, UL/CSA Listed Thin Wall, Shrink Ratio 2:1, 3/16 Inch/4.8mm Expanded Diam, White, 25 X 1.22M L | SHRINK-KON 25X1,2M WHITE
7TCA017300R0444 | MLP250-0-BG | Active | 5414363105091 | 128370.56 | 100 | 1 | lengte | Insulation | BE31450 | LY (Heat Shrink) | lengte | SHRINK-KON 300M zw. | Shrink-kon 300m noir | Heat Shrink Tubing, Flexible for High Specifications, UL/CSA Listed, Thin Wall Shrink Ratio 2:1, 1/4 Inch, Exp. Diam Black, 300M, Crosslinked Polyoefin | SHRINK-KON 300M BLACK
7TCA017300R0445 | MLP250-2-A | Active | 5414363105107 | 631.65 | 100 | 25 | stuk | Insulation | BE31450 | LY (Heat Shrink) | stuk | Krimpkous 2:1 6 4mm 1 22MMIL Specs Rood | Shrink-kon 25x1,2m rge | Heat Shrink Tubing, Flexible for High Specifications, UL/CSA Listed Thin Wall, Shrink Ratio 2:1, 1/4 Inch/6.4mm Expanded Diam, Red, 25 X 1.22M Lengths | SHRINK-KON 25X1,2M RED
7TCA017300R0447 | MLP250-4-A | Active | 5414363105121 | 631.65 | 100 | 25 | stuk | Insulation | BE31450 | LY (Heat Shrink) | stuk | Krimpkous 2:1 6 4mm 1 22MMIL Specs Geel | Shrink-kon 25x1,2m jaune | Heat Shrink Tubing, Flexible for High Specifications, UL/CSA Listed Thin Wall, Shrink Ratio 2:1, 1/4 Inch/6.4mm Expanded Diameter, Yellow, 25 X 1.22M L | SHRINK-KON 25X1,2M YELLOW
7TCA017300R0449 | MLP250-9-A | Active | 5414363105176 | 631.65 | 100 | 25 | stuk | Insulation | BE31450 | LY (Heat Shrink) | stuk | Krimpkous 2:1 6 4mm 1 22MMIL Specs Wit | Shrink-kon 25x1,2m blc | Heat Shrink Tubing, Flexible for High Specifications, UL/CSA Listed Thin Wall, Shrink Ratio 2:1, 1/4 Inch/6.4mm Expanded Diameter, White, 25 X 1.22M L | SHRINK-KON 25X1,2M WHITE
7TCA017300R0450 | MLP250-C-A | Active | 5414363105190 | 631.65 | 100 | 25 | stuk | Insulation | BE31450 | LY (Heat Shrink) | stuk | SHRINK-KON 25X12M TRANSP. | Shrink-kon 25x1,2m transp. | Heat Shrink Tubing, Flexible for High Specifications, UL/CSA Listed Thin Wall, Shrink Ratio 2:1, 1/4 Inch/6.4mm Expanded Diam, Transparent, 25 X 1.22M L | SHRINK-KON 25X1,2M TRANSP.
7TCA017300R0453 | MLP375-0-BG | Active | 5414363105213 | 75775.09 | 100 | 1 | lengte | Insulation | BE31450 | LY (Heat Shrink) | lengte | SHRINK-KON 150M zw. | Shrink-kon 150m noir | Heat Shrink Tubing, Flexible for High Specifications, UL/CSA Listed, Thin Wall Shrink Ratio 2:1, 3/8 Inch, Exp. Diam Black, 150M, Crosslinked Polyoefin | SHRINK-KON 150M BLACK
7TCA017300R0454 | MLP375-2-A | Active | 5414363105220 | 643.34 | 100 | 25 | stuk | Insulation | BE31450 | LY (Heat Shrink) | stuk | Krimpkous 2:1 9 5mm 1 22MMIL Specs Rood | Shrink-kon 25x1,2m rge | Heat Shrink Tubing, Flexible for High Specifications, UL/CSA Listed Thin Wall, Shrink Ratio 2:1, 3/8 Inch/9.5mm Expanded Diam, Red, 25 X 1.22M Lengths | SHRINK-KON 25X1,2M RED
7TCA017300R0455 | MLP375-4-A | Active | 5414363105244 | 643.34 | 100 | 25 | stuk | Insulation | BE31450 | LY (Heat Shrink) | stuk | Krimpkous 2:1 9 5mm 1 22MMIL Specs Geel | Shrink-kon 25x1,2m jaune | Heat Shrink Tubing, Flexible for High Specifications, UL/CSA Listed Thin Wall, Shrink Ratio 2:1, 3/8 Inch/9.5mm Expanded Diam, Yellow, 25 X 1.22M L | SHRINK-KON 25X1,2M YELLOW
7TCA017300R0456 | MLP375-6-A | Active | 5414363105251 | 643.34 | 100 | 25 | stuk | Insulation | BE31450 | LY (Heat Shrink) | stuk | Krimpkous 2:1 9 5mm 1 22MMIL Specs Blauw | Shrink-kon 25x1,2m ble | Heat Shrink Tubing, Flexible for High Specifications, UL/CSA Listed Thin Wall, Shrink Ratio 2:1, 3/8 Inch/9.5mm Expanded Diam, Blue, 25 X 1.22M Lengths | SHRINK-KON 25X1,2M BLUE
7TCA017300R0458 | MLP375-C-A | Active | 5414363105282 | 643.34 | 100 | 25 | stuk | Insulation | BE31450 | LY (Heat Shrink) | stuk | SHRINK-KON 25X12M TRANSP. | Shrink-kon 25x1,2m transp. | Heat Shrink Tubing, Flexible for High Specifications, UL/CSA Listed Thin Wall, Shrink Ratio 2:1, 3/8 Inch/9.5mm Expanded Diam, Transparent, 25 X 1.22M L | SHRINK-KON 25X1,2M TRANSP.
7TCA017300R0460 | MLP46-0-A | Active | 5414363105305 | 369.06 | 100 | 25 | stuk | Insulation | BE31450 | LY (Heat Shrink) | stuk | Krimpkous 2:1 1 2mm 1 22MMIL Specs zw | Shrink-kon 25x1,2m noir | Heat Shrink Tubing, Flexible for High Specifications, UL/CSA Listed, Thin Wall Shrink Ratio 2:1, 3/61 Inch, Exp. Diam Black, 25 X 1.22M, Crosslinked Polyoefin | SHRINK-KON 25X1,2M BLACK
7TCA017300R0461 | MLP46-0-BG | Active | 5414363105312 | 101924.92 | 100 | 1 | lengte | Insulation | BE31450 | LY (Heat Shrink) | lengte | Shrink-Kon 300M zw | Shrink-kon 300m noir | SHRINK-KON 300M BLACK | SHRINK-KON 300M BLACK
7TCA017300R0462 | MLP46-2-A | Active | 5414363105329 | 369.06 | 100 | 25 | stuk | Insulation | BE31450 | LY (Heat Shrink) | stuk | Krimpkous 2:1 1 2mm 1 22MMIL Specs Rood | Shrink-kon 25x1,2m rge | Heat Shrink Tubing, Flexible for High Specifications, UL/CSA Listed Thin Wall, Shrink Ratio 2:1, 3/64 Inch/1.2mm Expanded Diam, Red, 25 X 1.22M Lengths | SHRINK-KON 25X1,2M RED
7TCA017300R0463 | MLP46-C-A | Active | 5414363105350 | 369.06 | 100 | 25 | stuk | Insulation | BE31450 | LY (Heat Shrink) | stuk | SHRINK-KON 25X12M TRANSP. | Shrink-kon 25x1,2m transp. | Heat Shrink Tubing, Flexible for High Specifications, UL/CSA Listed Thin Wall, Shrink Ratio 2:1, 3/64 Inch/1.2mm Expanded Diam, Transparent, 25 X 1.22M L | SHRINK-KON 25X1,2M TRANSP.
7TCA017300R0464 | MLP500-0-BG | Active | 5414363105381 | 58243.76 | 100 | 1 | lengte | Insulation | BE31450 | LY (Heat Shrink) | lengte | SHRINK-KON 100M zw. | Shrink-kon 100m noir | Heat Shrink Tubing, Flexible for High Specifications, UL/CSA Listed, Thin Wall Shrink Ratio 2:1, 1/2 Inch, Exp. Diam Black, 100M, Crosslinked Polyoefin | SHRINK-KON 100M BLACK
7TCA017300R0466 | MLP500-C-A | Active | 5414363105442 | 669.59 | 100 | 25 | stuk | Insulation | BE31450 | LY (Heat Shrink) | stuk | SHRINK-KON 25X12M TRANSP. | Shrink-kon 25x1,2m transp. | Heat Shrink Tubing, Flexible for High Specifications, UL/CSA Listed Thin Wall, Shrink Ratio 2:1, 1/2 Inch/12.7mm Expanded Diam, Transparent, 25 X 1.22M L | SHRINK-KON 25X1,2M TRANSP.
7TCA017300R0468 | MLP63-0-BG | Active | 5414363105473 | 82014.21 | 100 | 1 | lengte | Insulation | BE31450 | LY (Heat Shrink) | lengte | SHRINK-KON 300M zw. | Shrink-kon 300m noir | Heat Shrink Tubing, Flexible for High Specifications, UL/CSA Listed, Thin Wall Shrink Ratio 2:1, 1/16 Inch, Exp. Diam Black, 300M, Crosslinked Polyoefin | SHRINK-KON 300M BLACK
7TCA017300R0469 | MLP63-2-A | Active | 5414363105480 | 383.67 | 100 | 25 | stuk | Insulation | BE31450 | LY (Heat Shrink) | stuk | Krimpkous 2:1 1 6mm 1 22MMIL Specs Rood | Shrink-kon 25x1,2m rge | Heat Shrink Tubing, Flexible for High Specifications, UL/CSA Listed, Thin Wall Shrink Ratio 2:1, 1/16 Inch/1.6mm Expanded Diameter, Red, 25 X 1.22M L | SHRINK-KON 25X1,2M RED
7TCA017300R0471 | MLP63-4-A | Active | 5414363105503 | 383.67 | 100 | 25 | stuk | Insulation | BE31450 | LY (Heat Shrink) | stuk | Krimpkous 2:1 1 6mm 1 22MMIL Specs Geel | Shrink-kon 25x1,2m jaune | Heat Shrink Tubing, Flexible for High Specifications, UL/CSA Listed, Thin Wall Shrink Ratio 2:1, 1/16 Inch/1.6mm Expanded Diameter, Yellow, 25 X 1.22M L | SHRINK-KON 25X1,2M YELLOW
7TCA017300R0472 | MLP63-6-A | Active | 5414363105510 | 383.67 | 100 | 25 | stuk | Insulation | BE31450 | LY (Heat Shrink) | stuk | Krimpkous 2:1 1 6mm 1 22MMIL Specs Blauw | Shrink-kon 25x1,2m ble | Heat Shrink Tubing, Flexible for High Specifications, UL/CSA Listed, Thin Wall Shrink Ratio 2:1, 1/16 Inch/1.6mm Expanded Diameter, Blue, 25 X 1.22M L | SHRINK-KON 25X1,2M BLUE
7TCA017300R0474 | MLP63-C-A | Active | 5414363105534 | 383.67 | 100 | 25 | stuk | Insulation | BE31450 | LY (Heat Shrink) | stuk | SHRINK-KON 25X12M TRANSP. | Shrink-kon 25x1,2m transp. | Heat Shrink Tubing, Flexible for High Specifications, UL/CSA Listed, Thin Wall Shrink Ratio 2:1, 1/16 Inch, Exp. Diam Transparent, 25 X 1,22M | SHRINK-KON 25X1,2M TRANSP.
7TCA017300R0475 | MLP750-0-BG | Active | 5414363105565 | 43384.89 | 100 | 1 | lengte | Insulation | BE31450 | LY (Heat Shrink) | lengte | SHRINK-KON 50M zw. | Shrink-kon 50m noir | Heat Shrink Tubing, Flexible for High Specifications, UL/CSA Listed, Thin Wall Shrink Ratio 2:1, 3/4 Inch, Exp. Diam Black, 50M, Crosslinked Polyoefin | SHRINK-KON 50M BLACK
7TCA017300R0476 | MLP750-2-A | Active | 5414363105572 | 1129.1 | 100 | 10 | stuk | Insulation | BE31450 | LY (Heat Shrink) | stuk | Krimpkous 2:1 19 1mm 1 22MMIL Specs Rood | Shrink-kon 10x1,2m rge | Heat Shrink Tubing, Flexible for High Specifications, UL/CSA Listed Thin Wall, Shrink Ratio 2:1, 3/4 Inch/19.1mm Expanded Diam, Red, 10 X 1.22M Lengths | SHRINK-KON 10X1,2M RED
7TCA017300R0477 | MLP750-4-A | Active | 5414363105596 | 1129.1 | 100 | 10 | stuk | Insulation | BE31450 | LY (Heat Shrink) | stuk | Krimpkous 2:1 19 1mm 1 22MMIL Specs Geel | Shrink-kon 10x1,2m jaune | Heat Shrink Tubing, Flexible for High Specifications, UL/CSA Listed Thin Wall, Shrink Ratio 2:1, 3/4 Inch/19.1mm Expanded Diam, Yellow, 10 X 1.22M L | SHRINK-KON 10X1,2M YELLOW
7TCA017300R0480 | MLP750-C-A | Active | 5414363105657 | 1129.1 | 100 | 10 | stuk | Insulation | BE31450 | LY (Heat Shrink) | stuk | SHRINK-KON 10X12M TRANSP. | Shrink-kon 10x1,2m transp. | Heat Shrink Tubing, Flexible for High Specifications, UL/CSA Listed Thin Wall, Shrink Ratio 2:1, 3/4 Inch/19.1mm Expanded Diam, Transparent, 10 X 1.22M L | SHRINK-KON 10X1,2M TRANSP.
7TCA017300R0482 | MLP93-0-BG | Active | 5414363105688 | 85580.82 | 100 | 1 | lengte | Insulation | BE31450 | LY (Heat Shrink) | lengte | SHRINK-KON 300M zw. | INSULATION, HEAT-SHRINK-KON | Heat Shrink Tubing, Flexible for High Specifications, UL/CSA Listed, Thin Wall Shrink Ratio 2:1, 3/32 Inch, Exp. Diam Black, 300M, Crosslinked Polyoefin | SHRINK-KON 300M BLACK
7TCA017300R0483 | MLP93-2-A | Active | 5414363105695 | 393.88 | 100 | 25 | stuk | Insulation | BE31450 | LY (Heat Shrink) | stuk | Krimpkous 2:1 2 4mm 1 22MMIL Specs Rood | Shrink-kon 25x1,2m rge | Heat Shrink Tubing, Flexible for High Specifications, UL/CSA Listed Thin Wall, Shrink Ratio 2:1, 3/32 Inch/2.4mm Expanded Diameter, Red, 25 X 1.22M L | SHRINK-KON 25X1,2M RED
7TCA017300R0484 | MLP93-4-A | Active | 5414363105701 | 393.88 | 100 | 25 | stuk | Insulation | BE31450 | LY (Heat Shrink) | stuk | Krimpkous 2:1 2 4mm 1 22MMIL Specs Geel | Shrink-kon 25x1,2m jaune | Heat Shrink Tubing, Flexible for High Specifications, UL/CSA Listed Thin Wall, Shrink Ratio 2:1, 3/32 Inch/2.4mm Expanded Diam, Yellow, 25 X 1.22M L | SHRINK-KON 25X1,2M YELLOW
7TCA017300R0485 | MLP93-6-A | Active | 5414363105725 | 393.88 | 100 | 25 | stuk | Insulation | BE31450 | LY (Heat Shrink) | stuk | Krimpkous 2:1 2 4mm 1 22MMIL Specs Blauw | Shrink-kon 25x1,2m ble | Heat Shrink Tubing, Flexible for High Specifications, UL/CSA Listed Thin Wall, Shrink Ratio 2:1, 3/32 Inch/2.4mm Expanded Diameter, Blue, 25 X 1.22M L | SHRINK-KON 25X1,2M BLUE
7TCA017300R0486 | MLP93-9-A | Active | 5414363105732 | 393.88 | 100 | 25 | stuk | Insulation | BE31450 | LY (Heat Shrink) | stuk | Krimpkous 2:1 2 4mm 1 22MMIL Specs Wit | Shrink-kon 25x1,2m blc | Heat Shrink Tubing, Flexible for High Specifications, UL/CSA Listed Thin Wall, Shrink Ratio 2:1, 3/32 Inch/2.4mm Expanded Diam, WHite, 25 X 1.22M Lengths | SHRINK-KON 25X1,2M WHITE
7TCA017300R0487 | MLP93-C-A | Active | 5414363105749 | 393.88 | 100 | 25 | stuk | Insulation | BE31450 | LY (Heat Shrink) | stuk | SHRINK-KON 25X12M TRANSP. | Shrink-kon 25x1,2m transp. | Heat Shrink Tubing, Flexible for High Specifications, UL/CSA Listed Thin Wall, Shrink Ratio 2:1, 3/32 Inch/2.4mm Expanded Diam, Transparent, 25 X 1.22M L | SHRINK-KON 25X1,2M TRANSP.
7TCA017300R0492 | PIG0301-E-E | Active | 5414363127468 | 75757.61 | 100 | 1 | lengte | Insulation | BE31450 | LY (Heat Shrink) | lengte | Krimpkous 3:1 3 2mm Rol 150M Groen | Shrink-kon 150m vert/jaune | Heat Shrink Tubing, Green/Yellow, 150.0M Mini Reel, Shrink Ratio 3:1, Expanded Diameter 3.2mm | SHRINK-KON 150M GREEN/YELLOW
7TCA017300R0493 | PIG1204-6-E | Active | 5414363018261 | 53367.13 | 100 | 1 | lengte | Insulation | BE31450 | LY (Heat Shrink) | lengte | Krimpkous 3:1 12 7mm Rol 50M Blauw | SHRINK-KON 50M BLUE | Heat Shrink Tubing, Blue, 50.0M Mini Reel, Shrink Ratio 3:1, Expanded Diam 12.7mm | SHRINK-KON 50M BLUE
7TCA017300R0494 | PIG1806-6-E | Active | 5414363127505 | 63129.14 | 100 | 1 | lengte | Insulation | BE31450 | LY (Heat Shrink) | lengte | Krimpkous 3:1 19 0mm Rol 30M zw | SHRINK-KON 30M BLUE | Heat Shrink Tubing, Black, 30.0M Minu Rl Shrink Ratio 3:1, Expanded Diam 19.0mm, 0 | SHRINK-KON 30M BLUE
7TCA017300R0495 | PIG1806-C-E | Active | 5414363507093 | 63129.14 | 100 | 1 | lengte | Insulation | BE31450 | LY (Heat Shrink) | lengte | Krimpkous 3:1 19 0mm Rol 30M Transp. | Shrink-kon 30m transp. | Heat Shrink Tubing, Transparent, 30.0M Mini Reel, Shrink Ratio 3:1, Expanded Diameter 19.0mm | SHRINK-KON 30M TRANSP.
7TCA017300R0496 | PIG2408-E-E | Active | 5414363127512 | 57101.59 | 100 | 1 | lengte | Insulation | BE31450 | LY (Heat Shrink) | lengte | Krimpkous 3:1 25 4mm Rol 30M Groen/Geel | Shrink-kon 30m vert/jaune | Heat Shrink Tubing, Green/Yellow, 30.0M Mini Reel, Shrink Ratio 3:1, Expanded Diameter 25.4mm | SHRINK-KON 30M GREEN/YELLOW
7TCA017300R0497 | PIG4013-0-E | Active | 5414363131274 | 112204.61 | 100 | 1 | lengte | Insulation | BE31450 | LY (Heat Shrink) | lengte | SHRINK-KON 30M zw. | Shrink-kon 30m noir | Heat Shrink Tubing, Black, 30.0M Mini Rl Shrink Ratio 3:1, Expanded Diam 39.0mm, Thin Walled, CrossLinked Polyolefin, Item is Silicone, Cadmium and Lead Free | SHRINK-KON 30M BLACK
7TCA017300R0498 | PIG4013-2-E | Active | 5414363131281 | 112204.61 | 100 | 1 | lengte | Insulation | BE31450 | LY (Heat Shrink) | lengte | Krimpkous 3:1 39 0mm Rol 30M Rood | SHRINK-KON 30M RED | Heat Shrink Tubing, Red, 30.0M Minu Reel Shrink Ratio 3:1, Expanded Diameter 39.0mm | SHRINK-KON 30M RED
7TCA017300R0499 | PIG4013-6-E | Active | 5414363131304 | 112204.61 | 100 | 1 | lengte | Insulation | BE31450 | LY (Heat Shrink) | lengte | Krimpkous 3:1 39 0mm Rol 30M Blauw | SHRINK-KON 30M BLUE | Heat Shrink Tubing, Blue, 30.0M Minu Rl, Shrink Ratio 3:1, Expanded Diameter 39.0mm | SHRINK-KON 30M BLUE
7TCA017300R0501 | PIG4013-C-E | Active | 5414363472322 | 112204.61 | 100 | 1 | lengte | Insulation | BE31450 | LY (Heat Shrink) | lengte | Krimpkous 3:1 39 0mm Rol 30M Transp. | Shrink-kon 30m transp. | Heat Shrink Tubing, Transparent, 30.0M Minu Reel, Shrink Ratio 3:1, Expanded Diameter 39.0mm | SHRINK-KON 30M TRANSP.
7TCA017300R0502 | PIG4013-E-E | Active | 5414363127543 | 180675.67 | 100 | 1 | lengte | Insulation | BE31450 | LY (Heat Shrink) | lengte | Krimpkous 3:1 39 0mm Rol 30M Groen/Geel | Shrink-kon 30m vert/jaune | Heat Shrink Tubing, Green/Yellow, 30.0M Minu Reel, Shrink Ratio 3:1, Expanded Diameter 39.0mm | SHRINK-KON 30M GREEN/YELLOW
7TCA017300R0503 | PKG0301-0-B | Active | 5414363106722 | 392246.38 | 100 | 1 | lengte | Insulation | BE31450 | LY (Heat Shrink) | lengte | Krimpkous 3:1 3 0mm Rol 300M zw | Shrink-kon 300m noir | Flexible for Moist Environments, Heat Shrink Tubing, 3.0mm Exp. Diam, Black Shrink Ratio 3:1, 300M, Thin Walled, Crosslinked Polyolefin with Adh. Lining | SHRINK-KON 300M BLACK
7TCA017300R0504 | PKG0301-0-C | Active | 5414363106739 | 792.11 | 100 | 20 | stuk | Insulation | BE31450 | LY (Heat Shrink) | stuk | Krimpkous 3:1 3 0mm L= 0 6M zw | GT D3MM ADH. B0. 6M NOIR | Flexible for Moist Environments, Heat Shrink Tubing, 3.0mm Exp. Diam, Black Shrink Ratio 3:1, 20 pieces X 0.6M, Thin Walled, is Silicone, Cadmium + Lead Free | SHRINK-KON BOX 20X0,6M BLACK
7TCA017300R0505 | PKG0301-0-D | Active | 5414363127550 | 10767.08 | 100 | 5 | stuk | Insulation | BE31450 | LY (Heat Shrink) | stuk | Krimpkous 3:1 3 0mm Box 5 0M zw | SHRINK-KON BOX 3:1 5M BLACK | Flexible for Moist Environments, Heat Shrink Tubing, 3.0mm Exp. Diam, Black Shrink Ratio 3:1, 5M box, Thin Walled, Adh Lining, Silicone, Cadmium, Lead Free | SHRINK-KON BOX 3:1 5M BLACK
7TCA017300R0506 | PKG0401-0-B | Active | 5414363919537 | 289605.37 | 100 | 1 | stuk | Insulation | BE31450 | LY (Heat Shrink) | stuk | Krimpkous 4:1 4 0mm Rol 300M zw | Shrink-kon 300 m noir | Flexible for Moist Environments, Heat Shrink Tubing, 4.0mm Expanded Diameter, Black, 300M | SHRINK-KON 300 M BLACK
7TCA017300R0507 | PKG0401-0-C | Active | 5414363106760 | 1019.68 | 100 | 20 | stuk | Insulation | BE31450 | LY (Heat Shrink) | stuk | Krimpkous 4:1 4 0mm L= 0 6M zw | Boît. shrink-kon 20x0,6m noir | Flexible for Moist Environments, Heat Shrink Tubing, 4.0mm Expanded Diameter, Black, 20 x 0.6M | SHRINK-KON BOX 20X0,6M BLACK
7TCA017300R0508 | PKG0602-0-B | Active | 5414363106777 | 573521.61 | 100 | 1 | lengte | Insulation | BE31450 | LY (Heat Shrink) | lengte | Krimpkous 3:1 6 0mm Rol 300M zw | Shrink-kon 300m noir | Flexible for Moist Environments, Heat Shrink Tubing, 6.0mm Exp. Diam, Black 300M, Thin Walled, Crosslink Polyolefin Adh Lining, Silicone, Cadmium, Lead Free | SHRINK-KON 300M BLACK
7TCA017300R0509 | PKG0602-0-C | Active | 5414363106784 | 1142.2 | 100 | 15 | stuk | Insulation | BE31450 | LY (Heat Shrink) | stuk | Krimpkous 3:1 6 0mm L= 0 6M zw | GT D6MM ADH. B0. 6M NOIR | Flexible for Moist Environments, Heat Shrink Tubing, 6.0mm Exp. Diam, Black 15 x 0.6M, Thin, Crosslinked Polyolefin Adh Lining, Silicone, Cadmium, Lead Free | SHRINK-KON BOX 15X0,6M BLACK
7TCA017300R0510 | PKG0602-0-D | Active | 5414363127567 | 10984.44 | 100 | 5 | stuk | Insulation | BE31450 | LY (Heat Shrink) | stuk | Krimpkous 3:1 6 0mm Box 3 5M zw | SHRINK-KON BOX 3:1 35M NOIR | Flexible for Moist Environments, Heat Shrink Tubing, 6.0mm Exp. Diam, Black Box 3.5M, Thin, Corsslinked Polyolefin Adh Lining, Silicone, Cadmium, Lead Free | SHRINK-KON BOX 3:1 3,5M BLACK
7TCA017300R0511 | PKG0802-0-C | Active | 5414363106807 | 1514.19 | 100 | 15 | stuk | Insulation | BE31450 | LY (Heat Shrink) | stuk | Krimpkous 4:1 8 0mm L= 0 6M zw | Boît. shrink-kon 15x0,6m noir | Flexible for Moist Environments, Heat Shrink Tubing, 8.0mm Expanded Diameter, Black, 15 x 0.6M Lengths | SHRINK-KON BOX 15X0,6M BLACK
7TCA017300R0512 | PKG0903-0-B | Active | 5414363106814 | 298646.73 | 100 | 1 | lengte | Insulation | BE31450 | LY (Heat Shrink) | lengte | Krimpkous 3:1 9 0mm Rol 150M zw | Shrink-kon 150m noir | Flexible for Moist Environments, Heat Shrink Tubing, 9.0mm Exp. Diam, Black 150M, Thin Walled, Crosslink Polyolefin Adh Lining, Silicone, Cadmium, Lead Free | SHRINK-KON 150M BLACK
7TCA017300R0513 | PKG0903-0-C | Active | 5414363106821 | 1187.43 | 100 | 10 | stuk | Insulation | BE31450 | LY (Heat Shrink) | stuk | Krimpkous 3:1 9 0mm L= 0 6M zw | INSULATION, HEAT-SHRINK-KON | Flexible for Moist Environments, Heat Shrink Tubing, 9.0mm Exp. Diam, Black 10 X 0.6M, Thin, Corsslinked Polyolefin Adh Lining, Silicone, Cadmium, Lead Free | SHRINK-KON BOX 10X0,6M BLACK
7TCA017300R0514 | PKG0903-0-D | Active | 5414363127574 | 10686.88 | 100 | 5 | stuk | Insulation | BE31450 | LY (Heat Shrink) | stuk | Krimpkous 3:1 9 0mm Box 3 0M zw | Boît. shrink-kon 3:1 3m noir | Flexible for Moist Environments, Heat Shrink Tubing, 9.0mm Exp. Diam, Black 3M, Thin Walled, Crosslinked Polyolefin Adh Lining, Silicone, Cadmium, Lead Free | SHRINK-KON BOX 3:1 3M BLACK
7TCA017300R0515 | PKG1203-0-B | Active | 5414363182306 | 294591.39 | 100 | 1 | stuk | Insulation | BE31450 | LY (Heat Shrink) | stuk | Krimpkous 4:1 12 0mm Rol 100M zw | Shrink-kon 100m noir | Flexible for Moist Environments, Heat Shrink Tubing, 12.0mm Expanded Diameter, Black, 100M | SHRINK-KON 100M BLACK
7TCA017300R0516 | PKG1203-0-C | Active | 5414363106845 | 1893.51 | 100 | 10 | stuk | Insulation | BE31450 | LY (Heat Shrink) | stuk | Krimpkous 4:1 12 0mm L= 0 6M zw | Boît. shrink-kon 10x0,6m noir | Flexible for Moist Environments, Heat Shrink Tubing, 12.0mm Expanded Diameter, Black, 10 x 0.6M | SHRINK-KON BOX 10X0,6M BLACK
7TCA017300R0517 | PKG1204-0-B | Active | 5414363106852 | 215932.37 | 100 | 1 | lengte | Insulation | BE31450 | LY (Heat Shrink) | lengte | Krimpkous 4:1 12 0mm Rol 100M zw | Shrink-kon 100m noir | Flexible for Moist Environments, Heat Shrink Tubing, 12.0mm Exp. Diam, Black 100M, Thin Walled, Crosslink Polyolefin Adh Lining, Silicone, Cadmium, Lead Free | SHRINK-KON 100M BLACK
7TCA017300R0518 | PKG1204-0-C | Active | 5414363106869 | 1304.16 | 100 | 9 | stuk | Insulation | BE31450 | LY (Heat Shrink) | stuk | Krimpkous 4:1 12 0mm L= 0 6M zw | GT D12MM ADH. B0. 6M NOIR | Flexible for Moist Environments, Heat Shrink Tubing, 12.0mm Exp. Diam, Black 0.6M x 9 Pieces, Thin, Crossl Polyolefin Adh Lining, Silicone, Cadmium, Lead Free | SHRINK-KON BOX 9X0,6M BLACK
7TCA017300R0519 | PKG1204-0-D | Active | 5414363127581 | 11502.29 | 100 | 5 | stuk | Insulation | BE31450 | LY (Heat Shrink) | stuk | Krimpkous 4:1 12 0mm Box 2 5M zw | Boît. shrink-kon 3:1 2,5m noir | Flexible for Moist Environments, Heat Shrink Tubing, 12.0mm Exp. Diam, Black 2.5M, Thin Wall, Crosslinked Polyolefin Adh Lining, Silicone, Cadmium, Lead Free | SHRINK-KON BOX 3:1 2,5M BLACK
7TCA017300R0520 | PKG1604-0-B | Active | 5414363106876 | 167338.28 | 100 | 1 | lengte | Insulation | BE31450 | LY (Heat Shrink) | lengte | Krimpkous 4:1 16 0mm Rol 50M zw | Shrink-kon 50m noir | Flexible for Moist Environments, Heat Shrink Tubing, 16.0mm Expanded Diameter, Black, 50M | SHRINK-KON 50M BLACK
7TCA017300R0521 | PKG1604-0-C | Active | 5414363106883 | 2156.05 | 100 | 9 | stuk | Insulation | BE31450 | LY (Heat Shrink) | stuk | Krimpkous 4:1 16 0mm L= 0 6M zw | Boît. shrink-kon 9x0,6m noir | Flexible for Moist Environments, Heat Shrink Tubing, 16.0mm Expanded Diameter, Black, 9 x 0.6M Lengths | SHRINK-KON BOX 9X0,6M BLACK
7TCA017300R0523 | PKG1806-0-B | Active | 5414363106890 | 165133.08 | 100 | 1 | lengte | Insulation | BE31450 | LY (Heat Shrink) | lengte | Krimpkous 3:1 18 0mm Rol 50M zw | SHRINK-KON 50M BLACK | Flexible for Moist Environments, Heat Shrink Tubing, 19.0mm Exp. Diam, Black 50M, Thin Walled, Crosslink Polyolefin Adh Lining, Silicone, Cadmium, Lead Free | SHRINK-KON 50M BLACK
7TCA017300R0524 | PKG1806-0-C | Active | 5414363106906 | 2284.46 | 100 | 6 | stuk | Insulation | BE31450 | LY (Heat Shrink) | stuk | Krimpkous 3:1 18 0mm L= 0 6M zw | Boît. shrink-kon 6x0,6m noir | Flexible for Moist Environments, Heat Shrink Tubing, 19.0mm Exp. Diam, Black 0.6M X 6, Thin, Crosslinked Polyolefin Adh Lining, Silicone, Cadmium, Lead Free | SHRINK-KON BOX 6X0,6M BLACK
7TCA017300R0525 | PKG1806-0-D | Active | 5414363127598 | 12291.52 | 100 | 5 | stuk | Insulation | BE31450 | LY (Heat Shrink) | stuk | Krimpkous 3:1 18 0mm Box 2 0M zw | Boît. shrink-kon 3:1 2m noir | Flexible for Moist Environments, Heat Shrink Tubing, 19.0mm Exp. Diam, Black 2M, Thin Walled, Crosslinked Polyolefin Adh Lining, Silicone, Cadmium, Lead Free | SHRINK-KON BOX 3:1 2M BLACK
7TCA017300R0526 | PKG1806-C-C | Active | 5414363467311 | 2459.49 | 100 | 20 | stuk | Insulation | BE31450 | LY (Heat Shrink) | stuk | Krimpkous 3:1 19 0mm L= 0 6M zw | Pkg1806 transparent | Flexible for Moist Environments, Heat Shrink Tubing, 19.0mm Expanded Diameter, Transparent, 0.6M Lengths X 6 | PKG1806 TRANSPARANT
7TCA017300R0527 | PKG2406-0-B | Active | 5414363106913 | 314169.38 | 100 | 1 | lengte | Insulation | BE31450 | LY (Heat Shrink) | lengte | Krimpkous 4:1 24 0mm Rol 50M zw | Shrink-kon 50m noir | Flexible for Moist Environments, Heat Shrink Tubing, 24.0mm Expanded Diameter, Black, 50M | SHRINK-KON 50M BLACK
7TCA017300R0528 | PKG2406-0-C | Active | 5414363106920 | 3991.2 | 100 | 5 | stuk | Insulation | BE31450 | LY (Heat Shrink) | stuk | Krimpkous 4:1 24 0mm L= 0 6M zw | GT 4:1 D24MM ADH. B0. 6M NOIR | Flexible for Moist Environments, Heat Shrink Tubing, 24.0mm Expanded Diameter, Black, 5 x 0.6M Lengths | SHRINK-KON BOX 5X0,6M BLACK
7TCA017300R0529 | PKG2408-0-B | Active | 5414363106937 | 296667.19 | 100 | 1 | lengte | Insulation | BE31450 | LY (Heat Shrink) | lengte | Krimpkous 4:1 24 0mm Rol 50M zw | Shrink-kon 50m noir | Flexible for Moist Environments, Heat Shrink Tubing, 24.0mm Exp. Diam, Black 50M, Thin Walled, Crosslink Polyolefin Adh Lining, Silicone, Cadmium, Lead Free | SHRINK-KON 50M BLACK
7TCA017300R0530 | PKG2408-0-C | Active | 5414363106944 | 3565.22 | 100 | 5 | stuk | Insulation | BE31450 | LY (Heat Shrink) | stuk | Krimpkous 4:1 24 0mm L= 0 6M zw | Boît. shrink-kon 5x0,6m noir | Flexible for Moist Environments, Heat Shrink Tubing, 24.0mm Exp. Diam, Black 0.6M x 5, Thin, Crosslinked Polyolefin Adh Lining, Silicone, Cadmium, Lead Free | SHRINK-KON BOX 5X0,6M BLACK
7TCA017300R0531 | PKG2408-0-D | Active | 5414363127604 | 14084.32 | 100 | 5 | stuk | Insulation | BE31450 | LY (Heat Shrink) | stuk | Krimpkous 4:1 24 0mm Box 1 5M zw | Boît. shrink-kon 3:1 1,5m noir | Flexible for Moist Environments, Heat Shrink Tubing, 24.0mm Exp. Diam, Black 1.5M, Thin Wall, Crosslinked Polyolefin Adh Lining, Silicone, Cadmium, Lead Free | SHRINK-KON BOX 3:1 1,5M BLACK
7TCA017300R0532 | PKG3208-0-B | Active | 5414363106951 | 377189.12 | 100 | 1 | lengte | Insulation | BE31450 | LY (Heat Shrink) | lengte | Krimpkous 4:1 32 0mm Rol 50M zw | Shrink-kon 50m noir | Flexible for Moist Environments, Heat Shrink Tubing, 32.0mm Expanded Diameter, Black, 50M | SHRINK-KON 50M BLACK
7TCA017300R0533 | PKG3208-0-C | Active | 5414363106968 | 4660.73 | 100 | 5 | stuk | Insulation | BE31450 | LY (Heat Shrink) | stuk | Krimpkous 4:1 32 0mm L= 0 6M zw | Boît. shrink-kon 5x0,6m noir | Flexible for Moist Environments, Heat Shrink Tubing, 32.0mm Expanded Diameter, Black, 0.6M x 5 Lengths | SHRINK-KON BOX 5X0,6M BLACK
7TCA017300R0534 | PKG4013-0-B | Active | 5414363106975 | 262082.65 | 100 | 1 | lengte | Insulation | BE31450 | LY (Heat Shrink) | lengte | Krimpkous 3:1 40 0mm Rol 30M zw | Shrink-kon 30m noir | Flexible for Moist Environments, Heat Shrink Tubing, 40.0mm Exp. Diam, Black 30M, Thin Walled, Crosslink Polyolefin Adh Lining, Silicone, Cadmium, Lead Free | SHRINK-KON 30M BLACK
7TCA017300R0535 | PKG4013-0-C | Active | 5414363106982 | 6061.17 | 100 | 4 | stuk | Insulation | BE31450 | LY (Heat Shrink) | stuk | Krimpkous 3:1 40 0mm L= 0 6M zw | Boît. shrink-kon 4x0,6m noir | Flexible for Moist Environments, Heat Shrink Tubing, 40.0mm Exp. Diam, Black 0.6M X 4, Thin, Crosslinked Polyolefin Adh Lining, Silicone, Cadmium, Lead Free | SHRINK-KON BOX 4X0,6M BLACK
7TCA017300R0536 | PKG5213-0-B | Active | 5414363106999 | 377563.99 | 100 | 1 | lengte | Insulation | BE31450 | LY (Heat Shrink) | lengte | Krimpkous 4:1 52 0mm Rol 30M zw | Shrink-kon 30m noir | Flexible for Moist Environments, Heat Shrink Tubing, 52.0mm Expanded Diameter, Black, 30M | SHRINK-KON 30M BLACK
7TCA017300R0537 | PKG5213-0-C | Active | 5414363107002 | 6847.44 | 100 | 3 | stuk | Insulation | BE31450 | LY (Heat Shrink) | stuk | Krimpkous 4:1 52 0mm L= 0 6M zw | GT 4:1 D52MM ADH. B0. 6M NOIR | Flexible for Moist Environments, Heat Shrink Tubing, 52.0mm Expanded Diameter Black, 0.6M x 3 Lengths | SHRINK-KON BOX 3X0,6M BLACK
7TCA017300R0539 | PLG1000-0-18R | Active | 5414363107019 | 827.13 | 100 | 10 | stuk | Insulation | BE31450 | LY (Heat Shrink) | stuk | Krimpkous 2:1 25 4mm L= 0 18M zw | Paq sacs pré coupés shr k 3x18cm | Flexible Heat Shrink Tubing, 25.4mm Expanded Diameter, Black, Pre-Cut 3 X 18 CM, Item is Silicone, Cadmium and Lead Free | SK PRE-CUT BLACK PACK 3X18CM
7TCA017300R0540 | PLG1000-0-A | Active | 5414363107026 | 1588.59 | 100 | 10 | stuk | Insulation | BE31450 | LY (Heat Shrink) | stuk | Krimpkous 2:1 25 4mm L= 1 22M zw | GT D25. 4MM X 1. 22M NOIR | Flexible Heat Shrink Tubing, 25.4mm Expanded Diameter, Black, 1.22M L X 10, Item is Silicone, Cadmium and Lead Free | SHRINK-KON BOX 10X1,22M BLACK
7TCA017300R0541 | PLG1000-0-B | Active | 5414363107033 | 60523.82 | 100 | 1 | lengte | Insulation | BE31450 | LY (Heat Shrink) | lengte | Krimpkous 2:1 25 4mm Rol 50M zw | SHRINK-KON 50M NOIR | Flexible Heat Shrink Tubing, 25.4mm Expanded Diameter, Black, 50M Reel, Item is Silicone, Cadmium and Lead Free | SHRINK-KON 50M BLACK
7TCA017300R0542 | PLG1000-0-E | Active | 5414363107040 | 36320.15 | 100 | 1 | lengte | Insulation | BE31450 | LY (Heat Shrink) | lengte | Krimpkous 2:1 25 4mm Rol 30M zw | SHRINK-KON 30M NOIR | Flexible Heat Shrink Tubing, 25.4mm Expanded Diameter, Black, 30M Reel, Item is Silicone, Cadmium and Lead Free | SHRINK-KON 30M BLACK
7TCA017300R0544 | PLG1000-1-E | Active | 5414363172215 | 36320.15 | 100 | 1 | lengte | Insulation | BE31450 | LY (Heat Shrink) | lengte | Krimpkous 2:1 25 4mm Rol 30M Bruin | SHRINK-KON 30M BROWN | Flexible Heat Shrink Tubing, 25.4mm Expanded Diameter, Brown, 30M Reel | SHRINK-KON 30M BROWN
7TCA017300R0545 | PLG1000-2-A | Active | 5414363107057 | 1588.59 | 100 | 10 | stuk | Insulation | BE31450 | LY (Heat Shrink) | stuk | Krimpkous 2:1 25 4mm L= 1 22M Rood | SHRINK-KON BOX 10X122M ROUGE | Flexible Heat Shrink Tubing, 25.4mm Expanded Diam, Red, 1.22M Length X 10 | SHRINK-KON BOX 10X1,22M RED
7TCA017300R0547 | PLG1000-2-E | Active | 5414363107071 | 36320.15 | 100 | 1 | lengte | Insulation | BE31450 | LY (Heat Shrink) | lengte | Krimpkous 2:1 25 4mm Rol 30M Rood | SHRINK-KON 30M ROUGE | Flexible Heat Shrink Tubing, 25.4mm Expanded Diameter, Red, 30M Reel | SHRINK-KON 30M RED
7TCA017300R0548 | PLG1000-4-A | Active | 5414363107088 | 1588.59 | 100 | 10 | stuk | Insulation | BE31450 | LY (Heat Shrink) | stuk | Krimpkous 2:1 25 4mm L= 1 22M Bruin | Boît. shrink-kon 10x1,22m jaune | Flexible Heat Shrink Tubing, 25.4mm Expanded Diam, Yellow, 1.22M Length X 10 | SHRINK-KON BOX 10X1,22M YELLOW
7TCA017300R0550 | PLG1000-4-E | Active | 5414363107101 | 36320.15 | 100 | 1 | lengte | Insulation | BE31450 | LY (Heat Shrink) | lengte | Krimpkous 2:1 25 4mm Rol 30M Geel | SHRINK-KON 30M JAUNE | Flexible Heat Shrink Tubing, 25.4mm Expanded Diameter, Yellow, 30M Reel | SHRINK-KON 30M YELLOW
7TCA017300R0551 | PLG1000-5-E | Active | 5414363127628 | 36320.15 | 100 | 1 | lengte | Insulation | BE31450 | LY (Heat Shrink) | lengte | Krimpkous 2:1 25 4mm Rol 30M Groen | Boît. shrink-kon 30m vert | Flexible Heat Shrink Tubing, 25.4mm Expanded Diameter, Green, 30M Reel | SHRINK-KON BOX 30M GREEN
7TCA017300R0553 | PLG1000-6-A | Active | 5414363107132 | 1588.59 | 100 | 10 | stuk | Insulation | BE31450 | LY (Heat Shrink) | stuk | SHRINK-KON BOX 10X122M BLUE | SHRINK-KON BOX 10X122M BLEU | Flexible Heat Shrink Tubing, 25.4mm Expanded Diam, Blue, 1.22M Length X 10 0 | SHRINK-KON BOX 10X1,22M BLUE
7TCA017300R0555 | PLG1000-6-E | Active | 5414363107156 | 36320.15 | 100 | 1 | lengte | Insulation | BE31450 | LY (Heat Shrink) | lengte | Krimpkous 2:1 25 4mm Rol 30M Blauw | SHRINK-KON 30M BLEU | Flexible Heat Shrink Tubing, 25.4mm Expanded Diameter, Blue, 30M Reel | SHRINK-KON 30M BLUE
7TCA017300R0557 | PLG1000-8-E | Active | 5414363172222 | 36320.15 | 100 | 1 | lengte | Insulation | BE31450 | LY (Heat Shrink) | lengte | SHRINK-KON 30M GREY | Shrink-kon 30m gris | Flexible Heat Shrink Tubing, 25.4mm Expanded Diam, Grey, 30M Reel | SHRINK-KON 30M GREY
7TCA017300R0558 | PLG1000-9-A | Active | 5414363107163 | 1588.59 | 100 | 10 | stuk | Insulation | BE31450 | LY (Heat Shrink) | stuk | Krimpkous 2:1 25 4mm L= 1 22M Wit | Boît. shrink-kon 10x1,22m blanc | Flexible Heat Shrink Tubing, 25.4mm Expanded Diam, White, 1.22M Length X 10 | SHRINK-KON BOX 10X1,22M WHITE
7TCA017300R0560 | PLG1000-9-E | Active | 5414363107187 | 36320.15 | 100 | 1 | lengte | Insulation | BE31450 | LY (Heat Shrink) | lengte | SHRINK-KON 30M wit | SHRINK-KON 30M WHITE | Flexible Heat Shrink Tubing, 25.4mm Expanded Diameter, White, 30M Reel | SHRINK-KON 30M WHITE
7TCA017300R0561 | PLG1000-C-A | Active | 5414363107194 | 1588.59 | 100 | 10 | stuk | Insulation | BE31450 | LY (Heat Shrink) | stuk | SHRINK-KON BOX 10X122M transp. | Boît. shrink-kon 10x1,22m transp | Flexible Heat Shrink Tubing, 25.4mm Expanded Diam, Transparent, 1.22M L X 10 0 | SHRINK-KON BOX 10X1,22M TRANSPARENT
7TCA017300R0563 | PLG1000-C-E | Active | 5414363107217 | 36320.15 | 100 | 1 | lengte | Insulation | BE31450 | LY (Heat Shrink) | lengte | Krimpkous 2:1 25 4mm Rol 30M Transp. | SHRINK-KON 30M TRANSPARENT | Flexible Heat Shrink Tubing, 25.4mm Expanded Diameter, Transparent, 30M Reel | SHRINK-KON 30M TRANSPARENT
7TCA017300R0564 | PLG125-0-10R | Active | 5414363107248 | 803.8 | 100 | 10 | stuk | Insulation | BE31450 | LY (Heat Shrink) | stuk | Krimpkous 2:1 3 2mm L= 0 1M zw | Paq sacs pré coupés shr k noir 25x10 | Flexible Heat Shrink Tubing, 3.2mm Expanded Diam, Black, Pre-Cut Pack 25 X 10 CM, Item is Silicone, Cadmium and Lead Free | SK PRE-CUT PACK BLACK 25X10
7TCA017300R0565 | PLG125-0-A | Active | 5414363076933 | 402.63 | 100 | 25 | stuk | Insulation | BE31450 | LY (Heat Shrink) | stuk | Krimpkous 2:1 3 2mm L= 1 22M zw | GT D3. 2MM X 1. 22M NOIR | Flexible Heat Shrink Tubing, 3.2mm Expanded Diam, Black, 1.22M L X 25, Item is Silicone, Cadmium and Lead Free | SHRINK-KON BOX 25X1,22M BLACK
7TCA017300R0566 | PLG125-0-B | Active | 5414363127697 | 75928.27 | 100 | 1 | lengte | Insulation | BE31450 | LY (Heat Shrink) | lengte | Krimpkous 2:1 3 2mm Rol 300M zw | Shrink-kon 300m noir | Flexible Heat Shrink Tubing, 3.2mm Expanded Diameter, Black, 300M | SHRINK-KON 300M BLACK
7TCA017300R0567 | PLG125-0-E | Active | 5414363076940 | 37964.13 | 100 | 1 | lengte | Insulation | BE31450 | LY (Heat Shrink) | lengte | Krimpkous 2:1 3 2mm Rol 150M zw | SHRINK-KON 150M NOIR | Flexible Heat Shrink Tubing, 3.2mm Expanded Diameter, Black, 150M, Item is Silicone, Cadmium and Lead Free | SHRINK-KON 150M BLACK
7TCA017300R0568 | PLG125-2-A | Active | 5414363107323 | 402.63 | 100 | 25 | stuk | Insulation | BE31450 | LY (Heat Shrink) | stuk | Krimpkous 2:1 3 2mm L= 1 22M Rood | Boît. shrink-kon 25x1,22m rge | Flexible Heat Shrink Tubing, 3.2mm Expanded Diameter, Red, 1.22M L X 25 | SHRINK-KON BOX 25X1,22M RED
7TCA017300R0569 | PLG125-2-E | Active | 5414363107330 | 37964.13 | 100 | 1 | lengte | Insulation | BE31450 | LY (Heat Shrink) | lengte | Krimpkous 2:1 3 2mm Rol 150M Rood | Shrink-kon 150m rge | Flexible Heat Shrink Tubing, 3.2mm Expanded Diameter, Red, 150M | SHRINK-KON 150M RED
7TCA017300R0570 | PLG125-4-10R | Active | 5414363107347 | 803.8 | 100 | 10 | stuk | Insulation | BE31450 | LY (Heat Shrink) | stuk | Krimpkous 2:1 3 2mm 0 1M Geel | Paq sacs pré coup shr k jau 25x10cm | Flexible Heat Shrink Tubing, 3.2mm Expanded Diameter, Yellow, 25 X 10CM, Item is Silicone, Cadmium and Lead Free | SK PRE-CUT PACK YELLOW 25X10CM
7TCA017300R0571 | PLG125-4-A | Active | 5414363107354 | 402.63 | 100 | 25 | stuk | Insulation | BE31450 | LY (Heat Shrink) | stuk | Krimpkous 2:1 3 2mm L= 1 22M Geel | Boît. shrink-kon 25x1,22m jaune | Flexible Heat Shrink Tubing, 3.2mm Expanded Diameter, Yellow, 1.22M L X 25 | SHRINK-KON BOX 25X1,22M YELLOW
7TCA017300R0572 | PLG125-4-E | Active | 5414363107361 | 37964.13 | 100 | 1 | lengte | Insulation | BE31450 | LY (Heat Shrink) | lengte | Krimpkous 2:1 3 2mm Rol 150M Geel | Shrink-kon 150m jau | Flexible Heat Shrink Tubing, 3.2mm Expanded Diameter, Yellow, 150M | SHRINK-KON 150M YELLOW
7TCA017300R0573 | PLG125-6-A | Active | 5414363107378 | 402.63 | 100 | 25 | stuk | Insulation | BE31450 | LY (Heat Shrink) | stuk | Krimpkous 2:1 3 2mm L= 1 22M Blauw | Boît. shrink-kon 25x1,22m ble | Flexible Heat Shrink Tubing, 3.2mm Expanded Diameter, Blue, 1.22M L X 25 | SHRINK-KON BOX 25X1,22M BLUE
7TCA017300R0574 | PLG125-6-E | Active | 5414363107385 | 37964.13 | 100 | 1 | lengte | Insulation | BE31450 | LY (Heat Shrink) | lengte | Krimpkous 2:1 3 2mm Rol 150M Blauw | SHRINK-KON 150M BLEU | Flexible Heat Shrink Tubing, 3.2mm Expanded Diameter, Blue, 150M | SHRINK-KON 150M BLUE
7TCA017300R0575 | PLG125-9-10R | Active | 5414363107392 | 803.8 | 100 | 10 | stuk | Insulation | BE31450 | LY (Heat Shrink) | stuk | Krimpkous 2:1 3 2mm 0 1M Wit | Paq sacs pré coup shr k blc 25x10cm | Flexible Heat Shrink Tubing, 3.2mm Expanded Diameter, White, 25 X 10CM, Item is Silicone, Cadmium and Lead Free | SK PRE-CUT PACK WHITE 25X10CM
7TCA017300R0576 | PLG125-9-A | Active | 5414363107408 | 402.63 | 100 | 25 | stuk | Insulation | BE31450 | LY (Heat Shrink) | stuk | Krimpkous 2:1 3 2mm L= 1 22M Wit | Boît. shrink-kon 25x1,22m blanc | Flexible Heat Shrink Tubing, 3.2mm Expanded Diameter, White, 1.22M L X 25 | SHRINK-KON BOX 25X1,22M WHITE
7TCA017300R0577 | PLG125-9-E | Active | 5414363107415 | 37964.13 | 100 | 1 | lengte | Insulation | BE31450 | LY (Heat Shrink) | lengte | Krimpkous 2:1 3 2mm Rol 150M Wit | Shrink-kon 150m blc | Flexible Heat Shrink Tubing, 3.2mm Expanded Diameter, White, 150M | SHRINK-KON 150M WHITE
7TCA017300R0578 | PLG125-C-10R | Active | 5414363107422 | 803.8 | 100 | 10 | stuk | Insulation | BE31450 | LY (Heat Shrink) | stuk | Krimpkous 2:1 3 2mm 0 1M Transp. | Paq sacs pré coupés shr k transp 25x10cm | Flexible Heat Shrink Tubing, 3.2mm Expanded Diam, Transparent - is Halogen Free, 25 X 10CM, Item is Silicone, Cadmium and Lead Free | SK PRE-CUT PACK TRANSP 25X10 CM
7TCA017300R0579 | PLG125-C-A | Active | 5414363107439 | 402.63 | 100 | 25 | stuk | Insulation | BE31450 | LY (Heat Shrink) | stuk | Krimpkous 2:1 3 2mm 1.22M Transp. | Boît. shrink-kon 25x1,22m transp | Flexible Heat Shrink Tubing, 3.2mm Expanded Diam, Transparent, 25 X 1.22mm | SHRINK-KON BOX 25X1,22M TRANSPARENT
7TCA017300R0581 | PLG125-C-E | Active | 5414363107446 | 37964.13 | 100 | 1 | lengte | Insulation | BE31450 | LY (Heat Shrink) | lengte | Krimpkous 2:1 3 2mm Rol 150M Transp. | Shrink-kon 150m transparent | Flexible Heat Shrink Tubing, 3.2mm Expanded Diameter, Transparent, 150M | SHRINK-KON 150M TRANSPARENT
7TCA017300R0582 | PLG1250-0-A | Active | 5414363107224 | 2306.31 | 100 | 10 | stuk | Insulation | BE31450 | LY (Heat Shrink) | stuk | Krimpkous 2:1 31 75mm L= 1 22M zw | Boît. shrink-kon 10x1,22m noir | Flexible Heat Shrink Tubing, 31.75mm Expanded Diameter, Black, 1.22M L X 10 Item is Silicone, Cadmium and Lead Free | SHRINK-KON BOX 10X1,22M BLACK
7TCA017300R0583 | PLG1250-0-B | Active | 5414363107231 | 94921.25 | 100 | 1 | lengte | Insulation | BE31450 | LY (Heat Shrink) | lengte | Krimpkous 2:1 31 75mm Rol 50M zw | Shrink-kon 50m noir | Flexible Heat Shrink Tubing, 31.75mm Expanded Diameter, Black, 50M, Item is Silicone, Cadmium and Lead Free | SHRINK-KON 50M BLACK
7TCA017300R0584 | PLG1250-0-E | Active | 5414363127642 | 56957.12 | 100 | 1 | lengte | Insulation | BE31450 | LY (Heat Shrink) | lengte | Krimpkous 2:1 31 75mm Rol 30M zw | Shrink-kon 30m noir | Flexible Heat Shrink Tubing, 31.75mm Expanded Diameter, Black, 30M, Item is Silicone, Cadmium and Lead Free | SHRINK-KON 30M BLACK
7TCA017300R0585 | PLG1250-2-E | Active | 5414363127659 | 56957.12 | 100 | 1 | lengte | Insulation | BE31450 | LY (Heat Shrink) | lengte | Krimpkous 2:1 31 75mm Rol 30M Rood | SHRINK-KON 30M RED | Flexible Heat Shrink Tubing, 31.75mm Expanded Diameter, Red, 30M | SHRINK-KON 30M RED
7TCA017300R0586 | PLG1250-4-E | Active | 5414363127666 | 56957.12 | 100 | 1 | lengte | Insulation | BE31450 | LY (Heat Shrink) | lengte | Krimpkous 2:1 31 75mm Rol 30M Geel | SHRINK-KON 30M YELLOW | Flexible Heat Shrink Tubing, 31.75mm Expanded Diameter, Yellow, 30M | SHRINK-KON 30M YELLOW
7TCA017300R0587 | PLG1250-6-E | Active | 5414363127673 | 56957.12 | 100 | 1 | lengte | Insulation | BE31450 | LY (Heat Shrink) | lengte | Krimpkous 2:1 31 75mm Rol 30M Blauw | SHRINK-KON 30M BLUE | Flexible Heat Shrink Tubing, 31.75mm Expanded Diameter, Blue, 30M | SHRINK-KON 30M BLUE
7TCA017300R0588 | PLG1250-9-E | Active | 5414363127680 | 56957.12 | 100 | 1 | lengte | Insulation | BE31450 | LY (Heat Shrink) | lengte | Krimpkous 2:1 31 75mm Rol 30M Wit | SHRINK-KON 30M WHITE | Flexible Heat Shrink Tubing, 31.75mm Expanded Diameter, White, 30M | SHRINK-KON 30M WHITE
7TCA017300R0589 | PLG1250-C-A | Active | 5414363107309 | 2306.31 | 100 | 10 | stuk | Insulation | BE31450 | LY (Heat Shrink) | stuk | Krimpkous 2:1 31 75mm L= 1 22M zw | Boît. shrink-kon 10x1,22m transp | Flexible Heat Shrink Tubing, 31.75mm Expanded Diameter, Transparent, 1.22M Length X 10 | SHRINK-KON BOX 10X1,22M TRANSPAREN
7TCA017300R0590 | PLG1250-C-E | Active | 5414363127703 | 56957.12 | 100 | 1 | lengte | Insulation | BE31450 | LY (Heat Shrink) | lengte | Krimpkous 2:1 31 75mm Rol 30M Transp. | Boît. shrink-kon 30m transp | Flexible Heat Shrink Tubing, 31.75mm Expanded Diameter, Transparent, 30M | SHRINK-KON 30M TRANSPARENT
7TCA017300R0591 | PLG1500-0-A | Active | 5414363107453 | 2771.65 | 100 | 5 | stuk | Insulation | BE31450 | LY (Heat Shrink) | stuk | Krimpkous 2:1 38 1mm L= 1 22M zw | SHRINK-KON BOX 5X122M NOIR | Flexible Heat Shrink Tubing, 38.0mm Expanded Diameter, Black, 1.22M L X 5, Item is Silicone, Cadmium and Lead Free | SHRINK-KON BOX 5X1,22M BLACK
7TCA017300R0592 | PLG1500-0-B | Active | 5414363107460 | 99280.03 | 100 | 1 | lengte | Insulation | BE31450 | LY (Heat Shrink) | lengte | Krimpkous 2:1 38 1mm Rol 50M zw | Shrink-kon 50m noir | Flexible Heat Shrink Tubing, 38.0mm Expanded Diameter, Black, 50M, Item is Silicone, Cadmium and Lead Free | SHRINK-KON 50M BLACK
7TCA017300R0593 | PLG1500-0-E | Active | 5414363107477 | 59562.48 | 100 | 1 | lengte | Insulation | BE31450 | LY (Heat Shrink) | lengte | Krimpkous 2:1 38 1mm Rol 30M zw | SHRINK-KON 30M NOIR | Flexible Heat Shrink Tubing, 38.0mm Expanded Diameter, Black, 30M, Item is Silicone, Cadmium and Lead Free | SHRINK-KON 30M BLACK
7TCA017300R0594 | PLG1500-1-E | Active | 5414363172239 | 51554.52 | 100 | 1 | lengte | Insulation | BE31450 | LY (Heat Shrink) | lengte | Krimpkous 2:1 38 1mm Rol 30M Bruin | SHRINK-KON 30M BROWN | Flexible Heat Shrink Tubing, 38.0mm Expanded Diameter, Brown, 30M | SHRINK-KON 30M BROWN
7TCA017300R0595 | PLG1500-2-A | Active | 5414363107484 | 2320.75 | 100 | 5 | stuk | Insulation | BE31450 | LY (Heat Shrink) | stuk | Krimpkous 2:1 38 1mm L= 1 22M Rood | SHRINK-KON BOX 5X122M ROUGE | Flexible Heat Shrink Tubing, 38.0mm Expanded Diameter, Red, 1.22M X 5 | SHRINK-KON BOX 5X1,22M RED
7TCA017300R0597 | PLG1500-2-E | Active | 5414363107507 | 59562.48 | 100 | 1 | lengte | Insulation | BE31450 | LY (Heat Shrink) | lengte | Krimpkous 2:1 38 1mm Rol 30M Rood | SHRINK-KON 30M ROUGE | Flexible Heat Shrink Tubing, 38.0mm Expanded Diameter, Red, 30M | SHRINK-KON 30M RED
7TCA017300R0598 | PLG1500-4-A | Active | 5414363107514 | 2771.65 | 100 | 5 | stuk | Insulation | BE31450 | LY (Heat Shrink) | stuk | Krimpkous 2:1 38 1mm L= 1 22M Geel | Boît. shrink-kon 5x1,22m jaune | Flexible Heat Shrink Tubing, 38.0mm Expanded Diameter, Yellow, 1.22M X 5 | SHRINK-KON BOX 5X1,22M YELLOW
7TCA017300R0600 | PLG1500-4-E | Active | 5414363107538 | 59562.48 | 100 | 1 | lengte | Insulation | BE31450 | LY (Heat Shrink) | lengte | Krimpkous 2:1 38 1mm Rol 30M Geel | SHRINK-KON 30M JAUNE | Flexible Heat Shrink Tubing, 38.0mm Expanded Diameter, Yellow, 30M | SHRINK-KON 30M YELLOW
7TCA017300R0601 | PLG1500-5-E | Active | 5414363127727 | 59562.48 | 100 | 1 | lengte | Insulation | BE31450 | LY (Heat Shrink) | lengte | Krimpkous 2:1 38 1mm Rol 30M Groen | Boît. shrink-kon 30m vert | Flexible Heat Shrink Tubing, 38.0mm Expanded Diameter, Green, 30M | SHRINK-KON BOX 30M GREEN
7TCA017300R0602 | PLG1500-6-A | Active | 5414363107545 | 2771.65 | 100 | 5 | stuk | Insulation | BE31450 | LY (Heat Shrink) | stuk | Krimpkous 2:1 38 1mm L= 1 22M Blauw | SHRINK-KON BOX 5X122M BLEU | Flexible Heat Shrink Tubing, 38.0mm Expanded Diameter, Blue, 1.22M X 5 | SHRINK-KON BOX 5X1,22M BLUE
7TCA017300R0604 | PLG1500-6-E | Active | 5414363107569 | 59562.48 | 100 | 1 | lengte | Insulation | BE31450 | LY (Heat Shrink) | lengte | Krimpkous 2:1 38 1mm Rol 30M Blauw | SHRINK-KON 30M BLEU | Flexible Heat Shrink Tubing, 38.0mm Expanded Diameter, Blue, 30M | SHRINK-KON 30M BLUE
7TCA017300R0605 | PLG1500-8-E | Active | 5414363172246 | 51554.52 | 100 | 1 | lengte | Insulation | BE31450 | LY (Heat Shrink) | lengte | Krimpkous 2:1 38 1mm Rol 30M Grijs | Shrink-kon 30m gris | Flexible Heat Shrink Tubing, 38.0mm Expanded Diameter, Grey, 30M | SHRINK-KON 30M GREY
7TCA017300R0606 | PLG1500-9-A | Active | 5414363107576 | 2771.65 | 100 | 5 | stuk | Insulation | BE31450 | LY (Heat Shrink) | stuk | SHRINK-KON BOX 5X122M wit | Boît. shrink-kon 5x1,22m blanc | Flexible Heat Shrink Tubing, 38.0mm Expanded Diameter, White, 1.22M X 5 | SHRINK-KON BOX 5X1,22M WHITE
7TCA017300R0608 | PLG1500-9-E | Active | 5414363107590 | 77952.87 | 100 | 1 | lengte | Insulation | BE31450 | LY (Heat Shrink) | lengte | Krimpkous 2:1 38 1mm Rol 30M Wit | SHRINK-KON 30M WHITE | SHRINK-KON 30M WHITE | SHRINK-KON 30M WHITE
7TCA017300R0609 | PLG1500-C-A | Active | 5414363107606 | 2771.65 | 100 | 5 | stuk | Insulation | BE31450 | LY (Heat Shrink) | stuk | SHRINK-KON BOX 5X122M transp. | Boît. shrink-kon 5x1,22m transp | Flexible Heat Shrink Tubing, 38.0mm Expanded Diameter, Transparent, 1.22M X 5 | SHRINK-KON BOX 5X1,22M TRANSPARENT
7TCA017300R0611 | PLG1500-C-E | Active | 5414363107620 | 59562.48 | 100 | 1 | lengte | Insulation | BE31450 | LY (Heat Shrink) | lengte | Krimpkous 2:1 38 1mm Rol 30M Transp. | Bobine shrink-kon 30m | Flexible Heat Shrink Tubing, 38.0mm Expanded Diameter, Transparent, 30M | SHRINK-KON- REEL-30M
7TCA017300R0612 | PLG187-0-10R | Active | 5414363107637 | 968.63 | 100 | 10 | stuk | Insulation | BE31450 | LY (Heat Shrink) | stuk | Krimpkous 2:1 4 7mm 0 1M zw | Paq sacs pré coup shr k noir 25x10cm | Flexible Heat Shrink Tubing, 4.7mm Expanded Diameter, Black, 25 X 10CM, Item is Silicone, Cadmium and Lead Free | SK PRE-CUT PACK BLACK 25X10CM
7TCA017300R0613 | PLG187-0-A | Active | 5414363107644 | 421.61 | 100 | 25 | stuk | Insulation | BE31450 | LY (Heat Shrink) | stuk | Krimpkous 2:1 4 7mm L= 1 22M zw | GT D4. 7MM X 1. 22M NOIR | Flexible Heat Shrink Tubing, 4.7mm Expanded Diameter, Black, 1.22M X 25, Item is Silicone, Cadmium and Lead Free | SHRINK-KON BOX 25X1,22M BLACK
7TCA017300R0614 | PLG187-0-B | Active | 5414363107651 | 81865.38 | 100 | 1 | lengte | Insulation | BE31450 | LY (Heat Shrink) | lengte | Krimpkous 2:1 4 7mm Rol 300M zw | SHRINK-KON 300M NOIR | Flexible Heat Shrink Tubing, 4.7mm Expanded Diameter, Black, 300M, Item is Silicone, Cadmium and Lead Free | SHRINK-KON 300M BLACK
7TCA017300R0615 | PLG187-0-E | Active | 5414363107668 | 20467.82 | 100 | 1 | lengte | Insulation | BE31450 | LY (Heat Shrink) | lengte | Krimpkous 2:1 4 7mm Rol 75M zw | SHRINK-KON 75M NOIR | Flexible Heat Shrink Tubing, 4.7mm Expanded Diameter, Black, 75M, Item is Silicone, Cadmium and Lead Free | SHRINK-KON 75M BLACK
7TCA017300R0616 | PLG187-2-A | Active | 5414363107675 | 421.61 | 100 | 25 | stuk | Insulation | BE31450 | LY (Heat Shrink) | stuk | Krimpkous 2:1 4 7mm L= 1 22M Rood | GT 2:1 D4.7MM B1.22M MAR | Flexible Heat Shrink Tubing, 4.7mm Expanded Diameter, Red, 1.22M X 25 | SHRINK-KON BOX 25X1,22M RED
7TCA017300R0618 | PLG187-2-E | Active | 5414363107699 | 20467.82 | 100 | 1 | lengte | Insulation | BE31450 | LY (Heat Shrink) | lengte | Krimpkous 2:1 4 7mm Rol 75M Rood | SHRINK-KON 75M RED | Flexible Heat Shrink Tubing, 4.7mm Expanded Diameter, Red, 75M | SHRINK-KON 75M RED
7TCA017300R0619 | PLG187-4-5R | Active | 5414363107705 | 863.58 | 100 | 10 | stuk | Insulation | BE31450 | LY (Heat Shrink) | stuk | Krimpkous 2:1 4 7mm 0 05M Geel | Paq sacs pré coup shr k jau 40x5cm | Flexible Heat Shrink Tubing, 4.7mm Expanded Diameter, Yellow, 40 X 5CM, Item is Silicone, Cadmium and Lead Free | SK PRE-CUT PACK YELLOW 40X5CM
7TCA017300R0620 | PLG187-4-A | Active | 5414363107712 | 421.61 | 100 | 25 | stuk | Insulation | BE31450 | LY (Heat Shrink) | stuk | Krimpkous 2:1 4 7mm L= 1 22M Geel | Boît. shrink-kon 25x1,22m jaune | Flexible Heat Shrink Tubing, 4.7mm Expanded Diameter, Yellow, 1.22M X 25 | SHRINK-KON BOX 25X1,22M YELLOW
7TCA017300R0622 | PLG187-4-E | Active | 5414363107736 | 20467.82 | 100 | 1 | lengte | Insulation | BE31450 | LY (Heat Shrink) | lengte | Krimpkous 2:1 4 7mm Rol 75M Geel | Shrink-kon 75m jaune | Flexible Heat Shrink Tubing, 4.7mm Expanded Diameter, Yellow, 75M | SHRINK-KON 75M YELLOW
7TCA017300R0623 | PLG187-6-5R | Active | 5414363107743 | 863.58 | 100 | 10 | stuk | Insulation | BE31450 | LY (Heat Shrink) | stuk | Krimpkous 2:1 4 7mm 0 05M Blauw | Paq sacs pré coup shr k ble 40x5cm | Flexible Heat Shrink Tubing, 4.7mm Expanded Diameter, Blue, 40 X 5CM, Item is Silicone, Cadmium and Lead Free | SK PRE-CUT PACK BLUE 40X5CM
7TCA017300R0624 | PLG187-6-A | Active | 5414363107750 | 421.61 | 100 | 25 | stuk | Insulation | BE31450 | LY (Heat Shrink) | stuk | Krimpkous 2:1 4 7mm L= 1 22M Blauw | SHRINK-KON BOX 25X1.22M BLEU | Flexible Heat Shrink Tubing, 1.22mm Cut L Box of 25, Blue, Expanded Inside Diameter 4.7mm | SHRINK-KON BOX 25X1.22M BLUE
7TCA017300R0626 | PLG187-6-E | Active | 5414363107774 | 20467.82 | 100 | 1 | lengte | Insulation | BE31450 | LY (Heat Shrink) | lengte | Krimpkous 2:1 4 7mm Rol 75M Blauw | SHRINK-KON 75M BLUE | Flexible Heat Shrink Tubing, 4.7mm Expanded Diameter, Blue, 75M | SHRINK-KON 75M BLUE
7TCA017300R0627 | PLG187-9-A | Active | 5414363107781 | 421.61 | 100 | 25 | stuk | Insulation | BE31450 | LY (Heat Shrink) | stuk | Krimpkous 2:1 4 7mm L= 1 22M Wit | GT D4. 7MM X 1. 22M BLANC | Flexible Heat Shrink Tubing, 1.22mm Cut L Box of 25, White, Expanded Inside Diameter 4.7mm | SHRINK-KON BOX 25X1,22M WHITE
7TCA017300R0629 | PLG187-9-E | Active | 5414363107804 | 20467.82 | 100 | 1 | lengte | Insulation | BE31450 | LY (Heat Shrink) | lengte | Krimpkous 2:1 4 7mm Rol 75M Wit | Shrink-kon 75m blanc | Flexible Heat Shrink Tubing, 4.7mm Expanded Diameter, White, 75M | SHRINK-KON 75M WHITE
7TCA017300R0630 | PLG187-C-5R | Active | 5414363107811 | 863.58 | 100 | 10 | stuk | Insulation | BE31450 | LY (Heat Shrink) | stuk | Krimpkous 2:1 4 7mm 0 05M Transp. | Paq sacs pré coup shr k transp 40x5cm | Flexible Heat Shrink Tubing, 4.7mm Expanded Diameter Transparent is Halogen Free, 40 X 5CM, Item is Silicone, Cadmium and Lead Free | SK PRE-CUT PACK TRANSP 40X5CM
7TCA017300R0631 | PLG187-C-A | Active | 5414363107828 | 421.61 | 100 | 25 | stuk | Insulation | BE31450 | LY (Heat Shrink) | stuk | SHRINK-KON BOX 25X122M TRANSPAREN | Boît. shrink-kon 25x1,22m transp | Flexible Heat Shrink Tubing, 1.22mm Cut L Box of 25, Transparent, Expanded Inside Diameter 4.7mm | SHRINK-KON BOX 25X1,22M TRANSPAREN
7TCA017300R0632 | PLG187-C-E | Active | 5414363107842 | 20467.82 | 100 | 1 | lengte | Insulation | BE31450 | LY (Heat Shrink) | lengte | Krimpkous 2:1 4 7mm Rol 75M Transp. | Shrink-kon 75m transparent | Flexible Heat Shrink Tubing, 4.7mm Expanded Diameter, Transparent, 75M | SHRINK-KON 75M TRANSPARENT
7TCA017300R0633 | PLG2000-0-A | Active | 5414363107859 | 3699.43 | 100 | 5 | stuk | Insulation | BE31450 | LY (Heat Shrink) | stuk | Krimpkous 2:1 50 8mm L= 1 22M zw | GT D51MM X 1. 22M NOIR | Flexible Heat Shrink Tubing, 50.8mm Expanded Diameter, Black, 1.22M X 5, Item is Silicone, Cadmium and Lead Free | SHRINK-KON BOX 5X1,22M BLACK
7TCA017300R0634 | PLG2000-0-B | Active | 5414363107866 | 142370.25 | 100 | 1 | lengte | Insulation | BE31450 | LY (Heat Shrink) | lengte | Krimpkous 2:1 50 8mm Rol 50M zw | Shrink-kon 50m noir | Flexible Heat Shrink Tubing, 50.8mm Expanded Diameter, Black, 50M, Item is Silicone, Cadmium and Lead Free | SHRINK-KON 50M BLACK
7TCA017300R0635 | PLG2000-0-E | Active | 5414363107873 | 82936.14 | 100 | 1 | lengte | Insulation | BE31450 | LY (Heat Shrink) | lengte | Krimpkous 2:1 50 8mm Rol 30M zw | SHRINK-KON 30M NOIR | Flexible Heat Shrink Tubing, 50.8mm Expanded Diameter, Black, 30M, Item is Silicone, Cadmium and Lead Free | SHRINK-KON 30M BLACK
7TCA017300R0636 | PLG2000-1-E | Active | 5414363172253 | 82936.14 | 100 | 1 | lengte | Insulation | BE31450 | LY (Heat Shrink) | lengte | Krimpkous 2:1 50 8mm Rol 30M Grijs | SHRINK-KON 30M BROWN | Flexible Heat Shrink Tubing, 50.8mm Expanded Diameter, Brown, 30M | SHRINK-KON 30M BROWN
7TCA017300R0637 | PLG2000-2-A | Active | 5414363107880 | 3699.43 | 100 | 5 | stuk | Insulation | BE31450 | LY (Heat Shrink) | stuk | Krimpkous 2:1 50 8mm L= 1 22M Rood | Boît. shrink-kon 5x1,22m rge | Flexible Heat Shrink Tubing, 50.8mm Expanded Diameter, Red, 1.22M X 5 | SHRINK-KON BOX 5X1,22M RED
7TCA017300R0639 | PLG2000-2-E | Active | 5414363107897 | 82936.14 | 100 | 1 | lengte | Insulation | BE31450 | LY (Heat Shrink) | lengte | Krimpkous 2:1 50 8mm Rol 30M Rood | SHRINK-KON 30M ROUGE | Flexible Heat Shrink Tubing, 50.8mm Expanded Diameter, Red, 30M | SHRINK-KON 30M RED
7TCA017300R0640 | PLG2000-4-A | Active | 5414363127734 | 3699.43 | 100 | 5 | stuk | Insulation | BE31450 | LY (Heat Shrink) | stuk | Krimpkous 2:1 50 8mm L= 1 22M Geel | Boît. shrink-kon 5x1,22m jaune | Flexible Heat Shrink Tubing, 50.8mm Expanded Diameter, Yellow, 1.22M X 5 | SHRINK-KON BOX 5X1,22M YELLOW
7TCA017300R0642 | PLG2000-4-E | Active | 5414363107910 | 82936.14 | 100 | 1 | lengte | Insulation | BE31450 | LY (Heat Shrink) | lengte | Krimpkous 2:1 50 8mm Rol 30M Geel | SHRINK-KON 30M JAUNE | Flexible Heat Shrink Tubing, 50.8mm Expanded Diameter, Yellow, 30M | SHRINK-KON 30M YELLOW
7TCA017300R0643 | PLG2000-6-A | Active | 5414363107927 | 3699.43 | 100 | 5 | stuk | Insulation | BE31450 | LY (Heat Shrink) | stuk | Krimpkous 2:1 50 8mm L= 1 22M Blauw | SHRINK-KON BOX 5X122M BLEU | Flexible Heat Shrink Tubing, 50.8mm Expanded Diameter, Blue, 1.22M X 5 | SHRINK-KON BOX 5X1,22M BLUE
7TCA017300R0645 | PLG2000-6-E | Active | 5414363107941 | 82936.14 | 100 | 1 | lengte | Insulation | BE31450 | LY (Heat Shrink) | lengte | Krimpkous 2:1 50 8mm Rol 30M Blauw | SHRINK-KON 30M BLEU | Flexible Heat Shrink Tubing, 50.8mm Expanded Diameter, Blue, 30M | SHRINK-KON 30M BLUE
7TCA017300R0646 | PLG2000-8-E | Active | 5414363172277 | 82936.14 | 100 | 1 | lengte | Insulation | BE31450 | LY (Heat Shrink) | lengte | Krimpkous 2:1 50 8mm Rol 30M Grijs | Shrink-kon 30m gris | Flexible Heat Shrink Tubing, 50.8mm Expanded Diameter, Grey, 30M | SHRINK-KON 30M GREY
7TCA017300R0647 | PLG2000-9-A | Active | 5414363107958 | 3699.43 | 100 | 5 | stuk | Insulation | BE31450 | LY (Heat Shrink) | stuk | Krimpkous 2:1 50 8mm L= 1 22M Wit | Boît. shrink-kon 5x1,22m blanc | Flexible Heat Shrink Tubing, 50.8mm Expanded Diameter, White, 1.22M X 5 | SHRINK-KON BOX 5X1,22M WHITE
7TCA017300R0648 | PLG2000-9-E | Active | 5414363107972 | 82936.14 | 100 | 1 | lengte | Insulation | BE31450 | LY (Heat Shrink) | lengte | Krimpkous 2:1 50 8mm Rol 30M Wit | SHRINK-KON 30M WHITE | Flexible Heat Shrink Tubing, 50.8mm Expanded Diameter, White, 30M | SHRINK-KON 30M WHITE
7TCA017300R0649 | PLG2000-C-A | Active | 5414363107989 | 3699.43 | 100 | 5 | stuk | Insulation | BE31450 | LY (Heat Shrink) | stuk | SHRINK-KON BOX 5X122M TRANSPAREN | Boît. shrink-kon 5x1,22m transp | Flexible Heat Shrink Tubing, 50.8mm Expanded Diameter, Transparent, 1.22M X 5 | SHRINK-KON BOX 5X1,22M TRANSPAREN
7TCA017300R0651 | PLG2000-C-E | Active | 5414363127741 | 82936.14 | 100 | 1 | lengte | Insulation | BE31450 | LY (Heat Shrink) | lengte | Krimpkous 2:1 50 8mm Rol 30M Transp. | Boît. shrink-kon 30m transp | Flexible Heat Shrink Tubing, 50.8mm Expanded Diameter, Transparent, 30M | SHRINK-KON BOX 30M TRANSPARENT
7TCA017300R0652 | PLG250-0-10R | Active | 5414363108009 | 898.64 | 100 | 10 | stuk | Insulation | BE31450 | LY (Heat Shrink) | stuk | Krimpkous 2:1 6 4mm 0 1M zw | GT MANCH PREDEC NOIR 20X10 CM | Flexible Heat Shrink Tubing, 6.4mm Expanded Diameter, Black, 20 X 10 CM, Item is Silicone, Cadmium and Lead Free | SK PRE-CUT PACK BLACK 20X10 CM
7TCA017300R0653 | PLG250-0-A | Active | 5414363108016 | 529.53 | 100 | 25 | stuk | Insulation | BE31450 | LY (Heat Shrink) | stuk | Krimpkous 2:1 6 4mm 1 22M zw | GT D6. 4MM X 1. 22M NOIR | Flexible Heat Shrink Tubing, 6.4mm Expanded Diameter, White, 1.22M X 5, Item is Silicone, Cadmium and Lead Free | SHRINK-KON BOX 25X1,22M BLACK
7TCA017300R0654 | PLG250-0-B | Active | 5414363108023 | 112395.68 | 100 | 1 | lengte | Insulation | BE31450 | LY (Heat Shrink) | lengte | Krimpkous 2:1 6 4mm Rol 300M zw | Shrink-kon 300m noir | Flexible Heat Shrink Tubing, 6.4mm Expanded Diameter, Black, 300M, Item is Silicone, Cadmium and Lead Free | SHRINK-KON 300M BLACK
7TCA017300R0655 | PLG250-0-E | Active | 5414363076957 | 28094.17 | 100 | 1 | lengte | Insulation | BE31450 | LY (Heat Shrink) | lengte | Krimpkous 2:1 6 4mm Rol 75M zw | Shrink-kon 75m noir | Flexible Heat Shrink Tubing, 6.4mm Expanded Diameter, Black, 75M, Item is Silicone, Cadmium and Lead Free | SHRINK-KON 75M BLACK
7TCA017300R0656 | PLG250-1-E | Active | 5414363172284 | 28094.17 | 100 | 1 | lengte | Insulation | BE31450 | LY (Heat Shrink) | lengte | Krimpkous 2:1 6 4mm Rol 75M Bruin | SHRINK-KON 75M BROWN | Flexible Heat Shrink Tubing, 6.4mm Expanded Diameter, Brown, 75M | SHRINK-KON 75M BROWN
7TCA017300R0658 | PLG250-2-A | Active | 5414363127758 | 529.53 | 100 | 25 | stuk | Insulation | BE31450 | LY (Heat Shrink) | stuk | Krimpkous 2:1 6 4mm 1 22M Rood | Boît. shrink-kon 25x1,22m rge | Flexible Heat Shrink Tubing, 6.4mm Expanded Diameter, Red, 1.22M X 25 | SHRINK-KON BOX 25X1.22M RED
7TCA017300R0660 | PLG250-2-E | Active | 5414363108047 | 28094.17 | 100 | 1 | lengte | Insulation | BE31450 | LY (Heat Shrink) | lengte | Krimpkous 2:1 6 4mm Rol 75M Rood | SHRINK-KON 75M ROUGE | Flexible Heat Shrink Tubing, 6.4mm Expanded Diameter, Red, 75M | SHRINK-KON 75M RED
7TCA017300R0661 | PLG250-4-5R | Active | 5414363108054 | 898.64 | 100 | 10 | stuk | Insulation | BE31450 | LY (Heat Shrink) | stuk | Krimpkous 2:1 6 4mm 0 05M Geel | Paq sacs pré coup shr k jau 40x5cm | Flexible Heat Shrink Tubing, 6.4mm Expanded Diameter, Yellow, 40 X 5 CM, Item is Silicone, Cadmium and Lead Free | SK PRE-CUT PACK YELLOW 40X5 CM
7TCA017300R0662 | PLG250-4-A | Active | 5414363127765 | 529.53 | 100 | 25 | stuk | Insulation | BE31450 | LY (Heat Shrink) | stuk | Krimpkous 2:1 6 4mm 1 22M Geel | Boît. shrink-kon 25x1,22m jaune | Flexible Heat Shrink Tubing, 6.4mm Expanded Diameter, Yellow, 1.22M X 25 | SHRINK-KON BOX 25X1.22M YELLOW
7TCA017300R0664 | PLG250-4-E | Active | 5414363108078 | 28094.17 | 100 | 1 | lengte | Insulation | BE31450 | LY (Heat Shrink) | lengte | Krimpkous 2:1 6 4mm Rol 75M Geel | SHRINK-KON 75M JAUNE | Flexible Heat Shrink Tubing, 6.4mm Expanded Diameter, Yellow, 75M | SHRINK-KON 75M YELLOW
7TCA017300R0665 | PLG250-6-10R | Active | 5414363108085 | 898.64 | 100 | 10 | stuk | Insulation | BE31450 | LY (Heat Shrink) | stuk | Krimpkous 2:1 6 4mm 0 1M Geel | Paq sacs pré coup shr k ble 20x10cm | Flexible Heat Shrink Tubing, 6.4mm Expanded Diameter, Blue, 20 X 10CM, Item is Silicone, Cadmium and Lead Free | SK PRE-CUT PACK BLUE 20X10CM
7TCA017300R0666 | PLG250-6-A | Active | 5414363108092 | 529.53 | 100 | 25 | stuk | Insulation | BE31450 | LY (Heat Shrink) | stuk | Krimpkous 2:1 6 4mm 1 22M Geel | Boît. shrink-kon 25x1,22m ble | Flexible Heat Shrink Tubing, 6.4mm Expanded Diameter, Blue | SHRINK-KON BOX 25X1.22M BLUE
7TCA017300R0668 | PLG250-6-E | Active | 5414363108115 | 28094.17 | 100 | 1 | lengte | Insulation | BE31450 | LY (Heat Shrink) | lengte | Krimpkous 2:1 6 4mm Rol 75M Blauw | SHRINK-KON 75M BLEU | Flexible Heat Shrink Tubing, 6.4mm Expanded Diameter, Blue, 75M | SHRINK-KON 75M BLUE
7TCA017300R0669 | PLG250-8-E | Active | 5414363172291 | 28094.17 | 100 | 1 | lengte | Insulation | BE31450 | LY (Heat Shrink) | lengte | Krimpkous 2:1 6 4mm Rol 75M Grijs | Shrink-kon 75m gris | Flexible Heat Shrink Tubing, 6.4mm Expanded Diameter, Grey, 75M | SHRINK-KON 75M GREY
7TCA017300R0670 | PLG250-9-5R | Active | 5414363108122 | 898.64 | 100 | 10 | stuk | Insulation | BE31450 | LY (Heat Shrink) | stuk | Krimpkous 2:1 6 4mm 0 05M Wit | Paq sacs pré coup shr k blanc 40x5cm | Flexible Heat Shrink Tubing, 6.4mm Expanded Diameter, White, 40 X 5 CM, Item is Silicone, Cadmium and Lead Free | SK PRE-CUT PACK WHITE 40X5CM
7TCA017300R0671 | PLG250-9-A | Active | 5414363127772 | 529.53 | 100 | 25 | stuk | Insulation | BE31450 | LY (Heat Shrink) | stuk | Krimpkous 2:1 6 4mm 1 22M Wit | Boît. shrink-kon 25x1,22m blanc | Flexible Heat Shrink Tubing, 6.4mm Expanded Diameter, White, 1.22M X 25 | SHRINK-KON BOX 25X1.22M WHITE
7TCA017300R0673 | PLG250-9-E | Active | 5414363108146 | 28094.17 | 100 | 1 | lengte | Insulation | BE31450 | LY (Heat Shrink) | lengte | Krimpkous 2:1 6 4mm Rol 75M Wit | Shrink-kon 75m blanc | Flexible Heat Shrink Tubing, 6.4mm Expanded Diameter, White, 75M | SHRINK-KON 75M WHITE
7TCA017300R0674 | PLG250-C-A | Active | 5414363108153 | 529.53 | 100 | 25 | stuk | Insulation | BE31450 | LY (Heat Shrink) | stuk | Krimpkous 2:1 6 4mm 1 22M Transp. | Boît. shrink-kon 25x1,22m transp | Flexible Heat Shrink Tubing, 6.4mm Expanded Diameter, Transparent, 1.22M X 25 | SHRINK-KON BOX 25X1.22M TRANSPARENT
7TCA017300R0675 | PLG250-C-E | Active | 5414363108177 | 28094.17 | 100 | 1 | lengte | Insulation | BE31450 | LY (Heat Shrink) | lengte | Krimpkous 2:1 6 4mm Rol 75M Transp. | Bobine shrink-kon transparent bobine 75m | Flexible Heat Shrink Tubing, 6.4mm Expanded Diameter, Transparent, 75M | SHRINK-KON TRANSPARENT REEL 75M
7TCA017300R0676 | PLG3000-0-A | Active | 5414363108184 | 8233.24 | 100 | 2 | stuk | Insulation | BE31450 | LY (Heat Shrink) | stuk | Krimpkous 2:1 76 2mm 1 22M zw | SHRINK-KON BOX 2X122M NOIR | Flexible Heat Shrink Tubing, 76.2mm Expanded Diameter, Black, 1.22M X 2, Item is Silicone, Cadmium and Lead Free | SHRINK-KON BOX 2X1,22M BLACK
7TCA017300R0677 | PLG3000-0-B | Active | 5414363108191 | 154334.91 | 100 | 1 | lengte | Insulation | BE31450 | LY (Heat Shrink) | lengte | Krimpkous 2:1 76 2mm Rol 25M zw | SHRINK-KON 25M NOIR | Flexible Heat Shrink Tubing, 76.2mm Expanded Diameter, Black, 25M, Item is Silicone, Cadmium and Lead Free | SHRINK-KON 25M BLACK
7TCA017300R0679 | PLG3000-2-A | Active | 5414363108207 | 8233.24 | 100 | 2 | stuk | Insulation | BE31450 | LY (Heat Shrink) | stuk | Krimpkous 2:1 76 2mm 1 22M Rood | GT D76MM X 1. 22M ROUGE | Flexible Heat Shrink Tubing, 76.2mm Expanded Diameter, Red, 1.22M X 2 | SHRINK-KON BOX 2X1,22M RED
7TCA017300R0681 | PLG3000-4-A | Active | 5414363108214 | 8233.24 | 100 | 2 | stuk | Insulation | BE31450 | LY (Heat Shrink) | stuk | Krimpkous 2:1 76 2mm 1 22M Geel | GT D76MM X 1. 22M JAUNE | Flexible Heat Shrink Tubing, 76.2mm Expanded Diameter, Yellow, 1.22M X 2 | SHRINK-KON BOX 2X1,22M YELLOW
7TCA017300R0683 | PLG3000-6-A | Active | 5414363108221 | 8233.24 | 100 | 2 | stuk | Insulation | BE31450 | LY (Heat Shrink) | stuk | Krimpkous 2:1 76 2mm 1 22M Blauw | GT D76MM X 1. 22M BLE | Flexible Heat Shrink Tubing, 76.2mm Expanded Diameter, Blue, 1.22M X 2 | SHRINK-KON BOX 2X1,22M BLUE
7TCA017300R0685 | PLG3000-6-E | Active | 5414363502876 | 91833.07 | 100 | 1 | stuk | Insulation | BE31450 | LY (Heat Shrink) | stuk | Krimpkous 2:1 76 2mm Rol 15M Blauw | SHRINK-KON 14M BLUE | Flexible Heat Shrink Tubing, 76.2mm Expanded Diameter, Blue, 15M | SHRINK-KON 14M BLUE
7TCA017300R0687 | PLG3000-8-E | Active | 5414363502890 | 91833.07 | 100 | 1 | stuk | Insulation | BE31450 | LY (Heat Shrink) | stuk | Krimpkous 2:1 76 2mm Rol 15M Grijs | Shrink-kon 15m gris | Flexible Heat Shrink Tubing, 76.2mm Expanded Diameter, Grey, 15M | SHRINK-KON 15M GREY
7TCA017300R0688 | PLG3000-9-A | Active | 5414363108238 | 8233.24 | 100 | 2 | stuk | Insulation | BE31450 | LY (Heat Shrink) | stuk | Krimpkous 2:1 76 2mm 1 22M Wit | Boît. shrink-kon 2x1,22m blanc | Flexible Heat Shrink Tubing, 76.2mm Expanded Diameter, White, 1.22M X 2 | SHRINK-KON BOX 2X1,22M WHITE
7TCA017300R0689 | PLG3000-C-A | Active | 5414363108245 | 8233.24 | 100 | 2 | stuk | Insulation | BE31450 | LY (Heat Shrink) | stuk | Krimpkous 2:1 76 2mm 1 22M Transp. | Boît. shrink-kon 2x1,22m transp | Flexible Heat Shrink Tubing, 76.2mm Expanded Diameter, Transparent 1.22M X 2 | SHRINK-KON BOX 2X1,22M TRANSPARENT
7TCA017300R0691 | PLG3000-C-E | Active | 5414363483922 | 91833.07 | 100 | 1 | stuk | Insulation | BE31450 | LY (Heat Shrink) | stuk | Krimpkous 2:1 76 2mm Rol 15M Transp. | Shrink-kon transp 15m | Flexible Heat Shrink Tubing, 76.2mm Expanded Diameter, Transparent, 15M | SHRINK-KON TRANSP 15M
7TCA017300R0692 | PLG375-0-10R | Active | 5414363108269 | 827.13 | 100 | 10 | stuk | Insulation | BE31450 | LY (Heat Shrink) | stuk | krimpkous 2:1 9 5mm L= 0 1M zw | Paq sacs pré coup shr k noir 15x10cm | Flexible Heat Shrink Tubing, 9.5mm Expanded Diameter, Black, 15 X 10 CM, Item is Silicone, Cadmium and Lead Free | SK PRE-CUT PACK BLACK 15X10CM
7TCA017300R0693 | PLG375-0-A | Active | 5414363108276 | 570.42 | 100 | 25 | stuk | Insulation | BE31450 | LY (Heat Shrink) | stuk | krimpkous 2:1 9 5mm 1 22M zw | GT D9. 5MM X 1. 22M NOIR | Flexible Heat Shrink Tubing, 9.5mm Expanded Diameter, Black 1.22M X 25, Item is Silicone, Cadmium and Lead Free | SHRINK-KON BOX 25X1,22M BLACK
7TCA017300R0694 | PLG375-0-B | Active | 5414363108283 | 61934.42 | 100 | 1 | lengte | Insulation | BE31450 | LY (Heat Shrink) | lengte | krimpkous 2:1 9 5mm Rol 150M zw | SHRINK-KON 150M BLACK | Flexible Heat Shrink Tubing, 9.5mm Expanded Diameter, Black, 150M, Item is Silicone, Cadmium and Lead Free | SHRINK-KON 150M BLACK
7TCA017300R0695 | PLG375-0-E | Active | 5414363108290 | 16639.28 | 100 | 1 | stuk | Shrink-Kon | BE31450 | LY (Heat Shrink) | stuk | Dunwandige krimpkous 2:1, 9,5mm, Rol 75 Meter, Zwart | SHRINK-KON 75M NOIR | Flexible Heat Shrink Tubing, 9.5mm Expanded Diameter, Black, 75M, Item is Silicone, Cadmium and Lead Free | Flexible Heat Shrink Tubing, 9.5mm Expanded Diameter, Black, 75M, Item is Silicone, Cadmium and Lead Free
7TCA017300R0696 | PLG375-1-E | Active | 5414363172307 | 30956.26 | 100 | 1 | lengte | Insulation | BE31450 | LY (Heat Shrink) | lengte | krimpkous 2:1 9 5mm Rol 75M Bruin | SHRINK-KON 75M BROWN | Flexible Heat Shrink Tubing, 9.5mm Expanded Diameter, Brown, 75M | SHRINK-KON 75M BROWN
7TCA017300R0697 | PLG375-2-A | Active | 5414363108306 | 570.42 | 100 | 25 | stuk | Insulation | BE31450 | LY (Heat Shrink) | stuk | krimpkous 2:1 9 5mm 1 22M Rood | SHRINK-KON BOX 25X1,22M RED | Flexible Heat Shrink Tubing, 9.5mm Expanded Diameter, Red, 1.22M X 25 | SHRINK-KON BOX 25X1,22M RED
7TCA017300R0699 | PLG375-2-E | Active | 5414363108320 | 30956.26 | 100 | 1 | lengte | Insulation | BE31450 | LY (Heat Shrink) | lengte | krimpkous 2:1 9 5mm Rol 75M Rood | SHRINK-KON 75M ROUGE | Flexible Heat Shrink Tubing, 9.5mm Expanded Diameter, Red, 75M | SHRINK-KON 75M RED
7TCA017300R0700 | PLG375-4-A | Active | 5414363108337 | 570.42 | 100 | 25 | stuk | Insulation | BE31450 | LY (Heat Shrink) | stuk | krimpkous 2:1 9 5mm 1 22M Geel | Boît. shrink-kon 25x1,22m jaune | Flexible Heat Shrink Tubing, 9.5mm Expanded Diameter, Yellow, 1.22M X 25 | SHRINK-KON BOX 25X1,22M YELLOW
7TCA017300R0702 | PLG375-4-E | Active | 5414363108351 | 30956.26 | 100 | 1 | lengte | Insulation | BE31450 | LY (Heat Shrink) | lengte | krimpkous 2:1 9 5mm Rol 75M Geel | SHRINK-KON 75M JAUNE | Flexible Heat Shrink Tubing, 9.5mm Expanded Diameter, Yellow, 75M | SHRINK-KON 75M YELLOW
7TCA017300R0703 | PLG375-6-10R | Active | 5414363108368 | 827.13 | 100 | 10 | stuk | Insulation | BE31450 | LY (Heat Shrink) | stuk | krimpkous 2:1 9 5mm L= 0 1M Blauw | Paq sacs pré coup shr k ble 15x10cm | Flexible Heat Shrink Tubing, 9.5mm Expanded Diameter, Blue, 1.22M X 25, Item is Silicone, Cadmium and Lead Free | SK PRE-CUT PACK BLUE 15X10CM
7TCA017300R0704 | PLG375-6-A | Active | 5414363108375 | 570.42 | 100 | 25 | stuk | Insulation | BE31450 | LY (Heat Shrink) | stuk | krimpkous 2:1 9 5mm 1 22M Blauw | GT 2:1 D9.5MM B1.22M BLE | Flexible Heat Shrink Tubing, 9.5mm Expanded Diameter, Blue, 1.22M X 25 | SHRINK-KON BOX 25X1.22M BLUE
7TCA017300R0706 | PLG375-6-E | Active | 5414363108399 | 30956.26 | 100 | 1 | lengte | Insulation | BE31450 | LY (Heat Shrink) | lengte | krimpkous 2:1 9 5mm Rol 75M Blauw | SHRINK-KON 75M BLEU | Flexible Heat Shrink Tubing, 9.5mm Expanded Diameter, Blue, 75M | SHRINK-KON 75M BLUE
7TCA017300R0707 | PLG375-8-E | Active | 5414363172314 | 30956.26 | 100 | 1 | lengte | Insulation | BE31450 | LY (Heat Shrink) | lengte | krimpkous 2:1 9 5mm Rol 75M Grijs | Shrink-kon 75m gris | Flexible Heat Shrink Tubing, 9.5mm Expanded Diameter, Grey, 75M | SHRINK-KON 75M GREY
7TCA017300R0708 | PLG375-9-A | Active | 5414363108405 | 570.42 | 100 | 25 | stuk | Insulation | BE31450 | LY (Heat Shrink) | stuk | krimpkous 2:1 9 5mm 1 22M Wit | Boît. shrink-kon 25x1,22m blanc | Flexible Heat Shrink Tubing, 9.5mm Expanded Diameter, White, 1.22M x 25 | SHRINK-KON BOX 25X1,22M WHITE
7TCA017300R0710 | PLG375-9-E | Active | 5414363108429 | 30956.26 | 100 | 1 | lengte | Insulation | BE31450 | LY (Heat Shrink) | lengte | krimpkous 2:1 9 5mm Rol 75M Wit | Shrink-kon 75m blanc | Flexible Heat Shrink Tubing, 9.5mm Expanded Diameter, White, 75M | SHRINK-KON 75M WHITE
7TCA017300R0711 | PLG375-C-A | Active | 5414363108436 | 570.42 | 100 | 25 | stuk | Insulation | BE31450 | LY (Heat Shrink) | stuk | krimpkous 2:1 9 5mm 1 22M Transp. | Boît. shrink-kon 25x1,22m transp | Flexible Heat Shrink Tubing, 9.5mm Expanded Diameter, Transparent, 1.22M X 25 | SHRINK-KON BOX 25X1,22M TRANSPARENT
7TCA017300R0713 | PLG375-C-E | Active | 5414363108450 | 30956.26 | 100 | 1 | lengte | Insulation | BE31450 | LY (Heat Shrink) | lengte | krimpkous 2:1 9 5mm Rol 75M Transp. | Shrink-kon 75m transparent | Flexible Heat Shrink Tubing, 9.5mm Expanded Diameter, Transparent, 75M | SHRINK-KON 75M TRANSPARENT
7TCA017300R0714 | PLG4000-0-A | Active | 5414363108467 | 11449.79 | 100 | 1 | stuk | Insulation | BE31450 | LY (Heat Shrink) | stuk | krimpkous 2:1 101 6mm L= 1 22M zw | SHRINK-KON BOX 1X122M NOIR | Flexible Heat Shrink Tubing, 101.6mm Expanded Diameter, Black, 1.22M x 1, Item is Silicone, Cadmium and Lead Free | SHRINK-KON BOX 1X1,22M BLACK
7TCA017300R0715 | PLG4000-0-B | Active | 5414363108474 | 192020.47 | 100 | 1 | lengte | Insulation | BE31450 | LY (Heat Shrink) | lengte | krimpkous 2:1 101 6mm Rol 25M zw | SHRINK-KON 25M NOIR | Flexible Heat Shrink Tubing, 101.6mm Expanded Diameter, Black, 25M, Item is Silicone, Cadmium and Lead Free | SHRINK-KON 25M BLACK
7TCA017300R0717 | PLG4000-2-A | Active | 5414363108481 | 11449.79 | 100 | 1 | stuk | Insulation | BE31450 | LY (Heat Shrink) | stuk | krimpkous 2:1 101 6mm L= 1 22M Rood | GT 2:1 D102MM B1.22M ROU | Flexible Heat Shrink Tubing, 101.6mm Expanded Diameter, Red, 1.22M x 1 | FLEXIBLE HEAT SHRINK TUBING RED
7TCA017300R0719 | PLG4000-4-A | Active | 5414363108498 | 11449.79 | 100 | 1 | stuk | Insulation | BE31450 | LY (Heat Shrink) | stuk | krimpkous 2:1 101 6mm L= 1 22M Geel | Boît. shrink-kon 1x1,22m jaune | Flexible Heat Shrink Tubing, 101.6mm Expanded Diameter, Yellow, 1.22M X 1 | SHRINK-KON BOX 1X1,22M YELLOW
7TCA017300R0721 | PLG4000-6-A | Active | 5414363108504 | 11449.79 | 100 | 1 | stuk | Insulation | BE31450 | LY (Heat Shrink) | stuk | krimpkous 2:1 101 6mm L= 1 22M Blauw | INSULATION, HEAT-SHRINK-KON SHRINK-KON BOX 1X1,22M BLUE | Flexible Heat Shrink Tubing, 101.6mm Expanded Diameter, 1.22M x 1, Blue | SHRINK-KON BOX 1X1,22M BLUE
7TCA017300R0724 | PLG4000-9-A | Active | 5414363108511 | 11449.79 | 100 | 1 | stuk | Insulation | BE31450 | LY (Heat Shrink) | stuk | krimpkous 2:1 101 6mm L= 1 22M Wit | Boît. shrink-kon 1x1,22m blanc | Flexible Heat Shrink Tubing, 101.6mm Expanded Diameter, White, 1.22M X 1 | SHRINK-KON BOX 1X1,22M WHITE
7TCA017300R0725 | PLG4000-C-A | Active | 5414363108528 | 11449.79 | 100 | 1 | stuk | Insulation | BE31450 | LY (Heat Shrink) | stuk | SHRINK-KON BOX 1X122M transp. | Boît. shrink-kon 1x1,22m transp | Flexible Heat Shrink Tubing, 101.6mm Expanded Diameter, Transparent 1.22M X 1 | SHRINK-KON BOX 1X1,22M TRANSPARENT
7TCA017300R0726 | PLG4000-C-E | Active | 5414363483465 | 114248.34 | 100 | 1 | stuk | Insulation | BE31450 | LY (Heat Shrink) | stuk | krimpkous 2:1 101 6mm Rol 20M Transp. | Shrink-kon transp 20m | Flexible Heat Shrink Tubing, 101.6mm Expanded Diameter, Transparent, 20M | SHRINK-KON TRANSP 20M
7TCA017300R0727 | PLG46-0-A | Active | 5414363108542 | 361.83 | 100 | 25 | stuk | Insulation | BE31450 | LY (Heat Shrink) | stuk | krimpkous 2:1 1 2mm L= 1 22M zw | Boît. shrink-kon 25x1,22m noir | Flexible Heat Shrink Tubing, 1.2mm Expanded Diameter, Black, 1.22M X 25, Item is Silicone, Cadmium and Lead Free | SHRINK-KON BOX 25X1,22M BLACK
7TCA017300R0729 | PLG46-0-E | Active | 5414363108559 | 34247.21 | 100 | 1 | lengte | Insulation | BE31450 | LY (Heat Shrink) | lengte | krimpkous 2:1 1 2mm Rol 150M zw | SHRINK-KON 150M NOIR | Flexible Heat Shrink Tubing, 1.2mm Expanded Diameter, Black, 150M, Item is Silicone, Cadmium and Lead Free | SHRINK-KON 150M BLACK
7TCA017300R0730 | PLG46-2-A | Active | 5414363108566 | 361.83 | 100 | 25 | stuk | Insulation | BE31450 | LY (Heat Shrink) | stuk | krimpkous 2:1 1 2mm L= 1 22M Rood | Boît. shrink-kon 25x1,22m rge | Flexible Heat Shrink Tubing, 1.2mm Expanded Diameter, Red, 1.22M X 25 | SHRINK-KON BOX 25X1,22M RED
7TCA017300R0731 | PLG46-4-A | Active | 5414363108573 | 361.83 | 100 | 25 | stuk | Insulation | BE31450 | LY (Heat Shrink) | stuk | krimpkous 2:1 1 2mm L= 1 22M Geel | Boît. shrink-kon 25x1,22m jaune | Flexible Heat Shrink Tubing, 1.2mm Expanded Diameter, Yellow, 1.22M X 25 | SHRINK-KON BOX 25X1,22M YELLOW
7TCA017300R0732 | PLG46-4-E | Active | 5414363108580 | 34247.21 | 100 | 1 | lengte | Insulation | BE31450 | LY (Heat Shrink) | lengte | krimpkous 2:1 1 2mm Rol 150M Geel | Shrink-kon 150m jau | Flexible Heat Shrink Tubing, 1.2mm Expanded Diameter, Yellow, 150M | SHRINK-KON 150M YELLOW
7TCA017300R0733 | PLG46-6-A | Active | 5414363108597 | 361.83 | 100 | 25 | stuk | Insulation | BE31450 | LY (Heat Shrink) | stuk | krimpkous 2:1 1 2mm L= 1 22M Blauw | Boît. shrink-kon 25x1,22m ble | Flexible Heat Shrink Tubing, 1.2mm Expanded Diameter, Blue, 1.22M X 25 | SHRINK-KON BOX 25X1,22M BLUE
7TCA017300R0734 | PLG46-6-E | Active | 5414363108603 | 34247.21 | 100 | 1 | lengte | Insulation | BE31450 | LY (Heat Shrink) | lengte | krimpkous 2:1 1 2mm Rol 150M Blauw | Shrink-kon 150m ble | Flexible Heat Shrink Tubing, 1.2mm Expanded Diameter, Blue, 150M | SHRINK-KON 150M BLUE
7TCA017300R0735 | PLG46-9-A | Active | 5414363108610 | 361.83 | 100 | 25 | stuk | Insulation | BE31450 | LY (Heat Shrink) | stuk | krimpkous 2:1 1 2mm L= 1 22M Wit | Boît. shrink-kon 25x1,22m blanc | Flexible Heat Shrink Tubing, 1.2mm Expanded Diameter, White, 1.22M X 25 | SHRINK-KON BOX 25X1,22M WHITE
7TCA017300R0736 | PLG46-9-E | Active | 5414363108627 | 44820.11 | 100 | 1 | lengte | Insulation | BE31450 | LY (Heat Shrink) | lengte | Krimpkous 2:1 1 2mm Rol 150M Wit | Shrink-kon 150m blc | SHRINK-KON 150M WHITE | SHRINK-KON 150M WHITE
7TCA017300R0737 | PLG46-C-A | Active | 5414363108634 | 361.83 | 100 | 25 | stuk | Insulation | BE31450 | LY (Heat Shrink) | stuk | SHRINK-KON BOX 25X122M transp. | Boît. shrink-kon 25x1,22m transp | Flexible Heat Shrink Tubing, 1.2mm Expanded Diameter, Transparent, 1.22M X 25 | SHRINK-KON BOX 25X1,22M TRANSPARENT
7TCA017300R0738 | PLG500-0-18R | Active | 5414363108641 | 919.05 | 100 | 10 | stuk | Insulation | BE31450 | LY (Heat Shrink) | stuk | krimpkous 2:1 12 7mm L= 0 18M zw | Paq sacs pré coup shr k noir 8x18cm | Flexible Heat Shrink Tubing, 12.7mm Expanded Diameter, Black, 8 X 18CM, Item is Silicone, Cadmium and Lead Free | SK PRE-CUT PACK BLACK 8X18CM
7TCA017300R0739 | PLG500-0-A | Active | 5414363108658 | 685.63 | 100 | 25 | stuk | Insulation | BE31450 | LY (Heat Shrink) | stuk | krimpkous 2:1 12 7mm L= 1 22M zw | GT D12. 7MM X 1. 22M NOIR | Flexible Heat Shrink Tubing, 12.7mm Expanded Diameter, Black, 1.22M X 25, Item is Silicone, Cadmium and Lead Free | SHRINK-KON BOX 25X1,22M BLACK
7TCA017300R0740 | PLG500-0-B | Active | 5414363108665 | 51957.98 | 100 | 1 | lengte | Insulation | BE31450 | LY (Heat Shrink) | lengte | krimpkous 2:1 12 7mm Rol 100M zw | SHRINK-KON 100M NOIR | Flexible Heat Shrink Tubing, 12.7mm Expanded Diameter, Black, 100M, Item is Silicone, Cadmium and Lead Free | SHRINK-KON 100M BLACK
7TCA017300R0741 | PLG500-0-E | Active | 5414363076964 | 22485.76 | 100 | 1 | lengte | Insulation | BE31450 | LY (Heat Shrink) | lengte | krimpkous 2:1 12 7mm Rol 50M zw | SHRINK-KON 50M NOIR | Flexible Heat Shrink Tubing, 12.7mm Expanded Diameter, Black, 50M, Item is Silicone, Cadmium and Lead Free | SHRINK-KON 50M BLACK
7TCA017300R0742 | PLG500-1-E | Active | 5414363172321 | 25978.97 | 100 | 1 | lengte | Insulation | BE31450 | LY (Heat Shrink) | lengte | krimpkous 2:1 12 7mm Rol 50M Bruin | SHRINK-KON 50M BROWN | Flexible Heat Shrink Tubing, 12.7mm Expanded Diameter, Brown, 50M | SHRINK-KON 50M BROWN
7TCA017300R0743 | PLG500-2-10R | Active | 5414363108672 | 943.87 | 100 | 10 | stuk | Insulation | BE31450 | LY (Heat Shrink) | stuk | krimpkous 2:1 12 7mm L= 0 1M Rood | Paq sacs pré coup shr k rge 15x10cm | Flexible Heat Shrink Tubing, 12.7mm Expanded Diameter, Red, 15 X 10CM, Item is Silicone, Cadmium and Lead Free | SK PRE-CUT PACK RED 15X10CM
7TCA017300R0744 | PLG500-2-A | Active | 5414363108689 | 685.63 | 100 | 25 | stuk | Insulation | BE31450 | LY (Heat Shrink) | stuk | krimpkous 2:1 12 7mm L= 1 22M Rood | SHRINK-KON BOX 25X122M ROUGE | Flexible Heat Shrink Tubing, 12.7mm Expanded Diameter, Red, 1.22M x 25 | SHRINK-KON BOX 25X1,22M RED
7TCA017300R0746 | PLG500-2-E | Active | 5414363108702 | 25978.97 | 100 | 1 | lengte | Insulation | BE31450 | LY (Heat Shrink) | lengte | krimpkous 2:1 12 7mm Rol 50M Rood | SHRINK-KON 50M ROUGE | Flexible Heat Shrink Tubing, 12.7mm Expanded Diameter, Red, 50M | SHRINK-KON 50M RED
7TCA017300R0747 | PLG500-4-A | Active | 5414363108719 | 685.63 | 100 | 25 | stuk | Insulation | BE31450 | LY (Heat Shrink) | stuk | krimpkous 2:1 12 7mm L= 1 22M Geel | GT D12. 7MM X 1. 22M JAUNE | Flexible Heat Shrink Tubing, 12.7mm Expanded Diameter, Yellow, 1.22M x 25 | SHRINK-KON BOX 25X1,22M YELLOW
7TCA017300R0748 | PLG500-4-E | Active | 5414363108733 | 25978.97 | 100 | 1 | lengte | Insulation | BE31450 | LY (Heat Shrink) | lengte | krimpkous 2:1 12 7mm Rol 50M Geel | SHRINK-KON 50M JAUNE | Flexible Heat Shrink Tubing, 12.7mm Expanded Diameter, Yellow, 50M | SHRINK-KON 50M YELLOW
7TCA017300R0749 | PLG500-6-A | Active | 5414363108740 | 685.63 | 100 | 25 | stuk | Insulation | BE31450 | LY (Heat Shrink) | stuk | krimpkous 2:1 12 7mm L= 1 22M Blauw | GT D12. 7MM X 1. 22M BLE | Flexible Heat Shrink Tubing, 12.7mm Expanded Diameter, Blue, 1.22M x 25 | SHRINK-KON BOX 25X1.22M BLUE
7TCA017300R0751 | PLG500-6-E | Active | 5414363108764 | 25978.97 | 100 | 1 | lengte | Insulation | BE31450 | LY (Heat Shrink) | lengte | krimpkous 2:1 12 7mm Rol 50M Blauw | SHRINK-KON 50M BLEU | Flexible Heat Shrink Tubing, 12.7mm Expanded Diameter, Blue, 50M | SHRINK-KON 50M BLUE
7TCA017300R0752 | PLG500-8-E | Active | 5414363172338 | 25978.97 | 100 | 1 | lengte | Insulation | BE31450 | LY (Heat Shrink) | lengte | krimpkous 2:1 12 7mm Rol 50M Grijs | Shrink-kon 50m gris | Flexible Heat Shrink Tubing, 12.7mm Expanded Diameter, Grey, 50M | SHRINK-KON 50M GREY
7TCA017300R0753 | PLG500-9-A | Active | 5414363108771 | 685.63 | 100 | 25 | stuk | Insulation | BE31450 | LY (Heat Shrink) | stuk | krimpkous 2:1 12 7mm L= 1 22M Wit | Boît. shrink-kon 25x1,22m blanc | Flexible Heat Shrink Tubing, 12.7mm Expanded Diameter, 1.22M X 25, White | SHRINK-KON BOX 25X1,22M WHITE
7TCA017300R0755 | PLG500-9-E | Active | 5414363108795 | 25978.97 | 100 | 1 | lengte | Insulation | BE31450 | LY (Heat Shrink) | lengte | krimpkous 2:1 12 7mm Rol 50M Wit | Shrink-kon 50m blanc | Flexible Heat Shrink Tubing, 12.7mm Expanded Diameter, White, 50M | SHRINK-KON 50M WHITE
7TCA017300R0756 | PLG500-C-A | Active | 5414363108801 | 685.63 | 100 | 25 | stuk | Insulation | BE31450 | LY (Heat Shrink) | stuk | SHRINK-KON BOX 25X122M transp. | Boît. shrink-kon 25x1,22m transp | Flexible Heat Shrink Tubing, 12.7mm Expanded Diameter, Transparent, 1.22M X 25 | SHRINK-KON BOX 25X1,22M TRANSPARENT
7TCA017300R0758 | PLG500-C-E | Active | 5414363108825 | 25978.97 | 100 | 1 | lengte | Insulation | BE31450 | LY (Heat Shrink) | lengte | krimpkous 2:1 12 7mm Rol 50M Transp. | Shrink-kon 50m transparent | Flexible Heat Shrink Tubing, 12.7mm Expanded Diameter, Transparent, 50M | SHRINK-KON 50M TRANSPARENT
7TCA017300R0760 | PLG63-0-5R | Active | 5414363108832 | 781.91 | 100 | 10 | stuk | Insulation | BE31450 | LY (Heat Shrink) | stuk | krimpkous 2:1 1 6mm L= 1 22M zw | Paq sacs pré coup shr k noir 50x5cm | Flexible Heat Shrink Tubing, 1.6mm Expanded Diameter, Black, 50 X 5 CM, Item is Silicone, Cadmium and Lead Free | SK PRE-CUT PACK BLACK 50X5CM
7TCA017300R0761 | PLG63-0-A | Active | 5414363108849 | 363.22 | 100 | 25 | stuk | Insulation | BE31450 | LY (Heat Shrink) | stuk | krimpkous 2:1 1 6mm L= 1 22M zw | Boît. shrink-kon 25x1,22m noir | Flexible Heat Shrink Tubing, 1.6mm Expanded Diameter, Black, 1.22M X 25, Item is Silicone, Cadmium and Lead Free | SHRINK-KON BOX 25X1,22M BLACK
7TCA017300R0763 | PLG63-0-E | Active | 5414363108856 | 34417.93 | 100 | 1 | lengte | Insulation | BE31450 | LY (Heat Shrink) | lengte | krimpkous 2:1 1 6mm Rol 150M zw | SHRINK-KON 150M NOIR | Flexible Heat Shrink Tubing, 1.6mm Expanded Diameter, Black, 150M, Item is Silicone, Cadmium and Lead Free | SHRINK-KON 150M BLACK
7TCA017300R0764 | PLG63-2-A | Active | 5414363108863 | 363.22 | 100 | 25 | stuk | Insulation | BE31450 | LY (Heat Shrink) | stuk | krimpkous 2:1 1 6mm L= 1 22M Rood | Boît. shrink-kon 25x1,22m rge | Flexible Heat Shrink Tubing, 1.6mm Expanded Diameter, Red, 1.22M X 25 | SHRINK-KON BOX 25X1,22M RED
7TCA017300R0766 | PLG63-4-A | Active | 5414363108887 | 363.22 | 100 | 25 | stuk | Insulation | BE31450 | LY (Heat Shrink) | stuk | krimpkous 2:1 1 6mm L= 1 22M Geel | Boît. shrink-kon 25x1,22m jaune | Flexible Heat Shrink Tubing, 1.6mm Expanded Diameter, Yellow, 1.22M X 25 | SHRINK-KON BOX 25X1,22M YELLOW
7TCA017300R0768 | PLG63-4-E | Active | 5414363108894 | 34417.93 | 100 | 1 | lengte | Insulation | BE31450 | LY (Heat Shrink) | lengte | krimpkous 2:1 1 6mm Rol 150M Geel | Shrink-kon 150m jau | Flexible Heat Shrink Tubing, 1.6mm Expanded Diameter, Yellow, 150M | SHRINK-KON 150M YELLOW
7TCA017300R0770 | PLG63-5-E | Active | 5414363174837 | 52983.5 | 100 | 1 | lengte | Insulation | BE31450 | LY (Heat Shrink) | lengte | krimpkous 2:1 1 6mm Rol 150M Groen | SHRINK-KON 150M GREEN | Flexible Heat Shrink Tubing, 1.6mm Expanded Diameter, Green, 150M | SHRINK-KON 150M GREEN
7TCA017300R0771 | PLG63-6-A | Active | 5414363108900 | 363.22 | 100 | 25 | stuk | Insulation | BE31450 | LY (Heat Shrink) | stuk | krimpkous 2:1 1 6mm L= 1 22M Blauw | Boît. shrink-kon 25x1,22m ble | Flexible Heat Shrink Tubing, 1.6mm Expanded Diameter, Blue, 1.22M x 25 | SHRINK-KON BOX 25X1,22M BLUE
7TCA017300R0772 | PLG63-6-E | Active | 5414363108917 | 34417.93 | 100 | 1 | lengte | Insulation | BE31450 | LY (Heat Shrink) | lengte | krimpkous 2:1 1 6mm Rol 150M Blauw | Shrink-kon 150m ble | Flexible Heat Shrink Tubing, 1.6mm Expanded Diameter, Blue, 150M | SHRINK-KON 150M BLUE
7TCA017300R0773 | PLG63-9-A | Active | 5414363108924 | 363.22 | 100 | 25 | stuk | Insulation | BE31450 | LY (Heat Shrink) | stuk | krimpkous 2:1 1 6mm L= 1 22M Wit | Boît. shrink-kon 25x1,22m blanc | Flexible Heat Shrink Tubing, 1.6mm Expanded Diameter, White, 1.22M X 25 | SHRINK-KON BOX 25X1,22M WHITE
7TCA017300R0774 | PLG63-9-E | Active | 5414363108931 | 34417.93 | 100 | 1 | lengte | Insulation | BE31450 | LY (Heat Shrink) | lengte | krimpkous 2:1 1 6mm Rol 150M Wit | Shrink-kon 150m blc | Flexible Heat Shrink Tubing, 1.6mm Expanded Diameter, White, 150M | SHRINK-KON 150M WHITE
7TCA017300R0775 | PLG63-C-5R | Active | 5414363108948 | 781.91 | 100 | 10 | stuk | Insulation | BE31450 | LY (Heat Shrink) | stuk | SK PRE-CUT PACK TRANSP 50X5CM | Paq sacs pré coup shr k transp 50x5cm | Flexible Heat Shrink Tubing, 1.6mm Expanded Diameter,Transparent is Halogen Free, 50 X 5CM, Item is Silicone Cadmium and Lead Free | SK PRE-CUT PACK TRANSP 50X5CM
7TCA017300R0776 | PLG63-C-A | Active | 5414363108955 | 363.22 | 100 | 25 | stuk | Insulation | BE31450 | LY (Heat Shrink) | stuk | SHRINK-KON BOX 25X122M transp. | Boît. shrink-kon 25x1,22m transp | Flexible Heat Shrink Tubing, 1.6mm Expanded Diameter, Transparent, 1.22M X 25 | SHRINK-KON BOX 25X1,22M TRANSPARENT
7TCA017300R0778 | PLG63-C-E | Active | 5414363108962 | 34417.93 | 100 | 1 | lengte | Insulation | BE31450 | LY (Heat Shrink) | lengte | krimpkous 2:1 1 6mm Rol 150M Transp. | Shrink-kon 150m transparent | Flexible Heat Shrink Tubing, 1.6mm Expanded Diameter, Transparent, 150M | SHRINK-KON 150M TRANSPARENT
7TCA017300R0779 | PLG750-0-18R | Active | 5414363108979 | 955.51 | 100 | 10 | stuk | Insulation | BE31450 | LY (Heat Shrink) | stuk | krimpkous 2:1 19 1mm L= 0 18M zw | Paq sacs pré coup shr k noir 6x18cm | Flexible Heat Shrink Tubing, 19.1mm Expanded Diameter, Black, 6 X 18CM, Item is Silicone, Cadmium and Lead Free | SK PRE-CUT PACK BLACK 6X18CM
7TCA017300R0781 | PLG750-0-B | Active | 5414363108993 | 40741.65 | 100 | 1 | lengte | Insulation | BE31450 | LY (Heat Shrink) | lengte | krimpkous 2:1 19 1mm Rol 50M zw | SHRINK-KON 50M BLACK | Flexible Heat Shrink Tubing, 19.1mm Expanded Diameter, Black, 50M, Item is Silicone, Cadmium and Lead Free | SHRINK-KON 50M BLACK
7TCA017300R0782 | PLG750-0-E | Active | 5414363109006 | 24440.03 | 100 | 1 | lengte | Insulation | BE31450 | LY (Heat Shrink) | lengte | krimpkous 2:1 19 1mm Rol 30M zw | Shrink-kon 30m noir | Flexible Heat Shrink Tubing, 19.1mm Expanded Diameter, Black, 30M, Item is Silicone, Cadmium and Lead Free | SHRINK-KON 30M BLACK
7TCA017300R0783 | PLG750-1E | Active | 5414363172406 | 24440.03 | 100 | 1 | lengte | Insulation | BE31450 | LY (Heat Shrink) | lengte | krimpkous 2:1 19 1mm Rol 30M Bruin | SHRINK-KON 30M BROWN | Flexible Heat Shrink Tubing, 19.1mm Expanded Diameter, Brown, 30M | SHRINK-KON 30M BROWN
7TCA017300R0784 | PLG750-2-A | Active | 5414363109013 | 1167.01 | 100 | 10 | stuk | Insulation | BE31450 | LY (Heat Shrink) | stuk | krimpkous 2:1 19 1mm L= 1 22M Rood | GT 2:1 D19.1MM B1.22M MAR | Flexible Heat Shrink Tubing, 19.1mm Expanded Diameter, Red, 1.22M X 10 | SHRINK-KON BOX 10X1,22M RED
7TCA017300R0786 | PLG750-2-E | Active | 5414363109037 | 24440.03 | 100 | 1 | lengte | Insulation | BE31450 | LY (Heat Shrink) | lengte | krimpkous 2:1 19 1mm Rol 30M Rood | SHRINK-KON 30M ROUGE | Flexible Heat Shrink Tubing, 19.1mm Expanded Diameter, Red, 30M | SHRINK-KON 30M RED
7TCA017300R0787 | PLG750-4-A | Active | 5414363109044 | 1167.01 | 100 | 10 | stuk | Insulation | BE31450 | LY (Heat Shrink) | stuk | krimpkous 2:1 19 1mm L= 1 22M Geel | Boît. shrink-kon 10x1,22m jaune | Flexible Heat Shrink Tubing, 19.1mm Expanded Diameter, Yellow, 1.22M X 10 | SHRINK-KON BOX 10X1,22M YELLOW
7TCA017300R0788 | PLG750-4-E | Active | 5414363109068 | 24440.03 | 100 | 1 | lengte | Insulation | BE31450 | LY (Heat Shrink) | lengte | krimpkous 2:1 19 1mm Rol 30M Geel | SHRINK-KON 30M JAUNE | Flexible Heat Shrink Tubing, 19.1mm Expanded Diameter, Yellow, 30M | SHRINK-KON 30M YELLOW
7TCA017300R0789 | PLG750-5-E | Active | 5414363127871 | 24440.03 | 100 | 1 | lengte | Insulation | BE31450 | LY (Heat Shrink) | lengte | krimpkous 2:1 19 1mm Rol 30M Groen | Boît. shrink-kon 30m vert | Flexible Heat Shrink Tubing, 19.1mm Expanded Diameter, Green, 30M | SHRINK-KON BOX 30M GREEN
7TCA017300R0790 | PLG750-6-10R | Active | 5414363109075 | 908.84 | 100 | 10 | stuk | Insulation | BE31450 | LY (Heat Shrink) | stuk | krimpkous 2:1 19 1mm L= 0 1M Blauw | GT MANCH PREDEC BLEU 10X10CM | Flexible Heat Shrink Tubing, 19.1mm Expanded Diameter, Blue, 10 X 10CM, Item is Silicone, Cadmium and Lead Free | SK PRE-CUT PACK BLUE 10X10CM
7TCA017300R0791 | PLG750-6-A | Active | 5414363109082 | 1167.01 | 100 | 10 | stuk | Insulation | BE31450 | LY (Heat Shrink) | stuk | krimpkous 2:1 19 1mm L= 1 22M Blauw | GT D19. 1MM X 1. 22M BLEU | Flexible Heat Shrink Tubing, 19.1mm Expanded Diameter, Blue, 1.22M X 10 | SHRINK-KON BOX 10X1.22M BLUE
7TCA017300R0793 | PLG750-6-E | Active | 5414363109105 | 24440.03 | 100 | 1 | lengte | Insulation | BE31450 | LY (Heat Shrink) | lengte | krimpkous 2:1 19 1mm Rol 30M Blauw | SHRINK-KON 30M BLEU | Flexible Heat Shrink Tubing, 19.1mm Expanded Diameter, Blue, 30M | SHRINK-KON 30M BLUE
7TCA017300R0794 | PLG750-8-A | Active | 5414363000273 | 1167.01 | 100 | 10 | stuk | Insulation | BE31450 | LY (Heat Shrink) | stuk | krimpkous 2:1 19 1mm L= 1 22M Grijs | Boît. shrink-kon 10x1,22m gris | Flexible Heat Shrink Tubing, 19.1mm Expanded Diameter, Grey, 1.22M X 10 | SHRINK-KON BOX 10X1,22M GREY
7TCA017300R0795 | PLG750-8-E | Active | 5414363172345 | 24440.03 | 100 | 1 | lengte | Insulation | BE31450 | LY (Heat Shrink) | lengte | krimpkous 2:1 19 1mm Rol 30M Grijs | SHRINK-KON 30M GREY | Flexible Heat Shrink Tubing, 19.1mm Expanded Diameter, Grey, 30M | SHRINK-KON 30M GREY
7TCA017300R0796 | PLG750-9-A | Active | 5414363109112 | 1167.01 | 100 | 10 | stuk | Insulation | BE31450 | LY (Heat Shrink) | stuk | krimpkous 2:1 19 1mm L= 1 22M Wit | Boît. shrink-kon 10x1,22m blanc | Flexible Heat Shrink Tubing, 19.1mm Expanded Diameter, White, 1.22M X 10 | SHRINK-KON BOX 10X1.22M WHITE
7TCA017300R0798 | PLG750-9-E | Active | 5414363109136 | 24440.03 | 100 | 1 | lengte | Insulation | BE31450 | LY (Heat Shrink) | lengte | krimpkous 2:1 19 1mm Rol 30M Wit | Bobine shrink-kon 30m | Flexible Heat Shrink Tubing, 19.1mm Expanded Diameter, White, 30M | SHRINK-KON REEL 30M
7TCA017300R0800 | PLG750-C-E | Active | 5414363109167 | 24440.03 | 100 | 1 | lengte | Insulation | BE31450 | LY (Heat Shrink) | lengte | krimpkous 2:1 19 1mm Rol 30M Transp. | Boît. shrink-kon 30m transp | Flexible Heat Shrink Tubing, 19.1mm Expanded Diameter, Transparent, 30M | SHRINK-KON 30M TRANSPARENT
7TCA017300R0801 | PLG750CA | Active | 5414363109143 | 1167.01 | 100 | 10 | stuk | Insulation | BE31450 | LY (Heat Shrink) | stuk | SHRINK-KON BOX 10X122M TRANSPAREN | Boît. shrink-kon 10x1,22m transp | Flexible Heat Shrink Tubing, 19.1mm Expanded Diameter, Transparent, 1.22M X 10 | SHRINK-KON BOX 10X1,22M TRANSPAREN
7TCA017300R0802 | PLG93-0-5R | Active | 5414363109174 | 781.91 | 100 | 10 | stuk | Insulation | BE31450 | LY (Heat Shrink) | stuk | krimpkous 2:1 2 4mm L= 0 05M zw | Paq sacs pré coup shr k noir 50x5cm | Flexible Heat Shrink Tubing, 2.4mm Expanded Diameter Black, 50 x 5 CM, Item is Silicone, Cadmium and Lead Free | SK PRE-CUT PACK BLACK 50X5CM
7TCA017300R0803 | PLG93-0-A | Active | 5414363109181 | 388.07 | 100 | 25 | stuk | Insulation | BE31450 | LY (Heat Shrink) | stuk | krimpkous 2:1 2 4mm L= 1 22M zw | GT D2. 4MM X 1. 22M NOIR | Flexible Heat Shrink Tubing, 2.4mm Expanded Diameter, Black, 1.22M X 25, Item is Silicone, Cadmium and Lead Free | SHRINK-KON BOX 25X1,22M BLACK
7TCA017300R0805 | PLG93-0-E | Active | 5414363109198 | 37964.13 | 100 | 1 | lengte | Insulation | BE31450 | LY (Heat Shrink) | lengte | krimpkous 2:1 2 4mm Rol 150M zw | Shrink-kon 150m noir | Flexible Heat Shrink Tubing, 2.4mm Expanded Diameter, Black, 160M, Item is Silicone, Cadmium and Lead Free | SHRINK-KON 150M BLACK
7TCA017300R0806 | PLG93-2-A | Active | 5414363109204 | 388.07 | 100 | 25 | stuk | Insulation | BE31450 | LY (Heat Shrink) | stuk | krimpkous 2:1 2 4mm L= 1 22M Rood | GT 2:1 D2.4MM B1.22M MAR | 1.22m X 25Flexible Heat Shrink Tubing, 2.4mm Expanded Diameter, Red | SHRINK-KON BOX 25X1,22M RED
7TCA017300R0807 | PLG93-2-E | Active | 5414363109211 | 37964.13 | 100 | 1 | lengte | Insulation | BE31450 | LY (Heat Shrink) | lengte | krimpkous 2:1 2 4mm Rol 150M Rood | Shrink-kon 150m rge | Flexible Heat Shrink Tubing, 2.4mm Expanded Diameter, Red, 150M | SHRINK-KON 150M RED
7TCA017300R0808 | PLG93-4-A | Active | 5414363109228 | 388.07 | 100 | 25 | stuk | Insulation | BE31450 | LY (Heat Shrink) | stuk | krimpkous 2:1 2 4mm L= 1 22M Geel | Boît. shrink-kon 25x1,22m jaune | Flexible Heat Shrink Tubing, 2.4mm Expanded Diameter, Yellow, 1.22M x 25 | SHRINK-KON BOX 25X1,22M YELLOW
7TCA017300R0810 | PLG93-4-E | Active | 5414363109235 | 37964.13 | 100 | 1 | lengte | Insulation | BE31450 | LY (Heat Shrink) | lengte | krimpkous 2:1 2 4mm Rol 150M Geel | Shrink-kon 150m jau | Flexible Heat Shrink Tubing, 2.4mm Expanded Diameter, Yellow, 150M | SHRINK-KON 150M YELLOW
7TCA017300R0811 | PLG93-6-A | Active | 5414363109242 | 388.07 | 100 | 25 | stuk | Insulation | BE31450 | LY (Heat Shrink) | stuk | krimpkous 2:1 2 4mm L= 1 22M Blauw | Boît. shrink-kon 25x1,22m ble | Flexible Heat Shrink Tubing, 2.4mm Expanded Diameter, Blue, 1.22M X 25 | SHRINK-KON BOX 25X1,22M BLUE
7TCA017300R0812 | PLG93-6-E | Active | 5414363109259 | 37964.13 | 100 | 1 | lengte | Insulation | BE31450 | LY (Heat Shrink) | lengte | krimpkous 2:1 2 4mm Rol 150M Blauw | Shrink-kon 150m ble | Flexible Heat Shrink Tubing, 2.4mm Expanded Diameter, Blue, 150M | SHRINK-KON 150M BLUE
7TCA017300R0813 | PLG93-9-A | Active | 5414363109266 | 388.07 | 100 | 25 | stuk | Insulation | BE31450 | LY (Heat Shrink) | stuk | krimpkous 2:1 2 4mm L= 1 22M Wit | Boît. shrink-kon 25x1,22m blanc | Flexible Heat Shrink Tubing, 2.4mm Expanded Diameter, White, 1.22M X 25 | SHRINK-KON BOX 25X1,22M WHITE
7TCA017300R0814 | PLG93-9-E | Active | 5414363109273 | 37964.13 | 100 | 1 | lengte | Insulation | BE31450 | LY (Heat Shrink) | lengte | krimpkous 2:1 2 4mm Rol 150M Wit | Shrink-kon 150m blc | Flexible Heat Shrink Tubing, 2.4mm Expanded Diameter, White, 150M | SHRINK-KON 150M WHITE
7TCA017300R0815 | PLG93-C-5R | Active | 5414363109280 | 781.91 | 100 | 10 | stuk | Insulation | BE31450 | LY (Heat Shrink) | stuk | SK PRE-CUT PACK TRANSP 50X5CM | Paq sacs pré coup shr k transp 50x5cm | Flexible Heat Shrink Tubing, 2.4mm Expanded Diameter, Transparent is Halogen Free, 50 X 5 CM, Item is Silicone, Cadmium and Lead Free | SK PRE-CUT PACK TRANSP 50X5CM
7TCA017300R0816 | PLG93-C-A | Active | 5414363109297 | 388.07 | 100 | 25 | stuk | Insulation | BE31450 | LY (Heat Shrink) | stuk | SHRINK-KON BOX 25X122M transp. | Boît. shrink-kon 25x1,22m transp | Flexible Heat Shrink Tubing, 2.4mm Expanded Diameter, Transparent, 1.22M X 25 | SHRINK-KON BOX 25X1,22M TRANSPARENT
7TCA017300R0817 | PLG93-C-E | Active | 5414363109303 | 37964.13 | 100 | 1 | lengte | Insulation | BE31450 | LY (Heat Shrink) | lengte | krimpkous 2:1 2 4mm Rol 150M Transp. | Shrink-kon 150m transparent | Flexible Heat Shrink Tubing, 2.4mm Expanded Diameter, Transparent, 150M | SHRINK-KON 150M TRANSPARENT
7TCA017300R0831 | SB12 | Active | 5414363127901 | 2352.49 | 100 | 5 | stuk | Insulation | BE31450 | LY (Heat Shrink) | stuk | Krimpkous 2:1 1 2mm Box 12M zw | Shrink 1,2mm noir long 12m | Heat Shrink Tubing, 1.2mm, Black, 12M Long | 1.2MM SHRINK BLACK 12M LONG
7TCA017300R0832 | SB127 | Active | 5414363127918 | 2552.07 | 100 | 5 | stuk | Shrink-Kon | BE31450 | LY (Heat Shrink) | stuk | Dunwandig krimpkous, 2:1, 12,7mm, Box van 12 meter, Zwart | Shrink 12,7mm noir long 6m | Heat Shrink Box 6M Black - diam 12.7mm Thin Wall Tubing 2:1 | Heat Shrink Box 6M Black - diam 12.7mm Thin Wall Tubing 2:1
7TCA017300R0833 | SB16 | Active | 5414363127925 | 2352.53 | 100 | 5 | stuk | Insulation | BE31450 | LY (Heat Shrink) | stuk | krimpkous 2:1 1 6mm Box van 12M zw | Shrink 1,6mm noir long 12m | Heat Shrink Box 12M Black - diam 1.6mm Thin Wall Tubing 2:1 | 1.6MM SHRINK BLACK 12M LONG
7TCA017300R0834 | SB190 | Active | 5414363127932 | 3140.18 | 100 | 5 | stuk | Shrink-Kon | BE31450 | LY (Heat Shrink) | stuk | Dunwandig krimpkous, 2:1, 19,0mm, Box van 5 meter, Zwart | Shrink 19mm noir long 5m | Heat Shrink Box 5M Black - diam 19.1mm Thin Wall Tubing 2:1 | Heat Shrink Box 5M Black - diam 19.1mm Thin Wall Tubing 2:1
7TCA017300R0835 | SB24 | Active | 5414363127949 | 2077.61 | 100 | 5 | stuk | Shrink-Kon | BE31450 | LY (Heat Shrink) | stuk | Dunwandig krimpkous, 2:1, 19,0mm, Box van 5 meter, Zwart | Shrink 2,4mm noir long 11,5m | Heat Shrink Box 11.5M Black - diam 2.4mm Thin Wall Tubing 2:1 | Heat Shrink Box 11.5M Black - diam 2.4mm Thin Wall Tubing 2:1
7TCA017300R0836 | SB254 | Active | 5414363127956 | 3192.71 | 100 | 5 | stuk | Shrink-Kon | BE31450 | LY (Heat Shrink) | stuk | Dunwandig krimpkous, 2:1, 25,4mm, Box van 3,3 meter, Zwart | Shrink 25,4mm noir long 3,3m | Heat Shrink Box 3.3M Black - diam 25.4mm Thin Wall Tubing 2:1 | Heat Shrink Box 3.3M Black - diam 25.4mm Thin Wall Tubing 2:1
7TCA017300R0837 | SB32 | Active | 5414363127963 | 2077.61 | 100 | 5 | stuk | Shrink-Kon | BE31450 | LY (Heat Shrink) | stuk | Dunwandig krimpkous, 2:1, 3,2mm, Box van 11,5 meter, Zwart | Shrink 3,2mm noir long 11,5m | Heat Shrink Box 11.5M Black - diam 3.2mm Thin Wall Tubing 2:1 | Heat Shrink Box 11.5M Black - diam 3.2mm Thin Wall Tubing 2:1
7TCA017300R0838 | SB48 | Active | 5414363127970 | 2408.71 | 100 | 5 | stuk | Insulation | BE31450 | LY (Heat Shrink) | stuk | krimpkous 2:1 4 8mm Box van 9 5M zw | 4,8mm shrink noir long 9,5m | Heat Shrink Box 9.5M Black - diam 4.8mm Thin Wall Tubing 2:1 | 4.8MM SHRINK BLACK 9.5M LONG
7TCA017300R0839 | SB64 | Active | 5414363127987 | 2352.53 | 100 | 5 | stuk | Insulation | BE31450 | LY (Heat Shrink) | stuk | krimpkous 2:1 6 4Mm Box van 7 5M zw | Shrink 6,4mm noir long 7,5m | Heat Shrink Box 7.5M Black - diam 6.4mm Thin Wall Tubing 2:1 | 6.4MM SHRINK BLACK 7.5M LONG
7TCA017300R0840 | SB95 | Active | 5414363127994 | 2247.5 | 100 | 5 | stuk | Shrink-Kon | BE31450 | LY (Heat Shrink) | stuk | Dunwandig krimpkous, 2:1, 9,5mm, Box van 6,5 meter, Zwart | 9,5mm shrink noir long 6,5m | Heat Shrink Box 6.5M Black - diam 9.5mm Thin Wall Tubing 2:1 | Heat Shrink Box 6.5M Black - diam 9.5mm Thin Wall Tubing 2:1
7TCA017300R0859 | VIT1000-0-C | Active | 5414363109853 | 15880.03 | 100 | 4 | stuk | Insulation | BE31450 | LY (Heat Shrink) | stuk | krimpkous 2:1 25 4mm L= 0 6M Viton zw | Boît. shrink-kon 4x0,6m noir | Thin Wall Heat Shrink Tubing, 1 Inch Exp Inside Diam, Boxed 4 X 0.6 M Black Material Crosslinked Fluoroelastomer Item is Silicone, Cadmium & Lead free | SHRINK-KON BOX 4X 0,6M BLACK
7TCA017300R0860 | VIT125-0-C | Active | 5414363109860 | 6323.72 | 100 | 10 | stuk | Insulation | BE31450 | LY (Heat Shrink) | stuk | krimpkous 2:1 3 2mm L= 0 6M Viton zw | Boît. shrink-kon 10x0,6m noir | Thin Wall Heat Shrink Tubing, 1/8 Inch Exp Inside Diam, Boxed 10 X 0.6M Black Material Crosslinked Fluoroelastomer Item is Silicone, Cadmium & Lead free | SHRINK-KON BOX 10X0,6M BLACK
7TCA017300R0861 | VIT1500-0-C | Active | 5414363109877 | 26119.08 | 100 | 3 | stuk | Insulation | BE31450 | LY (Heat Shrink) | stuk | krimpkous 2:1 38 1mm L= 0 6M Viton zw | Boît. shrink-kon 3x0,6m noir | Thin Wall Heat Shrink Tubing, 1-1/2 Inch Exp Inside Diam, Boxed 3 X 0.6M Black Material Crosslinked Fluoroelastomer Item is Silicone, Cadmium & Lead free | SHRINK-KON BOX 3X0,6M BLACK
7TCA017300R0862 | VIT187-0-C | Active | 5414363109884 | 6384.98 | 100 | 10 | stuk | Insulation | BE31450 | LY (Heat Shrink) | stuk | krimpkous 2:1 4 8mm L= 0 6M Viton zw | Boît. shrink-kon 10x0,6m noir | Thin Wall Heat Shrink Tubing, 1/16 Inch Exp Inside Diam, Boxed 10 X 0.6M Black Material Crosslinked Fluoroelastomer Item is Silicone, Cadmium & Lead free | SHRINK-KON BOX 10X0,6M BLACK
7TCA017300R0864 | VIT250-0-C | Active | 5414363109907 | 6619.84 | 100 | 10 | stuk | Insulation | BE31450 | LY (Heat Shrink) | stuk | krimpkous 2:1 6 4mm L= 0 6M Viton zw | Boît. shrink-kon 10x0,6m noir | Thin Wall Heat Shrink Tubing, 1/4 Inch Exp Inside Diam, Boxed 8 X 0.6 M Black Material Crosslinked Fluoroelastomer Item is Silicone, Cadmium & Lead free | SHRINK-KON BOX 10X0,6M BLACK
7TCA017300R0865 | VIT375-0-C | Active | 5414363109914 | 7645.37 | 100 | 8 | stuk | Insulation | BE31450 | LY (Heat Shrink) | stuk | krimpkous 2:1 9 5mm L= 0 6M Viton zw | Boît. shrink-kon 8x0,6m noir | Thin Wall Heat Shrink Tubing, 3/8 Inch Exp Inside Diam, Boxed 10 X 0.6M Black Material Crosslinked Fluoroelastomer Item is Silicone, Cadmium & Lead free | SHRINK-KON BOX 8X0,6M BLACK
7TCA017300R0866 | VIT500-0-C | Active | 5414363109921 | 8498.74 | 100 | 7 | stuk | Insulation | BE31450 | LY (Heat Shrink) | stuk | krimpkous 2:1 12 7mm L= 0 6M Viton zw | Boît. shrink-kon 7x0,6m noir | Thin Wall Heat Shrink Tubing, 1/2 Inch Exp Inside Diam, Boxed 7 X 0.6 M Black Material Crosslinked Fluoroelastomer Item is Silicone, Cadmium & Lead free | SHRINK-KON BOX7X0,6M BLACK
7TCA017300R0867 | VIT750-0-C | Active | 5414363109938 | 10612.46 | 100 | 6 | stuk | Insulation | BE31450 | LY (Heat Shrink) | stuk | krimpkous 2:1 19 1mm L= 0 6M Viton zw | Boît. shrink-kon 6x0,6m noir | Thin Wall Heat Shrink Tubing, 3/4 Inch Exp Inside Diam, Boxed 6 X 0.6 M Black Material Crosslinked Fluoroelastomer Item is Silicone, Cadmium & Lead free | SHRINK-KON BOX 6X0,6M BLACK
7TCA017300R0919 | MLP125-9-E | Active | 5415022275179 | 37430.21 | 100 | 3 | stuk | Insulation | BE31450 | LY (Heat Shrink) | stuk | Krimpkous 2:1 3 2mm Rol 300MMIL Spec Wit | Shrink-kon 150m blc | SHRINK-KON 150M WHITE | SHRINK-KON 150M WHITE
7TCA017310R0002 | CMP500-0-A | Active | 5414363102809 | 626.04 | 100 | 25 | stuk | Insulation | BE31450 | LY (Heat Shrink) | stuk | Krimpkous 2:1 12 7mm 1 22M UL/CSA zw | GT D12. 7MM X 1. 22M NOIR | Heat Shrink Tubing, 12.7mm, Black, 1.22m Cut L, 25 per box Thin Wall Shrink Ratio 2:1, Material CrossLinked Polyolefin, Item is Silicone, Cadmium and Lead Free | TUBING,HEAT SHRINK
7TCA017310R0003 | CMP63-0-A | Active | 5414363102908 | 401.16 | 100 | 25 | stuk | Insulation | BE31450 | LY (Heat Shrink) | stuk | Krimpkous 2:1 1 6mm 1 22M UL/CSA zw | TUBING,HEAT SHRINK | Heat Shrink Tubing, 1.6mm, Black, 1.22m Cut L, 25 per box Thin Wall Shrink Ratio 2:1, Material CrossLinked Polyolefin, Item is Silicone, Cadmium and Lead Free | TUBING,HEAT SHRINK
7TCA017310R0004 | CMP750-0-A | Active | 5414363102991 | 1237.06 | 100 | 10 | stuk | Insulation | BE31450 | LY (Heat Shrink) | stuk | Krimpkous 2:1 19 1mm 1 22M UL/CSA zw | TUBING,HEAT SHRINK | Heat Shrink Tubing, 19.1mm, Black, 1.22m Cut L, 10 per box Thin Wall Shrink Ratio 2:1, Material CrossLinked Polyolefin, Item is Silicone, Cadmium and Lead Free | TUBING,HEAT SHRINK
7TCA017310R0292 | MLP1000-0-A | Active | 5414363104759 | 1667.39 | 100 | 10 | stuk | Insulation | BE31450 | LY (Heat Shrink) | stuk | Krimpkous 2:1 25 4mm 1 22MMIL Specs zw | GT D25. 4MM X 1. 22M NOIR | Heat Shrink Tubing, Flexible for High Specifications, UL/CSA Listed, Thin Wall Shrink Ratio 2:1, 1 Inch, Expanded Diam Black, 10 X 1.22M, Crosslinked Polyoefin | HTSHK 2:1 BLK 1 IN EXPDIA 1.22M
7TCA017310R0294 | MLP125-0-A | Active | 5414363104803 | 396.81 | 100 | 25 | stuk | Insulation | BE31450 | LY (Heat Shrink) | stuk | Krimpkous 2:1 3 2mm 1 22MMIL Specs zw | GT D3. 2MM X 1. 22M NOIR | Heat Shrink Tubing, Flexible for High Specifications, UL/CSA Listed, Thin Wall Shrink Ratio 2:1, 1/8 Inch, Exp. Diam Black, 25 X 1.22M, Crosslinked Polyoefin | HTSHK 2:1 BLK 1/8IN EXPDIA 1.22M
7TCA017310R0299 | MLP187-0-A | Active | 5414363104919 | 450.74 | 100 | 25 | stuk | Insulation | BE31450 | LY (Heat Shrink) | stuk | Krimpkous 2:1 4 7mm 1 22MMIL Specs zw | GT D4. 7MM X 1. 22M NOIR | Heat Shrink Tubing, Flexible for High Specifications, UL/CSA Listed, Thin Wall Shrink Ratio 2:1, 3/16 Inch, Exp. Diam Black, 25 X 1.22M, Crosslinked Polyoefin | HTSHK 2:1 BLK 3/16IN EXPDIA 1.22M
7TCA017310R0301 | MLP187-C-A | Active | 5414363105060 | 450.74 | 100 | 25 | stuk | Insulation | BE31450 | LY (Heat Shrink) | stuk | SHRINK-KON 25X12M TRANSP. | Shrink-kon 25x1,2m transp. | Heat Shrink Tubing, Flexible for High Specifications, UL/CSA Listed Thin Wall, Shrink Ratio 2:1, 3/16 Inch/4.8mm Expanded Diam, Transparent, 25 X 1.22M L | SHRINK-KON 25X1,2M TRANSP.
7TCA017310R0302 | MLP250-0-A | Active | 5414363105084 | 631.65 | 100 | 25 | stuk | Insulation | BE31450 | LY (Heat Shrink) | stuk | Krimpkous 2:1 6 4mm 1 22MMIL Specs.zw | GT D6. 4MM X 1. 22M NOIR | Heat Shrink Tubing, Flexible for High Specifications, UL/CSA Listed, Thin Wall Shrink Ratio 2:1, 1/4 Inch, Exp. Diam Black, 25 X 1.22M, Crosslinked Polyoefin | HTSHK 2:1 BLK 1/4IN EXPDIA 1.22M
7TCA017310R0305 | MLP250-6-A | Active | 5414363105152 | 631.65 | 100 | 25 | stuk | Insulation | BE31450 | LY (Heat Shrink) | stuk | Krimpkous 2:1 6 4mm 1 22MMIL Specs Blauw | GT D6. 4MM X 1. 22M BLEU | Heat Shrink Tubing, Flexible for High Specifications, UL/CSA Listed Thin Wall, Shrink Ratio 2:1, 1/4 Inch/6.4mm Expanded Diam, Blue, 25 X 1.22M Lengths | HTSHK 2:1 BLUE 1/4IN EXPDIA 1.22M
7TCA017310R0307 | MLP375-0-A | Active | 5414363105206 | 643.34 | 100 | 25 | stuk | Insulation | BE31450 | LY (Heat Shrink) | stuk | Krimpkous 2:1 9 5mm 1 22MMIL Specs zw | GT D9. 5MM X 1. 22M NOIR | Heat Shrink Tubing, Flexible for High Specifications, UL/CSA Listed, Thin Wall Shrink Ratio 2:1, 3/8 Inch, Exp. Diam Black, 25 X 1.22M, Crosslinked Polyoefin | HTSHK 2:1 BLK 3/8IN EXPDIA 1.22M
7TCA017310R0311 | MLP500-0-A | Active | 5414363105374 | 669.59 | 100 | 25 | stuk | Insulation | BE31450 | LY (Heat Shrink) | stuk | Krimpkous 2:1 12 7mm 1 22MMIL Specs zw | GT D12. 7MM X 1. 22M NOIR | Heat Shrink Tubing, Flexible for High Specifications, UL/CSA Listed, Thin Wall Shrink Ratio 2:1, 1/2 Inch, Exp. Diam Black, 25 X 1.22M, Crosslinked Polyoefin | HTSHK 2:1 BLK 1/2IN EXPDIA 1.22M
7TCA017310R0314 | MLP63-0-A | Active | 5414363105466 | 383.67 | 100 | 25 | stuk | Insulation | BE31450 | LY (Heat Shrink) | stuk | Krimpkous 2:1 1 6mm 1 22MMIL Specs zw | GT D1. 6MM X 1. 22M NOIR | Heat Shrink Tubing, Flexible for High Specifications, UL/CSA Listed, Thin Wall Shrink Ratio 2:1, 1/16 Inch, Exp. Diam Black, 25 X 1.22M, Crosslinked Polyoefin | HTSHK 2:1 BLK 1/16IN EXPDIA 1.22M
7TCA017310R0316 | MLP750-0-A | Active | 5414363105558 | 1129.1 | 100 | 10 | stuk | Insulation | BE31450 | LY (Heat Shrink) | stuk | Krimpkous 2:1 19 1mm 1 22MMIL Specs zw | GT D19. 1 MM X 1. 22M NOIR | Heat Shrink Tubing, Flexible for High Specifications, UL/CSA Listed, Thin Wall Shrink Ratio 2:1, 3/4 Inch, Exp. Diam Black, 10 X 1.22M, Crosslinked Polyoefin | HTSHK 2:1 BLK 3/4IN EXPDIA 1.22M
7TCA017310R0319 | MLP750-6-A | Active | 5414363105619 | 1129.1 | 100 | 10 | stuk | Insulation | BE31450 | LY (Heat Shrink) | stuk | Krimpkous 2:1 19 1mm 1 22MMIL Specs Blauw | GT D19. 1 MM X 1. 22M BLE | Heat Shrink Tubing, Flexible for High Specifications, UL/CSA Listed Thin Wall, Shrink Ratio 2:1, 3/4 Inch/19.1mm Expanded Diam, Blue, 10 X 1.22M Lengths | HTSHK 2:1 BLUE 3/4IN EXPDIA 1.22M
7TCA017310R0320 | MLP93-0-A | Active | 5414363105671 | 393.88 | 100 | 25 | stuk | Insulation | BE31450 | LY (Heat Shrink) | stuk | Krimpkous 2:1 2 4mm 1 22MMIL Specs zw | GT D2. 4MM X 1. 22M NOIR | Heat Shrink Tubing, Flexible for High Specifications, UL/CSA Listed, Thin Wall Shrink Ratio 2:1, 3/32 Inch, Exp. Diam Black, 25 X 1.22M, Crosslinked Polyoefin | SHRINK-KON 25X1,2M BLACK
7TCA017320R0035 | TBM0400 | Active | 5414363109402 | 2310.51 | 100 | 5 | stuk | Shrink-Kon | BE31450 | LY (Heat Shrink) | stuk | Dikwandige krimpkous met lijm, 3:1, 10,2mm, lengte 1,22 meter, Zwart | Paroi épaisse 3:1 polyo doublée adh | Heat Shrink Tubing, Rated for 600 Volts, 90 Degree C, Continuous Use, RoHS Compliance, 10.2mm Expanded, 5 Per Bag, Black, Medium Wall, Adhesive Liner | Heat Shrink Tubing, Rated for 600 Volts, 90 Degree C, Continuous Use, RoHS Compliance, 10.2mm Expanded, 5 Per Bag, Black, Medium Wall, Adhesive Liner
7TCA017400R0000 | TBW0350 | Active | 5414363109563 | 2946.1 | 100 | 5 | stuk | Shrink-Kon | BE31450 | LY (Heat Shrink) | stuk | Dikwandige krimpkous met lijm, 3:1, 8,9mm, lengte 1,22 meter, Zwart | Paroi épaisse 3:1 doublée adh | Heat Shrink Tubing, Rated for 600 Volts, 90 Degree C, Continuous Use, RoHS Compliance, 8.9mm Expanded, 5 Per Bag, Black, Thick Wall, Adhesive Lined | Heat Shrink Tubing, Rated for 600 Volts, 90 Degree C, Continuous Use, RoHS Compliance, 8.9mm Expanded, 5 Per Bag, Black, Thick Wall, Adhesive Lined
7TCA017400R0001 | TBW1100 | Active | 5414363109594 | 4474.03 | 100 | 2 | stuk | Shrink-Kon | BE31450 | LY (Heat Shrink) | stuk | Dikwandige krimpkous met lijm, 3:1, 27,9mm, lengte 1,22 meter, Zwart | GT PE 28MM X 1. 22M ADH. NOIR | Heat Shrink Tubing, Rated for 600 Volts, 90 Degree C, Continuous Use, RoHS Compliance, 27.9mm Expanded, 2 Per Bag, Black, Thick Wall, Adhesive Lined | Heat Shrink Tubing, Rated for 600 Volts, 90 Degree C, Continuous Use, RoHS Compliance, 27.9mm Expanded, 2 Per Bag, Black, Thick Wall, Adhesive Lined
7TCA017400R0002 | TBW1500 | Active | 5414363109600 | 5638.38 | 100 | 2 | stuk | Shrink-Kon | BE31450 | LY (Heat Shrink) | stuk | Dikwandige krimpkous met lijm, 3:1, 38,1mm, lengte 1,22 meter, Zwart | Paroi épaisse 3:1 doublée adh | Heat Shrink Tubing, Rated for 600 Volts, 90 Degree C, Continuous Use, RoHS Compliance, 38.1mm Expanded, 2 Per Bag, Black, Thick Wall, Adhesive Lined | Heat Shrink Tubing, Rated for 600 Volts, 90 Degree C, Continuous Use, RoHS Compliance, 38.1mm Expanded, 2 Per Bag, Black, Thick Wall, Adhesive Lined
7TCA017400R0003 | TBW2000 | Active | 5414363109617 | 6837 | 100 | 1 | stuk | Shrink-Kon | BE31450 | LY (Heat Shrink) | stuk | Dikwandige krimpkous met lijm, 3:1, 50,8mm, lengte 1,22 meter, Zwart | GT PE 51MM X 1. 22M ADH. NOIR | Heat Shrink Tubing, Rated for 600 Volts, 90 Degree C, Continuous Use, RoHS Compliance, 50.8mm Expanded, 1 Per Bag, Black, Thick Wall, Adhesive Lined | Heat Shrink Tubing, Rated for 600 Volts, 90 Degree C, Continuous Use, RoHS Compliance, 50.8mm Expanded, 1 Per Bag, Black, Thick Wall, Adhesive Lined
7TCA017400R0004 | TBW2700 | Active | 5414363109624 | 8749.98 | 100 | 1 | stuk | Shrink-Kon | BE31450 | LY (Heat Shrink) | stuk | Dikwandige krimpkous met lijm, 3:1, 68,1mm, lengte 1,22 meter, Zwart | Paroi épaisse 3:1 doublée adh | Heat Shrink Tubing, Rated for 600 Volts, 90 Degree C, Continuous Use, RoHS Compliance, 68.1mm Expanded, 1 Per Bag, Black, Thick Wall, Adhesive Lined | Heat Shrink Tubing, Rated for 600 Volts, 90 Degree C, Continuous Use, RoHS Compliance, 68.1mm Expanded, 1 Per Bag, Black, Thick Wall, Adhesive Lined
7TCA017400R0005 | TBW4700 | Active | 5414363109648 | 18221.55 | 100 | 1 | stuk | Shrink-Kon | BE31450 | LY (Heat Shrink) | stuk | Dikwandige krimpkous met lijm, 3:1, 119,9mm, lengte 1,22 meter, Zwart | Paroi épaisse 3:1 doublée adh | Heat Shrink Tubing, Rated for 600 Volts, 90 Degree C, Continuous Use, RoHS Compliance, 119.9mm Expanded, 1 Per Bag, Black, Thick Wall, Adhesive Lined | Heat Shrink Tubing, Rated for 600 Volts, 90 Degree C, Continuous Use, RoHS Compliance, 119.9mm Expanded, 1 Per Bag, Black, Thick Wall, Adhesive Lined
7TCA017410R0007 | TBM0750 | Active | 5414363109419 | 2504.72 | 100 | 5 | stuk | Shrink-Kon | BE31450 | LY (Heat Shrink) | stuk | Dikwandige krimpkous met lijm, 3:1, 19,1mm, lengte 1,22 meter, Zwart | Paroi moy 3:1 doublée adh | Heat Shrink Tubing, Rated for 600 Volts, 90 Degree C, Continuous Use, RoHS Compliance, 19.1mm Expanded, 5 Per Bag, Black, Medium Wall, Adhesive Liner | Heat Shrink Tubing, Rated for 600 Volts, 90 Degree C, Continuous Use, RoHS Compliance, 19.1mm Expanded, 5 Per Bag, Black, Medium Wall, Adhesive Liner
7TCA017410R0008 | TBM0950 | Active | 5414363172352 | 2699.1 | 100 | 3 | stuk | Shrink-Kon | BE31450 | LY (Heat Shrink) | stuk | Dikwandige krimpkous met lijm, 3:1, 24,1mm, lengte 1,22 meter, Zwart | Paroi moy 3:1 doublée adh | Heat Shrink Tubing, Rated for 600 Volts, 90 Degree C, Continuous Use, RoHS Compliance, 25mm Expanded, 3 Per Bag, Black, Medium Wall, Adhesive Liner | Heat Shrink Tubing, Rated for 600 Volts, 90 Degree C, Continuous Use, RoHS Compliance, 25mm Expanded, 3 Per Bag, Black, Medium Wall, Adhesive Liner
7TCA017410R0009 | TBM1100 | Active | 5414363109426 | 3528.8 | 100 | 3 | stuk | Shrink-Kon | BE31450 | LY (Heat Shrink) | stuk | Dikwandige krimpkous met lijm, 3:1, 27,9mm, lengte 1,22 meter, Zwart | GT PM D30MM X 1. 22M ADH. NR | Heat Shrink Tubing, Rated for 600 Volts, 90 Degree C, Continuous Use, RoHS Compliance, 27.9mm Expanded, 3 Per Bag, Black, Medium Wall, Adhesive Liner | Heat Shrink Tubing, Rated for 600 Volts, 90 Degree C, Continuous Use, RoHS Compliance, 27.9mm Expanded, 3 Per Bag, Black, Medium Wall, Adhesive Liner
7TCA017410R0012 | TBM1500 | Active | 5414363109440 | 3894.99 | 100 | 2 | stuk | Shrink-Kon | BE31450 | LY (Heat Shrink) | stuk | Dikwandige krimpkous met lijm, 3:1, 38,1mm, lengte 1,22 meter, Zwart | GT PM D40MM X 1. 22M ADH. NR | Heat Shrink Tubing, Rated for 600 Volts, 90 Degree C, Continuous Use, RoHS Compliance, 38.1mm Expanded, 2 Per Bag, Black, Medium Wall, Adhesive Liner | Heat Shrink Tubing, Rated for 600 Volts, 90 Degree C, Continuous Use, RoHS Compliance, 38.1mm Expanded, 2 Per Bag, Black, Medium Wall, Adhesive Liner
7TCA017410R0014 | TBM2050 | Active | 5414363109464 | 4733.61 | 100 | 1 | stuk | Shrink-Kon | BE31450 | LY (Heat Shrink) | stuk | Dikwandige krimpkous met lijm, 3:1, 52,1mm, lengte 1,22 meter, Zwart | GT PM D54MM X 1. 22M ADH. NR | Heat Shrink Tubing, Rated for 600 Volts, 90 Degree C, Continuous Use, RoHS Compliance, 52.1mm Expanded, 1 Per Bag, Black, Medium Wall, Adhesive Liner | Heat Shrink Tubing, Rated for 600 Volts, 90 Degree C, Continuous Use, RoHS Compliance, 52.1mm Expanded, 1 Per Bag, Black, Medium Wall, Adhesive Liner
7TCA017410R0015 | TBM2750 | Active | 5414363109471 | 6476.97 | 100 | 1 | stuk | Shrink-Kon | BE31450 | LY (Heat Shrink) | stuk | Dikwandige krimpkous met lijm, 3:1, 69,9mm, lengte 1,22 meter, Zwart | GT PM D70MM X 1. 22M ADH. NR | Heat Shrink Tubing, Rated for 600 Volts, 90 Degree C, Continuous Use, RoHS Compliance, 69.9mm Expanded, 1 Per Bag, Black, Medium Wall, Adhesive Liner | Heat Shrink Tubing, Rated for 600 Volts, 90 Degree C, Continuous Use, RoHS Compliance, 69.9mm Expanded, 1 Per Bag, Black, Medium Wall, Adhesive Liner
7TCA017410R0016 | TBM3500 | Active | 5414363109488 | 8559.42 | 100 | 1 | stuk | Shrink-Kon | BE31450 | LY (Heat Shrink) | stuk | Dikwandige krimpkous met lijm, 3:1, 88,9mm, lengte 1,22 meter, Zwart | GT PM D90MM X 1. 22M ADH. NR | Heat Shrink Tubing, Rated for 600 Volts, 90 Degree C, Continuous Use, RoHS Compliance, 88.9mm Expanded, 1 Per Bag, Black, Medium Wall, Adhesive Liner | Heat Shrink Tubing, Rated for 600 Volts, 90 Degree C, Continuous Use, RoHS Compliance, 88.9mm Expanded, 1 Per Bag, Black, Medium Wall, Adhesive Liner
7TCA017410R0017 | TBM4700 | Active | 5414363109495 | 10736.07 | 100 | 1 | stuk | Shrink-Kon | BE31450 | LY (Heat Shrink) | stuk | Dikwandige krimpkous met lijm, 3:1, 119,4mm, lengte 1,22 meter, Zwart | GT PM D122MM X 1. 22M ADH. NR | Heat Shrink Tubing, Rated for 600 Volts, 90 Degree C, Continuous Use, RoHS Compliance, 119.4mm Expanded, 1 Per Bag, Black, Medium Wall, Adhesive Liner | Heat Shrink Tubing, Rated for 600 Volts, 90 Degree C, Continuous Use, RoHS Compliance, 119.4mm Expanded, 1 Per Bag, Black, Medium Wall, Adhesive Liner
7TCA017410R0019 | TBM6700 | Active | 5414363109501 | 19232.28 | 100 | 1 | stuk | Shrink-Kon | BE31450 | LY (Heat Shrink) | stuk | Dikwandige krimpkous met lijm, 3:1, 170,2mm, lengte 1,22 meter, Zwart | GT PM D170MM X 1. 22M ADH. NR | Heat Shrink Tubing, Rated for 600 Volts, 90 Degree C, Continuous Use, RoHS Compliance, 170.2mm Expanded, 1 Per Bag, Black, Medium Wall, Adhesive Liner | Heat Shrink Tubing, Rated for 600 Volts, 90 Degree C, Continuous Use, RoHS Compliance, 170.2mm Expanded, 1 Per Bag, Black, Medium Wall, Adhesive Liner
7TCA017410R0020 | TBM9000 | Active | 5414363109518 | 35363.97 | 100 | 1 | stuk | Shrink-Kon | BE31450 | LY (Heat Shrink) | stuk | Dikwandige krimpkous met lijm, 3:1, 228,6mm, lengte 1,22 meter, Zwart | Paroi moy 3:1 doublée adh | Heat Shrink Tubing, Rated for 600 Volts, 90 Degree C, Continuous Use, RoHS Compliance, 228.6mm Expanded, 1 Per Bag, Black, Medium Wall, Adhesive Liner | Heat Shrink Tubing, Rated for 600 Volts, 90 Degree C, Continuous Use, RoHS Compliance, 228.6mm Expanded, 1 Per Bag, Black, Medium Wall, Adhesive Liner
7TCA017410R0022 | TBW0500 | Active | 5414363109570 | 3365.42 | 100 | 5 | stuk | Shrink-Kon | BE31450 | LY (Heat Shrink) | stuk | Dikwandige krimpkous met lijm, 3:1, 13,0mm, lengte 1,22 meter, Zwart | Paroi épaisse 3:1 doublée adh | Heat Shrink Tubing, Rated for 600 Volts, 90 Degree C, Continuous Use, RoHS Compliance, 13.0mm Expanded, 5 Per Bag, Black, Thick Wall, Adhesive Lined | Heat Shrink Tubing, Rated for 600 Volts, 90 Degree C, Continuous Use, RoHS Compliance, 13.0mm Expanded, 5 Per Bag, Black, Thick Wall, Adhesive Lined
7TCA017410R0023 | TBW0750 | Active | 5414363109587 | 3129.7 | 100 | 5 | stuk | Shrink-Kon | BE31450 | LY (Heat Shrink) | stuk | Dikwandige krimpkous met lijm, 3:1, 19,1mm, lengte 1,22 meter, Zwart | Paroi épaisse 3:1 doublée adh | Heat Shrink Tubing, Rated for 600 Volts, 90 Degree C, Continuous Use, RoHS Compliance, 19.1mm Expanded, 5 Per Bag, Black, Thick Wall, Adhesive Lined | Heat Shrink Tubing, Rated for 600 Volts, 90 Degree C, Continuous Use, RoHS Compliance, 19.1mm Expanded, 5 Per Bag, Black, Thick Wall, Adhesive Lined
7TCA017420R0016 | TEC102/60 | Active | 5414363109778 | 2699.1 | 100 | 5 | stuk | Shrink-Kon | BE31450 | LY (Heat Shrink) | stuk | Krimp eindkap met lijm, 102mm naar 60mm Lengte 152mm, Zwart | Bouch extr shrink-kon 5pcs noir | Heat Shrink Tubing End Cap, 102mm Expanded Diameter, 60mm Fully Recovered, Packed 5 per polybag, Black | Heat Shrink Tubing End Cap, 102mm Expanded Diameter, 60mm Fully Recovered, Packed 5 per polybag, Black
7TCA017420R0017 | TEC124/60 | Active | 5414363109785 | 4930.33 | 100 | 5 | stuk | Shrink-Kon | BE31450 | LY (Heat Shrink) | stuk | Krimp eindkap met lijm, 124mm naar 60mm Lengte 152mm, Zwart | Bouch extr shrink-kon 5pcs noir | Heat Shrink Tubing End Cap, 124mm Expanded Diameter, 60mm Fully Recovered, Packed 5 per polybag, Black | Heat Shrink Tubing End Cap, 124mm Expanded Diameter, 60mm Fully Recovered, Packed 5 per polybag, Black
7TCA017420R0019 | TEC15/4.5 | Active | 5414363109808 | 419.28 | 100 | 100 | stuk | Shrink-Kon | BE31450 | LY (Heat Shrink) | stuk | Krimp eindkap met lijm, 15mm naar 4,5mm, Lengte 44mm, Zwart | Bouch extr shrink-kon 100pcs noir | Heat Shrink Tubing End Cap, 15mm Expanded Diameter, 4.5mm Fully Recovered Packed 100 per polybag, Black | Heat Shrink Tubing End Cap, 15mm Expanded Diameter, 4.5mm Fully Recovered Packed 100 per polybag, Black
7TCA017420R0021 | TEC25/9 | Active | 5414363109815 | 606.88 | 100 | 50 | stuk | Shrink-Kon | BE31450 | LY (Heat Shrink) | stuk | Krimp eindkap met lijm, 25mm naar 9mm, Lengte 69mm, Zwart | Bouch extr shrink-kon 50pcs noir | Heat Shrink Tubing End Cap, 25mm Expanded Diameter, 9mm Fully Recovered, Packed 50 per polybag, Black | Heat Shrink Tubing End Cap, 25mm Expanded Diameter, 9mm Fully Recovered, Packed 50 per polybag, Black
7TCA017420R0023 | TEC36/15 | Active | 5414363109822 | 828.92 | 100 | 10 | stuk | Shrink-Kon | BE31450 | LY (Heat Shrink) | stuk | Krimp eindkap met lijm, 36mm naar 15mm, Lengte 93mm, Zwart | Bouch extr shrink-kon 10pcs noir | Heat Shrink Tubing End Cap, 36mm Expanded Diameter, 15mm Fully Recovered, Packed 10 per polybag, Black | Heat Shrink Tubing End Cap, 36mm Expanded Diameter, 15mm Fully Recovered, Packed 10 per polybag, Black
7TCA017420R0026 | TEC63/24 | Active | 5414363409779 | 1147.55 | 100 | 10 | stuk | Shrink-Kon | BE31450 | LY (Heat Shrink) | stuk | Krimp eindkap met lijm, 63mm naar 24mm, | Bouch extr polyoléfine lignes adhésives | Heat Shrink Tubing End Cap, 63mm Expanded Diameter, 24mm Fully Recovered, Packed 10 per polybag, Black | Heat Shrink Tubing End Cap, 63mm Expanded Diameter, 24mm Fully Recovered, Packed 10 per polybag, Black
7TCA017420R0028 | TEC80/40 | Active | 5414363109846 | 1894.61 | 100 | 10 | stuk | Shrink-Kon | BE31450 | LY (Heat Shrink) | stuk | Krimp eindkap met lijm, 80mm naar 40mm, Lengte 127mm, Zwart | Bouch extr shrink-kon 10pcs noir | Heat Shrink Tubing End Cap, 80mm Expanded Diameter, 40mm Fully Recovered, Packed 10 per polybag, Black | Heat Shrink Tubing End Cap, 80mm Expanded Diameter, 40mm Fully Recovered, Packed 10 per polybag, Black
7TCA017440R0001 | TBW3500 | Active | 5414363109631 | 12119.7 | 100 | 1 | stuk | Shrink-Kon | BE31450 | LY (Heat Shrink) | stuk | Dikwandige krimpkous met lijm, 3:1, 89,9mm, lengte 1,22 meter, Zwart | Paroi épaisse 3:1 doublée adh | Heat Shrink Tubing, Rated for 600 Volts, 90 Degree C, Continuous Use, RoHS Compliance, 89.9mm Expanded, 1 Per Bag, Black, Thick Wall, Adhesive Lined | Heat Shrink Tubing, Rated for 600 Volts, 90 Degree C, Continuous Use, RoHS Compliance, 89.9mm Expanded, 1 Per Bag, Black, Thick Wall, Adhesive Lined
7TCA017450R0003 | TEB/2/50/21 | Active | 5414363128069 | 4176.77 | 100 | 10 | stuk | Shrink-Kon | BE31450 | LY (Heat Shrink) | stuk | Kabel eindmof met lijm, 50mm, 2xader 21mm, lengte 107,1mm, Zwart | Breakout thermorét | Heat Shrink Tubing, 2 Cable Breakout Boots, 50mm Expanded Main, 21mm Expanded Finger, Packed 10, RoHS Compliance, Black | Heat Shrink Tubing, 2 Cable Breakout Boots, 50mm Expanded Main, 21mm Expanded Finger, Packed 10, RoHS Compliance, Black
7TCA017450R0004 | TEB2-33/14 | Active | 5414363486060 | 2813.69 | 100 | 10 | stuk | Shrink-Kon | BE31450 | LY (Heat Shrink) | stuk | Kabel eindmof met lijm, 33mm, 2xader 14mm | Shrink-kon 2 breakout 33/14 | Heat Shrink Tubing, 2 Cable Breakout Boots, 33mm Expanded Main, 14mm Expanded Finger, Packed 10, RoHS Compliance, Black | Heat Shrink Tubing, 2 Cable Breakout Boots, 33mm Expanded Main, 14mm Expanded Finger, Packed 10, RoHS Compliance, Black
7TCA017450R0006 | TEB3-110/48 | Active | 5414363109679 | 7414.83 | 100 | 10 | stuk | Shrink-Kon | BE31450 | LY (Heat Shrink) | stuk | Kabel eindmof met lijm, 110mm, 3xader 48mm, Lengte 260mm, Zwart | Shrink-kon 3 breakouts 10pcs noir | Heat Shrink Tubing, 3 Cable Breakout Boots, 110mm Expanded Main, 48mm Expanded Finger, Packed 10, RoHS Compliance, Black | Heat Shrink Tubing, 3 Cable Breakout Boots, 110mm Expanded Main, 48mm Expanded Finger, Packed 10, RoHS Compliance, Black
7TCA017450R0007 | TEB3-125/55 | Active | 5414363109686 | 7922.44 | 100 | 10 | stuk | Shrink-Kon | BE31450 | LY (Heat Shrink) | stuk | Kabel eindmof met lijm, 125mm, 3xader 55mm, Lengte 260mm, Zwart | Shrink-kon 3 breakouts 10pcs noir | Heat Shrink Tubing, 3 Cable Breakout Boots, 125mm Expanded Main, 55mm Expanded Finger, Packed 10, RoHS Compliance, Black | Heat Shrink Tubing, 3 Cable Breakout Boots, 125mm Expanded Main, 55mm Expanded Finger, Packed 10, RoHS Compliance, Black
7TCA017450R0008 | TEB3-38/11 | Active | 5414363109693 | 3475.71 | 100 | 10 | stuk | Shrink-Kon | BE31450 | LY (Heat Shrink) | stuk | Kabel eindmof met lijm, 38mm, 3xader 11mm, Lengte 110mm, Zwart | Shrink-kon 3 breakouts 10pcs noir | Heat Shrink Tubing, 3 Cable Breakout Boots, 38mm Expanded Main, 11mm Expanded Finger, Packed 10, RoHS Compliance, Black | Heat Shrink Tubing, 3 Cable Breakout Boots, 38mm Expanded Main, 11mm Expanded Finger, Packed 10, RoHS Compliance, Black
7TCA017450R0009 | TEB3-60/24 | Active | 5414363109709 | 4457.79 | 100 | 10 | stuk | Shrink-Kon | BE31450 | LY (Heat Shrink) | stuk | Kabel eindmof met lijm, 60mm, 3xader 24mm, Lengte 185mm, Zwart | Shrink-kon 3 breakouts 10pcs noir | Heat Shrink Tubing, 3 Cable Breakout Boots, 60mm Expanded Main, 24mm Expanded Finger, Packed 10, RoHS Compliance, Black | Heat Shrink Tubing, 3 Cable Breakout Boots, 60mm Expanded Main, 24mm Expanded Finger, Packed 10, RoHS Compliance, Black
7TCA017450R0010 | TEB3-80/36 | Active | 5414363109716 | 5786.78 | 100 | 10 | stuk | Shrink-Kon | BE31450 | LY (Heat Shrink) | stuk | Kabel eindmof met lijm, 80mm, 3xader 36mm, Lengte 210mm, Zwart | Shrink-kon 3 breakouts 10pcs noir | Heat Shrink Tubing, 3 Cable Breakout Boots, 80mm Expanded Main, 36mm Expanded Finger, Packed 10, RoHS Compliance, Black | Heat Shrink Tubing, 3 Cable Breakout Boots, 80mm Expanded Main, 36mm Expanded Finger, Packed 10, RoHS Compliance, Black
7TCA017450R0011 | TEB4-100/35 | Active | 5414363109723 | 7006.63 | 100 | 10 | stuk | Shrink-Kon | BE31450 | LY (Heat Shrink) | stuk | Kabel eindmof met lijm, 100mm, 4xader 35mm, Lengte 215mm, Zwart | Shrink-kon 4 breakouts 10pcs noir | Heat Shrink Tubing, 4 Cable Breakout Boots, 100mm Expanded Main, 35mm Expanded Finger, Packed 10, RoHS Compliance, Black | Heat Shrink Tubing, 4 Cable Breakout Boots, 100mm Expanded Main, 35mm Expanded Finger, Packed 10, RoHS Compliance, Black
7TCA017450R0014 | TEB4-38/15 | Active | 5415022058932 | 3718.44 | 100 | 8 | stuk | Shrink-Kon | BE31450 | LY (Heat Shrink) | stuk | Kabel eindmof met lijm, 38mm, 4xader 15mm | Teb 4 breakouts noir | Heat Shrink Tubing, 4 Cable Breakout Boots, 38mm Expanded Main, 15mm Expanded Finger, Packed 10, RoHS Compliance, Black | Heat Shrink Tubing, 4 Cable Breakout Boots, 38mm Expanded Main, 15mm Expanded Finger, Packed 10, RoHS Compliance, Black
7TCA017450R0015 | TEB4-55/20 | Active | 5414363109754 | 4936.09 | 100 | 10 | stuk | Shrink-Kon | BE31450 | LY (Heat Shrink) | stuk | Kabel eindmof met lijm, 55mm, 4xader 20mm, Lengte 190mm, Zwart | Shrink-kon 4 breakouts 10pcs noir | Heat Shrink Tubing, 4 Cable Breakout Boots, 55mm Expanded Main, 20mm Expanded Finger, Packed 10, RoHS Compliance, Black | Heat Shrink Tubing, 4 Cable Breakout Boots, 55mm Expanded Main, 20mm Expanded Finger, Packed 10, RoHS Compliance, Black
7TCA017450R0016 | TEB4-72/25 | Active | 5414363109761 | 5130.84 | 100 | 10 | stuk | Shrink-Kon | BE31450 | LY (Heat Shrink) | stuk | Kabel eindmof met lijm, 72mm, 4xader 25mm, Lengte 190mm, Zwart | Shrink-kon 4 breakouts 10pcs noir | Heat Shrink Tubing, 4 Cable Breakout Boots, 72mm Expanded Main, 25mm Expanded Finger, Packed 10, RoHS Compliance, Black | Heat Shrink Tubing, 4 Cable Breakout Boots, 72mm Expanded Main, 25mm Expanded Finger, Packed 10, RoHS Compliance, Black
7TCA017510R0001 | SK-1400G | Active | 5414363109310 | 57972.63 | 100 | 1 | stuk | Shrink-Kon | BE31450 | LY (Heat Shrink) | stuk | Krimpkous kofferset 1,6mm t/m 24,4mm Zonder heteluchtblazer | ASSORT DE MANCHONS | Heat Shrink Tubing Kit, Thin Wall Assortment, PLG Heat Shrink Tubing, without Hot Air Tool in a handy carry case, various diameter sizes and colors. | Heat Shrink Tubing Kit, Thin Wall Assortment, PLG Heat Shrink Tubing, without Hot Air Tool in a handy carry case, various diameter sizes and colors.
7TCA017990R0020 | TBTA-ZH-19 | Active | 5414363109525 | 9322.94 | 100 | 1 | stuk | Insulation | BE31450 | LY (Heat Shrink) | stuk | Zelfvulkan.Tape 3:1 19mm L= 9M zw | AMALGAMATING TAPE | Self-Amalgamating tape, Width 19mm, Roll length 9.0M, Thickness 0.76mm, Black, RoHS Complicance. Item is Silicone, Halogen, Cadmium and Lead Free | AMALGAMATING TAPE
7TCA017990R0021 | TBTA-ZH-25 | Active | 5414363109532 | 12236.07 | 100 | 1 | stuk | Insulation | BE31450 | LY (Heat Shrink) | stuk | Zelfvulkan.Tape 3:1 25mm L= 9M zw | AMALGAMATING TAPE | Self-Amalgamating tape, Width 25mm, Roll length 9.0M, Thickness 0.76mm, Black, RoHS Complicance, Item is Silicone, Halogen, Cadmium and Lead Free | AMALGAMATING TAPE
7TCA017990R0022 | TBTA-ZH-38 | Active | 5414363109549 | 15732.7 | 100 | 1 | stuk | Insulation | BE31450 | LY (Heat Shrink) | stuk | Zelfvulkan.Tape 3:1 38mm L= 9M zw | AMALGAMATING TAPE | Self-Amalgamating tape, Width 38mm, Roll length 9.0M, Thickness 0.76mm, Black, RoHS Complicance, Item is Silicone, Halogen, Cadmium and Lead Free | AMALGAMATING TAPE
7TCA017990R0023 | TBTA-ZH-51 | Active | 5414363109556 | 24109.3 | 100 | 1 | stuk | Shrink-Kon | BE31450 | LY (Heat Shrink) | stuk | Zelfvulkaniserende Tape 3:1, 51mm Lengte 9 Meter, Zwart | Ruban amalgame | AMALGAMATING TAPE | AMALGAMATING TAPE
7TCA017990R0024 | VMS1 | Active | 5414363109945 | 1853.8 | 100 | 100 | stuk | Shrink-Kon | BE31450 | LY (Heat Shrink) | stuk | Laagspanningskit 1,5mm² - 6mm², Lengte 200mm, lijm, Zwart | Kit basse tension | Low Voltage Inl Joint, Qty 1, Insul Fit Plastics, wire r 1.5-6mm, CrossL Polyole Therm Adh Line Blk Silicone Halogen free | Low Voltage Inl Joint, Qty 1, Insul Fit Plastics, wire r 1.5-6mm, CrossL Polyole Therm Adh Line Blk Silicone Halogen free
7TCA017990R0025 | VMS2 | Active | 5414363109952 | 3762.6 | 100 | 30 | stuk | Shrink-Kon | BE31450 | LY (Heat Shrink) | stuk | Laagspanningskit 2,5mm² - 16mm², Lengte 500mm, lijm, Zwart | Kit basse tension | Low Voltage Inl Joint, Qty 1, Insul Fit Plastics wire r 2.5-16mm, CrossL Polyole Therm Adh Line Blk Silicone Halogen free | Low Voltage Inl Joint, Qty 1, Insul Fit Plastics wire r 2.5-16mm, CrossL Polyole Therm Adh Line Blk Silicone Halogen free
7TCA017990R0026 | VMS3 | Active | 5414363109969 | 5640.23 | 100 | 30 | stuk | Shrink-Kon | BE31450 | LY (Heat Shrink) | stuk | Laagspanningskit 6mm² - 35mm², Lengte 500mm, lijm, Zwart | Kit basse tension | Low Voltage Inl Joint, Qty 1, Insul Fit Plastics, wire r 6-35mm, CrossL Polyole Therm Adh Line Blk Silicone Halogen free | Low Voltage Inl Joint, Qty 1, Insul Fit Plastics, wire r 6-35mm, CrossL Polyole Therm Adh Line Blk Silicone Halogen free
7TCA017990R0027 | VMS6 | Active | 5414363109976 | 5882.37 | 100 | 30 | stuk | Shrink-Kon | BE31450 | LY (Heat Shrink) | stuk | Laagspanningskit 16mm - 50mm, | Kit basse tension | Low Voltage Inl Joint, Qty 1, Insul Fit Plastics, wire r 16-50mm, CrossL Polyole Therm Adh Line Blk Silicone Halogen free | Low Voltage Inl Joint, Qty 1, Insul Fit Plastics, wire r 16-50mm, CrossL Polyole Therm Adh Line Blk Silicone Halogen free
7TCA017990R0028 | VMS7 | Active | 5414363109983 | 8808.41 | 100 | 20 | stuk | Shrink-Kon | BE31450 | LY (Heat Shrink) | stuk | Laagspanningskit 35mm² - 150mm², Lengte 800mm, lijm, Zwart | Kit basse tension | Low Voltage Inl Joint, Qty 1, Insul Fit Plastics, wire r 16-50mm, CrossL Polyole Therm Adh Line Blk Silicone Halogen free | Low Voltage Inl Joint, Qty 1, Insul Fit Plastics, wire r 16-50mm, CrossL Polyole Therm Adh Line Blk Silicone Halogen free
7TCA017990R0029 | VMS8 | Active | 5414363109990 | 9030.41 | 100 | 20 | stuk | Shrink-Kon | BE31450 | LY (Heat Shrink) | stuk | Laagspanningskit 120mm²-240mm², Lengte 800mm, lijm, Zwart, | Kit basse tension | Low Voltage Inl Joint, Qty 1, Insul Fit Plastic wire r 120-240mm, CrossL Polyole Therm Adh Line Blk Silicone Halogen free | Low Voltage Inl Joint, Qty 1, Insul Fit Plastic wire r 120-240mm, CrossL Polyole Therm Adh Line Blk Silicone Halogen free
7TCA017990R0030 | VMS9 | Active | 5414363110002 | 18779.83 | 100 | 15 | stuk | Shrink-Kon | BE31450 | LY (Heat Shrink) | stuk | Laagspanningskit 185mm-300mm, | Kits basse tension | Low Voltage Inl Joint, Qty 1, Insul Fit Plastic wire r 185-300mm, CrossL Polyole Therm Adh Line Blk Silicone Halogen free | Low Voltage Inl Joint, Qty 1, Insul Fit Plastic wire r 185-300mm, CrossL Polyole Therm Adh Line Blk Silicone Halogen free
7TCA131000R0020 | ERG4000KE | Active | 5415022129854 | 21565.27 | 100 | 1 | stuk | Application Tooling | BE31450 | L4 (Tooling) | stuk | ERGO H, TOOL W/INTERCHANGE DIES | PINCE MANU. - COSSE 0. 5-6MM2 | Ergonomic Hand Tool with Interchangeable Dies to Cover a Wide R of Shield Diam in the Hexagonal Range, Shure-Stake Mechanism, Length 265mm | ERGO HAND TOOL W/ INTERCHANGE DIES
7TCA131000R0021 | ERG4002A | Active | 5415022150674 | 29572.74 | 100 | 1 | stuk | Application Tooling | BE31450 | L4 (Tooling) | stuk | Ergo. STA-KON H,Gereedsch. | outil manuel ergonomique | ERGONOMIC STA-KON HANDTOOL | ERGONOMIC HANDTOOL
7TCA131000R0022 | ERG4002E | Active | 5415022150643 | 35494.97 | 100 | 1 | stuk | Application Tooling | BE31450 | L4 (Tooling) | stuk | ERGO FIXED DIE H,TOOL W/3 NESTS | outil manuel matr ergo av 3 moules | Ergonomic Fix Die Hand Tool 3 Die Nests, Non-insul Term Copper Tube Lugs 0.5 to 1.5, 1.5 to 2.5 & 4.0 to 6.0mm2 Shure-Stake, L265mm, Weight 600g | ERGO FIXED DIE HANDTOOL W/ 3 NESTS
7TCA131000R0023 | ERG4016 | Active | 5415022150629 | 38624.17 | 100 | 1 | stuk | Application Tooling | BE31450 | L4 (Tooling) | stuk | ERGO FIXED DIE H,TOOL W/2 NESTS | outil manuel matr fixe ergo av 2 moules | Ergonomic Fix Die Hand Tool 2 Die Nests, Non-insul Term Copper Tube Lugs Copper Tube Lugs, 10.0 to 16.0mm2 Shure-Stake, L265mm, Weight 580g | ERGO FIXED DIE HANDTOOL W/ 2 NESTS
7TCA131000R0024 | ERG4106 | Active | 5415022150650 | 32106.95 | 100 | 1 | stuk | Application Tooling | BE31450 | L4 (Tooling) | stuk | ERGO FIXED DIE H,TOOL W/5 NESTS | ERGONOMIC STA-KON HANDTOOL | Ergonomic Fix Die Hand Tool 5 Die Nests, Non-insul Term Bootlace Ferrules 0.5 to 6mm2 Shure-Stake Mechanism L 265mm, Weight 600g | ERGO FIXED DIE HANDTOOL W/ 5 NESTS
7TCA131000R0025 | ERG4475 | Active | 5415022150636 | 39828.32 | 100 | 1 | stuk | Application Tooling | BE31450 | L4 (Tooling) | stuk | ERGO FIXED DIE H,TOOL W/3 NESTS | ERGONOMIC STA-KON HANDTOOL | Ergonomic Fix Die Hand Tool 3 Die Nests, Non-insul Male Female, Disc (F-Crimps) 0.1 to 0.5, 0.5 to 1.0, 1.0 to 1.5mm2, L 225mm, Weight 610g | ERGO FIXED DIE HANDTOOL W/ 3 NESTS
7TCA131000R0026 | ERG4510 | Active | 5415022150667 | 33923.24 | 100 | 1 | stuk | Application Tooling | BE31450 | L4 (Tooling) | stuk | ERGONOMIC H,TOOL | outil manuel ergonomique | Ergonomic Sta-Kon Crimp Handtool for Insulated Terminals 0.25-0.5 mm squared and 0.5 - 1.0 m squared | ERGONOMIC HANDTOOL
7TCA131000R0027 | ERG4560 | Active | 5415022150612 | 36966.59 | 100 | 1 | stuk | Application Tooling | BE31450 | L4 (Tooling) | stuk | ERGO FIXED DIE H,TOOL W/3 NESTS | ERGONOMIC STA-KON HANDTOOL | Ergonomic Fix Die Hand Tool 3 Die Nests, Non-insul Male Female, Disc (F-Crimps) 0.1 to 1.5, 1.5 to 2.5, 4.0 to 6.0mm2, L 265mm, Weight 610g | ERGO FIXED DIE HANDTOOL W/ 3 NESTS
7TCA131000R0028 | ERG5457D | Active | 5414363131854 | 55738.77 | 100 | 1 | stuk | Application Tooling | BE31450 | L4 (Tooling) | stuk | Zeshoekige Krimptang | HOMAC OVERHEAD CONNECTORS | HEXAGONAL CRIMP TOOL WITH DIE | HEXAGONAL CRIMP TOOL WITH DIE
7TCA131010R0011 | D-0560 | Active | 5414363112846 | 10700.41 | 100 | 1 | stuk | Application Tooling | BE31450 | L4 (Tooling) | stuk | DIE NONINSULATED BL FERRULE | matr pour embout bl non isolé | ERG2000KE Die - Non-Insulated Bootlace Ferrule, Cross Section 0.5-6.0 millimeters squared | DIE FOR NONINSULATED BL FERRULE
7TCA131010R0012 | D-0760DIN | Active | 5414363112853 | 9519.11 | 100 | 1 | stuk | Application Tooling | BE31450 | L4 (Tooling) | stuk | DIE INSULATED TERMINAL | matr pour borne isolée | ERG2000KE Die - Insulated Terminal, Cross Section 0.5-6.0 millimeters squared | DIE FOR INSULATED TERMINAL
7TCA131010R0014 | D-1025 | Active | 5414363112891 | 10700.41 | 100 | 1 | stuk | Application Tooling | BE31450 | L4 (Tooling) | stuk | DIE NONINSULATED BL FERRULE | matr pour embout bl non isolé | ERG2000KE Die - Non-Insulated Bootlace Ferrule, Cross Section 10,16,25 millimeters squared | DIE FOR NONINSULATED BL FERRULE
7TCA131010R0015 | D-1060G | Active | 5414363112907 | 24242.54 | 100 | 1 | stuk | Application Tooling | BE31450 | L4 (Tooling) | stuk | DIE NONINSULATED TERMINAL LUG | matr pour brne serr non isolé | ERG2000KE Die - Non-Insulated Terminal Copper Tube Lug, Cross Section 0.5-6.0 millimeters squared | DIE FOR NONINSULATED TERMINAL LUG
7TCA131010R0019 | D-3550 | Active | 5414363113010 | 12099.1 | 100 | 1 | stuk | Application Tooling | BE31450 | L4 (Tooling) | stuk | DIE NONINSULATED BL FERRULE | matr pour embout bl non isolé | ERG2000KE Die - Non-Insulated Bootlace Ferrule, Cross Section 35,50 millimeters squared | DIE FOR NONINSULATED BL FERRULE
7TCA131010R0021 | D-4010 | Active | 5414363113034 | 10700.41 | 100 | 1 | stuk | Application Tooling | BE31450 | L4 (Tooling) | stuk | DIE NONINSULATED TERMINAL | matr pour borne non isolé | ERG2000KE Die - Non-Insulated Terminal Cross Section 4,6,10 millimeters squared | DIE FOR NONINSULATED TERMINAL
7TCA131030R0008 | WT2124Y | Active | 5414363077770 | 19456.04 | 100 | 1 | stuk | Application Tooling | BE31450 | L4 (Tooling) | stuk | Krimptang geïsoleerde kabelsch. | RATCHET TYPE CRIMP TOOL FOR TERMS | Ratchet Type Crimp Tool for Insulated Non-Insulated Terminals, Wire Size .5 - 135 mm2 red, 1.5 - 2.5mm2 Blue And 4 - 6 mm2 Yellow | RATCHET TYPE CRIMP TOOL FOR TERMS
7TCA131040R0011 | WT475G | Active | 5414363132141 | 11801.63 | 100 | 1 | stuk | Application Tooling | BE31450 | L4 (Tooling) | stuk | Krimptang Shield-Kon® | APPLICATION TOOL | APPLICATION TOOL | APPLICATION TOOL
7TCA131050R0004 | D-411414 | Active | 5414363113096 | 34119.16 | 100 | 1 | stuk | Application Tooling | BE31450 | L4 (Tooling) | stuk | CRIMP DIE ERG2000KE H, TOOL | mat sert pour outil manuel erg2000ke | Crimp Die (Interchangeable) for Shield-Kon ERG2000KE Hand Tool, for GSC261, GSC275, GSC281, GSC287, GSC297 Connectors | CRIMP DIE FOR ERG2000KE HAND TOOL
7TCA131050R0005 | D-415417 | Active | 5414363113102 | 34119.16 | 100 | 1 | stuk | Application Tooling | BE31450 | L4 (Tooling) | stuk | CRIMP DIE ERG2000KE H, TOOL | MATR ERG2000KE GSC312/327/348 | Crimp Die (Interchangeable) for Shield-Kon ERG2000KE Hand Tool, for GSC312, GSC327, GSC348 Connectors | CRIMP DIE FOR ERG2000KE HAND TOOL
7TCA131050R0006 | D-450451 | Active | 5414363113126 | 29768.63 | 100 | 1 | stuk | Application Tooling | BE31450 | L4 (Tooling) | stuk | CRIMP DIE ERG2000KE H, TOOL | MATRICE ERG2000KE - GSC359/375 | Crimp Die (Interchangeable) for Shield-Kon ERG2000KE Hand Tool, for GSC359, GSC375 Connectors | CRIMP DIE FOR ERG2000KE HAND TOOL
7TCA131050R0007 | D-454 | Active | 5414363113133 | 29768.63 | 100 | 1 | stuk | Application Tooling | BE31450 | L4 (Tooling) | stuk | CRIMP DIE ERG2000KE H, TOOL | MATRICE ERG2000KE - GSC415/425 | Crimp Die (Interchangeable) for Shield-Kon ERG2000KE Hand Tool, for GSC425 Connector | CRIMP DIE FOR ERG2000KE HAND TOOL
7TCA131090R0006 | MES-DISPLAY | Active | 5414363131885 | 123432.21 | 100 | 1 | stuk | Application Tooling | BE31450 | L4 (Tooling) | stuk | Stripping Gereedsch.Scherm | ecran pince à dénud | STRIPPING TOOL DISPLAY | STRIPPING TOOL DISPLAY
7TCA131090R0008 | MULTISTRIP400 | Active | 5414363115069 | 5380.23 | 100 | 1 | stuk | Application Tooling | BE31450 | L4 (Tooling) | stuk | MUTLI fnctNAL STRIPPER N0 400 | PINCE A DENUDER-CABLE 0.5-6MM2 | Multi-Strip 400 Cable Type Round Cable Solid Flexible Conductors, Stripper Cables Diam 8-13mm, 0.5 0.75. 1.5. 2.5. 4.0. 6.0 mm2, Integrated side cutters. | MUTLI FUNCTIONNAL STRIPPER N0 400
7TCA131090R0011 | SUPERSTRIP5 | Active | 5414363115915 | 4251.84 | 100 | 1 | stuk | Application Tooling | BE31450 | L4 (Tooling) | stuk | WIRE STRIPPER 0.2-6.0MM2 24-10AWG | PINCE MANU. A DENUDER | Ergonomic Fully Insul Automatic Wire Cross Section 0.2 To 6.0 mm2 (24-10AWG) Special Scanning System, Autom Adjust Automatically Adjusts Diam Wire | WIRE STRIPPER 0.2-6.0MM2, 24-10AWG
7TCA131130R0000 | ERG740 | Active | 5414363077312 | 66109.06 | 100 | 1 | stuk | Application Tooling | BE31450 | L4 (Tooling) | stuk | Shield-Kon® krimptang voor RSK Connectoren | PINCE MANU.A MATRI.INTERCH.RSK | Crimps Shield-Kon One-Piece RSK Connectors | Crimps Shield-Kon One-Piece RSK Connectors
7TCA131130R0001 | RSK-LEHRE | Active | 5414363115809 | 1550.28 | 100 | 1 | stuk | Application Tooling | BE31450 | L4 (Tooling) | stuk | Shield-Kon®Mal bepalen van RSK | SHIELD-KON SELECTION GAUGE | One Piece Shield-Kon Selection Gauge, to Help Quickly Select the Appropriate Connector and Die for a Cable | ONE PIECE SELECTION GUAGE
7TCA131140R0005 | CT2-TB | Active | 5414363098652 | 33437.62 | 100 | 1 | stuk | Application Tooling | BE31450 | L4 (Tooling) | stuk | Aanspannen van RVS s | outil manuel tension att câbles | Hand Tool for Releasable and Ladder Type Stainless Steel Cable Ties Tensioning Tool Tensions the Ties to Their Optimum Holding Power With a Simple Squeeze | HAND TOOL FOR TENSIONING CABLE TIES
7TCA131140R0006 | CT3-MG39 | Active | 5414363502210 | 3794.25 | 100 | 1 | stuk | Application Tooling | BE31450 | L4 (Tooling) | stuk | Reserve Bekgreep Gereedsch.Ct3 | mors de rechange pour outil ct3 | SPARE JAW GRIPPER FOR TOOL CT3 | SPARE JAW GRIPPER FOR TOOL CT3
7TCA131140R0007 | CT4-TB | Active | 5414363098669 | 154403.52 | 100 | 1 | stuk | Application Tooling | BE31450 | L4 (Tooling) | stuk | Spanner Gereedsch.h,matige Afsnijding | outil tension type bantam pour att | Tensioning Tool (Bantam Type), with Manual Cutting | BANTAM TYPE TENSION TOOL FOR TIES
7TCA131140R0009 | CT7 | Active | 5414363495826 | 42659.43 | 100 | 1 | stuk | Application Tooling | BE31450 | L4 (Tooling) | stuk | Aanspannen,Afsnijder RVS | APPLICATION TOOLING TY-MET TOOL FOR WIDE YLS TIES | Tensioning and Cutting Ratchet Tool for Coated and Uncoated Stainless Steel Ties | TY-MET TOOL FOR WIDE YLS TIES
7TCA131140R0010 | CT8 | Active | 5414363495833 | 45145.61 | 100 | 1 | stuk | Application Tooling | BE31450 | L4 (Tooling) | stuk | Aanspannen,Afsnijder haspel B, | outil ty-met pour bandes ybr sur bobine | Tensioning and Cutting Ratchet Tool for Bands on Reel | TY-MET TOOL FOR YBR BANDS ON REEL
7TCA131140R0013 | ERG120-HEAD | Active | 5414363441755 | 20106.33 | 100 | 1 | stuk | Application Tooling | BE31450 | L4 (Tooling) | stuk | Aparte Kop voor ERG120 Ergonomische Handgereedschap voor nylon kabelbinder 50-120 Pounds | SEPARATE HEAD FOR ERG120 | Separate Head For ERG120 Ergonomic Hand Tool for Nylon Cable Ties 50-120 Pounds | Separate Head For ERG120 Ergonomic Hand Tool for Nylon Cable Ties 50-120 Pounds
7TCA131140R0014 | ERG120B | Active | 5414363202455 | 3270.54 | 100 | 2 | stuk | Application Tooling | BE31450 | L4 (Tooling) | stuk | Reserveonderdeel ERG120 | LAME DE RECHANGE - ERG120 | Spare Blade For ERG120 Cable Tie Tool | SPARE BLADE FOR ERG120 TOOL
7TCA131140R0017 | ERG50B | Active | 5414363202448 | 2972.13 | 100 | 2 | stuk | Application Tooling | BE31450 | L4 (Tooling) | stuk | Reserveonderdeel ERG50 | LAME DE RECHANGE - ERG50 | Spare Blade For ERG50 Cable Tie Tool | SPARE BLADE FOR ERG50 TOOL
7TCA131140R0020 | GR121 | Active | 5414363103776 | 19724.24 | 100 | 1 | stuk | Application Tooling | BE31450 | L4 (Tooling) | stuk | Heteluchtblazer met Eurostekker, 1400W | pistolet chaleur, non numériuqe 230v | Heat Shrink tubing Hot Air Tool, European Plug and WT993GR Reflector Nozzle, 230V, No Digital | Heat Shrink tubing Hot Air Tool, European Plug and WT993GR Reflector Nozzle, 230V, No Digital
7TCA131140R0021 | GR321 | Active | 5414363103783 | 24636.94 | 100 | 1 | stuk | Application Tooling | BE31450 | L4 (Tooling) | stuk | HeteluchtblazerUK stekker 1400W | pistolet chaleur non num. 230v | Heat Shrink tubing Hot Air Tool, European Plug and WT993GR Reflector Nozzle, 230V, Without Digital | HEAT-GUN WITHOUT DIG 230V
7TCA131140R0022 | L-500-EU | Active | 5414363027867 | 4519.49 | 100 | 1 | stuk | Application Tooling | BE31450 | L4 (Tooling) | stuk | INSTALL TOOL TIE WIDTH 4.7-13.3MM | outil install mat larg 4,7-13,3mm | Hand Intallation Tool for Plastic Cable Ties - Tie Width 4.7 - 13.3 mm, Tensioning and Automatic Cutting | INSTALL TOOL TIE WIDTH 4.7-13.3MM
7TCA131140R0026 | SK-1400GTG | Active | 5414363109327 | 55957.15 | 100 | 1 | stuk | Application Tooling | BE31450 | L4 (Tooling) | stuk | Krimpkous kofferset 1,6mm t/m 24,4mm Met heteluchtblazer | boîtier assort thermorétr | Assortment Box with Heat Shrink Tubing Sections, Adhesive: No, Tool: Yes, PLG Heay Shrink Tubes, Shrink Ratio 2:1, Nom Diam 1.6-24.4mm, Single-Walled, GR121 | Assortment Box with Heat Shrink Tubing Sections, Adhesive: No, Tool: Yes, PLG Heay Shrink Tubes, Shrink Ratio 2:1, Nom Diam 1.6-24.4mm, Single-Walled, GR121
7TCA131140R0027 | SK-1400GTG-UK | Active | 5414363200253 | 54274.49 | 100 | 1 | stuk | Application Tooling | BE31450 | L4 (Tooling) | stuk | Krimpkous kofferset 1 6mm t/m 24 4mm | boîtier assort thermorétr assortment box | Assortment Box with Heat Shrink Tubing Sections, Adhesive: No, Tool: Yes, PLG Heay Shrink Tubes, Shrink Ratio 2:1, Nom Diam 1.6-24.4mm, Thin-Walled, GR121 | HEAT SHRINK ASSORTMENT BOX
7TCA131140R0028 | WT-HSG | Active | 5414363135050 | 47762.61 | 100 | 1 | stuk | Application Tooling | BE31450 | L4 (Tooling) | stuk | Gevlochten Voering Hete Draad Gereedsch. | outil matr chaud pour manchon tress | Braided Sleeving Hot Wire Tool | HOTWIRE TOOL FOR BRAIDED SLEEVING
7TCA131140R0030 | WT992GR | Active | 5414363110019 | 2154.75 | 100 | 1 | stuk | Application Tooling | BE31450 | L4 (Tooling) | stuk | Mondstuk met brede gleuf | buse fente large pour outil air chaud | Heat Shrink Tubing Hot Air Tool, Wide Slot Nozzle | Heat Shrink Tubing Hot Air Tool, Wide Slot Nozzle
7TCA131140R0032 | WT994GR | Active | 5414363110033 | 2210.04 | 100 | 1 | stuk | Application Tooling | BE31450 | L4 (Tooling) | stuk | Mondstuk met reduceeropening | buse 20mm pour outil air chaud | Heat Shrink Tubing Hot Air Tool, 20mm Reduction Nozzle | Heat Shrink Tubing Hot Air Tool, 20mm Reduction Nozzle
7TCA131140R0033 | WT995GR | Active | 5414363110040 | 2455.1 | 100 | 1 | stuk | Application Tooling | BE31450 | L4 (Tooling) | stuk | Mondstuklasopening | buse soudage pour outil air chaud | Heat Shrink Tubing Hot Air Tool, Welding Nozzle | WELDING NOZZLE FOR HOT AIR TOOL
7TCA131140R0034 | WT996GR | Active | 5414363110057 | 3458.09 | 100 | 1 | stuk | Application Tooling | BE31450 | L4 (Tooling) | stuk | Mondstuk met overlappingslasopening | Buse soudage chevauch pour outil air chaud | Heat Shrink Tubing Hot Air Tool, Overlap Welding Nozzle | Heat Shrink Tubing Hot Air Tool, Overlap Welding Nozzle
7TCA131140R0035 | WT999GR | Active | 5414363110064 | 2210.04 | 100 | 1 | stuk | Application Tooling | BE31450 | L4 (Tooling) | stuk | Mondstuk met glasbescherming | buse protect verre pour outil air chaud | Heat Shrink Tubing Hot Air Tool, Glass Protection Nozzle | Heat Shrink Tubing Hot Air Tool, Glass Protection Nozzle
7TCA131140R0038 | TYRAP PROF KIT | Active | 5415022369274 | 45511.5 | 100 | 1 | stuk | Application Tooling | BE31450 | L4 (Tooling) | stuk | PROFESSIONAL TY-RAP KIT | PROFESSIONAL TY-RAP KIT | PROFESSIONAL TY-RAP KIT | PROFESSIONAL TY-RAP KIT
7TCA131310R0026 | D-101A | Active | 5414363112877 | 53513.47 | 100 | 1 | stuk | Application Tooling | BE31450 | L4 (Tooling) | stuk | DIE ERG740RSK101 RED 1.27-1.79 | MATRICE MET. RSK101 | Die (Metal) for Shield-Kon ERG740 Manual Crimp Tool for RSK101 Connectors, 1.27 - 1.79mm, Red | DIE FOR ERG740,RSK101 RED 1.27-1.79
7TCA131310R0027 | D-101B | Active | 5414363112884 | 53513.47 | 100 | 1 | stuk | Application Tooling | BE31450 | L4 (Tooling) | stuk | DIE ERG740RSK101 RED 1.8-2.28 | MATRICE MET. RSK101 | Die (Metal) for Shield-Kon ERG740 Manual Crimp Tool for RSK101 Connectors, 1.8 - 2.28mm, Red | DIE FOR ERG740,RSK101 RED 1.8-2.28
7TCA131310R0028 | D-201C | Active | 5414363112938 | 53513.47 | 100 | 1 | stuk | Application Tooling | BE31450 | L4 (Tooling) | stuk | DIE ERG740RSK201 BLU 2.29-2.55 | MATRICE MET. RSK201 | Die (Metal) for Shield-Kon ERG740 Manual Crimp Tool for RSK201 Connectors, 2.29 - 2.55mm, Blue | DIE FOR ERG740,RSK201 BLU 2.29-2.55
7TCA131310R0029 | D-201D | Active | 5414363112945 | 53513.47 | 100 | 1 | stuk | Application Tooling | BE31450 | L4 (Tooling) | stuk | DIE ERG740RSK201 BLU 2.56-3.0 | MATRICE MET. RSK201 | Die (Metal) for Shield-Kon ERG740 Manual Crimp Tool for RSK201 Connectors, 2.56 - 3.0mm, Blue | DIE FOR ERG740,RSK201 BLU 2.56-3.0
7TCA131310R0030 | D-201E | Active | 5414363112952 | 53513.47 | 100 | 1 | stuk | Application Tooling | BE31450 | L4 (Tooling) | stuk | DIE ERG740RSK201 BLU 3.01-3.34 | MATRICE MET.RSK201 3.01-3.34MM | Die (Metal) for Shield-Kon ERG740 Manual Crimp Tool for RSK201 Connectors, 3.01 - 3.34mm, Blue | DIE FOR ERG740,RSK201 BLU 3.01-3.34
7TCA131310R0031 | D-201F | Active | 5414363112969 | 53513.47 | 100 | 1 | stuk | Application Tooling | BE31450 | L4 (Tooling) | stuk | DIE ERG740RSK201 BLU 3.35-3.65 | MATRICE MET.RSK201 3.35-3.65MM | Die (Metal) for Shield-Kon ERG740 Manual Crimp Tool for RSK201 Connectors, 3.35 - 3.65mm, Blue | DIE FOR ERG740,RSK201 BLU 3.35-3.65
7TCA131310R0032 | D-301G | Active | 5414363112983 | 53513.47 | 100 | 1 | stuk | Application Tooling | BE31450 | L4 (Tooling) | stuk | DIE ERG740RSK301 YEL 3.66-4.13 | MATRICE MET. RSK301 | Die (Metal) for Shield-Kon ERG740 Manual Crimp Tool for RSK301 Connectors, 3.66 - 4.13mm, Yellow | DIE FOR ERG740,RSK301 YEL 3.66-4.13
7TCA131310R0033 | D-301H | Active | 5414363112990 | 53513.47 | 100 | 1 | stuk | Application Tooling | BE31450 | L4 (Tooling) | stuk | DIE ERG740RSK301 YEL 4.14-4.71 | MATRICE MET.RSK301 4.14-4.71MM | Die (Metal) for Shield-Kon ERG740 Manual Crimp Tool for RSK301 Connectors, 4.14 - 4.71mm, Yellow | DIE FOR ERG740,RSK301 YEL 4.14-4.71
7TCA131310R0034 | D-301J | Active | 5414363113003 | 53513.47 | 100 | 1 | stuk | Application Tooling | BE31450 | L4 (Tooling) | stuk | DIE ERG740RSK301 YEL 4.72-5.12 | MATRICE MET.RSK301 4.72-5.12MM | Die (Metal) for Shield-Kon ERG740 Manual Crimp Tool for RSK301 Connectors, 4.72 - 5.12mm, Yellow | DIE FOR ERG740,RSK301 YEL 4.72-5.12
7TCA131310R0035 | D-401K | Active | 5414363113041 | 53513.47 | 100 | 1 | stuk | Application Tooling | BE31450 | L4 (Tooling) | stuk | DIE ERG740RSK401 GRN 5.13-5.86 | MATRICE MET. RSK401 | Die (Metal) for Shield-Kon ERG740 Manual Crimp Tool for RSK401 Connectors, 5.13 - 5.86mm, Green | DIE FOR ERG740,RSK401 GRN 5.13-5.86
7TCA131310R0036 | D-401L | Active | 5414363113058 | 53513.47 | 100 | 1 | stuk | Application Tooling | BE31450 | L4 (Tooling) | stuk | DIE ERG740RSK401 GRN 5.87-6.36 | MATRICE MET.RSK401 5.87-6.36MM | Die (Metal) for Shield-Kon ERG740 Manual Crimp Tool for RSK401 Connectors, 5.87 - 6.36mm, Green | DIE FOR ERG740,RSK401 GRN 5.87-6.36
7TCA131310R0037 | D-401M | Active | 5414363113065 | 47600.3 | 100 | 1 | stuk | Application Tooling | BE31450 | L4 (Tooling) | stuk | Matrijs voor Shield-Kon® RSK 103 connect Connect (Groen), afschermingsdiameter 6,37 - 7,00mm, voor tang ERG740 | MATRICE MET. RSK401 6. 37-7MM | Die (Metal) for Shield-Kon ERG740 Manual Crimp Tool for RSK401 Connectors, 6.37 - 7.0mm, Green | Die (Metal) for Shield-Kon ERG740 Manual Crimp Tool for RSK401 Connectors, 6.37 - 7.0mm, Green
7TCA131310R0038 | D-401N | Active | 5414363113072 | 47600.3 | 100 | 1 | stuk | Application Tooling | BE31450 | L4 (Tooling) | stuk | Matrijs voor Shield-Kon® RSK 103 connect Connect (Groen), afschermingsdiameter 7,01 - 7,62mm, voor tang ERG740 | MATRICE MET.RSK401 7.01-7.62MM | Die (Metal) for Shield-Kon ERG740 Manual Crimp Tool for RSK401 Connectors, 7.01 - 7.62mm, Green | Die (Metal) for Shield-Kon ERG740 Manual Crimp Tool for RSK401 Connectors, 7.01 - 7.62mm, Green
7TCA131440R0113 | 6TON08M | Active | 5415022206845 | 84591.56 | 100 | 1 | stuk | Color-Keyed | BE31450 | L4 (Tooling) | stuk | 6 Ton Roestvrijstaal, Metrisch handvat, Afmeting .226-.242, Kleur Paars, code 8 10mm2 | matr 6 ton 10 mm2 code viol 8 | 6Ton die 10sqmm Code purple 8 | 6Ton die 10sqmm Code purple 8
7TCA131440R0114 | 6TON09M | Active | 5415022206869 | 84591.56 | 100 | 1 | stuk | Color-Keyed | BE31450 | L4 (Tooling) | stuk | 6 Ton Roestvrijstaal, Metrisch handvat, Afmeting .264-.280, Kleur Geel, code 9 35mm2 | matr 6 ton 16 mm2 code jaune 9 | 6Ton die 16sqmm Code yellow 9 | 6Ton die 16sqmm Code yellow 9
7TCA131440R0115 | 6TON11M | Active | 5415022206876 | 77512.87 | 100 | 1 | stuk | Application Tooling | BE31450 | L4 (Tooling) | stuk | 6TON DIE 25MM2 CODE wit 11 | matr 6 ton 25 mm2 code blanc 11 | 6Ton die 25sqmm Code white 11 | 6TON DIE 25 MM2 CODE WHITE 11
7TCA131440R0116 | 6TON13M | Active | 5415022206883 | 84591.56 | 100 | 1 | stuk | Color-Keyed | BE31450 | L4 (Tooling) | stuk | 6 Ton Roestvrijstaal, Metrisch handvat, Afmeting .374-.390, Kleur Rood, code 13 70mm2 | matr 6 ton 35 mm2 code rge 13 | 6Ton die 35sqmm Code red 13 | 6Ton die 35sqmm Code red 13
7TCA131440R0117 | 6TON145M | Active | 5415022206890 | 77512.87 | 100 | 1 | stuk | Application Tooling | BE31450 | L4 (Tooling) | stuk | 6TON DIE 50MM2 CODE 14.5 BLU | matr 6 ton 50 mm2 code ble 14,5 | 6Ton die 50sqmm Code blue 14.5 | 6TON DIE 50 MM2 CODE 14.5 BLU
7TCA131440R0118 | 6TON17M | Active | 5415022206906 | 84591.56 | 100 | 1 | stuk | Color-Keyed | BE31450 | L4 (Tooling) | stuk | 6 Ton Roestvrijstaal, Metrisch handvat, Afmeting .502-.518, Kleur Bruin, code 17 120mm2 | matr 6 ton 70 mm2 code mar 17 | 6Ton die 70sqmm Code brown 17 | 6Ton die 70sqmm Code brown 17
7TCA131440R0119 | 6TON20M | Active | 5415022206913 | 84591.56 | 100 | 1 | stuk | Color-Keyed | BE31450 | L4 (Tooling) | stuk | 6 Ton Roestvrijstaal, Metrisch handvat, Afmeting .608-.624, Kleur Groen, code 22 150mm2 | matr 6 ton 95 mm2 code vert 20 | 6Ton die 95sqmm Code green 20 | 6Ton die 95sqmm Code green 20
7TCA131440R0120 | 6TON22M | Active | 5415022206920 | 84591.56 | 100 | 1 | stuk | Color-Keyed | BE31450 | L4 (Tooling) | stuk | 6 Ton Roestvrijstaal, Metrisch handvat, Afmeting .608-.624, Kleur Roze, code 22 185mm2 | matr 6 ton 120 mm2 code ros 22 | 6Ton die 120sqmm Code pink 22 | 6Ton die 120sqmm Code pink 22
7TCA131440R0121 | 6TON25M | Active | 5415022206937 | 84591.56 | 100 | 1 | stuk | Color-Keyed | BE31450 | L4 (Tooling) | stuk | 6 Ton Roestvrijstaal, Metrisch handvat, Afmeting .608-.624, Kleur Zwart, code 25 Geen indenter pinnen | matr 6 ton 150 mm2 code noir 25 | 6Ton die 150sqmm Code black 25 | 6Ton die 150sqmm Code black 25
7TCA131440R0122 | 6TON27M | Active | 5415022206944 | 84591.56 | 100 | 1 | stuk | Color-Keyed | BE31450 | L4 (Tooling) | stuk | 6 Ton Roestvrijstaal, Metrisch handvat, Afmeting .768-.784, Kleur Oranje code 27 50mm2 | matr 6 ton 185 mm2 code org 27 | 6Ton die 185sqmm Code orange 27 | 6Ton die 185sqmm Code orange 27
7TCA131440R0123 | 6TON30M | Active | 5415022206951 | 84591.56 | 100 | 1 | stuk | Color-Keyed | BE31450 | L4 (Tooling) | stuk | 6 Ton Roestvrijstaal, Metrisch handvat, Afmeting .880-.896, Kleur Paars, code 30 240mm2 | matr 6 ton 240 mm2 code viol 30 | 6Ton die 240sqmm Code purple 30 | 6Ton die 240sqmm Code purple 30
7TCA131440R0124 | 6TON06M | Active | 5415022271256 | 77512.87 | 100 | 1 | stuk | Application Tooling | BE31450 | L4 (Tooling) | stuk | 6TON DIE 6MM2 CODE O 6 | matr 6 ton 6 mm2 code org 6 | 6TON DIE 6SQMM CODE ORANGE 6 | 6TON DIE 6 MM2 CODE ORANGE 6
7TCA131440R0125 | 6TON07M | Active | 5415022352368 | 30405.96 | 100 | 1 | stuk | Color-Keyed | BE31450 | L4 (Tooling) | stuk | Imbus kleur code 7 voor CK240 | mat hex pour ck240 htc code 7 | Hex Die, Code 7 for Item CK240 | Hex Die, Code 7 for Item CK240
7TCA131440R0126 | 6TON075M | Active | 5415022352375 | 30405.96 | 100 | 1 | stuk | Color-Keyed | BE31450 | L4 (Tooling) | stuk | Imbus kleur code 7.5 voor CK240 | mat hex pour ck240 htc code 7,5 | Hex Die, Code 7.5 for Item CK240 | Hex Die, Code 7.5 for Item CK240
7TCA131440R0127 | 6TON085M | Active | 5415022352382 | 30405.96 | 100 | 1 | stuk | Color-Keyed | BE31450 | L4 (Tooling) | stuk | Imbus kleur code 8.5 voor CK240 | mat hex pour ck240 htc code 8,5 | Hex Die, Code 8.5 for Item CK240 | Hex Die, Code 8.5 for Item CK240
7TCA131440R0128 | 6TON12M | Active | 5415022352399 | 30405.96 | 100 | 1 | stuk | Blackburn | BE31450 | L4 (Tooling) | stuk | Imbus kleur code 12 voor CK240 | mat hex pour ck240 htc code 12 | Hex Die, Code 12 for Item CK240 | Hex Die, Code 12 for Item CK240
7TCA131440R0129 | 6TON15M | Active | 5415022352405 | 30405.96 | 100 | 1 | stuk | Blackburn | BE31450 | L4 (Tooling) | stuk | Imbus kleur code 15 voor CK240 | mat hex pour ck240 htc code 15 | Hex Die, Code 15 for Item CK240 | Hex Die, Code 15 for Item CK240
7TCA131440R0130 | 6TON18M | Active | 5415022352412 | 30405.96 | 100 | 1 | stuk | Blackburn | BE31450 | L4 (Tooling) | stuk | Imbus kleur code 18 voor CK240 | mat hex pour ck240 htc code 18 | Hex Die, Code 18 for Item CK240 | Hex Die, Code 18 for Item CK240
7TCA131440R0131 | 6TON21M | Active | 5415022352429 | 30405.96 | 100 | 1 | stuk | Blackburn | BE31450 | L4 (Tooling) | stuk | Imbus kleur code 21 voor CK240 | mat hex pour ck240 htc code 21 | Hex Die, Code 21 for Item CK240 | Hex Die, Code 21 for Item CK240
7TCA131440R0132 | 6TON23M | Active | 5415022352436 | 20675.73 | 100 | 1 | stuk | Application Tooling | BE31450 | L4 (Tooling) | stuk | Imbus kleur code 23 CK240 | mat hex pour ck240 htc code 23 | Hex Die, Code 23 for Item CK240 | HEX DIE FOR CK240 HTC CODE 23
7TCA131470R0002 | CABSTRIP13 | Active | 5414363077251 | 2794.51 | 100 | 1 | stuk | Application Tooling | BE31450 | L4 (Tooling) | stuk | Kabelstripper Kabeldikte 8-13mm | PINCE. A DENUD. CABLE D8-13MM | Compact Cable Stripper, for 8 - 13 mm Round Cables | COMPACT CABLE STRIPPER SIZES 8-13MM
7TCA131470R0004 | CABSTRIP4-16 | Active | 5414363112792 | 1989.36 | 100 | 1 | stuk | Application Tooling | BE31450 | L4 (Tooling) | stuk | COMPACT CABLE STRIPPER SIZES 4-16MM | pince dénud cbl compact tail 4-16mm | Compact Cable Stripper, for 4 - 16 mm Round Cables | COMPACT CABLE STRIPPER SIZES 4-16MM
7TCA131470R0006 | CABSTRIP4-28H | Active | 5414363112808 | 2325.99 | 100 | 1 | stuk | Application Tooling | BE31450 | L4 (Tooling) | stuk | COMPACT CABLE STRIPPER SIZES 4-28M | PINCE A DENUDER D4-28MM | Compact Cable Stripper, for 4 - 28 mm Round Cables | COMPACT CABLE STRIPPER SIZES 4-28M
7TCA131470R0007 | CABSTRIP8-27 | Active | 5414363112815 | 1989.36 | 100 | 1 | stuk | Application Tooling | BE31450 | L4 (Tooling) | stuk | COMPACT CABLE STRIPPER SIZES 8-27M | CABLE STRIPPER NO 8-27 | Compact Cable Stripper, for 8 - 27 mm Round Cables | COMPACT CABLE STRIPPER SIZES 8-27M
7TCA131470R0009 | COAXSTRIP2 | Active | 5414363112822 | 2800.26 | 100 | 1 | stuk | Application Tooling | BE31450 | L4 (Tooling) | stuk | STRIPPER COAX,FLEX CABLE | PINCE MAN A DENUD COAX | Stripper for Coaxial Cables and Flexible Cable, For Coaxial 4.8 to 7.5 mm Diam Flexible 3x0.75 mm2, 10mm2 and 16mm2 | STRIPPER FOR COAX AND FLEX CABLE
7TCA131470R0011 | COAXSTRIP3 | Active | 5414363112839 | 3885.72 | 100 | 1 | stuk | Application Tooling | BE31450 | L4 (Tooling) | stuk | ERGO STRIPPER COAX FLEX CABLE | pince dénud ergo pour coax, câble flex | Egronomic Handle Stripper for Coaxial Cables and Flexible Cable. For Coaxial 4.8 to 7.5 mm Diameter. Flexible 3x0.75 mm2, 10mm2 and 16mm2 | ERGO STRIPPER FOR COAX, FLEX CABLE
7TCA131470R0013 | DUOCRIMP300 | Active | 5414363113157 | 10943.55 | 100 | 1 | stuk | Application Tooling | BE31450 | L4 (Tooling) | stuk | DUAL CRIMPER,STRIPPER | DUAL CRIMPER AND STRIPPER | Duo-Crimp 300 Stripping Capacity AWG 1 0AWG Stripping Capacity 6 mm2, Round Cable Use Crimping R offer: 0.5-2.5 mm2 (20-13AWG) & 4-6mm2 (12-10AWG) | DUAL CRIMPER AND STRIPPER
7TCA131470R0015 | DUOSTRIP150 | Active | 5414363113164 | 3636.9 | 100 | 1 | stuk | Application Tooling | BE31450 | L4 (Tooling) | stuk | MINI DUAL CRIMPER,STRIPPER | MINI-DUO STRIPPER NO150 | Duo-Strip 150 Stripper Cable Cross Sections of: 0.5 - 6.0mm2, Cable Cross- Section (AWG): 20-10, Integrated Side Cutters Accessible to 6-4mm (10-12 AWG) | MINI DUAL CRIMPER AND STRIPPER
7TCA131470R0017 | DUOSTRIP200 | Active | 5414363113171 | 7448.25 | 100 | 1 | stuk | Application Tooling | BE31450 | L4 (Tooling) | stuk | DUAL CRIMPER,STRIPPER | pince double à sert et dénud | Duo-Strip 200 Cable Type Round Cables Solid, Flexible Conductors, Stripper Cables Diameter 4-28mm, 0.5=6.0mm (20-10 AWG) | DUAL CRIMPER AND STRIPPER
7TCA131530R0012 | POWER-230 | Active | 5415022352344 | 84110.72 | 100 | 1 | stuk | Blackburn | BE31450 | L4 (Tooling) | stuk | Voedingseenheid voor 220 tot 240 Volt | alim électric 5m pour 220-240 v | Power Supply Unit for 220 to 240 Volts | Power Supply Unit for 220 to 240 Volts
7TCA131530R0013 | HYDT-3 | Active | 5415022352351 | 103402.19 | 100 | 1 | stuk | Blackburn | BE31450 | L4 (Tooling) | stuk | Hydraulische Slang 3 M | flexible hydraulique 3 m | 3 Meter Hydraulic Hose | 3 Meter Hydraulic Hose
7TCA131810R0001 | L300-FR | Active | 5414363098676 | 2180.7 | 100 | 1 | stuk | Application Tooling | BE31450 | L4 (Tooling) | stuk | instal.TOOL FROM 7.6 TO 9MM | OUTIL INSTAL COL 7. 6 A 9 MM | Heavy Duty Hand Tool for Nylon Cable Ties 120-175 lbs. - .301-.345 Cable Tie Width | INSTALLATION TOOL FROM 7.6 TO 9MM
7TCA131820R0000 | DC-125TB | Active | 5415022228199 | 273049.93 | 100 | 1 | stuk | Application Tooling | BE31450 | L4 (Tooling) | stuk | Draad buisMontuur afsnijder | cutter cond mont banc | Wiring Duct Bench Mount Cutter | BENCH MOUNTED DUCT CUTTER
7TCA131880R0018 | 15508M | Active | 5415022206562 | 89291.06 | 100 | 1 | stuk | Color-Keyed | BE31450 | L4 (Tooling) | stuk | 14 Ton Roestvrij Stalen ijking, Afmeting .226-.242, Paars, Kleurcode 8, 10mm2 | matr 14 ton inox 10 mm2 code 8 viol | 12/14 TON DIE 10SQMM CODE PURPLE 8 | 12/14 TON DIE 10SQMM CODE PURPLE 8
7TCA131880R0019 | 15509M | Active | 5415022206579 | 89291.06 | 100 | 1 | stuk | Color-Keyed | BE31450 | L4 (Tooling) | stuk | 14 Ton Roestvrij Stalen ijking, 264-.280, Geel, 9 - 16mm2 | matr 14 ton inox 16 mm2 code jau 9 | 12/14 Ton die 16sqmm Code yellow 9 | 12/14 Ton die 16sqmm Code yellow 9
7TCA131880R0020 | 15511M | Active | 5415022206586 | 89291.06 | 100 | 1 | stuk | Color-Keyed | BE31450 | L4 (Tooling) | stuk | 14 Ton Roestvrij Stalen ijking, Afmeting .322-.338, Wit, Kleurcode 11, 25mm2 | matr 14 ton inox 25 mm2 code 11 blc | 12/14 Ton die 25sqmm Code white 11 | 12/14 Ton die 25sqmm Code white 11
7TCA131880R0021 | 15513M | Active | 5415022206593 | 89291.06 | 100 | 1 | stuk | Color-Keyed | BE31450 | L4 (Tooling) | stuk | 14 Ton Roestvrij Stalen ijking, Afmeting .374-.390, Rood, Kleurcode 13, 35mm2 | matr 14 ton inox 35 mm2 code 13 rge | 12/14 Ton die 35sqmm Code red 13 | 12/14 Ton die 35sqmm Code red 13
7TCA131880R0022 | 155145M | Active | 5415022206609 | 81817.62 | 100 | 1 | stuk | Application Tooling | BE31450 | L4 (Tooling) | stuk | 14 TON SS DIE 50MM2 DIE CODE14.5BL | matr 14 ton inox 50 mm2 code noir 14,5 | 12/14 Ton die 50sqmm Code blue 14.5 | 14 TON SS DIE 50 MM2 DIE CODE14.5BL
7TCA131880R0023 | 15517M | Active | 5415022206616 | 89291.06 | 100 | 1 | stuk | Color-Keyed | BE31450 | L4 (Tooling) | stuk | 14 Ton Roestvrij Stalen ijking, Afmeting .502-.518, Bruin, Kleurcode 17, 70mm2 | matr 14 ton inox 70 mm2 code mar 17 | 12/14 Ton die 70sqmm Code brown 17 | 12/14 Ton die 70sqmm Code brown 17
7TCA131880R0024 | 15520M | Active | 5415022206623 | 89291.06 | 100 | 1 | stuk | Color-Keyed | BE31450 | L4 (Tooling) | stuk | 14 Ton Roestvrij Stalen ijking, Afmeting .608-.624, Groen, Kleurcode 20, 95mm2 | matr 14 ton inox 95 mm2 code vert 20 | 12/14 Ton die 95sqmm Code green 20 | 12/14 Ton die 95sqmm Code green 20
7TCA131880R0025 | 15522M | Active | 5415022206630 | 89291.06 | 100 | 1 | stuk | Color-Keyed | BE31450 | L4 (Tooling) | stuk | 14 Ton Roestvrij Stalen ijking, Afmeting .608-.624, Roze, Kleurcode 22, 120mm2 | matr 14 ton inox 120 mm2 code ros 22 | 12/14 Ton die 120sqmm Code pink 22 | 12/14 Ton die 120sqmm Code pink 22
7TCA131880R0026 | 15525M | Active | 5415022206647 | 89291.06 | 100 | 1 | stuk | Color-Keyed | BE31450 | L4 (Tooling) | stuk | 14 Ton Roestvrij Stalen ijking, Afmeting .768-.784, Zwart, Kleurcode 25, 150mm2 | matr 14 ton inox 150 mm2 code noir 25 | 12/14 Ton die 150sqmm Code black 25 | 12/14 Ton die 150sqmm Code black 25
7TCA131880R0027 | 15527M | Active | 5415022206654 | 89291.06 | 100 | 1 | stuk | Color-Keyed | BE31450 | L4 (Tooling) | stuk | 14 Ton Roestvrij Stalen ijking, Afmeting .782-.798, Oranje, code 27, 185mm2 | matr 14 ton inox 185 mm2 code noir 27 | 12/14 Ton die 185sqmm Code ORN 27 | 12/14 Ton die 185sqmm Code ORN 27
7TCA131880R0028 | 15530M | Active | 5415022206661 | 89291.06 | 100 | 1 | stuk | Color-Keyed | BE31450 | L4 (Tooling) | stuk | 14 Ton Roestvrij Stalen ijking, Afmeting .880-.896, Paars, Kleurcode 30, 240mm2 | matr 14 ton inox 240 mm2 code vio 30 | 12/14 Ton die 240sqmm Code PPL 30 | 12/14 Ton die 240sqmm Code PPL 30
7TCA131880R0029 | 15532M | Active | 5415022206678 | 89291.06 | 100 | 1 | stuk | Color-Keyed | BE31450 | L4 (Tooling) | stuk | 14 Ton Roestvrij Stalen ijking, Afmeting .938-.946, Geel, Kleurcode 32, 300mm2 | matr 14 ton inox 300 mm2 code vio 32 | 12/14 Ton die 300sqmm Code YEL 32 | 12/14 Ton die 300sqmm Code YEL 32
7TCA131880R0030 | 15536M | Active | 5415022206685 | 89291.06 | 100 | 1 | stuk | Color-Keyed | BE31450 | L4 (Tooling) | stuk | 14 Ton Roestvrij Stalen ijking, Afmeting .1046-.1062, Wit, Kleurcode 36, 400mm2 | matr 14 ton inox 400 mm2 code blc 36 | 12/14 Ton die 400sqmm Code WHT 36 | 12/14 Ton die 400sqmm Code WHT 36
7TCA131880R0050 | 15507M | Active | 5415022352443 | 29206.6 | 100 | 1 | stuk | Application Tooling | BE31450 | L4 (Tooling) | stuk | Imbus Kleurcode 7 4 Inch EMT | mat hex pour ck400 htc code 7,0 | Hex Die, Code 7 for 4 Inch EMT Compressi on Coupling | HEX DIE FOR CK400 HTC DIE CODE 7.0
7TCA131880R0051 | 155075M | Active | 5415022352450 | 43000.71 | 100 | 1 | stuk | Color-Keyed | BE31450 | L4 (Tooling) | stuk | Imbus, Kleurcode 7.5 voor 4 Inch EMT Compressie Koppeling | mat hex pour ck400 htc code 7,5 | Hex Die, Code 7.5 for 4 Inch EMTCompress ion Coupling | Hex Die, Code 7.5 for 4 Inch EMTCompress ion Coupling
7TCA131880R0052 | 155085M | Active | 5415022352467 | 29206.6 | 100 | 1 | stuk | Application Tooling | BE31450 | L4 (Tooling) | stuk | Imbus Kleurcode 8.5 4 Inch | mat hex pour ck400 htc code 8,5 | Hex Die, Code 8.5 for 4 Inch EMTCompress ion Coupling | HEX DIE FOR CK400 HTC DIE CODE 8.5
7TCA131880R0053 | 15512M | Active | 5415022352474 | 29206.6 | 100 | 1 | stuk | Application Tooling | BE31450 | L4 (Tooling) | stuk | Imbus Kleurcode 12 4 Inch | mat hex pour ck400 htc code 12 | Hex Die, Code 12 for 4 Inch EMTCompressi on Coupling | HEX DIE FOR CK400 HTC DIE CODE 12
7TCA131880R0054 | 15515M | Active | 5415022352481 | 29206.6 | 100 | 1 | stuk | Application Tooling | BE31450 | L4 (Tooling) | stuk | Imbus Kleurcode 15 4 Inch | mat hex pour ck400 htc code 15 | Hex Die, Code 15 for 4 Inch EMTCompressi on Coupling | HEX DIE FOR CK400 HTC DIE CODE 15
7TCA131880R0055 | 15518M | Active | 5415022352498 | 43000.71 | 100 | 1 | stuk | Color-Keyed | BE31450 | L4 (Tooling) | stuk | Imbus, Kleurcode 18 voor 4 Inch EMT Compressie Koppeling | mat hex pour ck400 htc code 18 | Hex Die, Code 18 for 4 Inch EMTCompressi on Coupling | Hex Die, Code 18 for 4 Inch EMTCompressi on Coupling
7TCA131880R0056 | 15521M | Active | 5415022352504 | 43000.71 | 100 | 1 | stuk | Color-Keyed | BE31450 | L4 (Tooling) | stuk | Imbus, Kleurcode 21 voor 4 Inch EMT Compressie Koppeling | mat hex pour ck400 htc code 21 | Hex Die, Code 21 for 4 Inch EMTCompressi on Coupling | Hex Die, Code 21 for 4 Inch EMTCompressi on Coupling
7TCA131880R0057 | 15523M | Active | 5415022352511 | 29206.6 | 100 | 1 | stuk | Application Tooling | BE31450 | L4 (Tooling) | stuk | Imbus Kleurcode 23 4 Inch | mat hex pour ck400 htc code 23 | Hex Die, Code 23 for 4 Inch EMTCompressi on Coupling | HEX DIE FOR CK400 HTC DIE CODE 23
7TCA131880R0058 | 15526M | Active | 5415022352528 | 29206.6 | 100 | 1 | stuk | Application Tooling | BE31450 | L4 (Tooling) | stuk | Imbus Kleurcode 26 4 Inch | mat hex pour ck400 htc code 26 | Hex Die, Code 26 for 4 Inch EMT Compression Coupling | HEX DIE FOR CK400 HTC DIE CODE 26
7TCA131880R0059 | 15529M | Active | 5415022352535 | 29206.6 | 100 | 1 | stuk | Application Tooling | BE31450 | L4 (Tooling) | stuk | Imbus Kleurcode 29 4 Inch | mat hex pour ck400 htc code 29 | Hex Die, Code 29 for 4 Inch EMT Compression Coupling | HEX DIE FOR CK400HTC DIE CODE 29
7TCA131990R0206 | CT3 | Active | 5414363073956 | 27520.28 | 100 | 1 | stuk | Application Tooling | BE31450 | L4 (Tooling) | stuk | Spantang,afsnijder RVS Bundelb,en | CABLE TIE INSTALLATION TOOL FOR SS | Cable Tie Installation Tool for Ladder and Ball-lock Stainless Steel, Cut-off By Hand Activated Lever | CABLE TIE INSTALLATION TOOL FOR SS
7TCA131990R0212 | D-406410 | Active | 5414363113089 | 34119.16 | 100 | 1 | stuk | Application Tooling | BE31450 | L4 (Tooling) | stuk | CRIMP DIE ERG2000KE GSC187-232 | mat sert pour erg2000ke gsc187-232 | Crimp Die (Interchangeable) for Shield-Kon ERG2000KE Hand Tool, for GSC187, GSC 194, GSC199, GSC205, GSC219, GSC225, GSC232 Connectors | CRIMP DIE FOR ERG2000KE GSC187-232
7TCA131990R0213 | D-419403 | Active | 5414363113119 | 34119.16 | 100 | 1 | stuk | Application Tooling | BE31450 | L4 (Tooling) | stuk | CRIMP DIE ERG2000KE GSC101-175 | MATRICE ERG2000KE-GSC101 A 175 | Crimp Die (Interchangeable) for Shield-Kon ERG2000KE Hand Tool, for GSC101, GSC128, GSC149, GSC156, GSC175 Connectors | CRIMP DIE FOR ERG2000KE GSC101-175
7TCA131990R0214 | D-452 | Active | 5414363077268 | 29768.63 | 100 | 1 | stuk | Application Tooling | BE31450 | L4 (Tooling) | stuk | CRIMP DIE ERG2000KE GSC405-415 | SHIELD-KON DIE FOR ERG2000KE | Crimp Die (Interchangeable) for Shield-Kon ERG2000KE Hand Tool, for GSC405, GSC415 Connectors | CRIMP DIE FOR ERG2000KE GSC405-415
7TCA131990R0227 | ERG-5456 | Active | 5414363113317 | 58396.01 | 100 | 1 | stuk | Application Tooling | BE31450 | L4 (Tooling) | stuk | Krimptang AardlekAansl.Buiten | PINCE MANU. - GSC460 | Crimp Tool for Grounding Connector Outer Sleeve GSC460 | CRIMP TOOL TO GOUND SLEEVE GSC460
7TCA131990R0228 | ERG-5457 | Active | 5414363113324 | 58396.01 | 100 | 1 | stuk | Application Tooling | BE31450 | L4 (Tooling) | stuk | Krimptang AardlekAansl.Buiten | PINCE MANU. - GSC500 | Crimp Tool for Grounding Connector Outer Sleeve GSC500 | CRIMP TOOL TO GOUND SLEEVE GSC500
7TCA131990R0250 | ERG740-01 | Active | 5414363113331 | 289866.26 | 100 | 1 | stuk | Application Tooling | BE31450 | L4 (Tooling) | stuk | ERGO H, CRIMP TOOL W/CASE & DIES | KIT COMPLET AVEC ERG740 | Ergonomic Hand Crimp Tool Kit Same as ERG740 Includes Plastic Case, Benchmount Stand, RSK-Lehre Guage and Four Metal Dies D-D101A, D-201C, D-301J, D-401M | ERGO HAND CRIMP TOOL W/CASE & DIES
7TCA131990R0273 | L-600 | Active | 5414363028314 | 42435.23 | 100 | 1 | stuk | Application Tooling | BE31450 | L4 (Tooling) | stuk | CBL TIE SS INSTALL TOOL UPTO .8MM W | outil install att cbl inox jusqu#à 0,8 w | Hand Installation and Tensioning Tool, Manual Twist Cutting, for Ball-Lock Stainless Steel Cable Ties Width max 8mm | CBL TIE SS INSTALL TOOL UPTO .8MM W
7TCA303070R0000 | NPG-M161B | Active | 5415022403244 | 232.56 | 100 | 10 | stuk | T&B Cord & Cable Fittings | BE31450 | LT (Spares) | stuk | QUICK CONN CG 16MM 5-10MM NYL BLK | QUICK CONN CG 16MM 5-10MM NYL BLK | QUICK CONN CG 16MM 5-10MM NYL BLK | QUICK CONN CG 16MM 5-10MM NYL BLK
7TCA303070R0001 | NPG-M201B | Active | 5415022403251 | 301.46 | 100 | 10 | stuk | T&B Cord & Cable Fittings | BE31450 | LT (Spares) | stuk | QUICK CONN CG 20MM 6-12MM NYL BLK | QUICK CONN CG 20MM 6-12MM NYL BLK #REF! #REF! #REF! | QUICK CONN CG 20MM 6-12MM NYL BLK #REF! #REF! #REF! | QUICK CONN CG 20MM 6-12MM NYL BLK #REF! #REF! #REF!
7TCA303070R0002 | NPG-M202B | Active | 5415022403268 | 301.46 | 100 | 10 | stuk | T&B Cord & Cable Fittings | BE31450 | LT (Spares) | stuk | QUICK CONN CG 20MM 7-13MM NYL BLK | QUICK CONN CG 20MM 7-13MM NYL BLK | QUICK CONN CG 20MM 7-13MM NYL BLK | QUICK CONN CG 20MM 7-13MM NYL BLK
7TCA303070R0003 | NPG-M251B | Active | 5415022403275 | 571.57 | 100 | 10 | stuk | T&B Cord & Cable Fittings | BE31450 | LT (Spares) | stuk | QUICK CONN CG 25MM 11-17MM NYL BLK | QUICK CONN CG 25MM 11-17MM NYL BLK | QUICK CONN CG 25MM 11-17MM NYL BLK | QUICK CONN CG 25MM 11-17MM NYL BLK
7TCA303070R0004 | NPG-M321B | Active | 5415022403282 | 714.89 | 100 | 5 | stuk | T&B Cord & Cable Fittings | BE31450 | LT (Spares) | stuk | QUICK CONN CG 32MM 15-21MM NYL BLK | QUICK CONN CG 32MM 15-21MM NYL BLK | QUICK CONN CG 32MM 15-21MM NYL BLK | QUICK CONN CG 32MM 15-21MM NYL BLK
7TCA303070R0005 | NPG-M161G | Active | 5415022403299 | 151.81 | 100 | 10 | stuk | Glands | BE31450 | LT (Spares) | stuk | QUICK CONN CG 16MM 5-10MM NYL GRY | QUICK CONN CG 16MM 5-10MM NYL GRY | QUICK CONN CG 16MM 5-10MM NYL GRY | QUICK CONN CG 16MM 5-10MM NYL GRY
7TCA303070R0006 | NPG-M201G | Active | 5415022403305 | 301.46 | 100 | 10 | stuk | T&B Cord & Cable Fittings | BE31450 | LT (Spares) | stuk | QUICK CONN CG 20MM 6-12MM NYL GRY | QUICK CONN CG 20MM 6-12MM NYL GRY | QUICK CONN CG 20MM 6-12MM NYL GRY | QUICK CONN CG 20MM 6-12MM NYL GRY
7TCA303070R0007 | NPG-M202G | Active | 5415022403312 | 196.76 | 100 | 10 | stuk | Glands | BE31450 | LT (Spares) | stuk | QUICK CONN CG 20MM 7-13MM NYL GRY | QUICK CONN CG 20MM 7-13MM NYL GRY | QUICK CONN CG 20MM 7-13MM NYL GRY | QUICK CONN CG 20MM 7-13MM NYL GRY
7TCA303070R0008 | NPG-M251G | Active | 5415022403329 | 571.57 | 100 | 10 | stuk | T&B Cord & Cable Fittings | BE31450 | LT (Spares) | stuk | QUICK CONN CG 25MM 11-17MM NYL GRY | QUICK CONN CG 25MM 11-17MM NYL GRY | QUICK CONN CG 25MM 11-17MM NYL GRY | QUICK CONN CG 25MM 11-17MM NYL GRY
7TCA303070R0009 | NPG-M321G | Active | 5415022403336 | 714.89 | 100 | 5 | stuk | T&B Cord & Cable Fittings | BE31450 | LT (Spares) | stuk | QUICK CONN CG 32MM 15-21MM NYL GRY | QUICK CONN CG 32MM 15-21MM NYL GRY | QUICK CONN CG 32MM 15-21MM NYL GRY | QUICK CONN CG 32MM 15-21MM NYL GRY
7TCA303070R0010 | NPG-M161LG | Active | 5415022403343 | 232.56 | 100 | 10 | stuk | T&B Cord & Cable Fittings | BE31450 | LT (Spares) | stuk | QUICK CONN CG 16MM 5-10MM NYL LGRY | QUICK CONN CG 16MM 5-10MM NYL LGRY | QUICK CONN CG 16MM 5-10MM NYL LGRY | QUICK CONN CG 16MM 5-10MM NYL LGRY
7TCA303070R0011 | NPG-M201LG | Active | 5415022403350 | 301.46 | 100 | 10 | stuk | T&B Cord & Cable Fittings | BE31450 | LT (Spares) | stuk | QUICK CONN CG 20MM 6-12MM NYL LGRY | QUICK CONN CG 20MM 6-12MM NYL LGRY | QUICK CONN CG 20MM 6-12MM NYL LGRY | QUICK CONN CG 20MM 6-12MM NYL LGRY
7TCA303070R0012 | NPG-M202LG | Active | 5415022403367 | 301.46 | 100 | 10 | stuk | T&B Cord & Cable Fittings | BE31450 | LT (Spares) | stuk | QUICK CONN CG 20MM 7-13MM NYL LGRY | QUICK CONN CG 20MM 7-13MM NYL LGRY | QUICK CONN CG 20MM 7-13MM NYL LGRY | QUICK CONN CG 20MM 7-13MM NYL LGRY
7TCA303070R0013 | NPG-M251LG | Active | 5415022403374 | 571.57 | 100 | 10 | stuk | T&B Cord & Cable Fittings | BE31450 | LT (Spares) | stuk | QUICK CONN CG 25MM 11-17MM NYL LGRY | QUICK CONN CG 25MM 11-17MM NYL LGRY | QUICK CONN CG 25MM 11-17MM NYL LGRY | QUICK CONN CG 25MM 11-17MM NYL LGRY
7TCA303070R0014 | NPG-M321LG | Active | 5415022403381 | 714.89 | 100 | 5 | stuk | T&B Cord & Cable Fittings | BE31450 | LT (Spares) | stuk | QUICK CONN CG 32MM 15-21MM NYL LGRY | QUICK CONN CG 32MM 15-21MM NYL LGRY | QUICK CONN CG 32MM 15-21MM NYL LGRY | QUICK CONN CG 32MM 15-21MM NYL LGRY
7TCA303070R0015 | NPG-0381B | Active | 5415022403671 | 232.56 | 100 | 10 | stuk | T&B Cord & Cable Fittings | BE31450 | LT (Spares) | stuk | QUICK CONN CG 3/8IN 5-10MM NYL BLK | QUICK CONN CG 3/8IN 5-10MM NYL BLK | QUICK CONN CG 3/8IN 5-10MM NYL BLK | QUICK CONN CG 3/8IN 5-10MM NYL BLK
7TCA303070R0016 | NPG-0501B | Active | 5415022403688 | 301.46 | 100 | 10 | stuk | T&B Cord & Cable Fittings | BE31450 | LT (Spares) | stuk | QUICK CONN CG 1/2IN 6-12MM NYL BLK | QUICK CONN CG 1/2IN 6-12MM NYL BLK | QUICK CONN CG 1/2IN 6-12MM NYL BLK | QUICK CONN CG 1/2IN 6-12MM NYL BLK
7TCA303070R0017 | NPG-0502B | Active | 5415022403695 | 301.46 | 100 | 10 | stuk | T&B Cord & Cable Fittings | BE31450 | LT (Spares) | stuk | QUICK CONN CG 1/2IN 7-13MM NYL BLK | QUICK CONN CG 1/2IN 7-13MM NYL BLK | QUICK CONN CG 1/2IN 7-13MM NYL BLK | QUICK CONN CG 1/2IN 7-13MM NYL BLK
7TCA303070R0018 | NPG-0751B | Active | 5415022403701 | 571.57 | 100 | 10 | stuk | T&B Cord & Cable Fittings | BE31450 | LT (Spares) | stuk | QUICK CONN CG 3/4IN 11-17MM NYL BLK | QUICK CONN CG 3/4IN 11-17MM NYL BLK | QUICK CONN CG 3/4IN 11-17MM NYL BLK | QUICK CONN CG 3/4IN 11-17MM NYL BLK
7TCA303070R0019 | NPG-1001B | Active | 5415022403718 | 714.89 | 100 | 5 | stuk | T&B Cord & Cable Fittings | BE31450 | LT (Spares) | stuk | QUICK CONN CG 1IN 15-21MM NYL BLK | QUICK CONN CG 1IN 15-21MM NYL BLK | QUICK CONN CG 1IN 15-21MM NYL BLK | QUICK CONN CG 1IN 15-21MM NYL BLK
7TCA303070R0020 | NPG-0381G | Active | 5415022403725 | 232.56 | 100 | 10 | stuk | T&B Cord & Cable Fittings | BE31450 | LT (Spares) | stuk | QUICK CONN CG 3/8IN 5-10MM NYL GRY | QUICK CONN CG 3/8IN 5-10MM NYL GRY | QUICK CONN CG 3/8IN 5-10MM NYL GRY | QUICK CONN CG 3/8IN 5-10MM NYL GRY
7TCA303070R0021 | NPG-0501G | Active | 5415022403732 | 301.46 | 100 | 10 | stuk | T&B Cord & Cable Fittings | BE31450 | LT (Spares) | stuk | QUICK CONN CG 1/2IN 6-12MM NYL GRY | QUICK CONN CG 1/2IN 6-12MM NYL GRY | QUICK CONN CG 1/2IN 6-12MM NYL GRY | QUICK CONN CG 1/2IN 6-12MM NYL GRY
7TCA303070R0022 | NPG-0502G | Active | 5415022403749 | 301.46 | 100 | 10 | stuk | T&B Cord & Cable Fittings | BE31450 | LT (Spares) | stuk | QUICK CONN CG 1/2IN 7-13MM NYL GRY | QUICK CONN CG 1/2IN 7-13MM NYL GRY | QUICK CONN CG 1/2IN 7-13MM NYL GRY | QUICK CONN CG 1/2IN 7-13MM NYL GRY
7TCA303070R0023 | NPG-0751G | Active | 5415022403756 | 571.57 | 100 | 10 | stuk | T&B Cord & Cable Fittings | BE31450 | LT (Spares) | stuk | QUICK CONN CG 3/4IN 11-17MM NYL GRY | QUICK CONN CG 3/4IN 11-17MM NYL GRY | QUICK CONN CG 3/4IN 11-17MM NYL GRY | QUICK CONN CG 3/4IN 11-17MM NYL GRY
7TCA303070R0024 | NPG-1001G | Active | 5415022403763 | 714.89 | 100 | 5 | stuk | T&B Cord & Cable Fittings | BE31450 | LT (Spares) | stuk | QUICK CONN CG 1IN 15-21MM NYL GRY | QUICK CONN CG 1IN 15-21MM NYL GRY | QUICK CONN CG 1IN 15-21MM NYL GRY | QUICK CONN CG 1IN 15-21MM NYL GRY
7TCA303070R0025 | NPG-0381LG | Active | 5415022403770 | 232.56 | 100 | 10 | stuk | T&B Cord & Cable Fittings | BE31450 | LT (Spares) | stuk | QUICK CONN CG 3/8IN 5-10MM NYL LGRY | QUICK CONN CG 3/8IN 5-10MM NYL LGRY | QUICK CONN CG 3/8IN 5-10MM NYL LGRY | QUICK CONN CG 3/8IN 5-10MM NYL LGRY
7TCA303070R0026 | NPG-0501LG | Active | 5415022403787 | 301.46 | 100 | 10 | stuk | T&B Cord & Cable Fittings | BE31450 | LT (Spares) | stuk | QUICK CONN CG 1/2IN 6-12MM NYL LGRY | QUICK CONN CG 1/2IN 6-12MM NYL LGRY | QUICK CONN CG 1/2IN 6-12MM NYL LGRY | QUICK CONN CG 1/2IN 6-12MM NYL LGRY
7TCA303070R0027 | NPG-0502LG | Active | 5415022403794 | 301.46 | 100 | 10 | stuk | T&B Cord & Cable Fittings | BE31450 | LT (Spares) | stuk | QUICK CONN CG 1/2IN 7-13MM NYL LGRY | QUICK CONN CG 1/2IN 7-13MM NYL LGRY | QUICK CONN CG 1/2IN 7-13MM NYL LGRY | QUICK CONN CG 1/2IN 7-13MM NYL LGRY
7TCA303070R0028 | NPG-0751LG | Active | 5415022403800 | 571.57 | 100 | 10 | stuk | T&B Cord & Cable Fittings | BE31450 | LT (Spares) | stuk | QUICK CONN CG 3/4IN 11-17MM NYL LGR | QUICK CONN CG 3/4IN 11-17MM NYL LGR | QUICK CONN CG 3/4IN 11-17MM NYL LGR | QUICK CONN CG 3/4IN 11-17MM NYL LGR
7TCA303070R0029 | NPG-1001LG | Active | 5415022403817 | 714.89 | 100 | 5 | stuk | T&B Cord & Cable Fittings | BE31450 | LT (Spares) | stuk | QUICK CONN CG 1IN 15-21MM NYL LGRY | QUICK CONN CG 1IN 15-21MM NYL LGRY | QUICK CONN CG 1IN 15-21MM NYL LGRY | QUICK CONN CG 1IN 15-21MM NYL LGRY
7TCG009000R0220 | TY244M-4 | Active | 5414363062059 | 33.02 | 100 | 10000 | stuk | Ty-Rap Fastening | BE31450 | LR (Premium Cable Ties I) | stuk | CABLE TIE 40LB 14.5IN YELLOW NYLON | att câble 40lb 14,5 po jaune nylon | Cable Tie, Yellow PA 6.6, for Temp up to 85 Degrees C, UL/EN/CSA62275, Type 2/21 L 368.3mm, W 3.61mm, Thickness 1.31mm, Tensile Strength 180 Newtons | CABLE TIE 40LB 14.5IN YELLOW NYLON
7TCG009000R0301 | TY53510M-4 | Active | 5414363201724 | 216.24 | 100 | 50 | stuk | Ty-Rap Fastening | BE31450 | LR (Premium Cable Ties I) | stuk | TY-RAP RVS Lip 889mmx8 1mm Geel | att câble 175lb 35 po jaune nylon | Cable Tie, Yellow PA 6.6, for Temp up to 85 Degrees C, UL/EN/CSA62275, Type 2/21S L 889mm, W 8.2mm, Thickness 1.7mm, Tensile Strength 780 Newtons | CABLE TIE 175LB 35IN YELLOW NYLON
7TCG009000R0302 | TY53510M-9 | Active | 5414363201731 | 216.24 | 100 | 50 | stuk | Ty-Rap Fastening | BE31450 | LR (Premium Cable Ties I) | stuk | TY-RAP RVS Lip 889mmx8 1mm Wit | att câble 175lb 35 po blanc nylon | Cable Tie, White PA 6.6, for Temp up to 85 Degrees C, UL/EN/CSA62275, Type 2/21S L 889mm, W 8.2mm, Thickness 1.7mm, Tensile Strength 780 Newtons | CABLE TIE 175LB 35IN WHITE NYLON
7TCG009010R0013 | TY523MR-6 | Active | 5414363172130 | 6.84 | 100 | 100 | stuk | Ty-Rap Fastening | BE31450 | LR (Premium Cable Ties I) | stuk | TY-RAP RVS Lip 92mmx2 29mm Blauw | att câble 18lb 4 po ble dist 2-pc | Cable Tie, Blue PA 6.6, for Temp up to 85 Degrees C, UL/EN/CSA62275, Type 2/21 L 91.95mm, W 2.29mm, Thickness 0.75mm, Tensile Strength 80 Newtons, MIL-SPEC | CABLE TIE 18LB 4 IN BLUE 2-PC DIST
7TCG009010R0014 | TY523MR-8 | Active | 5414363430919 | 7.12 | 100 | 100 | stuk | Ty-Rap Fastening | BE31450 | LR (Premium Cable Ties I) | stuk | TY-RAP RVS Lip 92mmx2 29mm Grijs | att câble 18lb 4 po gris dist 2-pc | Cable Tie, Gray PA 6.6, for Temp up to 85 Degrees C, UL/EN/CSA62275, Type 2/21 L 91.95mm, W 2.29mm, Thickness 0.75mm, Tensile Strength 80 Newtons, MIL-SPEC | CABLE TIE 18LB 4 IN GREY 2-PC DIST
7TCG009020R0054 | TYB232M | Active | 5414363435440 | 13.09 | 100 | 1000 | stuk | Ty-Rap Fastening | BE31450 | LR (Premium Cable Ties I) | stuk | TY-RAP RVS Lip 203mmx2 54mm Nat. | COL.2.4X203MM 80N NAT | Cable Tie, Natural PA 6.6 for Temp up to 85 Degrees C for Indoor Appl, Length 203.2mm, Width 2.54mm, Thickness 1.1mm Tensile Strength Rating of 80 Newtons | CABLE TIE 18LB 8IN NAT NYL WORK BOX
7TCG009020R0055 | TYB232MX | Active | 5414363435457 | 16.14 | 100 | 1000 | stuk | Ty-Rap Fastening | BE31450 | LR (Premium Cable Ties I) | stuk | CABLE TIE 18LB 8IN UV BLK NYL WKBOX | COL.2.4X203MM 80N NOIR UV | Cable Tie, Black PA 6.6, for Temp up to 105 Degrees C, L 203.2mm, W 2.54mm, Thickness 1.1mm, Tensile Strength 80 Newtons, UV Resistant, Workbench Pack | CABLE TIE 18LB 8IN UV BLK NYL WKBOX
7TCG009030R0080 | TY5232MR | Active | 5414363065296 | 9.14 | 100 | 100 | stuk | Ty-Rap Fastening | BE31450 | LR (Premium Cable Ties I) | stuk | TY-RAP RVS Lip 203mmx2 4mm Nat. | CBL TIE 18LB 8IN NATURAL NYLON | Cable Tie, Natural PA 6.6 for Temp up to 85 Degrees C, UL/EN/CSA62275, Type 2/21 L 203.2mm, W 2.54mm, Thickness 1.1mm, Tensile Strength 80 Newtons | CBL TIE 18LB 8IN NATURAL NYLON
7TCG009030R0082 | TY5232MXR | Active | 5414363065319 | 10.47 | 100 | 100 | stuk | Ty-Rap Fastening | BE31450 | LR (Premium Cable Ties I) | stuk | CBL TIE 18LB 8IN UV zw.NYLON | COL.2.4X200MM 80N NOIR UV | Cable Tie, Black PA 6.6, for Temp up to 105 Degrees C, UL/EN/CSA62275, Type 2/21 L 203.2mm, W 2.54mm, Thickness 1.1mm, Tensile Strength 80 Newtons, UV Resist | CBL TIE 18LB 8IN UV BLACK NYLON
7TCG009030R0085 | TY523MR | Active | 5414363065371 | 5.17 | 100 | 100 | stuk | Ty-Rap Fastening | BE31450 | LR (Premium Cable Ties I) | stuk | TY-RAP RVS Lip 92mmx2 29mm Nat. | COL.2.4X92MM 80N NAT | Cable Tie, Natural PA 6.6 for Temp up to 85 Degrees C, UL/EN/CSA62275, Type 2/21 L 91.95mm, W 2.29mm, Thickness 0.75mm, Tensile Strength 80 Newtons, MIL-SPEC | CBL TIE 18LB 4IN NATURAL NYL
7TCG009040R0014 | TY232MX-RW | Active | 5415022170177 | 4.12 | 100 | 1000 | stuk | Ty-Rap | BE31450 | LR (Premium Cable Ties I) | stuk | Ty232Mx Voor Spoorwegen | TY232MX FOR RAILWAY | Cable Tie, Black Polyamide (Nylon 6.6) for Temperatures up to 105 Degr. Celsius , UV Resistant, Length 203.2mm, Width 2.54mm, Tens. Strength 80N | Cable Tie, Black Polyamide (Nylon 6.6) for Temperatures up to 105 Degr. Celsius , UV Resistant, Length 203.2mm, Width 2.54mm, Tens. Strength 80N
7TCG009040R0015 | TY23MX-RW | Active | 5415022180060 | 4.87 | 100 | 1000 | stuk | Ty-Rap Fastening | BE31450 | LR (Premium Cable Ties I) | stuk | Ty23Mx Spoorwegen | TY23MX FOR RAILWAY | Cable Tie, Black Polyamide (Nylon 6.6) for Temperatures up to 105 Degr. Celsius UV Resist.,Length 91.95mm,Width 2.29mm, Tens. Strength 80N, MIL-SPEC MS3367-4 | TY23MX FOR RAILWAY
7TCG009060R0011 | TY232M-0 | Active | 5414363061427 | 9 | 100 | 1000 | stuk | Ty-Rap Fastening | BE31450 | LR (Premium Cable Ties I) | stuk | TY-RAP RVS Lip 203mmx2 54mm zw | COL.2.4X200MM 80N NOIR | Cable Tie, Black PA 6.6, for Temp up to 85 Degrees C, UL/EN/CSA62275, Type 2/21 L 203.2mm, W 2.54mm, Thickness 1.10mm, Tensile Strength 80 Newtons | CABLE TIE 18LB 8 BLK NYLON 2-PC BU
7TCG009060R0013 | TYB24M-6 | Active | 5414363130123 | 7.32 | 100 | 1000 | stuk | Ty-Rap Fastening | BE31450 | LR (Premium Cable Ties I) | stuk | TY-RAP RVS Lip 140mmx3 56mm Blauw | att câble 40lb 5,5 po bleu nyl boît. | Cable Tie, Blue PA 6.6, for Temp up to 85 Degrees C, UL/EN/CSA62275, Type 2/21 L 139.7mm, W 3.56mm, Thickness 1.31mm, Strength 180 Newtons, Workbench Box | CABLE TIE 40LB 5.5IN BLUE NYL WKBOX
7TCG009110R0021 | TY5242MR | Active | 5414363065432 | 12.47 | 100 | 100 | stuk | Ty-Rap Fastening | BE31450 | LR (Premium Cable Ties I) | stuk | TY-RAP RVS Lip 208mmx3 6mm Nat. | COL.3.6X208MM 180N NAT | Cable Tie, Natural PA 6.6 for Temp up to 85 Degrees C, UL/EN/CSA62275, Type 2/21 L 208mm, W 3.6mm, Thickness 1.04mm, Tensile Strength 180 Newtons | CBL TIE 40LB 8IN NATURAL NYLON
7TCG009110R0022 | TY5242MXR | Active | 5414363065456 | 13.53 | 100 | 100 | stuk | Ty-Rap Fastening | BE31450 | LR (Premium Cable Ties I) | stuk | CBL TIE 40LB 8IN UV zw.NYL | COL.3.6X208MM 180N NOIR UV | Cable Tie, Black PA 6.6, for Temp up to 105 Degrees C, UL/EN/CSA62275, Type 2/21 L 208mm, W 3.6mm, Thickness 1.04mm, Tensile Strength 180 Newtons | CBL TIE 40LB 8IN UV BLACK NYL
7TCG009110R0023 | TY5244MR | Active | 5414363065470 | 41.02 | 100 | 100 | stuk | Ty-Rap Fastening | BE31450 | LR (Premium Cable Ties I) | stuk | TY-RAP RVS Lip 368mmx3 6mm Nat. | COL.3.6X368MM 180N NAT | Cable Tie, Natural PA 6.6 for Temp up to 85 Degrees C, UL/EN/CSA62275, Type 2/21 L 368.3mm, W 3.61mm, Thickness 1.31mm, Tensile Strength 180 Newtons | CABLE TIE 30LB 14.5IN NATURAL NYLON
7TCG009110R0025 | TY5244MXR | Active | 5414363065494 | 49.85 | 100 | 100 | stuk | Ty-Rap Fastening | BE31450 | LR (Premium Cable Ties I) | stuk | CABLE TIE 30LB 14.5IN UV zw.NYL | COL.3.6X368MM 180N NOIR UV | Cable Tie, Black PA 6.6, for Temp up to 105 Degrees C, UL/EN/CSA62275, Type 2/21 L 368.3mm, W 3.61mm, Thickness 1.31mm, Tensile Strength 180 Newtons, UV Resist | CABLE TIE 30LB 14.5IN UV BLACK NYL
7TCG009110R0026 | TY524MR | Active | 5414363065517 | 8.3 | 100 | 100 | stuk | Ty-Rap Fastening | BE31450 | LR (Premium Cable Ties I) | stuk | TY-RAP RVS Lip 140mmx3 6mm Nat. | COL.3.6X140MM 180N NAT | Cable Tie, Natural PA 6.6 for Temp up to 85 Degrees C, UL/EN/CSA62275, Type 2/21 L 139.7mm, W 3.56mm, Thickness 1.31mm, Tensile Strength 135 Newtons, MIL-SPEC | CABLE TIE 30LB 5.5IN NATURAL NYLON
7TCG009120R0006 | TY26MX-RW | Active | 5415022180114 | 6.55 | 100 | 1000 | stuk | Ty-Rap | BE31450 | LR (Premium Cable Ties I) | stuk | Ty26Mx Voor Spoorwegen | TY26MX FOR RAILWAY | Cable Tie, Black Polyamide (Nylon 6.6) for Temperatures up to 105 Degr. Celsius ,UV Resistant, Length 282mm, Width 3.6mm , Tens. Strength 130N | Cable Tie, Black Polyamide (Nylon 6.6) for Temperatures up to 105 Degr. Celsius ,UV Resistant, Length 282mm, Width 3.6mm , Tens. Strength 130N
7TCG009130R0005 | TY244M | Active | 5414363062004 | 25.16 | 100 | 1000 | stuk | Ty-Rap Fastening | BE31450 | LR (Premium Cable Ties I) | stuk | TY-RAP RVS Lip 368mmx3 6mm Nat. | COL.3.6X368MM 180N NAT | Cable Tie, Natural PA 6.6 for Temp up to 85 Degrees C, UL/EN/CSA62275, Type 2/21 L 368.3mm, W 3.61mm, Thickness 1.31mm, Tensile Strength 180 Newtons | CABLE TIE 30LB 14.5IN NAT NYLON
7TCG009130R0006 | TY244MX | Active | 5414363062097 | 29.05 | 100 | 1000 | stuk | Ty-Rap Fastening | BE31450 | LR (Premium Cable Ties I) | stuk | CABLE TIE 40LB 14.5IN UV zw.NYL | COL.3.6X368MM 180N NOIR UV | Cable Tie, Black PA 6.6, for Temp up to 85 Degrees C, UL/EN/CSA62275, Type 2/21 L 368.3mm, W 3.61mm, Thickness 1.31mm, Tensile Strength 180 Newtons, UV Resist | CABLE TIE 40LB 14.5IN UV BLACK NYL
7TCG009130R0011 | TY242MX-RW | Active | 5415022180107 | 16.89 | 100 | 1000 | stuk | Ty-Rap Fastening | BE31450 | LR (Premium Cable Ties I) | stuk | Ty242Mx Spoorwegen | TY242MX FOR RAILWAY | Cable Tie, Black Polyamide (Nylon 6.6) for Temperatures up to 105 Degr. Celsius ,UV Resistant, Length 208mm, Width 3.6mm , Tens. Strength 180N | TY242MX FOR RAILWAY
7TCG009130R0012 | TY244MX-RW | Active | 5415022180152 | 40.99 | 100 | 1000 | stuk | Ty-Rap Fastening | BE31450 | LR (Premium Cable Ties I) | stuk | Ty244Mx Spoorwegen | TY244MX FOR RAILWAY | Ty-Rap Cable Tie 368mm 130 Newtons UV-Resistant Black Polyamide 6.6 for Railway | TY244MX FOR RAILWAY
7TCG009140R0016 | TY242M-0 | Active | 5414363061878 | 13.51 | 100 | 1000 | stuk | Ty-Rap Fastening | BE31450 | LR (Premium Cable Ties I) | stuk | TY-RAP RVS Lip 208mmx3 6mm zw | COL.3.6X208MM 180N NOIR | Cable Tie, Brown PA 6.6, for Temp up to 85 Degrees C, UL/EN/CSA62275, Type 2/21 L 208mm, W 3.6mm, Thickness 1.04mm, Tensile Strength 180 Newtons | CABLE TIE 30LB 8 BLK NYLON 2-PC BU
7TCG009140R0017 | TY244M-0 | Active | 5414363062011 | 33.02 | 100 | 10000 | stuk | Ty-Rap Fastening | BE31450 | LR (Premium Cable Ties I) | stuk | TY-RAP RVS Lip 368mmx3 6mm zw | COL.3.6X368MM 180N NOIR | Cable Tie, Black PA 6.6, for Temp up to 85 Degrees C, UL/EN/CSA62275, Type 2/21 L 368.3mm, W 3.61mm, Thickness 1.31mm, Tensile Strength 180 Newtons | CABLE TIE 30LB 14.5 BLK NYLON 2-PC
7TCG009140R0019 | TYB24M | Active | 5414363067054 | 7.07 | 100 | 1000 | stuk | Ty-Rap Fastening | BE31450 | LR (Premium Cable Ties I) | stuk | TY-RAP RVS Lip 140mmx3 56mm Nat. | COL.3.6X140MM 180N NAT | Cable Tie, Natural PA 6.6 for Temp up to 85 Degrees C, UL/EN/CSA62275, Type 2/21 L 139.7mm, W 3.56mm, Thickness 1.31mm, Strength 80 N, Workbench Box, UV Resist | CABLE TIE 30LB 5.5IN NAT NYL WKBOX
7TCG009160R0013 | TY244M-2 | Active | 5414363062035 | 27.67 | 100 | 1000 | stuk | Ty-Rap Fastening | BE31450 | LR (Premium Cable Ties I) | stuk | CABLE TIE 30LB 14.5IN RED NYLON | COL.3.6X368MM 180N ROU | Cable Tie, Red PA 6.6, for Temp up to 85 Degrees C, UL/EN/CSA62275, Type 2/21 L 368.3mm, W 3.61mm, Thickness 1.31mm, Tensile Strength 180 Newtons | CABLE TIE 30LB 14.5IN RED NYLON
7TCG009160R0014 | TY244M-6 | Active | 5414363062073 | 27.67 | 100 | 1000 | stuk | Ty-Rap Fastening | BE31450 | LR (Premium Cable Ties I) | stuk | CABLE TIE 40LB 14.5IN BLUE NYLON | COL.3.6X368MM 180N BLE | Cable Tie, Blue PA 6.6, for Temp up to 85 Degrees C, UL/EN/CSA62275, Type 2/21 L 368.3mm, W 3.61mm, Thickness 1.31mm, Tensile Strength 180 Newtons | CABLE TIE 40LB 14.5IN BLUE NYLON
7TCG009160R0015 | TY244M-8 | Active | 5414363454014 | 33.02 | 100 | 10000 | stuk | Ty-Rap Fastening | BE31450 | LR (Premium Cable Ties I) | stuk | CABLE TIE 40LB 14.5IN GRAY NYLON | att câble 40lb 14,5 po gris nylon | Cable Tie, Gray PA 6.6, for Temp up to 85 Degrees C, UL/EN/CSA62275, Type 2/21 L 368.3mm, W 3.61mm, Thickness 1.31mm, Tensile Strength 180 Newtons | CABLE TIE 40LB 14.5IN GRAY NYLON
7TCG009200R0017 | TY5253MR | Active | 5414363065586 | 34.86 | 100 | 100 | stuk | Ty-Rap Fastening | BE31450 | LR (Premium Cable Ties I) | stuk | TY-RAP RVS Lip 290mmx4 8mm Nat. | COL.4.8X293MM 220N NAT | Cable Tie, Natural PA 6.6 for Temp up to 85 Degrees C, UL/EN/CSA62275, Type 2/21 L 289.7mm, W 4.82mm, Thickness 1.41mm, Tensile Strength 222 Newtons, MIL-SPEC | CBL TIE 50LB 11IN NATURAL NYLON
7TCG009200R0019 | TY5253MXR | Active | 5414363065609 | 37.35 | 100 | 100 | stuk | Ty-Rap Fastening | BE31450 | LR (Premium Cable Ties I) | stuk | CBL TIE 50LB 11IN UV zw.NYLON | COL.4.8X293MM 220N NOIR UV | Cable Tie, Black PA 6.6, for Temp up to 105 Degrees C, UL/EN/CSA62275, Type 2/21 L 289.7mm, W 4.82mm, Thickness 1.41mm, Tensile Strength 222 Newtons, MIL-SPEC | CBL TIE 50LB 11IN UV BLACK NYLON
7TCG009200R0021 | TY525MR | Active | 5414363065630 | 10.95 | 100 | 100 | stuk | Ty-Rap Fastening | BE31450 | LR (Premium Cable Ties I) | stuk | TY-RAP RVS Lip 186mmx4 8mm Nat. | COL.4.8X186MM 220N NAT | Cable Tie, Natural PA 6.6 for Temp up to 85 Degrees C, UL/EN/CSA62275, Type 2/21 L 185.67mm, W 4.67mm, Thickness 1.09mm, Tensile Strength 222 Newtons, MIL-SPEC | CBL TIE 50LB 7IN NATURAL NYL
7TCG009200R0023 | TY525MXR | Active | 5414363065661 | 12.9 | 100 | 100 | stuk | Ty-Rap Fastening | BE31450 | LR (Premium Cable Ties I) | stuk | CBL TIE 50LB 7IN UV zw.NYL | COL.4.8X186MM 220N NOIR UV | Cable Tie, Black PA 6.6, for Temp up to 105 Degrees C, UL/EN/CSA62275, Type 2/21 L 185.67mm, W 4.67mm, Thickness 1.09mm, Tensile Strength 222 Newtons, MIL-SPEC | CBL TIE 50LB 7IN UV BLACK NYL
7TCG009200R0025 | TY528MXR | Active | 5414363065920 | 33.35 | 100 | 100 | stuk | Ty-Rap Fastening | BE31450 | LR (Premium Cable Ties I) | stuk | CBL TIE 50LB 14IN UV zw.NYL | COL.4.8X360MM 220N NOIR UV | Cable Tie, Black PA 6.6, for Temp up to 105 Degrees C, UL/EN/CSA62275, Type 2/21 L 360.5mm, W 4.82mm, Thickness 1.4mm, Tensile Strength 222 Newtons, MIL-SPEC | CBL TIE 50LB 14IN UV BLACK NYL
7TCG009210R0007 | BND-5-10-GC | Active | 5414363172086 | 4945 | 100 | 1 | stuk | Ty-Rap Fastening | BE31450 | LR (Premium Cable Ties I) | stuk | Ty-Met B, Th.Verz.Ctd 5Mm Gat | band ty-met galv ac ctd trou 5mm | TY-MET BAND GALVS CTD 5MM HOLE | TY-MET BAND GALVS CTD 5MM HOLE
7TCG009210R0010 | BND-7-10-GC | Active | 5414363172093 | 6018.66 | 100 | 1 | stuk | Ty-Rap Fastening | BE31450 | LR (Premium Cable Ties I) | stuk | Ty-Met B, Th.Verz.Ctd 7Mm Gaat | band ty-met galv ac ctd trou 7mm | TY-MET BAND GALVS CTD 7MM HOLE | TY-MET BAND GALVS CTD 7MM HOLE
7TCG009210R0062 | YRL-10-150-BC | Active | 5414363125075 | 165.42 | 100 | 100 | stuk | Ty-Rap Fastening | BE31450 | LT (Spares) | stuk | TY-MET RVS Hersluitbaar 316 Gecoat 150mmx10mm | COL.INOX316 REU.10X150MM REV. | Releasable and Reusable Stainless Steel Cable Tie, Black Polyester, Temp up to 150 Degrees C, UV Res, L 150mm, W 10mm, Thickness 0.61mm, Strength 1112 Newtons | CABLE TIE 10X150MM SS COATD RELEAS
7TCG009210R0064 | YRL-10-230-BC | Active | 5414363125082 | 180.77 | 100 | 100 | stuk | Ty-Rap Fastening | BE31450 | LT (Spares) | stuk | TY-MET RVS Hersluitbaar 316 Gecoat 230mmx10mm | COL.INOX316 REU.10X230MM REV. | Releasable and Reusable Stainless Steel Cable Tie, Black Polyester, Temp up to 150 Degrees C, UV Res, L 230mm, W 10mm, Thickness 0.61mm, Strength 334 Newtons | CABLE TIE 10X230MM SS COATD RELEAS
7TCG009210R0066 | YRL-10-330-BC | Active | 5414363125099 | 220.5 | 100 | 100 | stuk | Ty-Rap | BE31450 | LT (Spares) | stuk | TY-MET RVS Kabelbinder, Hersluitbaar, 316, Gecoat, 330mm x 10mm | COL.INOX316 REU.10X330MM REV. | Releasable and Reusable Stainless Steel Cable Tie, Black Polyester, Temp up to 150 Degrees C, UV Res, L 330mm, W 10mm, Thickness 0.61mm, Strength 1112 Newtons | Releasable and Reusable Stainless Steel Cable Tie, Black Polyester, Temp up to 150 Degrees C, UV Res, L 330mm, W 10mm, Thickness 0.61mm, Strength 1112 Newtons
7TCG009210R0068 | YRL-10-450-BC | Active | 5414363125105 | 303.65 | 100 | 100 | stuk | Ty-Rap | BE31450 | LT (Spares) | stuk | TY-MET RVS Kabelbinder, Hersluitbaar, 316, Gecoat, 450mm x 10mm | COL.INOX316 REU.10X457MM REV. | Releasable and Reusable Stainless Steel Cable Tie, Black Polyester, Temp up to 150 Degrees C, UV Res, L 450mm, W 10mm, Thickness 0.61mm, Strength 1112 Newtons | Releasable and Reusable Stainless Steel Cable Tie, Black Polyester, Temp up to 150 Degrees C, UV Res, L 450mm, W 10mm, Thickness 0.61mm, Strength 1112 Newtons
7TCG009210R0070 | YRL-10-650-BC | Active | 5414363125112 | 405.62 | 100 | 100 | stuk | Ty-Rap | BE31450 | LT (Spares) | stuk | TY-MET RVS Kabelbinder, Hersluitbaar, 316, Gecoat, 650mm x 10mm | COL.INOX316 REU.10X650MM REV. | Releasable and Reusable Stainless Steel Cable Tie, Black Polyester, Temp up to 150 Degrees C, UV Res, L 650mm, W 10mm, Thickness 0.61mm, Strength 1112 Newtons | Releasable and Reusable Stainless Steel Cable Tie, Black Polyester, Temp up to 150 Degrees C, UV Res, L 650mm, W 10mm, Thickness 0.61mm, Strength 1112 Newtons
7TCG009210R0072 | YRL-10-750-BC | Active | 5414363125129 | 567.77 | 100 | 100 | stuk | Ty-Rap Fastening | BE31450 | LT (Spares) | stuk | TY-MET RVS Hersluitbaar 316 Gecoat 750mmx10mm | COL.INOX316 REU.10X750MM REV. | Releasable and Reusable Stainless Steel Cable Tie, Black Polyester, Temp up to 150 Degrees C, UV Res, L 750mm, W 10mm, Thickness 0.61mm, Strength 1112 Newtons | CABLE TIE 7X750MM SS COATD RELEAS
7TCG009210R0074 | YRL-10-900-BC | Active | 5414363125136 | 555.21 | 100 | 100 | stuk | Ty-Rap | BE31450 | LT (Spares) | stuk | TY-MET RVS Kabelbinder, Hersluitbaar, 316, Gecoat, 900mm x 10mm | COL.INOX316 REU.10X900MM REV. | Releasable and Reusable Stainless Steel Cable Tie, Black Polyester, Temp up to 150 Degrees C, UV Res, L 900mm, W 10mm, Thickness 0.61mm, Strength 1112 Newtons | Releasable and Reusable Stainless Steel Cable Tie, Black Polyester, Temp up to 150 Degrees C, UV Res, L 900mm, W 10mm, Thickness 0.61mm, Strength 1112 Newtons
7TCG009210R0075 | YRL-5-150-BC | Active | 5414363125020 | 158.18 | 100 | 100 | stuk | Ty-Rap Fastening | BE31450 | LT (Spares) | stuk | TY-MET RVS Hersluitbaar 316 Gecoat 150mmx5mm | COL.INOX316 REU.5X150MM REV. | Releasable and Reusable 316 Stainless S Cable Tie, Black Polyester, Temp up to 150 Degrees C, UV Res, L 150mm, W 5mm, Thickness 0.61mm, Strength 334 Newtons | CABLE TIE 5X710MM SS COATD RELEAS
7TCG009210R0077 | YRL-5-230-BC | Active | 5414363125037 | 177.5 | 100 | 100 | stuk | Ty-Rap Fastening | BE31450 | LT (Spares) | stuk | TY-MET RVS Hersluitbaar 316 Gecoat 230mmx5mm | COL.INOX316 REU.5X230MM REV. | Releasable and Reusable Stainless Steel Cable Tie, Black Polyester, Temp up to 150 Degrees C, UV Res, L 230mm, W 5mm, Thickness 0.61mm, Strength 334 Newtons | CABLE TIE 5X230MM SS COATD RELEAS
7TCG009210R0079 | YRL-5-330-BC | Active | 5414363125044 | 183.33 | 100 | 100 | stuk | Ty-Rap Fastening | BE31450 | LT (Spares) | stuk | TY-MET RVS Hersluitbaar 316 Gecoat 330mmx5mm | COL.INOX316 REU.5X330MM REV. | Releasable and Reusable Stainless Steel Cable Tie, Black Polyester, Temp up to 150 Degrees C, UV Res, L 330mm, W 5mm, Thickness 0.61mm, Strength 334 Newtons | CABLE TIE 5X330MM SS COATD RELEAS
7TCG009210R0081 | YRL-5-450-BC | Active | 5414363125051 | 206.46 | 100 | 100 | stuk | Ty-Rap Fastening | BE31450 | LT (Spares) | stuk | TY-MET RVS Hersluitbaar 316 Gecoat 450mmx5mm | COL.INOX316 REU.5X450MM REV. | Releasable and Reusable Stainless Steel Cable Tie, Black Polyester, Temp up to 150 Degrees C, UV Res, L 450mm, W 5mm, Thickness 0.61mm, Strength 334 Newtons | CABLE TIE 5X450MM SS COATD RELEAS
7TCG009210R0083 | YRL-5-650-BC | Active | 5414363125068 | 241.35 | 100 | 100 | stuk | Ty-Rap Fastening | BE31450 | LT (Spares) | stuk | TY-MET RVS Hersluitbaar 316 Gecoat 650mmx5mm | COL.INOX316 REU.5X650MM REV. | Releasable and Reusable Stainless Steel Cable Tie, Black Polyester, Temp up to 150 Degrees C, UV Res, L 650mm, W 5mm, Thickness 0.61mm, Strength 334 Newtons | CABLE TIE 5X560MM SS COATD RELEAS
7TCG009210R0085 | TY25MX-RW | Active | 5415022180176 | 15.84 | 100 | 1000 | stuk | Ty-Rap Fastening | BE31450 | LR (Premium Cable Ties I) | stuk | Ty25Mx Spoorwegen | TY25MX FOR RAILWAY | Cable Tie, Black Polyamide (Nylon 6.6) for Temperatures up to 105 Degr. Celsius UV Resist.,Length 185.67mm,Width 4.67mm , Tens. Strength 220N | TY25MX FOR RAILWAY
7TCG009210R0086 | TY28MX-RW | Active | 5415022180206 | 12.17 | 100 | 1000 | stuk | Ty-Rap | BE31450 | LR (Premium Cable Ties I) | stuk | Ty28Mx Voor Spoorwegen | TY28MX FOR RAILWAY | Cable Tie, Black Polyamide (Nylon 6.6) for Temperatures up to 105 Degr. Celsius ,UV Resistant, Length 361mm, Width 4.8mm , Tens. Strength 540N, MIL-SPEC MS3367-2 | Cable Tie, Black Polyamide (Nylon 6.6) for Temperatures up to 105 Degr. Celsius ,UV Resistant, Length 361mm, Width 4.8mm , Tens. Strength 540N, MIL-SPEC MS3367-2
7TCG009220R0011 | TY253MX-RW | Active | 5415022180183 | 43.71 | 100 | 1000 | stuk | Ty-Rap Fastening | BE31450 | LR (Premium Cable Ties I) | stuk | Ty253Mx Spoorwegen | TY253MX FOR RAILWAY | Cable Tie, Black Polyamide (Nylon 6.6) for Temperatures up to 105 Degr. Celsius ,UV Resistant, Length 295mm,Width 4.82mm , Tens. Strength 220N, MIL-SPEC MS3367-7 | TY253MX FOR RAILWAY
7TCG009310R0017 | TY527MR | Active | 5414363065852 | 55.47 | 100 | 50 | stuk | Ty-Rap Fastening | BE31450 | LR (Premium Cable Ties I) | stuk | TY-RAP RVS Lip 340mmx7 0mm Nat. | COL.7X338MM 540N NAT | Cable Tie, Natural PA 6.6 for Temp up to 85 Degrees C, UL/EN/CSA62275, Type 2/21 L 340mm, W 7.0mm, Thickness 1.65mm, Tensile Strength 540 Newtons | CBL TIE 120LB 13IN NATURAL NYLON
7TCG009310R0020 | TY527MXR | Active | 5414363065876 | 57.6 | 100 | 50 | stuk | Ty-Rap Fastening | BE31450 | LR (Premium Cable Ties I) | stuk | CABLE TIE 120LB 13IN UV zw.NYLON | COL.7X338MM 540N NOIR UV | Cable Tie, Black PA 6.6, for Temp up to 105 Degrees C, UL/EN/CSA62275, Type 2/21 L 340mm, W 7.0mm, Thickness 1.65mm, Tensile Strength 540 Newtons, UV Resist | CABLE TIE 120LB 13IN UV BLACK NYLON
7TCG009330R0025 | TY528MR-NDT | Active | 5415022507010 | 48.54 | 100 | 100 | stuk | Ty-Rap Fastening | BE31450 | LR (Premium Cable Ties I) | stuk | TYRAP DETECTABLE BLUE 220N | TYRAP DETECTABLE BLUE 220N | TYRAP DETECTABLE BLUE 220N | TYRAP DETECTABLE BLUE 220N
7TCG009330R0026 | TY525MR-NDT | Active | 5415022507003 | 23.59 | 100 | 100 | stuk | Ty-Rap Fastening | BE31450 | LR (Premium Cable Ties I) | stuk | TYRAP DETECTABLE BLUE 200N | TYRAP DETECTABLE BLUE 200N | TYRAP DETECTABLE BLUE 200N | TYRAP DETECTABLE BLUE 200N
7TCG009350R0010 | TY27M-0 | Active | 5414363075288 | 23.52 | 100 | 500 | stuk | Ty-Rap | BE31450 | LR (Premium Cable Ties I) | stuk | TY-RAP Kabelbinder met RVS Lip, 340mm x 7mm, Zwart | COL.7X338MM 540N NOIR | Cable Tie, Black PA 6.6, for Temp up to 85 Degrees C, UL/EN/CSA62275, Type 2/21S L 340mm, W 7.0mm, Thickness 1.65mm, Tensile Strength 530 Newtons, MIL-SPEC | Cable Tie, Black PA 6.6, for Temp up to 85 Degrees C, UL/EN/CSA62275, Type 2/21S L 340mm, W 7.0mm, Thickness 1.65mm, Tensile Strength 530 Newtons, MIL-SPEC
7TCG009350R0011 | TY29M-0 | Active | 5414363063704 | 137.19 | 100 | 500 | stuk | Ty-Rap Fastening | BE31450 | LR (Premium Cable Ties I) | stuk | CABLE TIE 120LB 30IN BLK NYLON 2-PC | COL.7X762MM 540N NOIR | Cable Tie, Black PA 6.6, for Temp up to 85 Degrees C, UL/EN/CSA62275, Type 2/21S L 770.61.5mm, W 6.93mm, Thickness 1.52mm Tensile Strength 534 Newtons | CABLE TIE 120LB 30IN BLK NYLON 2-PC
7TCG009370R0031 | TY29M-1 | Active | 5414363063711 | 137.19 | 100 | 500 | stuk | Ty-Rap Fastening | BE31450 | LR (Premium Cable Ties I) | stuk | CABLE TIE 120LB 30IN BROWN NYLON | COL.7X762MM 540N MAR | Cable Tie, Brown PA 6.6, for Temp up to 85 Degrees C, UL/EN/CSA62275, Type 2/21S L 770.61.5mm, W 6.93mm, Thickness 1.52mm Tensile Strength 534 Newtons, MIL-SPEC | CABLE TIE 120LB 30IN BROWN NYLON
7TCG009370R0035 | TY29M-5 | Active | 5414363063759 | 137.19 | 100 | 2000 | stuk | Ty-Rap Fastening | BE31450 | LR (Premium Cable Ties I) | stuk | CABLE TIE 120LB 30IN GREEN NYLON | COL.7X762MM 540N VER | Cable Tie, Green PA 6.6, for Temp up to 85 Degrees C, UL/EN/CSA62275, Type 2/21S L 770.61.5mm, W 6.93mm, Thickness 1.52mm Tensile Strength 534 Newtons, MIL-SPEC | CABLE TIE 120LB 30IN GREEN NYLON
7TCG009370R0036 | TY29M-6 | Active | 5414363063773 | 137.19 | 100 | 500 | stuk | Ty-Rap Fastening | BE31450 | LR (Premium Cable Ties I) | stuk | CABLE TIE 120LB 30IN BLUE NYLON | COL.7X762MM 540N BLE | Cable Tie, Blue PA 6.6, for Temp up to 85 Degrees C, UL/EN/CSA62275, Type 2/21S L 770.61.5mm, W 6.93mm, Thickness 1.52mm Tensile Strength 534 Newtons, MIL-SPEC | CABLE TIE 120LB 30IN BLUE NYLON
7TCG009370R0038 | TY29M-8 | Active | 5414363063797 | 137.19 | 100 | 1000 | stuk | Ty-Rap Fastening | BE31450 | LR (Premium Cable Ties I) | stuk | CABLE TIE 120LB 30IN GRAY NYLON | COL.7X762MM 540N GRI | Cable Tie, Gray PA 6.6, for Temp up to 85 Degrees C, UL/EN/CSA62275, Type 2/21S L 770.61.5mm, W 6.93mm, Thickness 1.52mm Tensile Strength 534 Newtons, MIL-SPEC | CABLE TIE 120LB 30IN GRAY NYLON
7TCG009380R0001 | TY53510M | Active | 5414363066118 | 172.11 | 100 | 50 | stuk | Ty-Rap Fastening | BE31450 | LR (Premium Cable Ties I) | stuk | TY-RAP RVS Lip 889mmx8 1mm Nat. | COL.8.1X889MM 780N NAT | Cable Tie, Natural PA 6.6 for Temp up to 85 Degrees C, UL/EN/CSA62275, Type 2/21S L 889mm, W 8.2mm, Thickness 1.7mm, Tensile Strength 780 Newtons | CABLE TIE 175LB 35IN NATURAL NYLON
7TCG009380R0002 | TY53510MX | Active | 5414363066125 | 196.22 | 100 | 50 | stuk | Ty-Rap Fastening | BE31450 | LR (Premium Cable Ties I) | stuk | CABLE TIE 175LB 35IN UV zw.NYLON | COL.8.1X889MM 780N NOIR UV | Cable Tie, Black PA 6.6, for Temp up to 105 Degree C, UL/EN/CSA62275, Type 2/21S L 889mm, W 8.2mm, Thickness 1.7mm, Tensile Strength 780 Newtons, UV Resist | CABLE TIE 175LB 35IN UV BLACK NYLON
7TCG009380R0003 | TY54513M | Active | 5414363066477 | 183.23 | 100 | 50 | stuk | Ty-Rap Fastening | BE31450 | LR (Premium Cable Ties I) | stuk | TY-RAP RVS Lip 1143mmx8 1mm Nat. | COL.8.1X1143MM 780N NAT | Cable Tie, Natural PA 6.6 for Temp up to 85 Degrees, UL/EN/CSA62275, Type 2/21S L 1143mm, W 8.13mm, Thickness 1.7mm, Tensile Strength 780 Newtons | CABLE TIE 175LB 45IN NATURAL NYLON
7TCG009380R0005 | TY54513MX | Active | 5414363066484 | 176.04 | 100 | 50 | stuk | Ty-Rap Fastening | BE31450 | LR (Premium Cable Ties I) | stuk | CABLE TIE 175LB 45IN UV zw.NYLON | COL.8.1X1143MM 780N NOIR UV | Cable Tie, Black PA 6.6 for Temp up to 105 Degrees, UL/EN/CSA62275, Type 2/21S L 1143mm, W 8.13mm, Thickness 1.7mm, Tensile Strength 780 Newtons, UV Resist | CABLE TIE 175LB 45IN UV BLACK NYLON
7TCG009400R0008 | TY53510M-3 | Active | 5414363174370 | 216.24 | 100 | 50 | stuk | Ty-Rap Fastening | BE31450 | LR (Premium Cable Ties I) | stuk | TY-RAP RVS Lip 889mmx8 1mm Oranje | att câble 175lb 35 po orange nylon | Cable Tie, Orange PA 6.6, for Temp up to 85 Degrees C, UL/EN/CSA62275, Type 2/21S L 889mm, W 8.2mm, Thickness 1.7mm, Tensile Strength 780 Newtons | CABLE TIE 175LB 35IN ORANGE NYLON
7TCG009400R0009 | TY53510M-6 | Active | 5414363174387 | 216.24 | 100 | 50 | stuk | Ty-Rap Fastening | BE31450 | LR (Premium Cable Ties I) | stuk | TY-RAP RVS Lip 889mmx8 1mm Blauw | att câble 175lb 35 po bleu nylon | Cable Tie, Blue PA 6.6, for Temp up to 85 Degrees C, UL/EN/CSA62275, Type 2/21S L 889mm, W 8.2mm, Thickness 1.7mm, Tensile Strength 780 Newtons | CABLE TIE 175LB 35IN BLUE NYLON
7TCG009410R0009 | YLS-4.6-1000A | Active | 5414363072386 | 153.98 | 100 | 100 | stuk | Ty-Rap | BE31450 | LT (Spares) | stuk | TY-MET RVS Kabelbinder, Kogelafsluiting, 304, Ongecoat, 1000mm x 4,6mm | COL.A BILLE INOX304 4.6X1000MM | Ball-Lock 304 Stainless Steel Cable Tie, Uncoated, Tem up to 300 Degrees C, UL/EN/CSA62275, 2S, L 1000mm, W 4.6mm Thickness 0.26mm, Tensile Strength 440 N | Ball-Lock 304 Stainless Steel Cable Tie, Uncoated, Tem up to 300 Degrees C, UL/EN/CSA62275, 2S, L 1000mm, W 4.6mm Thickness 0.26mm, Tensile Strength 440 N
7TCG009410R0010 | YLS-4.6-100A | Active | 5414363072416 | 37.63 | 100 | 100 | stuk | Ty-Rap | BE31450 | LT (Spares) | stuk | TY-MET RVS Kabelbinder, Kogelafsluiting, 304, Ongecoat, 100mm x 4,6mm | COL.A BILLE INOX304 4.6X100MM | Ball-Lock 304 Stainless Steel Cable Tie, Uncoated, Tem up to 300 Degrees C, UL/EN/CSA62275, 2S, L 100mm, W 4.6mm Thickness 0.26mm, Tensile Strength 440 N | Ball-Lock 304 Stainless Steel Cable Tie, Uncoated, Tem up to 300 Degrees C, UL/EN/CSA62275, 2S, L 100mm, W 4.6mm Thickness 0.26mm, Tensile Strength 440 N
7TCG009410R0011 | YLS-4.6-100B | Active | 5414363072423 | 39.76 | 100 | 100 | stuk | Ty-Rap | BE31450 | LT (Spares) | stuk | TY-MET RVS Kabelbinder, Kogelafsluiting, 316, Ongecoat, 100mm x 4,6mm | COL.A BILLE INOX316 4.6X100MM | Ball-Lock 316 Stainless Steel Cable Tie, Uncoated, Tem up to 300 Degrees C, UL/EN/CSA62275, 2S, L 100mm, W 4.6mm Thickness 0.26mm, Tensile Strength 440 N | Ball-Lock 316 Stainless Steel Cable Tie, Uncoated, Tem up to 300 Degrees C, UL/EN/CSA62275, 2S, L 100mm, W 4.6mm Thickness 0.26mm, Tensile Strength 440 N
7TCG009410R0012 | YLS-4.6-100BC | Active | 5414363072430 | 108.4 | 100 | 100 | stuk | Ty-Rap | BE31450 | LT (Spares) | stuk | TY-MET RVS Kabelbinder, Kogelafsluiting, 316, Ongecoat, 100mm x 4,6mm | COL.BIL.INOX316 4.6X100MM ISOL | Ball-Lock 316 Stainless Steel Cable Tie, Black Polyester, up to 150 Degrees C, Length 100mm, W 4.6mm, Thickness 0.36mm Tensile Strength 440 Newtons | Ball-Lock 316 Stainless Steel Cable Tie, Black Polyester, up to 150 Degrees C, Length 100mm, W 4.6mm, Thickness 0.36mm Tensile Strength 440 Newtons
7TCG009410R0013 | YLS-4.6-125A | Active | 5414363072478 | 41.56 | 100 | 100 | stuk | Ty-Rap | BE31450 | LT (Spares) | stuk | TY-MET RVS Kabelbinder, Kogelafsluiting, 304, Ongecoat, 125mm x 4,6mm | COL.A BILLE INOX304 4.6X125MM | Ball-Lock 304 Stainless Steel Cable Tie, Uncoated, Tem up to 300 Degrees C, UL/EN/CSA62275, 2S, L 125mm, W 4.6mm Thickness 0.26mm, Tensile Strength 440 N | Ball-Lock 304 Stainless Steel Cable Tie, Uncoated, Tem up to 300 Degrees C, UL/EN/CSA62275, 2S, L 125mm, W 4.6mm Thickness 0.26mm, Tensile Strength 440 N
7TCG009410R0014 | YLS-4.6-125B | Active | 5414363073888 | 44.12 | 100 | 100 | stuk | Ty-Rap | BE31450 | LT (Spares) | stuk | TY-MET RVS Kabelbinder, Kogelafsluiting, 316, Ongecoat, 125mm x 4,6mm | COL.A BILLE INOX316 4.6X125MM | Ball-Lock 316 Stainless Steel Cable Tie, Uncoated, Tem up to 300 Degrees C, UL/EN/CSA62275, 2S, L 125mm, W 4.6mm Thickness 0.26mm, Tensile Strength 440 N | Ball-Lock 316 Stainless Steel Cable Tie, Uncoated, Tem up to 300 Degrees C, UL/EN/CSA62275, 2S, L 125mm, W 4.6mm Thickness 0.26mm, Tensile Strength 440 N
7TCG009410R0015 | YLS-4.6-150A | Active | 5414363072522 | 44.85 | 100 | 100 | stuk | Ty-Rap | BE31450 | LT (Spares) | stuk | TY-MET RVS Kabelbinder, Kogelafsluiting, 304, Ongecoat, 150mm x 4,6mm | COL.A BILLE INOX304 4.6X150MM | Ball-Lock 304 Stainless Steel Cable Tie, Uncoated, Tem up to 300 Degrees C, UL/EN/CSA62275, 2S, L 150mm, W 4.6mm Thickness 0.26mm, Tensile Strength 440 N | Ball-Lock 304 Stainless Steel Cable Tie, Uncoated, Tem up to 300 Degrees C, UL/EN/CSA62275, 2S, L 150mm, W 4.6mm Thickness 0.26mm, Tensile Strength 440 N
7TCG009410R0016 | YLS-4.6-300A | Active | 5414363099017 | 75.56 | 100 | 100 | stuk | Ty-Rap | BE31450 | LT (Spares) | stuk | TY-MET RVS Kabelbinder, Kogelafsluiting, 304, Ongecoat, 300mm x 4,6mm | COL. BILLE INOX304 4. 6X300MM | Ball-Lock 304 Stainless Steel Cable Tie, Uncoated, Tem up to 300 Degrees C, UL/EN/CSA62275, 2S, L 300mm, W 4.6mm Thickness 0.26mm, Tensile Strength 440 N | Ball-Lock 304 Stainless Steel Cable Tie, Uncoated, Tem up to 300 Degrees C, UL/EN/CSA62275, 2S, L 300mm, W 4.6mm Thickness 0.26mm, Tensile Strength 440 N
7TCG009410R0017 | YLS-4.6-300B | Active | 5414363099024 | 102.98 | 100 | 100 | stuk | Ty-Rap Fastening | BE31450 | LT (Spares) | stuk | CABLE TIE 100LB 12IN 316SS BALL-LCK | COL.A BILLE INOX316 4.6X300MM | Ball-Lock 316 Stainless Steel Cable Tie, Uncoated, Tem up to 300 Degrees C, UL/EN/CSA62275, 2S, L 300mm, W 4.6mm Thickness 0.26mm, Tensile Strength 440 N | CABLE TIE 100LB 12IN 316SS BALL-LCK
7TCG009410R0018 | YLS-4.6-300BC | Active | 5414363099031 | 156.53 | 100 | 100 | stuk | Ty-Rap | BE31450 | LT (Spares) | stuk | TY-MET RVS Kabelbinder, Kogelafsluiting, 316, Ongecoat, 300mm x 4,6mm | COL.BIL.SS316 4.6X300MM REV. | Ball-Lock 316 Stainless Steel Cable Tie, Black Polyester, up to 150 Degrees C, Length 300mm, W 4.6mm, Thickness 0.36mm Tensile Strength 440 Newtons | Ball-Lock 316 Stainless Steel Cable Tie, Black Polyester, up to 150 Degrees C, Length 300mm, W 4.6mm, Thickness 0.36mm Tensile Strength 440 Newtons